## Instructions
Version | 2.2 | Format Guide
Published On | 2021-12-06 | Description |  | Format
Tabs contained within this workbook |  | Input cell (Manual) - user input required (Data used by Model or Description mandated to have) |  | Font
This workbook is a companion input to the Risk Model Input file. For more information on that file, see the Risk Model User Guide. |  | Input cell (Manual) - user input required (Not used by Model / For information only - Optional) |  | Font
Below are the workbook tab names along with a description and instructions. |  | Input cell - Not applicable / Not be used by the model for specific scenarios
|  | Calculated cell - formula that should not be touched |  | Font
Tab | Description + Instructions | Error checking cell - formula that should not be touched / Not be used by the model |  | OK/True | Error/False
Summary of Programs | Using one row per program, include a program description, Mitigation or Control specification, high-level justification/explanation for program characterization.
1-Program Exposure | This includes the scope of each program - how much of the risk exposure (in term of exposure unit or % of tranche exposure) or work units are covered.
2-Program Cost | This includes 2 tables. 1) TableProgSpend - The total costs (CapEX and OoEx) oer each program distributing across time. PPVR multipliers are applicable when CapEX exists. 2) TableTrancheSpend - The total cost allocation across tranches accross time. Need to specify the allocation method (i.e., prorate by Program Exposure or % of Total Cost)
3-Eff - Freq Programs | Combined with the tranche exposure and spend specified in tabs 1 and 2, this constitutes all information needed to compute an RSE for a Program affecting event Frequency. Detailed instructions are in the section below. This table can accommodate quantitative effectiveness, or, facilitates use of the qualitative effectiveness methodology. For each program based on quantitative information, add the supporting worksheet. For each control program using the qualitative methodology, add a Maturity Factor - XX worksheet.
4-Eff - Conseq Programs | Combined with the tranche exposure and spend specified in tabs 1 and 2, this constitutes all information needed to compute an RSE for a Program affecting Consequence. Detailed instructions are in the section below. This table can accommodate quantitative effectiveness, or, facilitates use of the qualitative effectiveness methodology. For each program based on quantitative information, add the supporting worksheet. For each control program using the qualitative methodology, add a Maturity Factor - XX worksheet.
RSE Lite | Tool to compute the RSE for a single program specified within this workbook. 1. Within the worksheet, specify the location and filename for the RSE Lite datafile (a workbook output from the Enterprise Risk Model using a Risk Model Input File with RSE Lite Run = TRUE in the 0-Global Parameters tab). 2. Select the Program. 3. Press Run to call an executable file which will return Risk Reduction and RSE information over time.
RSE Results | Tool to compute the batch RSE run for all listed programs specified within this workbook.
Maturity Factor - XX | Maturity factor calculation for <Control XX>, which is qualitatively evaluated
Match esc definition | For advanced users: Specify custom effectiveness escalation ('match'-type escalation). See the User Guide for additional information about parameter escalation, including the 'match' method.
Data Dictionary | Do not edit. Input Table column information (Input Cell Type, Formula, Validation Formula, Conditional Formatting)
Data & Validation | Do not edit. Data supporting the Control Maturity Factor calculations and Lists for drop down menus
TablePVRR | Do not edit. Reference lookup table for generic PVRR multipliers
BowTie | Do not edit. Reference lookup tables for tranches, drivers, subdrivers, outcomes
Instructions on how to complete the Effectiveness by Model Element tables on tabs 3 and 4:
Column | Instructions
ID | Do not modify. This looks up the Program ID from the Summary of Programs tab. Future enhancement will link this to the Master Control and Mitigation Cost File.
Type | Do not modify. This looks up the Program Type from the Summary of Programs tab, and determines whether a Maturity Factor is necessary (if Control and Qualitative). Future enhancement will link this to the Master Control and Mitigation Cost File.
Program | Each program should be listed at least once in this table. Repeat the program name as many times as is necessary. | Quantitative Measure
Tranche | Include the names of the tranches over which the effectiveness and/or benefit length will differ. | Effectiveness - Quantitative | Either link via cell reference to the quantitatively-derived effectiveness value or copy+paste from an external effectiveness workpaper. List the reference to the external workpaper in the row.
Outcome | Include the names of the outcomes over which the effectiveness and/or benefit length will differ. | Effectiveness | The effectiveness of the program per unit of program exposure in the first year of deployment. The existing formula will compute the effectiveness so do not overwrite this column.
Driver / Subdriver / Attribute | Include the names of the driver/subdriver/attribute over which the effectiveness and/or benefit length will differ.
Does this use qualitative measure? | Specify TRUE or FALSE. If TRUE, fill out columns 'Category?' and 'Risk driver primarily due to…' | Qualitative Measure
… | … | Category? | Select the appropriate category for the program.
Benefit Length (yrs) | List the number of years the program provides benefit for. This may or may not be the same over all Program rows in this table. | Risk driver primarily due to… / Consequence develops… | Select the appropriate driver type for frequency mitigation OR select the appropriate consequence type for consequence mitigation. If previously specified that the effectiveness does not vary by Driver/Subdriver, consider revisiting that specification.
Effectiveness Degradation Rate | If the benefits provided by the program degrade with time, specify the rate (%) at which the effectiveness of the program degrades. A blank value is treats as 0% reduction over time. | Explanation of Categorization | Include the rationale behind the selection of program category as well as driver or consequence type.
Effectiveness Degradation Method | Specify the method by which the degradation rate should be applied. The default is 'esc'; see the User Guide for additional information about parameter escalation, including the 'match' method. | Effectiveness Cap | The value which matches the category and driver/outcome type selected.
Explanation of Benefit Length | If the benefit length, effectiveness degradation rate, and/or degradation method vary within the program, include the rationale behind the specified information. Otherwise, include the program-level explanation only in the Summary of Programs tab. | Maturity Factor | This is necessary for control programs using the qualitative methodology. Duplicate the 'Maturity Factor - XX' worksheet as many times as is necessary, updating responses after duplication. Update 'XX' in the tab name with the Program ID. Each control should have one corresponding worksheet. The existing formula will look up the discount factor so do not overwrite this column.
|  | Effectiveness | The effectiveness of the program per unit of program exposure in the first year of deployment. The existing formula will compute the effectiveness so do not overwrite this column.
See 'Qualitative Program Effectiveness Guidance' documentation for more details on qualitative methodology.
TRUE
FALSE
Necessary cells are highlighted in green

## Prog Info
| Program ID | 7.3.3.6
| Program | #N/A
| Mitigation or Control? | #N/A
| Program Description | #N/A
| TableExposure | 0
# | Program ID | Tranche | Tranche Exposure | Tranche Exposure Unit | Program Exposure 2020 | Program Exposure 2021 | Program Exposure 2022 | Program Exposure 2023 | Program Exposure 2024 | Program Exposure 2025 | Program Exposure 2026 | Unit for Program Exposure | Work Units 2020 | Work Units 2021 | Work Units 2022 | Work Units 2023
|  |  |  | Total Units | 0 | 0 | 0 | 0 | 0 | 0 | 0 |  | 0 | 0 | 0 | 0 | 0 | 0 | 0
| TableProgSpend | 0
# | Program ID |  | PVRR Multiplier |  | CapEx USD 2020 | CapEx USD 2021 | CapEx USD 2022 | CapEx USD 2023 | CapEx USD 2024 | CapEx USD 2025 | CapEx USD 2026 | OpEx USD 2020 | OpEx USD 2021 | OpEx USD 2022 | OpEx USD 2023 | OpEx USD 2024 | OpEx USD 2025 | OpEx USD 2026
|  |  |  | Unit Cost | na | na | na | na | na | na | na | na | na | na | na | na | na | na
| TableFreqPrograms | 0 | [9 empty] | TableConseqPrograms | 0
# | ID | Tranche | Driver |  | Subdriver |  | Outcome | Effectiveness (Ec * Mf) | Benefit Length (yrs) |  | # | ID | Tranche | Outcome |  | Attribute |  | Effectiveness (Ec * Mf) | Benefit Length (yrs)

## Data Dictionary
RSE Lite Template Data Dictionary
formula | formula |  | formula | input | formula | formula | formula | input | input | input | input | input | formula
# | Col# | Sheet Name | Table Name | Type | Column Name | Col | Formula | Data Validation | Conditional Formatting Criteria | Conditional Formatting Application | Sheet Name | Table Name | Columns
1 | 1 | Summary of Programs | TableSummary | Input | Program ID | A |  |  |  |  | Summary of Programs | TableSummary | 14
1 | 2 | Summary of Programs | TableSummary | Input | Program | B |  |  |  |  | 1-Program Exposure | TableExposure | 27
1 | 3 | Summary of Programs | TableSummary | Input | Mitigation or Control? | C |  | =INDIRECT("TableProgTypeDropdown[Program Type Options]") |  |  | 2-Program Cost | TableProgSpend | 28
1 | 4 | Summary of Programs | TableSummary | Input | MAT or MWC | D |  |  |  |  | 2-Program Cost | TableTranchSpend | 13
1 | 5 | Summary of Programs | TableSummary | Input | Program Description | E |  |  |  |  | 3-Eff - Freq Programs | TableFreqPrograms | 22
1 | 6 | Summary of Programs | TableSummary | Input | Modifying Likelihood of Failure (LOF) or Consequence of Failure (COF) | F |  | =INDIRECT("TableBowtieDropdown[Bow Tie Element]") |  |  | 4-Eff - Conseq Programs | TableConseqPrograms | 21
1 | 7 | Summary of Programs | TableSummary | Input | Risk Drivers and/or Consequences being addressed by Program | G |  |  |  |  | Total Input Table Columns |  | 125
1 | 8 | Summary of Programs | TableSummary | Input | Year(s) of Implementation | H |  |  |  |  | RSE Lite | TableRSESummary | 18
1 | 9 | Summary of Programs | TableSummary | Input | Justification for Effectiveness % | I |  |  |  |  | RSE Lite | TableRSE | 35
1 | 10 | Summary of Programs | TableSummary | Input | Benefit Length | J |  |  |  |  | RSE Lite | TableProgramRR | 44
1 | 11 | Summary of Programs | TableSummary | Input | Justification for Benefit Length | K |  |  |  |  | RSE Lite | Table_LoRECalc | 29
1 | 12 | Summary of Programs | TableSummary | Optional Input | Assumptions / Comments | L |  |  |  |  | RSE Lite | Table_CoRECalc | 28
1 | 13 | Summary of Programs | TableSummary | Formula | Mitigation Program Count | M | =IF(ISNUMBER(M9),IF(AND(LEFT(C10,1)="M",B10<>B9),M9+1,M9),IF(LEFT(C10,1)="M",1,0)) |  |  |  | RSE Result | TableAllRSEs | 21
1 | 14 | Summary of Programs | TableSummary | Formula | Control Program Count | N | =IF(ISNUMBER(N9),IF(AND(LEFT(C10,1)="C",B10<>B9),N9+1,N9),IF(LEFT(C10,1)="C",1,0)) |  |  |  | RSE Result | TableRSEbatch | #REF!
2 | 1 | 1-Program Exposure | TableExposure | Formula | Program ID | B | =IFERROR(INDEX('Summary of Programs'!A:A,MATCH([@Program],'Summary of Programs'!B:B,0)),"No match in Summary of Programs tab") |  |  |  | RSE Result | TableProgramRRbatch | #REF!
2 | 2 | 1-Program Exposure | TableExposure | Formula | Type | C | =IFERROR(INDEX('Summary of Programs'!C:C,MATCH([@Program],'Summary of Programs'!B:B,0)),"No match in Summary of Programs tab")
2 | 3 | 1-Program Exposure | TableExposure | Input | Program | D |  | =INDIRECT("TableSummary[Program]")
2 | 4 | 1-Program Exposure | TableExposure | Input | Risk (for Cross Cutter only) | E |  | =INDIRECT("Table_RiskNameLookup[Risk/Cross Cutting Factor Name]")
2 | 5 | 1-Program Exposure | TableExposure | Input | Tranche | F |  | =INDIRECT("TableTranche[Tranche]")
2 | 6 | 1-Program Exposure | TableExposure | Formula | Tranche Exposure | G | =INDEX(TableTranche[[#All],[Exposure]], MATCH([@Tranche], TableTranche[[#All],[Tranche]], 0))
2 | 7 | 1-Program Exposure | TableExposure | Formula | Tranche Exposure Unit | H | =INDEX(TableTranche[[#All],[Unit]], MATCH([@Tranche], TableTranche[[#All],[Tranche]], 0))
2 | 8 | 1-Program Exposure | TableExposure | Input | Program Exposure 2020 | I
2 | 9 | 1-Program Exposure | TableExposure | Input | Program Exposure 2021 | J
2 | 10 | 1-Program Exposure | TableExposure | Input | Program Exposure 2022 | K
2 | 11 | 1-Program Exposure | TableExposure | Input | Program Exposure 2023 | L
2 | 12 | 1-Program Exposure | TableExposure | Input | Program Exposure 2024 | M
2 | 13 | 1-Program Exposure | TableExposure | Input | Program Exposure 2025 | N
2 | 14 | 1-Program Exposure | TableExposure | Input | Program Exposure 2026 | O
2 | 15 | 1-Program Exposure | TableExposure | Input | Unit for Program Exposure | P |  | =INDIRECT("TableProgExpDropdown[Program Exposure Options]")
2 | 16 | 1-Program Exposure | TableExposure | Optional Input | Work Units 2020 | Q
2 | 17 | 1-Program Exposure | TableExposure | Optional Input | Work Units 2021 | R
2 | 18 | 1-Program Exposure | TableExposure | Optional Input | Work Units 2022 | S
2 | 19 | 1-Program Exposure | TableExposure | Optional Input | Work Units 2023 | T
2 | 20 | 1-Program Exposure | TableExposure | Optional Input | Work Units 2024 | U
2 | 21 | 1-Program Exposure | TableExposure | Optional Input | Work Units 2025 | V
2 | 22 | 1-Program Exposure | TableExposure | Optional Input | Work Units 2026 | W
2 | 23 | 1-Program Exposure | TableExposure | Optional Input | Unit for work units | X
2 | 24 | 1-Program Exposure | TableExposure | Optional Input | Explanation of relationship between different units | Y
2 | 25 | 1-Program Exposure | TableExposure | Optional Input | Other Note | Z
2 | 26 | 1-Program Exposure | TableExposure | Error Check | Flag for modeler | AA | =IF(AND(MAX(TableExposure[@[Program Exposure 2020]:[Program Exposure 2026]])>1,[@[Unit for Program Exposure]]="% of tranche exposure"),"Format not percent","") |  | No Blank | Red font if there is Error
2 | 27 | 1-Program Exposure | TableExposure | Formula | Risk ID | AB | =IFERROR(INDEX(Table_RiskNameLookup[RISK ID],MATCH([@[Risk (for Cross Cutter only)]],Table_RiskNameLookup[Risk/Cross Cutting Factor Name],0)),RiskID)
3 | 1 | 2-Program Cost | TableProgSpend | Formula | Program ID | B | =IFERROR(INDEX('Summary of Programs'!A:A,MATCH([@Program],'Summary of Programs'!B:B,0)),"No match in Summary of Programs")
3 | 2 | 2-Program Cost | TableProgSpend | Formula | Type | C | =IFERROR(INDEX('Summary of Programs'!C:C,MATCH([@Program],'Summary of Programs'!B:B,0)),"No match in Summary of Programs tab")
3 | 3 | 2-Program Cost | TableProgSpend | Input | Program | D |  | =INDIRECT("TableSummary[Program]")
3 | 4 | 2-Program Cost | TableProgSpend | Input | MAT (optional) | E
3 | 5 | 2-Program Cost | TableProgSpend | Input | CapEx USD 2020 | F
3 | 6 | 2-Program Cost | TableProgSpend | Input | CapEx USD 2021 | G
3 | 7 | 2-Program Cost | TableProgSpend | Input | CapEx USD 2022 | H
3 | 8 | 2-Program Cost | TableProgSpend | Input | CapEx USD 2023 | I
3 | 9 | 2-Program Cost | TableProgSpend | Input | CapEx USD 2024 | J
3 | 10 | 2-Program Cost | TableProgSpend | Input | CapEx USD 2025 | K
3 | 11 | 2-Program Cost | TableProgSpend | Input | CapEx USD 2026 | L
3 | 12 | 2-Program Cost | TableProgSpend | Input | OpEx USD 2020 | M
3 | 13 | 2-Program Cost | TableProgSpend | Input | OpEx USD 2021 | N
3 | 14 | 2-Program Cost | TableProgSpend | Input | OpEx USD 2022 | O
3 | 15 | 2-Program Cost | TableProgSpend | Input | OpEx USD 2023 | P
3 | 16 | 2-Program Cost | TableProgSpend | Input | OpEx USD 2024 | Q
3 | 17 | 2-Program Cost | TableProgSpend | Input | OpEx USD 2025 | R
3 | 18 | 2-Program Cost | TableProgSpend | Input | OpEx USD 2026 | S
3 | 19 | 2-Program Cost | TableProgSpend | Input | Asset Type | T
3 | 20 | 2-Program Cost | TableProgSpend | Formula | Generic Capital PVRR Multiplier | U | #N/A |  | =SUM($F9:$L9)=0 | Condition on if there is CapEX. If CapEX exists, then PVRR Multipliers are applicable. Otherwise, not applicable.
3 | 21 | 2-Program Cost | TableProgSpend | Input | Custom Capital PVRR Multiplier | V |  |  | =SUM($F9:$L9)=0 =$T9<>"Custom" | Condition on if there is CapEX and if the Asset Type is "Custom". If so, then PVRR Multipliers are applicable. Otherwise, not applicable.
3 | 22 | 2-Program Cost | TableProgSpend | Formula | Generic Lifetime Incremental O&M PVRR Multiplier | W | #N/A |  | =SUM($F9:$L9)=0 | Condition on if there is CapEX. If CapEX exists, then PVRR Multipliers are applicable. Otherwise, not applicable.
3 | 23 | 2-Program Cost | TableProgSpend | Input | Custom Lifetime Incremental O&M PVRR Multiplier (optional; specify if 0) | X |  |  | =SUM($F9:$L9)=0
3 | 24 | 2-Program Cost | TableProgSpend | Formula | Lifetime Incremental O&M PVRR Multiplier | Y | #N/A |  | =SUM($F9:$L9)=0
3 | 25 | 2-Program Cost | TableProgSpend | Formula | PVRR Multiplier | Z | #N/A |  | =SUM($F9:$L9)=0
3 | 26 | 2-Program Cost | TableProgSpend | Error Check | In Exposure tab? | AA | =ISNUMBER(MATCH([@Program],TableExposure[Program],0)) |  | FALSE | Red font if FALSE
3 | 27 | 2-Program Cost | TableProgSpend | Error Check | In Allocation table | AB | =ISNUMBER(MATCH([@Program],TableTranchSpend[Program],0)) |  | FALSE | Red font if FALSE
3 | 28 | 2-Program Cost | TableProgSpend | Error Check | In Eff Table | AC | =OR(ISNUMBER(MATCH([@Program],TableFreqPrograms[Program],0)),ISNUMBER(MATCH([@Program],TableConseqPrograms[Program],0))) |  | FALSE | Red font if FALSE
4 | 1 | 2-Program Cost | TableTranchSpend | Formula | Program ID | B | =IFERROR(INDEX('Summary of Programs'!A:A,MATCH([@Program],'Summary of Programs'!B:B,0)),"No match in Summary of Programs")
4 | 2 | 2-Program Cost | TableTranchSpend | Formula | Type | C | =IFERROR(INDEX('Summary of Programs'!C:C,MATCH([@Program],'Summary of Programs'!B:B,0)),"No match in Summary of Programs tab")
4 | 3 | 2-Program Cost | TableTranchSpend | Input | Program | D |  | =INDIRECT("TableSummary[Program]")
4 | 4 | 2-Program Cost | TableTranchSpend | Input | MAT (optional) | E
4 | 5 | 2-Program Cost | TableTranchSpend | Input | Allocation method | F |  | =INDIRECT("TableProgCostDropdown[Program Cost Options]")
4 | 6 | 2-Program Cost | TableTranchSpend | Input | Tranche | G |  | =INDIRECT("TableTranche[Tranche]") | =$F52="% of Total Cost (specify to the right)" | Condition on if Allocation method is set as "% of Total Cost". If it is, need to input the Tranche and allocation % across the years.
4 | 7 | 2-Program Cost | TableTranchSpend | Input | Spend USD 2020 | H |  |  | =$F52="% of Total Cost (specify to the right)"
4 | 8 | 2-Program Cost | TableTranchSpend | Input | Spend USD 2021 | I |  |  | =$F52="% of Total Cost (specify to the right)"
4 | 9 | 2-Program Cost | TableTranchSpend | Input | Spend USD 2022 | J |  |  | =$F52="% of Total Cost (specify to the right)"
4 | 10 | 2-Program Cost | TableTranchSpend | Input | Spend USD 2023 | K |  |  | =$F52="% of Total Cost (specify to the right)"
4 | 11 | 2-Program Cost | TableTranchSpend | Input | Spend USD 2024 | L |  |  | =$F52="% of Total Cost (specify to the right)"
4 | 12 | 2-Program Cost | TableTranchSpend | Input | Spend USD 2025 | M |  |  | =$F52="% of Total Cost (specify to the right)"
4 | 13 | 2-Program Cost | TableTranchSpend | Input | Spend USD 2026 | N |  |  | =$F52="% of Total Cost (specify to the right)"
5 | 1 | 3-Eff - Freq Programs | TableFreqPrograms | Formula | ID | B | =IFERROR(INDEX('Summary of Programs'!A:A,MATCH([@Program],'Summary of Programs'!B:B,0)),"No match in Program Cost tab")
5 | 2 | 3-Eff - Freq Programs | TableFreqPrograms | Formula | Type | C | =IFERROR(INDEX('Summary of Programs'!C:C,MATCH([@Program],'Summary of Programs'!B:B,0)),"No match in Summary of Programs tab")
5 | 3 | 3-Eff - Freq Programs | TableFreqPrograms | Input | Program | D |  | =INDIRECT("TableSummary[Program]")
5 | 4 | 3-Eff - Freq Programs | TableFreqPrograms | Input | Risk (for Cross Cutter only) | E |  | =INDIRECT("Table_RiskNameLookup[Risk/Cross Cutting Factor Name]")
5 | 5 | 3-Eff - Freq Programs | TableFreqPrograms | Input | Tranche | F |  | =INDIRECT("TableTranche[Tranche]")
5 | 6 | 3-Eff - Freq Programs | TableFreqPrograms | Input | Driver | G |  | =INDIRECT("TableDriverSubdriver[Driver]")
5 | 7 | 3-Eff - Freq Programs | TableFreqPrograms | Input | Subdriver | H |  | =INDIRECT("TableDriverSubdriver[Subdriver]")
5 | 8 | 3-Eff - Freq Programs | TableFreqPrograms | Input | Outcome | I |  | =INDIRECT("TableOutcome[Outcome]")
5 | 9 | 3-Eff - Freq Programs | TableFreqPrograms | Input | Does this use qualitative measure? | J
5 | 10 | 3-Eff - Freq Programs | TableFreqPrograms | Input | Effectiveness - Quantitative | K |  |  | =NOT($J8) | If not use qualitative measure, need to input effective rate.
5 | 11 | 3-Eff - Freq Programs | TableFreqPrograms | Input | Category | L |  | =INDIRECT("TableQualFreqEff[Program Category]") | =$J8 | If use qualitative measure, need to input Category and Risk driver primarily due to …
5 | 12 | 3-Eff - Freq Programs | TableFreqPrograms | Input | Risk driver primarily due to… | M |  | =$Z$7:$AC$7 | =$J8
5 | 13 | 3-Eff - Freq Programs | TableFreqPrograms | Input | Explanation of Program Category and Risk Driver type | N |  |  | =$J8
5 | 14 | 3-Eff - Freq Programs | TableFreqPrograms | Formula | Effectiveness Cap (Ec) | O | #N/A |  | =$J8
5 | 15 | 3-Eff - Freq Programs | TableFreqPrograms | Formula | Maturity Factor (Mf) | P | #N/A |  | =$J8
5 | 16 | 3-Eff - Freq Programs | TableFreqPrograms | Formula | Effectiveness (Ec * Mf) | Q | =IFERROR(IF([@[Does this use qualitative measure?]],[@[Effectiveness Cap (Ec)]]*MIN([@[Maturity Factor (Mf)]],1),[@[Effectiveness - Quantitative]]),0)
5 | 17 | 3-Eff - Freq Programs | TableFreqPrograms | Input | Benefit Length (yrs) | R
5 | 18 | 3-Eff - Freq Programs | TableFreqPrograms | Input | Effectiveness Degradation Rate | S
5 | 19 | 3-Eff - Freq Programs | TableFreqPrograms | Input | Effectiveness Degradation Method | T
5 | 20 | 3-Eff - Freq Programs | TableFreqPrograms | Input | Explanation of Benefit Length | U
5 | 21 | 3-Eff - Freq Programs | TableFreqPrograms | Formula | Same benefit set across program? | V | =SUMPRODUCT((([Program]=[@Program]))/COUNTIFS([Program],[Program]&"",[Benefit Length (yrs)],[Benefit Length (yrs)]&"",[Effectiveness Degradation Rate],[Effectiveness Degradation Rate]&"",[Effectiveness Degradation Method],[Effectiveness Degradation Method]&""))=1
5 | 22 | 3-Eff - Freq Programs | TableFreqPrograms | Formula | Risk ID | W | =IFERROR(INDEX(Table_RiskNameLookup[RISK ID],MATCH([@[Risk (for Cross Cutter only)]],Table_RiskNameLookup[Risk/Cross Cutting Factor Name],0)),RiskID)
6 | 1 | 4-Eff - Conseq Programs | TableConseqPrograms | Formula | ID | B | =IFERROR(INDEX('Summary of Programs'!A:A,MATCH([@Program],'Summary of Programs'!B:B,0)),"No match in Program Cost tab")
6 | 2 | 4-Eff - Conseq Programs | TableConseqPrograms | Formula | Type | C | =IFERROR(INDEX('Summary of Programs'!C:C,MATCH([@Program],'Summary of Programs'!B:B,0)),"No match in Summary of Programs tab")
6 | 3 | 4-Eff - Conseq Programs | TableConseqPrograms | Input | Program | D |  | =INDIRECT("TableSummary[Program]")
6 | 4 | 4-Eff - Conseq Programs | TableConseqPrograms | Input | Risk (for Cross Cutter only) | E |  | =INDIRECT("Table_RiskNameLookup[Risk/Cross Cutting Factor Name]")
6 | 5 | 4-Eff - Conseq Programs | TableConseqPrograms | Input | Tranche | F |  | =INDIRECT("TableTranche[Tranche]")
6 | 6 | 4-Eff - Conseq Programs | TableConseqPrograms | Input | Outcome | G |  | =INDIRECT("TableOutcome[Outcome]")
6 | 7 | 4-Eff - Conseq Programs | TableConseqPrograms | Input | Attribute | H
6 | 8 | 4-Eff - Conseq Programs | TableConseqPrograms | Input | Does this use qualitative measure? | I
6 | 9 | 4-Eff - Conseq Programs | TableConseqPrograms | Input | Effectiveness - Quantitative | J |  |  | =NOT($I8) | If not use qualitative measure, need to input effective rate.
6 | 10 | 4-Eff - Conseq Programs | TableConseqPrograms | Input | Category | K |  | =INDIRECT("TableQualConseqEff[Control Program Category]") | =$I8 | If use qualitative measure, need to input Category and Consequence develops …
6 | 11 | 4-Eff - Conseq Programs | TableConseqPrograms | Input | Consequence develops… | L |  | =$AA$7:$AB$7 | =$I8
6 | 12 | 4-Eff - Conseq Programs | TableConseqPrograms | Input | Explanation of Program Category and Consequence type | M |  |  | =$I8
6 | 13 | 4-Eff - Conseq Programs | TableConseqPrograms | Formula | Effectiveness Cap (Ec) | N | =IF([@[Does this use qualitative measure?]],INDEX(TableQualConseqEff,MATCH([@Category],TableQualConseqEff[Control Program Category],0),MATCH([@[Consequence develops…]],TableQualConseqEff[#Headers],0)),"") |  | =$I8
6 | 14 | 4-Eff - Conseq Programs | TableConseqPrograms | Formula | Maturity Factor (Mf) | O | =IFERROR(@IF(AND([@[Does this use qualitative measure?]],ISNUMBER(SEARCH("control",[@Type]))),INDIRECT("'Maturity Factor - " & RIGHT([@ID],4) & "'!EffFactor"),""),"Cannot fine Maturity Factor - " & [@ID]& " tab.") |  | =$I8
6 | 15 | 4-Eff - Conseq Programs | TableConseqPrograms | Formula | Effectiveness (Ec * Mf) | P | =IFERROR(IF([@[Does this use qualitative measure?]],[@[Effectiveness Cap (Ec)]]*MIN([@[Maturity Factor (Mf)]],1),[@[Effectiveness - Quantitative]]),0)
6 | 16 | 4-Eff - Conseq Programs | TableConseqPrograms | Input | Benefit Length (yrs) | Q
6 | 17 | 4-Eff - Conseq Programs | TableConseqPrograms | Input | Effectiveness Degradation Rate | R
6 | 18 | 4-Eff - Conseq Programs | TableConseqPrograms | Input | Effectiveness Degradation Method | S
6 | 19 | 4-Eff - Conseq Programs | TableConseqPrograms | Input | Explanation of Benefit Length, Degradation Rate | T
6 | 20 | 4-Eff - Conseq Programs | TableConseqPrograms | Formula | Same benefit set across program? | U | =SUMPRODUCT((([Program]=[@Program]))/COUNTIFS([Program],[Program]&"",[Benefit Length (yrs)],[Benefit Length (yrs)]&"",[Effectiveness Degradation Rate],[Effectiveness Degradation Rate]&"",[Effectiveness Degradation Method],[Effectiveness Degradation Method]&""))=1
6 | 21 | 4-Eff - Conseq Programs | TableConseqPrograms | Formula | Risk ID | V | =IFERROR(INDEX(Table_RiskNameLookup[RISK ID],MATCH(TableFreqPrograms[@[Risk (for Cross Cutter only)]],Table_RiskNameLookup[Risk/Cross Cutting Factor Name],0)),RiskID)

## Summary of Programs
Pacific Gas and Electric Company
2022 WMP
Control and Mitigation Program Workpaper
| RISK Name: | Wildfire
| RISK ID: | WLDFR
| Total mitigations: | 6
| Total controls: | 0
Program ID | Program | Mitigation or Control? | MAT or MWC | Program Description | Modifying Likelihood of Failure (LOF) or Consequence of Failure (COF) | Risk Drivers and/or Consequences being addressed by Program | Year(s) of Implementation | Justification for Effectiveness % | Benefit Length | Justification for Benefit Length | Assumptions / Comments | Mitigation Program Count | Control Program Count
7.3.1.1 | 7.3.1.1 A summarized risk map that shows the overall ignition probability and estimated wildfire consequence along the electric lines and equipment. | Mitigation | AB #/IG# | Development and use of tools and processes to develop and update risk map and simulations and to estimate risk reduction potential of initiatives for a given portion of the grid (or more granularly, e.g., circuit, span, or asset). May include verification efforts, independent assessment by experts, and updates. | LOF | All Drivers | Ongoing | Refer to Tabs "SH_OH_Effectiveness" and "7.3.1.1" | 30 Years |  |  | 1 | 0
7.3.1.2 | 7.3.1.2 Climate-driven risk map and modeling based on various relevant weather scenarios. | Mitigation | AB #/IG# | Development and use of tools and processes demonstrating medium and long-term climate trends based on the best available climate models demonstrating the most wildfire-relevant impacts (e.g., warming trends, fuel moisture trends, soil moisture trends, vegetation distribution trends). Describe how these trends are being incorporated into risk modeling or other risk-informed analyses | LOF | Risk reduction not quantified. Foundational Initiative, for which distinct financial and quantification data not currently available. | Risk reduction not quantified. Foundational Initiative, for which distinct financial and quantification data not currently available. | Risk reduction not quantified. Foundational Initiative, for which distinct financial and quantification data not currently available. | Risk reduction not quantified. Foundational Initiative, for which distinct financial and quantification data not currently available. | Risk reduction not quantified. Foundational Initiative, for which distinct financial and quantification data not currently available. |  | 2 | 0
7.3.1.3 | 7.3.1.3 Ignition probability mapping showing the probability of ignition along the electric lines and equipment. | Mitigation |  | Development and use of tools and processes to assess the risk of ignition across regions of the grid (or more granularly, e.g., circuits, spans, or assets). | LOF | All Drivers | Ongoing | Refer to Tabs "SH_OH_Effectiveness" and "7.3.1.1" | 30 Years |  |  | 3 | 0
7.3.1.4 | 7.3.1.4 Initiative mapping and estimation of wildfire and PSPS risk-reduction impact. | Mitigation |  | Development of a tool to estimate the risk reduction efficacy (for both wildfire and PSPS risk) and risk-spend efficiency of various initiatives. | LOF | Risk reduction not quantified. Foundational Initiative, for which distinct financial and quantification data not currently available. | Risk reduction not quantified. Foundational Initiative, for which distinct financial and quantification data not currently available. | Risk reduction not quantified. Foundational Initiative, for which distinct financial and quantification data not currently available. | Risk reduction not quantified. Foundational Initiative, for which distinct financial and quantification data not currently available. | Risk reduction not quantified. Foundational Initiative, for which distinct financial and quantification data not currently available. |  | 4 | 0
7.3.1.5 | 7.3.1.5 Match drop simulations showing the potential wildfire consequence of ignitions that occur along the electric lines and equipment. | Mitigation | AB #/IG# | Development and use of tools and processes to assess the impact of potential ignition and risk to communities (e.g., in terms of potential fatalities, structures burned, monetary damages, area burned, impact on air quality and greenhouse gas, or GHG, reduction goals, etc.). | LOF | Risk reduction not quantified. Foundational Initiative, for which distinct financial and quantification data not currently available. | Risk reduction not quantified. Foundational Initiative, for which distinct financial and quantification data not currently available. | Risk reduction not quantified. Foundational Initiative, for which distinct financial and quantification data not currently available. | Risk reduction not quantified. Foundational Initiative, for which distinct financial and quantification data not currently available. | Risk reduction not quantified. Foundational Initiative, for which distinct financial and quantification data not currently available. |  | 5 | 0
7.3.1.6 | 7.3.1.6 Weather-Driven Risk Map and Modelling Based on Various Relevant Weather Scenarios. | Mitigation |  | N/A (No definition given) | LOF | Risk reduction not quantified. Foundational Initiative, for which distinct financial and quantification data not currently available. | Risk reduction not quantified. Foundational Initiative, for which distinct financial and quantification data not currently available. | Risk reduction not quantified. Foundational Initiative, for which distinct financial and quantification data not currently available. | Risk reduction not quantified. Foundational Initiative, for which distinct financial and quantification data not currently available. | Risk reduction not quantified. Foundational Initiative, for which distinct financial and quantification data not currently available. |  | 6 | 0

## 1-Program Exposure
Program Exposure | [7 empty] | 55300 | 68.52% | 90%
For each program, specify either the units of exposure (as defined in the Risk Model Input file), or the fraction of the total tranche exposure, to which the program applies | [7 empty] | 171.2 | 31.48% |  |  |  | 1000
If the exposure number applies all tranches, leave the 'Tranche' column blank and include only one line in the table below |  |  |  |  | 0.6738% |  |  | 6928.8
The tranche names in this table must match identically to the tranche names in the Risk Model Input File |  |  | 203564781.34
| Exposure Table |  |  |  | 7181*85%
| Program ID | Type | Program | Risk (for Cross Cutter only) | Tranche | Tranche Exposure | Tranche Exposure Unit | Program Exposure 2020 | Program Exposure 2021 | Program Exposure 2022 | Program Exposure 2023 | Program Exposure 2024 | Program Exposure 2025 | Program Exposure 2026 | Unit for Program Exposure | Work Units 2020 | Work Units 2021 | Work Units 2022 | Work Units 2023 | Work Units 2024 | Work Units 2025 | Work Units 2026 | Unit for work units | Explanation of relationship between different units | Other Note | Flag for modeler | Risk ID
| 7.3.1.1 | Mitigation | 7.3.1.1 A summarized risk map that shows the overall ignition probability and estimated wildfire consequence along the electric lines and equipment. |  | HFTD - Distribution - All | 25461.6694 | Miles | 316.22 | 196.8323 | 449.5 | 472.04 |  |  |  | Exposure unit | [11 empty] | WLDFR
| 7.3.1.3 | Mitigation | 7.3.1.3 Ignition probability mapping showing the probability of ignition along the electric lines and equipment. |  | HFTD - Distribution - All | 25461.6694 | Miles | 316.22 | 196.8323 | 449.5 | 472.04 |  |  |  | Exposure unit | [11 empty] | WLDFR

## 2-Program Cost
Program Spend from Control File
Program ID | Type | Program | MAT (optional) | CapEx USD 2020 | CapEx USD 2021 | CapEx USD 2022 | CapEx USD 2023 | CapEx USD 2024 | CapEx USD 2025 | CapEx USD 2026 | OpEx USD 2020 | OpEx USD 2021 | OpEx USD 2022 | OpEx USD 2023 | OpEx USD 2024 | OpEx USD 2025 | OpEx USD 2026 | Asset Type | Generic Capital PVRR Multiplier | Custom Capital PVRR Multiplier | Generic Lifetime Incremental O&M PVRR Multiplier | Custom Lifetime Incremental O&M PVRR Multiplier (optional; specify if 0) | Lifetime Incremental O&M PVRR Multiplier | PVRR Multiplier | In Exposure tab? | In Allocation table | In Eff Table
7.3.1.1 | Mitigation | 7.3.1.1 A summarized risk map that shows the overall ignition probability and estimated wildfire consequence along the electric lines and equipment. |  | 1039522.6707 | 1006534.69 | 909810.1093 | 1061125.2194 | [17 empty] | TRUE | TRUE | TRUE
7.3.1.3 | Mitigation | 7.3.1.3 Ignition probability mapping showing the probability of ignition along the electric lines and equipment. |  | 1039522.6707 | 1006534.69 | 909810.1093 | 1061125.2194 | [17 empty] | TRUE | TRUE | TRUE
Program Spend Allocation to Tranches
Program ID | Type | Program | MAT (optional) | Allocation method | Tranche | Spend USD 2020 | Spend USD 2021 | Spend USD 2022 | Spend USD 2023 | Spend USD 2024 | Spend USD 2025 | Spend USD 2026
7.3.1.1 | Mitigation | 7.3.1.1 A summarized risk map that shows the overall ignition probability and estimated wildfire consequence along the electric lines and equipment. |  | prorate by Program Exposure
7.3.1.3 | Mitigation | 7.3.1.3 Ignition probability mapping showing the probability of ignition along the electric lines and equipment. |  | prorate by Program Exposure
Update Cost Data

## 3-Eff - Freq Programs
Effectiveness for Programs that Modify Frequency | [21 empty] | Qualitative Program Effectiveness Cap for different types of programs affecting event frequency
Dimensions over which effectiveness differs
Please see Instructions for detailed guidance on each column. See 'Control Effectiveness Guidance' documentation for more details on qualitative methodology.
Effectiveness by Model Element | [22 empty] | Risk Driver is Primarily Due to… |  |  |  | Effectiveness Mapping Table
ID | Type | Program | Risk (for Cross Cutter only) | Tranche | Driver | Subdriver | Outcome | Does this use qualitative measure? | Effectiveness - Quantitative | Category | Risk driver primarily due to… | Explanation of Program Category and Risk Driver type | Effectiveness Cap (Ec) | Maturity Factor (Mf) | Effectiveness (Ec * Mf) | Benefit Length (yrs) | Effectiveness Degradation Rate | Effectiveness Degradation Method | Explanation of Benefit Length | Same benefit set across program? | Risk ID | Program Category | Human Error | Functional Failure | Malicious Action | Natural/Outside Force | Program | Tranche | Driver | Subdriver | Outcome
7.3.1.1 | Mitigation | 7.3.1.1 A summarized risk map that shows the overall ignition probability and estimated wildfire consequence along the electric lines and equipment. |  |  | Contact from object | Animal contact |  | FALSE | 43.95% | [5 empty] | 43.95% | 30 |  |  | 0 | TRUE | WLDFR | Elimination | 90% | 90% | 90% | 90%
7.3.1.1 | Mitigation | 7.3.1.1 A summarized risk map that shows the overall ignition probability and estimated wildfire consequence along the electric lines and equipment. |  |  | Contact from object | Balloon contact |  | FALSE | 56.81% | [5 empty] | 56.81% | 30 |  |  | 0 | TRUE | WLDFR | Engineered barrier | 90% | 75% | 50% | 50%
7.3.1.1 | Mitigation | 7.3.1.1 A summarized risk map that shows the overall ignition probability and estimated wildfire consequence along the electric lines and equipment. |  |  | Contact from object | Other contact from object |  | FALSE | 39.74% | [5 empty] | 39.74% | 30 |  |  | 0 | TRUE | WLDFR | Substitution | 75% | 50% | 50% | 0%
7.3.1.1 | Mitigation | 7.3.1.1 A summarized risk map that shows the overall ignition probability and estimated wildfire consequence along the electric lines and equipment. |  |  | Contact from object | Vehicle contact |  | FALSE | 34.93% | [5 empty] | 34.93% | 30 |  |  | 0 | TRUE | WLDFR | Administrative barrier | 30% | 0% | 0% | 0%
7.3.1.1 | Mitigation | 7.3.1.1 A summarized risk map that shows the overall ignition probability and estimated wildfire consequence along the electric lines and equipment. |  |  | Vegetation Contact | Branch (Not overhanging, > 12ft) |  | FALSE | 39.45% | [5 empty] | 39.45% | 30 |  |  | 0 | TRUE | WLDFR | Distance gap | 20% | 0% | 0% | 15%
7.3.1.1 | Mitigation | 7.3.1.1 A summarized risk map that shows the overall ignition probability and estimated wildfire consequence along the electric lines and equipment. |  |  | Vegetation Contact | Branch (Not overhanging, 4-12ft) |  | FALSE | 48.85% | [5 empty] | 48.85% | 30 |  |  | 0 | TRUE | WLDFR | Detect/Notify/Respond | 10% | 10% | 25% | 10%
7.3.1.1 | Mitigation | 7.3.1.1 A summarized risk map that shows the overall ignition probability and estimated wildfire consequence along the electric lines and equipment. |  |  | Vegetation Contact | Branch (Not overhanging, Distance Unknown) |  | FALSE | 36.05% | [5 empty] | 36.05% | 30 |  |  | 0 | TRUE | WLDFR | Minor or preventative main. | 0% | 25% | 5% | 5%
7.3.1.1 | Mitigation | 7.3.1.1 A summarized risk map that shows the overall ignition probability and estimated wildfire consequence along the electric lines and equipment. |  |  | Vegetation Contact | Branch (Not overhanging, within 4ft) |  | FALSE | 43.66% | [5 empty] | 43.66% | 30 |  |  | 0 | TRUE | WLDFR
7.3.1.1 | Mitigation | 7.3.1.1 A summarized risk map that shows the overall ignition probability and estimated wildfire consequence along the electric lines and equipment. |  |  | Vegetation Contact | Branch (Overhanging) |  | FALSE | 34.94% | [5 empty] | 34.94% | 30 |  |  | 0 | TRUE | WLDFR
7.3.1.1 | Mitigation | 7.3.1.1 A summarized risk map that shows the overall ignition probability and estimated wildfire consequence along the electric lines and equipment. |  |  | Vegetation Contact | Dead |  | FALSE | 39.97% | [5 empty] | 39.97% | 30 |  |  | 0 | TRUE | WLDFR
7.3.1.1 | Mitigation | 7.3.1.1 A summarized risk map that shows the overall ignition probability and estimated wildfire consequence along the electric lines and equipment. |  |  | Vegetation Contact | Fell into (Moderate-Severe defect) |  | FALSE | 34.76% | [5 empty] | 34.76% | 30 |  |  | 0 | TRUE | WLDFR
7.3.1.1 | Mitigation | 7.3.1.1 A summarized risk map that shows the overall ignition probability and estimated wildfire consequence along the electric lines and equipment. |  |  | Vegetation Contact | Fell into (No defect) |  | FALSE | 38.14% | [5 empty] | 38.14% | 30 |  |  | 0 | TRUE | WLDFR
7.3.1.1 | Mitigation | 7.3.1.1 A summarized risk map that shows the overall ignition probability and estimated wildfire consequence along the electric lines and equipment. |  |  | Vegetation Contact | Fell into (slight defect) |  | FALSE | 34.19% | [5 empty] | 34.19% | 30 |  |  | 0 | TRUE | WLDFR
7.3.1.1 | Mitigation | 7.3.1.1 A summarized risk map that shows the overall ignition probability and estimated wildfire consequence along the electric lines and equipment. |  |  | Vegetation Contact | Grow Into |  | FALSE | 37.58% | [5 empty] | 37.58% | 30 |  |  | 0 | TRUE | WLDFR
7.3.1.1 | Mitigation | 7.3.1.1 A summarized risk map that shows the overall ignition probability and estimated wildfire consequence along the electric lines and equipment. |  |  | Vegetation Contact | Other/Unknown |  | FALSE | 36.17% | [5 empty] | 36.17% | 30 |  |  | 0 | TRUE | WLDFR
7.3.1.1 | Mitigation | 7.3.1.1 A summarized risk map that shows the overall ignition probability and estimated wildfire consequence along the electric lines and equipment. |  |  | Contamination | Contamination |  | FALSE | 22.55% | [5 empty] | 22.55% | 30 |  |  | 0 | TRUE | WLDFR
7.3.1.1 | Mitigation | 7.3.1.1 A summarized risk map that shows the overall ignition probability and estimated wildfire consequence along the electric lines and equipment. |  |  | Equipment / facility failure | Anchor / guy damage or failure |  | FALSE | 42.59% | [5 empty] | 42.59% | 30 |  |  | 0 | TRUE | WLDFR
7.3.1.1 | Mitigation | 7.3.1.1 A summarized risk map that shows the overall ignition probability and estimated wildfire consequence along the electric lines and equipment. |  |  | Equipment / facility failure | Capacitor bank damage or failure |  | FALSE | 18.79% | [5 empty] | 18.79% | 30 |  |  | 0 | TRUE | WLDFR
7.3.1.1 | Mitigation | 7.3.1.1 A summarized risk map that shows the overall ignition probability and estimated wildfire consequence along the electric lines and equipment. |  |  | Equipment / facility failure | Conductor damage or failure |  | FALSE | 34.09% | [5 empty] | 34.09% | 30 |  |  | 0 | TRUE | WLDFR
7.3.1.1 | Mitigation | 7.3.1.1 A summarized risk map that shows the overall ignition probability and estimated wildfire consequence along the electric lines and equipment. |  |  | Equipment / facility failure | Connection device damage or failure |  | FALSE | 49.81% | [5 empty] | 49.81% | 30 |  |  | 0 | TRUE | WLDFR
7.3.1.1 | Mitigation | 7.3.1.1 A summarized risk map that shows the overall ignition probability and estimated wildfire consequence along the electric lines and equipment. |  |  | Equipment / facility failure | Crossarm damage or failure |  | FALSE | 51.35% | [5 empty] | 51.35% | 30 |  |  | 0 | TRUE | WLDFR
7.3.1.1 | Mitigation | 7.3.1.1 A summarized risk map that shows the overall ignition probability and estimated wildfire consequence along the electric lines and equipment. |  |  | Equipment / facility failure | Fuse damage or failure |  | FALSE | 46.67% | [5 empty] | 46.67% | 30 |  |  | 0 | TRUE | WLDFR
7.3.1.1 | Mitigation | 7.3.1.1 A summarized risk map that shows the overall ignition probability and estimated wildfire consequence along the electric lines and equipment. |  |  | Equipment / facility failure | Insulator and brushing damage or failure |  | FALSE | 42.99% | [5 empty] | 42.99% | 30 |  |  | 0 | TRUE | WLDFR
7.3.1.1 | Mitigation | 7.3.1.1 A summarized risk map that shows the overall ignition probability and estimated wildfire consequence along the electric lines and equipment. |  |  | Equipment / facility failure | Lightning arrestor damage or failure |  | FALSE | 67.64% | [5 empty] | 67.64% | 30 |  |  | 0 | TRUE | WLDFR
7.3.1.1 | Mitigation | 7.3.1.1 A summarized risk map that shows the overall ignition probability and estimated wildfire consequence along the electric lines and equipment. |  |  | Equipment / facility failure | Other equipment / facility failure |  | FALSE | 34.87% | [5 empty] | 34.87% | 30 |  |  | 0 | TRUE | WLDFR
7.3.1.1 | Mitigation | 7.3.1.1 A summarized risk map that shows the overall ignition probability and estimated wildfire consequence along the electric lines and equipment. |  |  | Equipment / facility failure | Pole damage or failure |  | FALSE | 33.18% | [5 empty] | 33.18% | 30 |  |  | 0 | TRUE | WLDFR
7.3.1.1 | Mitigation | 7.3.1.1 A summarized risk map that shows the overall ignition probability and estimated wildfire consequence along the electric lines and equipment. |  |  | Equipment / facility failure | Recloser damage or failure |  | FALSE | 33.82% | [5 empty] | 33.82% | 30 |  |  | 0 | TRUE | WLDFR
7.3.1.1 | Mitigation | 7.3.1.1 A summarized risk map that shows the overall ignition probability and estimated wildfire consequence along the electric lines and equipment. |  |  | Equipment / facility failure | Sectionalizer damage or failure |  | FALSE | 30.06% | [5 empty] | 30.06% | 30 |  |  | 0 | TRUE | WLDFR
7.3.1.1 | Mitigation | 7.3.1.1 A summarized risk map that shows the overall ignition probability and estimated wildfire consequence along the electric lines and equipment. |  |  | Equipment / facility failure | Switch damage or failure |  | FALSE | 62.63% | [5 empty] | 62.63% | 30 |  |  | 0 | TRUE | WLDFR
7.3.1.1 | Mitigation | 7.3.1.1 A summarized risk map that shows the overall ignition probability and estimated wildfire consequence along the electric lines and equipment. |  |  | Equipment / facility failure | Transformer damage or failure |  | FALSE | 48.03% | [5 empty] | 48.03% | 30 |  |  | 0 | TRUE | WLDFR
7.3.1.1 | Mitigation | 7.3.1.1 A summarized risk map that shows the overall ignition probability and estimated wildfire consequence along the electric lines and equipment. |  |  | Equipment / facility failure | Voltage regulator / booster damage or failure |  | FALSE | 10.86% | [5 empty] | 10.86% | 30 |  |  | 0 | TRUE | WLDFR
7.3.1.1 | Mitigation | 7.3.1.1 A summarized risk map that shows the overall ignition probability and estimated wildfire consequence along the electric lines and equipment. |  |  | Other | All Other |  | FALSE | 39.08% | [5 empty] | 39.08% | 30 |  |  | 0 | TRUE | WLDFR
7.3.1.1 | Mitigation | 7.3.1.1 A summarized risk map that shows the overall ignition probability and estimated wildfire consequence along the electric lines and equipment. |  |  | Unknown | Unknown |  | FALSE | 23.08% | [5 empty] | 23.08% | 30 |  |  | 0 | TRUE | WLDFR
7.3.1.1 | Mitigation | 7.3.1.1 A summarized risk map that shows the overall ignition probability and estimated wildfire consequence along the electric lines and equipment. |  |  | Vandalism / Theft | Vandalism / Theft |  | FALSE | 33.19% | [5 empty] | 33.19% | 30 |  |  | 0 | TRUE | WLDFR
7.3.1.1 | Mitigation | 7.3.1.1 A summarized risk map that shows the overall ignition probability and estimated wildfire consequence along the electric lines and equipment. |  |  | Utility work / Operation | Utility work / Operation |  | FALSE | 0% | [5 empty] | 0% | 30 |  |  | 0 | TRUE | WLDFR
7.3.1.1 | Mitigation | 7.3.1.1 A summarized risk map that shows the overall ignition probability and estimated wildfire consequence along the electric lines and equipment. |  |  | CC - Seismic Scenario | Seismic Scenario |  | FALSE | 38.06% | [5 empty] | 38.06% | 30 |  |  | 0 | TRUE | WLDFR
7.3.1.3 | Mitigation | 7.3.1.3 Ignition probability mapping showing the probability of ignition along the electric lines and equipment. |  |  | Contact from object | Animal contact |  | FALSE | 43.95% | [5 empty] | 43.95% | 30 |  |  | 0 | TRUE | WLDFR
7.3.1.3 | Mitigation | 7.3.1.3 Ignition probability mapping showing the probability of ignition along the electric lines and equipment. |  |  | Contact from object | Balloon contact |  | FALSE | 56.81% | [5 empty] | 56.81% | 30 |  |  | 0 | TRUE | WLDFR
7.3.1.3 | Mitigation | 7.3.1.3 Ignition probability mapping showing the probability of ignition along the electric lines and equipment. |  |  | Contact from object | Other contact from object |  | FALSE | 39.74% | [5 empty] | 39.74% | 30 |  |  | 0 | TRUE | WLDFR
7.3.1.3 | Mitigation | 7.3.1.3 Ignition probability mapping showing the probability of ignition along the electric lines and equipment. |  |  | Contact from object | Vehicle contact |  | FALSE | 34.93% | [5 empty] | 34.93% | 30 |  |  | 0 | TRUE | WLDFR
7.3.1.3 | Mitigation | 7.3.1.3 Ignition probability mapping showing the probability of ignition along the electric lines and equipment. |  |  | Vegetation Contact | Branch (Not overhanging, > 12ft) |  | FALSE | 39.45% | [5 empty] | 39.45% | 30 |  |  | 0 | TRUE | WLDFR
7.3.1.3 | Mitigation | 7.3.1.3 Ignition probability mapping showing the probability of ignition along the electric lines and equipment. |  |  | Vegetation Contact | Branch (Not overhanging, 4-12ft) |  | FALSE | 48.85% | [5 empty] | 48.85% | 30 |  |  | 0 | TRUE | WLDFR
7.3.1.3 | Mitigation | 7.3.1.3 Ignition probability mapping showing the probability of ignition along the electric lines and equipment. |  |  | Vegetation Contact | Branch (Not overhanging, Distance Unknown) |  | FALSE | 36.05% | [5 empty] | 36.05% | 30 |  |  | 0 | TRUE | WLDFR
7.3.1.3 | Mitigation | 7.3.1.3 Ignition probability mapping showing the probability of ignition along the electric lines and equipment. |  |  | Vegetation Contact | Branch (Not overhanging, within 4ft) |  | FALSE | 43.66% | [5 empty] | 43.66% | 30 |  |  | 0 | TRUE | WLDFR
7.3.1.3 | Mitigation | 7.3.1.3 Ignition probability mapping showing the probability of ignition along the electric lines and equipment. |  |  | Vegetation Contact | Branch (Overhanging) |  | FALSE | 34.94% | [5 empty] | 34.94% | 30 |  |  | 0 | TRUE | WLDFR
7.3.1.3 | Mitigation | 7.3.1.3 Ignition probability mapping showing the probability of ignition along the electric lines and equipment. |  |  | Vegetation Contact | Dead |  | FALSE | 39.97% | [5 empty] | 39.97% | 30 |  |  | 0 | TRUE | WLDFR
7.3.1.3 | Mitigation | 7.3.1.3 Ignition probability mapping showing the probability of ignition along the electric lines and equipment. |  |  | Vegetation Contact | Fell into (Moderate-Severe defect) |  | FALSE | 34.76% | [5 empty] | 34.76% | 30 |  |  | 0 | TRUE | WLDFR
7.3.1.3 | Mitigation | 7.3.1.3 Ignition probability mapping showing the probability of ignition along the electric lines and equipment. |  |  | Vegetation Contact | Fell into (No defect) |  | FALSE | 38.14% | [5 empty] | 38.14% | 30 |  |  | 0 | TRUE | WLDFR
7.3.1.3 | Mitigation | 7.3.1.3 Ignition probability mapping showing the probability of ignition along the electric lines and equipment. |  |  | Vegetation Contact | Fell into (slight defect) |  | FALSE | 34.19% | [5 empty] | 34.19% | 30 |  |  | 0 | TRUE | WLDFR
7.3.1.3 | Mitigation | 7.3.1.3 Ignition probability mapping showing the probability of ignition along the electric lines and equipment. |  |  | Vegetation Contact | Grow Into |  | FALSE | 37.58% | [5 empty] | 37.58% | 30 |  |  | 0 | TRUE | WLDFR
7.3.1.3 | Mitigation | 7.3.1.3 Ignition probability mapping showing the probability of ignition along the electric lines and equipment. |  |  | Vegetation Contact | Other/Unknown |  | FALSE | 36.17% | [5 empty] | 36.17% | 30 |  |  | 0 | TRUE | WLDFR
7.3.1.3 | Mitigation | 7.3.1.3 Ignition probability mapping showing the probability of ignition along the electric lines and equipment. |  |  | Contamination | Contamination |  | FALSE | 22.55% | [5 empty] | 22.55% | 30 |  |  | 0 | TRUE | WLDFR
7.3.1.3 | Mitigation | 7.3.1.3 Ignition probability mapping showing the probability of ignition along the electric lines and equipment. |  |  | Equipment / facility failure | Anchor / guy damage or failure |  | FALSE | 42.59% | [5 empty] | 42.59% | 30 |  |  | 0 | TRUE | WLDFR
7.3.1.3 | Mitigation | 7.3.1.3 Ignition probability mapping showing the probability of ignition along the electric lines and equipment. |  |  | Equipment / facility failure | Capacitor bank damage or failure |  | FALSE | 18.79% | [5 empty] | 18.79% | 30 |  |  | 0 | TRUE | WLDFR
7.3.1.3 | Mitigation | 7.3.1.3 Ignition probability mapping showing the probability of ignition along the electric lines and equipment. |  |  | Equipment / facility failure | Conductor damage or failure |  | FALSE | 34.09% | [5 empty] | 34.09% | 30 |  |  | 0 | TRUE | WLDFR
7.3.1.3 | Mitigation | 7.3.1.3 Ignition probability mapping showing the probability of ignition along the electric lines and equipment. |  |  | Equipment / facility failure | Connection device damage or failure |  | FALSE | 49.81% | [5 empty] | 49.81% | 30 |  |  | 0 | TRUE | WLDFR
7.3.1.3 | Mitigation | 7.3.1.3 Ignition probability mapping showing the probability of ignition along the electric lines and equipment. |  |  | Equipment / facility failure | Crossarm damage or failure |  | FALSE | 51.35% | [5 empty] | 51.35% | 30 |  |  | 0 | TRUE | WLDFR
7.3.1.3 | Mitigation | 7.3.1.3 Ignition probability mapping showing the probability of ignition along the electric lines and equipment. |  |  | Equipment / facility failure | Fuse damage or failure |  | FALSE | 46.67% | [5 empty] | 46.67% | 30 |  |  | 0 | TRUE | WLDFR
7.3.1.3 | Mitigation | 7.3.1.3 Ignition probability mapping showing the probability of ignition along the electric lines and equipment. |  |  | Equipment / facility failure | Insulator and brushing damage or failure |  | FALSE | 42.99% | [5 empty] | 42.99% | 30 |  |  | 0 | TRUE | WLDFR
7.3.1.3 | Mitigation | 7.3.1.3 Ignition probability mapping showing the probability of ignition along the electric lines and equipment. |  |  | Equipment / facility failure | Lightning arrestor damage or failure |  | FALSE | 67.64% | [5 empty] | 67.64% | 30 |  |  | 0 | TRUE | WLDFR
7.3.1.3 | Mitigation | 7.3.1.3 Ignition probability mapping showing the probability of ignition along the electric lines and equipment. |  |  | Equipment / facility failure | Other equipment / facility failure |  | FALSE | 34.87% | [5 empty] | 34.87% | 30 |  |  | 0 | TRUE | WLDFR
7.3.1.3 | Mitigation | 7.3.1.3 Ignition probability mapping showing the probability of ignition along the electric lines and equipment. |  |  | Equipment / facility failure | Pole damage or failure |  | FALSE | 33.18% | [5 empty] | 33.18% | 30 |  |  | 0 | TRUE | WLDFR
7.3.1.3 | Mitigation | 7.3.1.3 Ignition probability mapping showing the probability of ignition along the electric lines and equipment. |  |  | Equipment / facility failure | Recloser damage or failure |  | FALSE | 33.82% | [5 empty] | 33.82% | 30 |  |  | 0 | TRUE | WLDFR
7.3.1.3 | Mitigation | 7.3.1.3 Ignition probability mapping showing the probability of ignition along the electric lines and equipment. |  |  | Equipment / facility failure | Sectionalizer damage or failure |  | FALSE | 30.06% | [5 empty] | 30.06% | 30 |  |  | 0 | TRUE | WLDFR
7.3.1.3 | Mitigation | 7.3.1.3 Ignition probability mapping showing the probability of ignition along the electric lines and equipment. |  |  | Equipment / facility failure | Switch damage or failure |  | FALSE | 62.63% | [5 empty] | 62.63% | 30 |  |  | 0 | TRUE | WLDFR
7.3.1.3 | Mitigation | 7.3.1.3 Ignition probability mapping showing the probability of ignition along the electric lines and equipment. |  |  | Equipment / facility failure | Transformer damage or failure |  | FALSE | 48.03% | [5 empty] | 48.03% | 30 |  |  | 0 | TRUE | WLDFR
7.3.1.3 | Mitigation | 7.3.1.3 Ignition probability mapping showing the probability of ignition along the electric lines and equipment. |  |  | Equipment / facility failure | Voltage regulator / booster damage or failure |  | FALSE | 10.86% | [5 empty] | 10.86% | 30 |  |  | 0 | TRUE | WLDFR
7.3.1.3 | Mitigation | 7.3.1.3 Ignition probability mapping showing the probability of ignition along the electric lines and equipment. |  |  | Other | All Other |  | FALSE | 39.08% | [5 empty] | 39.08% | 30 |  |  | 0 | TRUE | WLDFR
7.3.1.3 | Mitigation | 7.3.1.3 Ignition probability mapping showing the probability of ignition along the electric lines and equipment. |  |  | Unknown | Unknown |  | FALSE | 23.08% | [5 empty] | 23.08% | 30 |  |  | 0 | TRUE | WLDFR
7.3.1.3 | Mitigation | 7.3.1.3 Ignition probability mapping showing the probability of ignition along the electric lines and equipment. |  |  | Vandalism / Theft | Vandalism / Theft |  | FALSE | 33.19% | [5 empty] | 33.19% | 30 |  |  | 0 | TRUE | WLDFR
7.3.1.3 | Mitigation | 7.3.1.3 Ignition probability mapping showing the probability of ignition along the electric lines and equipment. |  |  | Utility work / Operation | Utility work / Operation |  | FALSE | 0% | [5 empty] | 0% | 30 |  |  | 0 | TRUE | WLDFR
7.3.1.3 | Mitigation | 7.3.1.3 Ignition probability mapping showing the probability of ignition along the electric lines and equipment. |  |  | CC - Seismic Scenario | Seismic Scenario |  | FALSE | 38.06% | [5 empty] | 38.06% | 30 |  |  | 0 | TRUE | WLDFR

## 4-Eff - Conseq Programs
Effectiveness Mapping - Programs that Modify Consequence | [20 empty] | Qualitative Program Effectiveness Cap for different types of programs affecting event frequency
Dimensions over which effectiveness differs
Please see Instructions for detailed guidance on each column. See 'Control Effectiveness Guidance' documentation for more details on qualitative methodology.
Effectiveness by Model Element | [21 empty] | Consequence development happens… |  | Effectiveness Mapping Table
ID | Type | Program | Risk (for Cross Cutter only) | Tranche | Outcome | Attribute | Does this use qualitative measure? | Effectiveness - Quantitative | Category | Consequence develops… | Explanation of Program Category and Consequence type | Effectiveness Cap (Ec) | Maturity Factor (Mf) | Effectiveness (Ec * Mf) | Benefit Length (yrs) | Effectiveness Degradation Rate | Effectiveness Degradation Method | Explanation of Benefit Length, Degradation Rate | Same benefit set across program? | Risk ID | Control Program Category | Rapidly | Gradually | Program | Tranche | Attribute | Outcome
No match in Program Cost tab | No match in Summary of Programs tab | [12 empty] | 0% |  |  |  |  | TRUE | WLDFR | Replacement | 90% | 100%
[21 empty] | Engineered barrier | 50% | 75%
[21 empty] | Automated response | 25% | 50%
[21 empty] | Manual response | 10% | 25%

## RSE Lite
Risk Data File Folder | P:\EAS\WMP 2022\Test Run | [8 empty] | For PSPS
Risk Data File Name | EO_WLDFR_20220209_SplitByTier_192656_194748_Baseline_rselite_(add 2020).xlsx | [8 empty] | EO_WPSPS_20211011_20211015091238_Baseline_rselite_(add_2020).xlsx
Risk Data File Path | P:\EAS\WMP 2022\Test Run\EO_WLDFR_20220209_SplitByTier_192656_194748_Baseline_rselite_(add 2020).xlsx
RSE Lite exe path | P:\EAS\WMP 2022\Test Run\RSE_lite.exe
NPV Year | 2021
discount rate | 7%
Aggregation years | 2022 | 2022 | 2022-2022
Summary Results
Program Select a Program to Run RSE Lite | 2020 Program Risk Reduction NPV | 2021 Program Risk Reduction NPV | 2022 Program Risk Reduction NPV | 2023 Program Risk Reduction NPV | 2024 Program Risk Reduction NPV | 2025 Program Risk Reduction NPV | 2026 Program Risk Reduction NPV | 2020-2022 Program Risk Reduction NPV | 2020 Program RSE | 2021 Program RSE | 2022 Program RSE | 2023 Program RSE | 2024 Program RSE | 2025 Program RSE | 2026 Program RSE | 2020-2022 Program RSE | 2020-2022 Capital Cost NPV with PVRR ($M) | 2020-2022 Expense Cost NPV ($M) | 2020-2022 Total Cost NPV ($M) | 2020-2022 Program Freq Reduction NPV
7.3.1.3 Ignition probability mapping showing the probability of ignition along the electric lines and equipment. | 445.5525 | 210.9554 | 511.6109 |  |  |  |  | 1168.1189 | 600.1868 | 247.5518 | 601.6901 |  |  |  |  | 477.7948 | 0.85029 | 1.5945 | 2.4448 | 6.6218
[35 empty] | Program Risk Reduction | [43 empty] | Risk Reduction per Unit Program Exposure | [40 empty] | LoRE Reduction per unit of work each year, by Tranche, Outcome, Driver, Subdriver and Year. | [28 empty] | CoRE Reduction per unit of work each year, by Tranche, Outcome, Driver and Attribute.
Summary Results by Tranche | [78 empty] | Freq Risk Reduction = LoRE Reduction x CoRE, Conseq Risk Reduction = LoRE x CoRE Reduction, Risk Reduction = Freq Risk Reduction + Conseq Risk Reduction +- LoRE Reduction x CoRE Reduction | [40 empty] | Purely based on effectiveness, regardless of program exposure. | [28 empty] | Purely based on effectiveness, regardless of program exposure.
Program | index | 2020 Program Risk Reduction NPV | 2021 Program Risk Reduction NPV | 2022 Program Risk Reduction NPV | 2023 Program Risk Reduction NPV | 2022-2022 Program Freq Reduction NPV | 2022-2022 Program Freq Risk Reduction NPV | 2022-2022 Program Conseq Risk Reduction NPV | 2022-2022 Program Risk Reduction NPV | 2020 Program RSE | 2021 Program RSE | 2022 Program RSE | 2023 Program RSE | 2022-2022 Program RSE | CapEx USD 2020 | CapEx USD 2021 | CapEx USD 2022 | CapEx USD 2023 | PVRR Multiplier | 2022-2022 Capital Cost NPV with PVRR | OpEx USD 2020 | OpEx USD 2021 | OpEx USD 2022 | OpEx USD 2023 | 2022-2022 Expense Cost NPV | Column27 | Column28 | Column29 | Column30 | Column31 | Column32 | Column33 | Column34 | Column35 | Program | Risk ID | Tranche | Year | Discount Factor | 2020 Program Freq Reduction | 2020 Program Freq Risk Reduction | 2020 Program Conseq Risk Reduction | 2020 Program Risk Reduction | 2021 Program Freq Reduction | 2021 Program Freq Risk Reduction | 2021 Program Conseq Risk Reduction | 2021 Program Risk Reduction | 2022 Program Freq Reduction | 2022 Program Freq Risk Reduction | 2022 Program Conseq Risk Reduction | 2022 Program Risk Reduction | 2023 Program Freq Reduction | 2023 Program Freq Risk Reduction | 2023 Program Conseq Risk Reduction | 2023 Program Risk Reduction | 2020 Program Risk Reduction NPV | 2021 Program Risk Reduction NPV | 2022 Program Risk Reduction NPV | 2023 Program Risk Reduction NPV | 2022-2022 Program Freq Reduction | 2022-2022 Program Freq Reduction NPV | 2022-2022 Program Freq Risk Reduction | 2022-2022 Program Freq Risk Reduction NPV | 2022-2022 Program Conseq Risk Reduction | 2022-2022 Program Conseq Risk Reduction NPV | 2022-2022 Program Risk Reduction | 2022-2022 Program Risk Reduction NPV | Column34 | Column35 | Column36 | Column37 | Column38 | Column39 | Column40 | Column41 | Column42 | Column43 | Column44 | Risk ID | Tranche | Outcome | Year | LoRE Reduction per Unit Tranche Exposure 2020 | LoRE Reduction per Unit Tranche Exposure 2021 | LoRE Reduction per Unit Tranche Exposure 2022 | CoRE | Electric Reliability CoRE | Financial CoRE | Safety CoRE | CoRE Reduction per Unit Tranche Exposure 2020 | CoRE Reduction per Unit Tranche Exposure 2021 | CoRE Reduction per Unit Tranche Exposure 2022 | LoRE | Unnamed: 7 | Freq Risk Reduction per Unit Tranche Exposure 2020 | Conseq Risk Reduction per Unit Tranche Exposure 2020 | Risk Reduction per Unit Tranche Exposure 2020 | Freq Risk Reduction per Unit Tranche Exposure 2021 | Conseq Risk Reduction per Unit Tranche Exposure 2021 | Risk Reduction per Unit Tranche Exposure 2021 | Freq Risk Reduction per Unit Tranche Exposure 2022 | Conseq Risk Reduction per Unit Tranche Exposure 2022 | Risk Reduction per Unit Tranche Exposure 2022 | Column26 | Column27 | Column28 | Column29 | Column30 | Column31 | Column32 | Column33 | Column34 | Column35 | Column36 | Column37 | Column38 | Column39 | Column40 | Column41 | Index | Risk ID | Tranche | Outcome | Driver | Subdriver | Year | LoRE | Unnamed: 7 | Tranche Exposure | Freq | Yr | Type | Adjusted Effectiveness | Effectiveness Life | Effectiveness Degradation Rate | Effectiveness Degradation Method | 2020 Tranche Average Effectiveness | LoRE Reduction per Unit Tranche Exposure 2020 | 2021 Tranche Average Effectiveness | LoRE Reduction per Unit Tranche Exposure 2021 | 2022 Tranche Average Effectiveness | LoRE Reduction per Unit Tranche Exposure 2022 | Column24 | Column25 | Column26 | Column27 | Column28 | Column29 | Index | Risk ID | Tranche | Outcome | Year | Attribute | CoRE | Tranche Exposure | Yr | Type | Adjusted Effectiveness | Effectiveness Life | Effectiveness Degradation Rate | Effectiveness Degradation Method | 2020 Tranche Average Effectiveness | CoRE Reduction per Unit Tranche Exposure 2020 | 2021 Tranche Average Effectiveness | CoRE Reduction per Unit Tranche Exposure 2021 | 2022 Tranche Average Effectiveness | CoRE Reduction per Unit Tranche Exposure 2022 | Column21 | Column22 | Column23 | Column24 | Column25 | Column26 | Column27 | Column28
7.3.1.1 A summarized risk map that shows the overall ignition probability and estimated wildfire consequence along the electric lines and equipment | HFTD - Distribution - Tier 2 - 1QU CoRE ¦ 1QU LoRE | 79.6991 | 47.1635 | 90.6193 | 89.8011 | 0.1272 | 90.6193 | 0 | 90.6193 | 10594.8074 | 6475.1612 | 16582.126 | 15075.3994 | 16582.126 | 7522.4666 | 7283.7503 | 5847.4204 | 6819.9344 | 1 | 5464.8789 | 0 | 0 | 0 | 0 | 0 | [9 empty] | 7.3.1.1 A summarized risk map that shows the overall ignition probability and estimated wildfire consequence along the electric lines and equipment | WLDFR | HFTD - Distribution - Tier 2 - 1QU CoRE ¦ 1QU LoRE | 2020 | 1 | 0.0078229 | 4.8925 | 0 | 4.8925 | 0 | 0 | 0 | 0 | 0 | 0 | 0 | 0 | 0 | 0 | 0 | 0 | 4.8925 | 0 | 0 | 0 | 0 | 0 | 0 | 0 | 0 | 0 | 0 | 0 | [11 empty] | WLDFR | HFTD - Distribution - Tier 2 - 1QU CoRE ¦ 1QU LoRE | Non-Red Flag Warning - Catastrophic Fires | 2020 | 3.6689e-08 | 0 | 0 | 14146.1306 | 222.2294 | 8585.7228 | 5338.1784 | 0 | 0 | 0 | 3.0562e-05 |  | 0.00051901 | 0 | 0.00051901 | 0 | 0 | 0 | 0 | 0 | 0 | [16 empty] | 7.3.1.3 Ignition probability mapping showing the probability of ignition along the electric lines and equipmentWLDFRAggregatedAggregated | WLDFR | HFTD - Distribution - Tier 2 - 1QU CoRE ¦ 1QU LoRE | Non-Red Flag Warning - Catastrophic Fires | Aggregated | Aggregated | 2021 | 3.0562e-05 | 0 | 170.7528 | 0.0052185 | 2021 | Mitigation | 0.08575 | 30 | 0 | esc | 0.0012005 | 3.6689e-08 | 0.00060025 | 1.8345e-08 | 0 | 0
7.3.1.1 A summarized risk map that shows the overall ignition probability and estimated wildfire consequence along the electric lines and equipment | HFTD - Distribution - Tier 2 - 1QU CoRE ¦ 2QU LoRE | 84.4829 | 49.4871 | 109.3632 | 108.3758 | 0.15112 | 109.3632 | 0 | 109.3632 | 6047.9822 | 3658.799 | 9263.1945 | 8421.5076 | 9263.1945 | 13968.7778 | 13525.4957 | 12632.6452 | 14733.6442 | 1 | 11806.2105 | 0 | 0 | 0 | 0 | 0 | [9 empty] | 7.3.1.1 A summarized risk map that shows the overall ignition probability and estimated wildfire consequence along the electric lines and equipment | WLDFR | HFTD - Distribution - Tier 2 - 1QU CoRE ¦ 1QU LoRE | 2021 | 1 | 0.0078229 | 4.8925 | 0 | 4.8925 | 0.0048694 | 3.0454 | 0 | 3.0454 | 0 | 0 | 0 | 0 | 0 | 0 | 0 | 0 | 4.8925 | 3.0454 | 0 | 0 | 0 | 0 | 0 | 0 | 0 | 0 | 0 | 0 | [11 empty] | WLDFR | HFTD - Distribution - Tier 2 - 1QU CoRE ¦ 1QU LoRE | Non-Red Flag Warning - Catastrophic Fires | 2021 | 3.6689e-08 | 1.8345e-08 | 0 | 14146.1306 | 222.2294 | 8585.7228 | 5338.1784 | 0 | 0 | 0 | 3.0562e-05 |  | 0.00051901 | 0 | 0.00051901 | 0.0002595 | 0 | 0.0002595 | 0 | 0 | 0 | [16 empty] | 7.3.1.3 Ignition probability mapping showing the probability of ignition along the electric lines and equipmentWLDFRAggregatedAggregated | WLDFR | HFTD - Distribution - Tier 2 - 1QU CoRE ¦ 1QU LoRE | Non-Red Flag Warning - Catastrophic Fires | Aggregated | Aggregated | 2022 | 3.0562e-05 | 0 | 170.7528 | 0.0052185 | 2022 | Mitigation | 0.08575 | 30 | 0 | esc | 0.0012005 | 3.6689e-08 | 0.00060025 | 1.8345e-08 | 0.0015435 | 4.7172e-08
7.3.1.1 A summarized risk map that shows the overall ignition probability and estimated wildfire consequence along the electric lines and equipment | HFTD - Distribution - Tier 2 - 1QU CoRE ¦ 3QU LoRE | 204.8098 | 120.8264 | 252.5615 | 250.2814 | 0.34944 | 252.5615 | 0 | 252.5615 | 4796.8491 | 2922.6202 | 7458.8047 | 6781.0745 | 7458.8047 | 42696.7439 | 41341.815 | 36231.1115 | 42256.8905 | 1 | 33860.8519 | 0 | 0 | 0 | 0 | 0 | [9 empty] | 7.3.1.1 A summarized risk map that shows the overall ignition probability and estimated wildfire consequence along the electric lines and equipment | WLDFR | HFTD - Distribution - Tier 2 - 1QU CoRE ¦ 1QU LoRE | 2022 | 0.93458 | 0.0081192 | 5.2283 | 0 | 5.2283 | 0.0050538 | 3.2544 | 0 | 3.2544 | 0.01025 | 6.6007 | 0 | 6.6007 | 0 | 0 | 0 | 0 | 4.8863 | 3.0415 | 6.1689 | 0 | 0.01025 | 0.0095798 | 6.6007 | 6.1689 | 0 | 0 | 6.6007 | 6.1689 | [11 empty] | WLDFR | HFTD - Distribution - Tier 2 - 1QU CoRE ¦ 1QU LoRE | Non-Red Flag Warning - Catastrophic Fires | 2022 | 3.6689e-08 | 1.8345e-08 | 4.7172e-08 | 14146.1306 | 222.2294 | 8585.7228 | 5338.1784 | 0 | 0 | 0 | 3.0562e-05 |  | 0.00051901 | 0 | 0.00051901 | 0.0002595 | 0 | 0.0002595 | 0.0006673 | 0 | 0.0006673 | [16 empty] | 7.3.1.3 Ignition probability mapping showing the probability of ignition along the electric lines and equipmentWLDFRAggregatedAggregated | WLDFR | HFTD - Distribution - Tier 2 - 1QU CoRE ¦ 1QU LoRE | Non-Red Flag Warning - Catastrophic Fires | Aggregated | Aggregated | 2023 | 3.0562e-05 | 0 | 170.7528 | 0.0052185 | 2023 | Mitigation | 0.08575 | 30 | 0 | esc | 0.0012005 | 3.6689e-08 | 0.00060025 | 1.8345e-08 | 0.0015435 | 4.7172e-08
7.3.1.1 A summarized risk map that shows the overall ignition probability and estimated wildfire consequence along the electric lines and equipment | HFTD - Distribution - Tier 2 - 1QU CoRE ¦ 4QU LoRE | 253.2518 | 148.8552 | 329.674 | 326.6977 | 0.41334 | 329.674 | 0 | 329.674 | 4314.6169 | 2619.1418 | 6656.7581 | 6051.9055 | 6656.7581 | 58696.2488 | 56833.5951 | 52991.4346 | 61804.7075 | 1 | 49524.7053 | 0 | 0 | 0 | 0 | 0 | [9 empty] | 7.3.1.1 A summarized risk map that shows the overall ignition probability and estimated wildfire consequence along the electric lines and equipment | WLDFR | HFTD - Distribution - Tier 2 - 1QU CoRE ¦ 1QU LoRE | 2023 | 0.87344 | 0.0081192 | 5.4199 | 0 | 5.4199 | 0.0050538 | 3.3736 | 0 | 3.3736 | 0.01025 | 6.8426 | 0 | 6.8426 | 0.010764 | 7.1857 | 0 | 7.1857 | 4.734 | 2.9467 | 5.9766 | 6.2763 | 0.01025 | 0.0089531 | 6.8426 | 5.9766 | 0 | 0 | 6.8426 | 5.9766 | [11 empty] | WLDFR | HFTD - Distribution - Tier 2 - 1QU CoRE ¦ 1QU LoRE | Non-Red Flag Warning - Catastrophic Fires | 2023 | 3.6689e-08 | 1.8345e-08 | 4.7172e-08 | 14664.6376 | 233.2301 | 8896.516 | 5534.8915 | 0 | 0 | 0 | 3.0562e-05 |  | 0.00053803 | 0 | 0.00053803 | 0.00026902 | 0 | 0.00026902 | 0.00069176 | 0 | 0.00069176 | [16 empty] | 7.3.1.3 Ignition probability mapping showing the probability of ignition along the electric lines and equipmentWLDFRAggregatedAggregated | WLDFR | HFTD - Distribution - Tier 2 - 1QU CoRE ¦ 1QU LoRE | Non-Red Flag Warning - Catastrophic Fires | Aggregated | Aggregated | 2024 | 3.0562e-05 | 0 | 170.7528 | 0.0052185 | 2024 | Mitigation | 0.08575 | 30 | 0 | esc | 0.0012005 | 3.6689e-08 | 0.00060025 | 1.8345e-08 | 0.0015435 | 4.7172e-08
7.3.1.1 A summarized risk map that shows the overall ignition probability and estimated wildfire consequence along the electric lines and equipment | HFTD - Distribution - Tier 2 - 1QU CoRE ¦ 5QU LoRE | 207.3333 | 122.3366 | 261.5485 | 259.1872 | 0.28953 | 261.5485 | 0 | 261.5485 | 3143.763 | 1915.766 | 4890.1768 | 4445.8405 | 4890.1768 | 65950.6786 | 63857.8144 | 57228.3744 | 66746.3141 | 1 | 53484.462 | 0 | 0 | 0 | 0 | 0 | [9 empty] | 7.3.1.1 A summarized risk map that shows the overall ignition probability and estimated wildfire consequence along the electric lines and equipment | WLDFR | HFTD - Distribution - Tier 2 - 1QU CoRE ¦ 1QU LoRE | 2024 | 0.8163 | 0.0081192 | 5.4199 | 0 | 5.4199 | 0.0050538 | 3.3736 | 0 | 3.3736 | 0.01025 | 6.8426 | 0 | 6.8426 | 0.010764 | 7.1857 | 0 | 7.1857 | 4.4243 | 2.7539 | 5.5856 | 5.8657 | 0.01025 | 0.0083673 | 6.8426 | 5.5856 | 0 | 0 | 6.8426 | 5.5856 | [11 empty] | WLDFR | HFTD - Distribution - Tier 2 - 1QU CoRE ¦ 1QU LoRE | Non-Red Flag Warning - Catastrophic Fires | 2024 | 3.6689e-08 | 1.8345e-08 | 4.7172e-08 | 14664.6376 | 233.2301 | 8896.516 | 5534.8915 | 0 | 0 | 0 | 3.0562e-05 |  | 0.00053803 | 0 | 0.00053803 | 0.00026902 | 0 | 0.00026902 | 0.00069176 | 0 | 0.00069176 | [16 empty] | 7.3.1.3 Ignition probability mapping showing the probability of ignition along the electric lines and equipmentWLDFRAggregatedAggregated | WLDFR | HFTD - Distribution - Tier 2 - 1QU CoRE ¦ 1QU LoRE | Non-Red Flag Warning - Catastrophic Fires | Aggregated | Aggregated | 2025 | 3.0562e-05 | 0 | 170.7528 | 0.0052185 | 2025 | Mitigation | 0.08575 | 30 | 0 | esc | 0.0012005 | 3.6689e-08 | 0.00060025 | 1.8345e-08 | 0.0015435 | 4.7172e-08
7.3.1.1 A summarized risk map that shows the overall ignition probability and estimated wildfire consequence along the electric lines and equipment | HFTD - Distribution - Tier 2 - 2QU CoRE ¦ 1QU LoRE | 25.0189 | 14.7141 | 34.0858 | 33.778 | 0.12553 | 34.0858 | 0 | 34.0858 | 3409.9164 | 2071.1717 | 5267.5337 | 4788.9042 | 5267.5337 | 7337.0924 | 7104.2587 | 6923.889 | 8075.4359 | 1 | 6470.9243 | 0 | 0 | 0 | 0 | 0 | [9 empty] | 7.3.1.1 A summarized risk map that shows the overall ignition probability and estimated wildfire consequence along the electric lines and equipment | WLDFR | HFTD - Distribution - Tier 2 - 1QU CoRE ¦ 1QU LoRE | 2025 | 0.7629 | 0.0081192 | 5.4199 | 0 | 5.4199 | 0.0050538 | 3.3736 | 0 | 3.3736 | 0.01025 | 6.8426 | 0 | 6.8426 | 0.010764 | 7.1857 | 0 | 7.1857 | 4.1348 | 2.5737 | 5.2202 | 5.4819 | 0.01025 | 0.00782 | 6.8426 | 5.2202 | 0 | 0 | 6.8426 | 5.2202 | [11 empty] | WLDFR | HFTD - Distribution - Tier 2 - 1QU CoRE ¦ 1QU LoRE | Non-Red Flag Warning - Catastrophic Fires | 2025 | 3.6689e-08 | 1.8345e-08 | 4.7172e-08 | 14664.6376 | 233.2301 | 8896.516 | 5534.8915 | 0 | 0 | 0 | 3.0562e-05 |  | 0.00053803 | 0 | 0.00053803 | 0.00026902 | 0 | 0.00026902 | 0.00069176 | 0 | 0.00069176 | [16 empty] | 7.3.1.3 Ignition probability mapping showing the probability of ignition along the electric lines and equipmentWLDFRAggregatedAggregated | WLDFR | HFTD - Distribution - Tier 2 - 1QU CoRE ¦ 1QU LoRE | Non-Red Flag Warning - Catastrophic Fires | Aggregated | Aggregated | 2026 | 3.0562e-05 | 0 | 170.7528 | 0.0052185 | 2026 | Mitigation | 0.08575 | 30 | 0 | esc | 0.0012005 | 3.6689e-08 | 0.00060025 | 1.8345e-08 | 0.0015435 | 4.7172e-08
7.3.1.1 A summarized risk map that shows the overall ignition probability and estimated wildfire consequence along the electric lines and equipment | HFTD - Distribution - Tier 2 - 2QU CoRE ¦ 2QU LoRE | 43.5981 | 25.6404 | 58.7121 | 58.182 | 0.23256 | 58.7121 | 0 | 58.7121 | 2095.6541 | 1272.8676 | 3237.1634 | 2943.024 | 3237.1634 | 20804.0355 | 20143.8449 | 19406.4812 | 22634.0711 | 1 | 18136.8984 | 0 | 0 | 0 | 0 | 0 | [9 empty] | 7.3.1.1 A summarized risk map that shows the overall ignition probability and estimated wildfire consequence along the electric lines and equipment | WLDFR | HFTD - Distribution - Tier 2 - 1QU CoRE ¦ 1QU LoRE | 2026 | 0.71299 | 0.0081192 | 5.4199 | 0 | 5.4199 | 0.0050538 | 3.3736 | 0 | 3.3736 | 0.01025 | 6.8426 | 0 | 6.8426 | 0.010764 | 7.1857 | 0 | 7.1857 | 3.8643 | 2.4054 | 4.8787 | 5.1233 | 0.01025 | 0.0073084 | 6.8426 | 4.8787 | 0 | 0 | 6.8426 | 4.8787 | [11 empty] | WLDFR | HFTD - Distribution - Tier 2 - 1QU CoRE ¦ 1QU LoRE | Non-Red Flag Warning - Catastrophic Fires | 2026 | 3.6689e-08 | 1.8345e-08 | 4.7172e-08 | 14664.6376 | 233.2301 | 8896.516 | 5534.8915 | 0 | 0 | 0 | 3.0562e-05 |  | 0.00053803 | 0 | 0.00053803 | 0.00026902 | 0 | 0.00026902 | 0.00069176 | 0 | 0.00069176 | [16 empty] | 7.3.1.3 Ignition probability mapping showing the probability of ignition along the electric lines and equipmentWLDFRAggregatedAggregated | WLDFR | HFTD - Distribution - Tier 2 - 1QU CoRE ¦ 1QU LoRE | Non-Red Flag Warning - Catastrophic Fires | Aggregated | Aggregated | 2027 | 3.0562e-05 | 0 | 170.7528 | 0.0052185 | 2027 | Mitigation | 0.08575 | 30 | 0 | esc | 0.0012005 | 3.6689e-08 | 0.00060025 | 1.8345e-08 | 0.0015435 | 4.7172e-08
7.3.1.1 A summarized risk map that shows the overall ignition probability and estimated wildfire consequence along the electric lines and equipment | HFTD - Distribution - Tier 2 - 2QU CoRE ¦ 3QU LoRE | 68.8887 | 40.6038 | 87.0599 | 86.2739 | 0.32333 | 87.0599 | 0 | 87.0599 | 1774.5949 | 1080.2481 | 2754.1155 | 2503.8681 | 2754.1155 | 38819.4033 | 37587.517 | 33823.583 | 39448.9537 | 1 | 31610.8252 | 0 | 0 | 0 | 0 | 0 | [9 empty] | 7.3.1.1 A summarized risk map that shows the overall ignition probability and estimated wildfire consequence along the electric lines and equipment | WLDFR | HFTD - Distribution - Tier 2 - 1QU CoRE ¦ 1QU LoRE | 2027 | 0.66634 | 0.0081192 | 5.4199 | 0 | 5.4199 | 0.0050538 | 3.3736 | 0 | 3.3736 | 0.01025 | 6.8426 | 0 | 6.8426 | 0.010764 | 7.1857 | 0 | 7.1857 | 3.6115 | 2.248 | 4.5595 | 4.7881 | 0.01025 | 0.0068302 | 6.8426 | 4.5595 | 0 | 0 | 6.8426 | 4.5595 | [11 empty] | WLDFR | HFTD - Distribution - Tier 2 - 1QU CoRE ¦ 1QU LoRE | Non-Red Flag Warning - Catastrophic Fires | 2027 | 3.6689e-08 | 1.8345e-08 | 4.7172e-08 | 14664.6376 | 233.2301 | 8896.516 | 5534.8915 | 0 | 0 | 0 | 3.0562e-05 |  | 0.00053803 | 0 | 0.00053803 | 0.00026902 | 0 | 0.00026902 | 0.00069176 | 0 | 0.00069176 | [16 empty] | 7.3.1.3 Ignition probability mapping showing the probability of ignition along the electric lines and equipmentWLDFRAggregatedAggregated | WLDFR | HFTD - Distribution - Tier 2 - 1QU CoRE ¦ 1QU LoRE | Non-Red Flag Warning - Catastrophic Fires | Aggregated | Aggregated | 2028 | 3.0562e-05 | 0 | 170.7528 | 0.0052185 | 2028 | Mitigation | 0.08575 | 30 | 0 | esc | 0.0012005 | 3.6689e-08 | 0.00060025 | 1.8345e-08 | 0.0015435 | 4.7172e-08
7.3.1.1 A summarized risk map that shows the overall ignition probability and estimated wildfire consequence along the electric lines and equipment | HFTD - Distribution - Tier 2 - 2QU CoRE ¦ 4QU LoRE | 63.8896 | 37.5635 | 76.7215 | 76.0288 | 0.29563 | 76.7215 | 0 | 76.7215 | 1379.2298 | 837.4874 | 2129.2297 | 1935.7613 | 2129.2297 | 46322.6639 | 44852.6708 | 38554.7832 | 44967.0237 | 1 | 36032.5076 | 0 | 0 | 0 | 0 | 0 | [9 empty] | 7.3.1.1 A summarized risk map that shows the overall ignition probability and estimated wildfire consequence along the electric lines and equipment | WLDFR | HFTD - Distribution - Tier 2 - 1QU CoRE ¦ 1QU LoRE | 2028 | 0.62275 | 0.0081192 | 5.6613 | 0 | 5.6613 | 0.0050538 | 3.5239 | 0 | 3.5239 | 0.01025 | 7.1473 | 0 | 7.1473 | 0.010764 | 7.5057 | 0 | 7.5057 | 3.5255 | 2.1945 | 4.451 | 4.6742 | 0.01025 | 0.0063834 | 7.1473 | 4.451 | 0 | 0 | 7.1473 | 4.451 | [11 empty] | WLDFR | HFTD - Distribution - Tier 2 - 1QU CoRE ¦ 1QU LoRE | Non-Red Flag Warning - Catastrophic Fires | 2028 | 3.6689e-08 | 1.8345e-08 | 4.7172e-08 | 15317.9909 | 247.273 | 9287.6491 | 5783.0689 | 0 | 0 | 0 | 3.0562e-05 |  | 0.000562 | 0 | 0.000562 | 0.000281 | 0 | 0.000281 | 0.00072258 | 0 | 0.00072258 | [16 empty] | 7.3.1.3 Ignition probability mapping showing the probability of ignition along the electric lines and equipmentWLDFRAggregatedAggregated | WLDFR | HFTD - Distribution - Tier 2 - 1QU CoRE ¦ 1QU LoRE | Non-Red Flag Warning - Catastrophic Fires | Aggregated | Aggregated | 2029 | 3.0562e-05 | 0 | 170.7528 | 0.0052185 | 2029 | Mitigation | 0.08575 | 30 | 0 | esc | 0.0012005 | 3.6689e-08 | 0.00060025 | 1.8345e-08 | 0.0015435 | 4.7172e-08
7.3.1.1 A summarized risk map that shows the overall ignition probability and estimated wildfire consequence along the electric lines and equipment | HFTD - Distribution - Tier 2 - 2QU CoRE ¦ 5QU LoRE | 66.0878 | 38.9314 | 83.8847 | 83.1274 | 0.28347 | 83.8847 | 0 | 83.8847 | 1106.1579 | 672.9779 | 1714.7078 | 1558.9044 | 1714.7078 | 59745.3515 | 57849.4059 | 52345.1442 | 61050.9293 | 1 | 48920.6955 | 0 | 0 | 0 | 0 | 0 | [9 empty] | 7.3.1.1 A summarized risk map that shows the overall ignition probability and estimated wildfire consequence along the electric lines and equipment | WLDFR | HFTD - Distribution - Tier 2 - 1QU CoRE ¦ 1QU LoRE | 2029 | 0.58201 | 0.0081192 | 5.6613 | 0 | 5.6613 | 0.0050538 | 3.5239 | 0 | 3.5239 | 0.01025 | 7.1473 | 0 | 7.1473 | 0.010764 | 7.5057 | 0 | 7.5057 | 3.2949 | 2.0509 | 4.1598 | 4.3684 | 0.01025 | 0.0059658 | 7.1473 | 4.1598 | 0 | 0 | 7.1473 | 4.1598 | [11 empty] | WLDFR | HFTD - Distribution - Tier 2 - 1QU CoRE ¦ 1QU LoRE | Non-Red Flag Warning - Catastrophic Fires | 2029 | 3.6689e-08 | 1.8345e-08 | 4.7172e-08 | 15317.9909 | 247.273 | 9287.6491 | 5783.0689 | 0 | 0 | 0 | 3.0562e-05 |  | 0.000562 | 0 | 0.000562 | 0.000281 | 0 | 0.000281 | 0.00072258 | 0 | 0.00072258 | [16 empty] | 7.3.1.3 Ignition probability mapping showing the probability of ignition along the electric lines and equipmentWLDFRAggregatedAggregated | WLDFR | HFTD - Distribution - Tier 2 - 1QU CoRE ¦ 1QU LoRE | Non-Red Flag Warning - Catastrophic Fires | Aggregated | Aggregated | 2030 | 3.0562e-05 | 0 | 170.7528 | 0.0052185 | 2030 | Mitigation | 0.08575 | 30 | 0 | esc | 0.0012005 | 3.6689e-08 | 0.00060025 | 1.8345e-08 | 0.0015435 | 4.7172e-08
7.3.1.1 A summarized risk map that shows the overall ignition probability and estimated wildfire consequence along the electric lines and equipment | HFTD - Distribution - Tier 2 - 3QU CoRE ¦ 1QU LoRE | 30.1899 | 17.7883 | 37.917 | 37.5747 | 0.36425 | 37.917 | 0 | 37.917 | 1495.2662 | 909.903 | 2318.9347 | 2108.2266 | 2318.9347 | 20190.3341 | 19549.6186 | 17495.626 | 20405.4119 | 1 | 16351.0524 | 0 | 0 | 0 | 0 | 0 | [9 empty] | 7.3.1.1 A summarized risk map that shows the overall ignition probability and estimated wildfire consequence along the electric lines and equipment | WLDFR | HFTD - Distribution - Tier 2 - 1QU CoRE ¦ 1QU LoRE | 2030 | 0.54393 | 0.0081192 | 5.6613 | 0 | 5.6613 | 0.0050538 | 3.5239 | 0 | 3.5239 | 0.01025 | 7.1473 | 0 | 7.1473 | 0.010764 | 7.5057 | 0 | 7.5057 | 3.0793 | 1.9168 | 3.8876 | 4.0826 | 0.01025 | 0.0055755 | 7.1473 | 3.8876 | 0 | 0 | 7.1473 | 3.8876 | [11 empty] | WLDFR | HFTD - Distribution - Tier 2 - 1QU CoRE ¦ 1QU LoRE | Non-Red Flag Warning - Catastrophic Fires | 2030 | 3.6689e-08 | 1.8345e-08 | 4.7172e-08 | 15317.9909 | 247.273 | 9287.6491 | 5783.0689 | 0 | 0 | 0 | 3.0562e-05 |  | 0.000562 | 0 | 0.000562 | 0.000281 | 0 | 0.000281 | 0.00072258 | 0 | 0.00072258 | [16 empty] | 7.3.1.3 Ignition probability mapping showing the probability of ignition along the electric lines and equipmentWLDFRAggregatedAggregated | WLDFR | HFTD - Distribution - Tier 2 - 1QU CoRE ¦ 1QU LoRE | Non-Red Flag Warning - Catastrophic Fires | Aggregated | Aggregated | 2031 | 3.0562e-05 | 0 | 170.7528 | 0.0052185 | 2031 | Mitigation | 0.08575 | 30 | 0 | esc | 0.0012005 | 3.6689e-08 | 0.00060025 | 1.8345e-08 | 0.0015435 | 4.7172e-08
7.3.1.1 A summarized risk map that shows the overall ignition probability and estimated wildfire consequence along the electric lines and equipment | HFTD - Distribution - Tier 2 - 3QU CoRE ¦ 2QU LoRE | 29.2984 | 17.2679 | 39.8105 | 39.4511 | 0.33837 | 39.8105 | 0 | 39.8105 | 971.0276 | 591.0614 | 1506.8337 | 1369.9178 | 1506.8337 | 30172.5311 | 29215.0427 | 28269.3588 | 32970.9785 | 1 | 26419.9615 | 0 | 0 | 0 | 0 | 0 | [9 empty] | 7.3.1.1 A summarized risk map that shows the overall ignition probability and estimated wildfire consequence along the electric lines and equipment | WLDFR | HFTD - Distribution - Tier 2 - 1QU CoRE ¦ 1QU LoRE | 2031 | 0.50835 | 0.0081192 | 5.6613 | 0 | 5.6613 | 0.0050538 | 3.5239 | 0 | 3.5239 | 0.01025 | 7.1473 | 0 | 7.1473 | 0.010764 | 7.5057 | 0 | 7.5057 | 2.8779 | 1.7914 | 3.6333 | 3.8155 | 0.01025 | 0.0052108 | 7.1473 | 3.6333 | 0 | 0 | 7.1473 | 3.6333 | [11 empty] | WLDFR | HFTD - Distribution - Tier 2 - 1QU CoRE ¦ 1QU LoRE | Non-Red Flag Warning - Catastrophic Fires | 2031 | 3.6689e-08 | 1.8345e-08 | 4.7172e-08 | 15317.9909 | 247.273 | 9287.6491 | 5783.0689 | 0 | 0 | 0 | 3.0562e-05 |  | 0.000562 | 0 | 0.000562 | 0.000281 | 0 | 0.000281 | 0.00072258 | 0 | 0.00072258 | [16 empty] | 7.3.1.3 Ignition probability mapping showing the probability of ignition along the electric lines and equipmentWLDFRAggregatedAggregated | WLDFR | HFTD - Distribution - Tier 2 - 1QU CoRE ¦ 1QU LoRE | Non-Red Flag Warning - Catastrophic Fires | Aggregated | Aggregated | 2032 | 3.0562e-05 | 0 | 170.7528 | 0.0052185 | 2032 | Mitigation | 0.08575 | 30 | 0 | esc | 0.0012005 | 3.6689e-08 | 0.00060025 | 1.8345e-08 | 0.0015435 | 4.7172e-08
7.3.1.1 A summarized risk map that shows the overall ignition probability and estimated wildfire consequence along the electric lines and equipment | HFTD - Distribution - Tier 2 - 3QU CoRE ¦ 3QU LoRE | 24.9122 | 14.6788 | 31.4032 | 31.1197 | 0.27672 | 31.4032 | 0 | 31.4032 | 766.3541 | 466.351 | 1188.5404 | 1080.5459 | 1188.5404 | 32507.4276 | 31475.8442 | 28271.1405 | 32973.0565 | 1 | 26421.6266 | 0 | 0 | 0 | 0 | 0 | [9 empty] | 7.3.1.1 A summarized risk map that shows the overall ignition probability and estimated wildfire consequence along the electric lines and equipment | WLDFR | HFTD - Distribution - Tier 2 - 1QU CoRE ¦ 1QU LoRE | 2032 | 0.47509 | 0.0081192 | 5.6613 | 0 | 5.6613 | 0.0050538 | 3.5239 | 0 | 3.5239 | 0.01025 | 7.1473 | 0 | 7.1473 | 0.010764 | 7.5057 | 0 | 7.5057 | 2.6896 | 1.6742 | 3.3956 | 3.5659 | 0.01025 | 0.0048699 | 7.1473 | 3.3956 | 0 | 0 | 7.1473 | 3.3956 | [11 empty] | WLDFR | HFTD - Distribution - Tier 2 - 1QU CoRE ¦ 1QU LoRE | Non-Red Flag Warning - Catastrophic Fires | 2032 | 3.6689e-08 | 1.8345e-08 | 4.7172e-08 | 15317.9909 | 247.273 | 9287.6491 | 5783.0689 | 0 | 0 | 0 | 3.0562e-05 |  | 0.000562 | 0 | 0.000562 | 0.000281 | 0 | 0.000281 | 0.00072258 | 0 | 0.00072258 | [16 empty] | 7.3.1.3 Ignition probability mapping showing the probability of ignition along the electric lines and equipmentWLDFRAggregatedAggregated | WLDFR | HFTD - Distribution - Tier 2 - 1QU CoRE ¦ 1QU LoRE | Non-Red Flag Warning - Catastrophic Fires | Aggregated | Aggregated | 2033 | 3.0562e-05 | 0 | 170.7528 | 0.0052185 | 2033 | Mitigation | 0.08575 | 30 | 0 | esc | 0.0012005 | 3.6689e-08 | 0.00060025 | 1.8345e-08 | 0.0015435 | 4.7172e-08
7.3.1.1 A summarized risk map that shows the overall ignition probability and estimated wildfire consequence along the electric lines and equipment | HFTD - Distribution - Tier 2 - 3QU CoRE ¦ 4QU LoRE | 18.1007 | 10.651 | 22.4115 | 22.2092 | 0.19564 | 22.4115 | 0 | 22.4115 | 585.1664 | 355.6153 | 904.9584 | 822.7313 | 904.9584 | 30932.4947 | 29950.8898 | 26498.8181 | 30905.9703 | 1 | 24765.2506 | 0 | 0 | 0 | 0 | 0 | [9 empty] | 7.3.1.1 A summarized risk map that shows the overall ignition probability and estimated wildfire consequence along the electric lines and equipment | WLDFR | HFTD - Distribution - Tier 2 - 1QU CoRE ¦ 1QU LoRE | 2033 | 0.44401 | 0.0081192 | 5.9295 | 0 | 5.9295 | 0.0050538 | 3.6908 | 0 | 3.6908 | 0.01025 | 7.4859 | 0 | 7.4859 | 0.010764 | 7.8613 | 0 | 7.8613 | 2.6328 | 1.6388 | 3.3238 | 3.4905 | 0.01025 | 0.0045513 | 7.4859 | 3.3238 | 0 | 0 | 7.4859 | 3.3238 | [11 empty] | WLDFR | HFTD - Distribution - Tier 2 - 1QU CoRE ¦ 1QU LoRE | Non-Red Flag Warning - Catastrophic Fires | 2033 | 3.6689e-08 | 1.8345e-08 | 4.7172e-08 | 16044.1264 | 263.1074 | 9721.74 | 6059.2791 | 0 | 0 | 0 | 3.0562e-05 |  | 0.00058864 | 0 | 0.00058864 | 0.00029432 | 0 | 0.00029432 | 0.00075683 | 0 | 0.00075683 | [16 empty] | 7.3.1.3 Ignition probability mapping showing the probability of ignition along the electric lines and equipmentWLDFRAggregatedAggregated | WLDFR | HFTD - Distribution - Tier 2 - 1QU CoRE ¦ 1QU LoRE | Non-Red Flag Warning - Catastrophic Fires | Aggregated | Aggregated | 2034 | 3.0562e-05 | 0 | 170.7528 | 0.0052185 | 2034 | Mitigation | 0.08575 | 30 | 0 | esc | 0.0012005 | 3.6689e-08 | 0.00060025 | 1.8345e-08 | 0.0015435 | 4.7172e-08
7.3.1.1 A summarized risk map that shows the overall ignition probability and estimated wildfire consequence along the electric lines and equipment | HFTD - Distribution - Tier 2 - 3QU CoRE ¦ 5QU LoRE | 12.1438 | 7.1489 | 15.2548 | 15.117 | 0.12641 | 15.2548 | 0 | 15.2548 | 412.2435 | 250.6365 | 638.1242 | 580.1422 | 638.1242 | 29457.8106 | 28523.003 | 25579.0138 | 29833.1886 | 1 | 23905.6203 | 0 | 0 | 0 | 0 | 0 | [9 empty] | 7.3.1.1 A summarized risk map that shows the overall ignition probability and estimated wildfire consequence along the electric lines and equipment | WLDFR | HFTD - Distribution - Tier 2 - 1QU CoRE ¦ 1QU LoRE | 2034 | 0.41496 | 0.0081192 | 5.9295 | 0 | 5.9295 | 0.0050538 | 3.6908 | 0 | 3.6908 | 0.01025 | 7.4859 | 0 | 7.4859 | 0.010764 | 7.8613 | 0 | 7.8613 | 2.4605 | 1.5316 | 3.1064 | 3.2621 | 0.01025 | 0.0042535 | 7.4859 | 3.1064 | 0 | 0 | 7.4859 | 3.1064 | [11 empty] | WLDFR | HFTD - Distribution - Tier 2 - 1QU CoRE ¦ 1QU LoRE | Non-Red Flag Warning - Catastrophic Fires | 2034 | 3.6689e-08 | 1.8345e-08 | 4.7172e-08 | 16044.1264 | 263.1074 | 9721.74 | 6059.2791 | 0 | 0 | 0 | 3.0562e-05 |  | 0.00058864 | 0 | 0.00058864 | 0.00029432 | 0 | 0.00029432 | 0.00075683 | 0 | 0.00075683 | [16 empty] | 7.3.1.3 Ignition probability mapping showing the probability of ignition along the electric lines and equipmentWLDFRAggregatedAggregated | WLDFR | HFTD - Distribution - Tier 2 - 1QU CoRE ¦ 1QU LoRE | Non-Red Flag Warning - Catastrophic Fires | Aggregated | Aggregated | 2035 | 3.0562e-05 | 0 | 170.7528 | 0.0052185 | 2035 | Mitigation | 0.08575 | 30 | 0 | esc | 0.0012005 | 3.6689e-08 | 0.00060025 | 1.8345e-08 | 0.0015435 | 4.7172e-08
7.3.1.1 A summarized risk map that shows the overall ignition probability and estimated wildfire consequence along the electric lines and equipment | HFTD - Distribution - Tier 2 - 4QU CoRE ¦ 1QU LoRE | 17.1548 | 10.0902 | 22.8052 | 22.5993 | 0.61283 | 22.8052 | 0 | 22.8052 | 572.4172 | 347.722 | 884.456 | 804.0907 | 884.456 | 29969.0884 | 29018.056 | 27589.3312 | 32177.8521 | 1 | 25784.4217 | 0 | 0 | 0 | 0 | 0 | [9 empty] | 7.3.1.1 A summarized risk map that shows the overall ignition probability and estimated wildfire consequence along the electric lines and equipment | WLDFR | HFTD - Distribution - Tier 2 - 1QU CoRE ¦ 1QU LoRE | 2035 | 0.38782 | 0.0081192 | 5.9295 | 0 | 5.9295 | 0.0050538 | 3.6908 | 0 | 3.6908 | 0.01025 | 7.4859 | 0 | 7.4859 | 0.010764 | 7.8613 | 0 | 7.8613 | 2.2996 | 1.4314 | 2.9032 | 3.0487 | 0.01025 | 0.0039753 | 7.4859 | 2.9032 | 0 | 0 | 7.4859 | 2.9032 | [11 empty] | WLDFR | HFTD - Distribution - Tier 2 - 1QU CoRE ¦ 1QU LoRE | Non-Red Flag Warning - Catastrophic Fires | 2035 | 3.6689e-08 | 1.8345e-08 | 4.7172e-08 | 16044.1264 | 263.1074 | 9721.74 | 6059.2791 | 0 | 0 | 0 | 3.0562e-05 |  | 0.00058864 | 0 | 0.00058864 | 0.00029432 | 0 | 0.00029432 | 0.00075683 | 0 | 0.00075683 | [16 empty] | 7.3.1.3 Ignition probability mapping showing the probability of ignition along the electric lines and equipmentWLDFRAggregatedAggregated | WLDFR | HFTD - Distribution - Tier 2 - 1QU CoRE ¦ 1QU LoRE | Non-Red Flag Warning - Catastrophic Fires | Aggregated | Aggregated | 2036 | 3.0562e-05 | 0 | 170.7528 | 0.0052185 | 2036 | Mitigation | 0.08575 | 30 | 0 | esc | 0.0012005 | 3.6689e-08 | 0.00060025 | 1.8345e-08 | 0.0015435 | 4.7172e-08
7.3.1.1 A summarized risk map that shows the overall ignition probability and estimated wildfire consequence along the electric lines and equipment | HFTD - Distribution - Tier 2 - 4QU CoRE ¦ 2QU LoRE | 7.7059 | 4.534 | 9.2693 | 9.1856 | 0.23324 | 9.2693 | 0 | 9.2693 | 343.7549 | 208.887 | 531.5158 | 483.2203 | 531.5158 | 22416.769 | 21705.4003 | 18660.1663 | 21763.6327 | 1 | 17439.4078 | 0 | 0 | 0 | 0 | 0 | [9 empty] | 7.3.1.1 A summarized risk map that shows the overall ignition probability and estimated wildfire consequence along the electric lines and equipment | WLDFR | HFTD - Distribution - Tier 2 - 1QU CoRE ¦ 1QU LoRE | 2036 | 0.36245 | 0.0081192 | 5.9295 | 0 | 5.9295 | 0.0050538 | 3.6908 | 0 | 3.6908 | 0.01025 | 7.4859 | 0 | 7.4859 | 0.010764 | 7.8613 | 0 | 7.8613 | 2.1491 | 1.3377 | 2.7132 | 2.8493 | 0.01025 | 0.0037152 | 7.4859 | 2.7132 | 0 | 0 | 7.4859 | 2.7132 | [11 empty] | WLDFR | HFTD - Distribution - Tier 2 - 1QU CoRE ¦ 1QU LoRE | Non-Red Flag Warning - Catastrophic Fires | 2036 | 3.6689e-08 | 1.8345e-08 | 4.7172e-08 | 16044.1264 | 263.1074 | 9721.74 | 6059.2791 | 0 | 0 | 0 | 3.0562e-05 |  | 0.00058864 | 0 | 0.00058864 | 0.00029432 | 0 | 0.00029432 | 0.00075683 | 0 | 0.00075683 | [16 empty] | 7.3.1.3 Ignition probability mapping showing the probability of ignition along the electric lines and equipmentWLDFRAggregatedAggregated | WLDFR | HFTD - Distribution - Tier 2 - 1QU CoRE ¦ 1QU LoRE | Non-Red Flag Warning - Catastrophic Fires | Aggregated | Aggregated | 2037 | 3.0562e-05 | 0 | 170.7528 | 0.0052185 | 2037 | Mitigation | 0.08575 | 30 | 0 | esc | 0.0012005 | 3.6689e-08 | 0.00060025 | 1.8345e-08 | 0.0015435 | 4.7172e-08
7.3.1.1 A summarized risk map that shows the overall ignition probability and estimated wildfire consequence along the electric lines and equipment | HFTD - Distribution - Tier 2 - 4QU CoRE ¦ 3QU LoRE | 8.2838 | 4.8808 | 10.3997 | 10.3058 | 0.2707 | 10.3997 | 0 | 10.3997 | 267.6727 | 162.8801 | 415.0949 | 377.3779 | 415.0949 | 30947.3973 | 29965.3195 | 26807.5755 | 31266.0787 | 1 | 25053.8089 | 0 | 0 | 0 | 0 | 0 | [9 empty] | 7.3.1.1 A summarized risk map that shows the overall ignition probability and estimated wildfire consequence along the electric lines and equipment | WLDFR | HFTD - Distribution - Tier 2 - 1QU CoRE ¦ 1QU LoRE | 2037 | 0.33873 | 0.0081192 | 5.9295 | 0 | 5.9295 | 0.0050538 | 3.6908 | 0 | 3.6908 | 0.01025 | 7.4859 | 0 | 7.4859 | 0.010764 | 7.8613 | 0 | 7.8613 | 2.0085 | 1.2502 | 2.5357 | 2.6629 | 0.01025 | 0.0034722 | 7.4859 | 2.5357 | 0 | 0 | 7.4859 | 2.5357 | [11 empty] | WLDFR | HFTD - Distribution - Tier 2 - 1QU CoRE ¦ 1QU LoRE | Non-Red Flag Warning - Catastrophic Fires | 2037 | 3.6689e-08 | 1.8345e-08 | 4.7172e-08 | 16044.1264 | 263.1074 | 9721.74 | 6059.2791 | 0 | 0 | 0 | 3.0562e-05 |  | 0.00058864 | 0 | 0.00058864 | 0.00029432 | 0 | 0.00029432 | 0.00075683 | 0 | 0.00075683 | [16 empty] | 7.3.1.3 Ignition probability mapping showing the probability of ignition along the electric lines and equipmentWLDFRAggregatedAggregated | WLDFR | HFTD - Distribution - Tier 2 - 1QU CoRE ¦ 1QU LoRE | Non-Red Flag Warning - Catastrophic Fires | Aggregated | Aggregated | 2038 | 3.0562e-05 | 0 | 170.7528 | 0.0052185 | 2038 | Mitigation | 0.08575 | 30 | 0 | esc | 0.0012005 | 3.6689e-08 | 0.00060025 | 1.8345e-08 | 0.0015435 | 4.7172e-08
7.3.1.1 A summarized risk map that shows the overall ignition probability and estimated wildfire consequence along the electric lines and equipment | HFTD - Distribution - Tier 2 - 4QU CoRE ¦ 4QU LoRE | 5.6304 | 3.3153 | 7.2784 | 7.2127 | 0.18809 | 7.2784 | 0 | 7.2784 | 202.1653 | 122.9388 | 313.0784 | 284.6311 | 313.0784 | 27850.5763 | 26966.7723 | 24875.1115 | 29012.2168 | 1 | 23247.7678 | 0 | 0 | 0 | 0 | 0 | [9 empty] | 7.3.1.1 A summarized risk map that shows the overall ignition probability and estimated wildfire consequence along the electric lines and equipment | WLDFR | HFTD - Distribution - Tier 2 - 1QU CoRE ¦ 1QU LoRE | 2038 | 0.31657 | 0.0081192 | 6.2206 | 0 | 6.2206 | 0.0050538 | 3.872 | 0 | 3.872 | 0.01025 | 7.8534 | 0 | 7.8534 | 0.010764 | 8.2472 | 0 | 8.2472 | 1.9693 | 1.2258 | 2.4862 | 2.6109 | 0.01025 | 0.003245 | 7.8534 | 2.4862 | 0 | 0 | 7.8534 | 2.4862 | [11 empty] | WLDFR | HFTD - Distribution - Tier 2 - 1QU CoRE ¦ 1QU LoRE | Non-Red Flag Warning - Catastrophic Fires | 2038 | 3.6689e-08 | 1.8345e-08 | 4.7172e-08 | 16832.3912 | 280.5544 | 10192.2718 | 6359.5651 | 0 | 0 | 0 | 3.0562e-05 |  | 0.00061757 | 0 | 0.00061757 | 0.00030878 | 0 | 0.00030878 | 0.00079401 | 0 | 0.00079401 | [16 empty] | 7.3.1.3 Ignition probability mapping showing the probability of ignition along the electric lines and equipmentWLDFRAggregatedAggregated | WLDFR | HFTD - Distribution - Tier 2 - 1QU CoRE ¦ 1QU LoRE | Non-Red Flag Warning - Catastrophic Fires | Aggregated | Aggregated | 2039 | 3.0562e-05 | 0 | 170.7528 | 0.0052185 | 2039 | Mitigation | 0.08575 | 30 | 0 | esc | 0.0012005 | 3.6689e-08 | 0.00060025 | 1.8345e-08 | 0.0015435 | 4.7172e-08
7.3.1.1 A summarized risk map that shows the overall ignition probability and estimated wildfire consequence along the electric lines and equipment | HFTD - Distribution - Tier 2 - 4QU CoRE ¦ 5QU LoRE | 2.9731 | 1.7506 | 3.6384 | 3.6055 | 0.080606 | 3.6384 | 0 | 3.6384 | 149.4134 | 90.8621 | 231.3977 | 210.3721 | 231.3977 | 19898.5558 | 19267.0994 | 16824.1656 | 19622.2775 | 1 | 15723.5193 | 0 | 0 | 0 | 0 | 0 | [9 empty] | 7.3.1.1 A summarized risk map that shows the overall ignition probability and estimated wildfire consequence along the electric lines and equipment | WLDFR | HFTD - Distribution - Tier 2 - 1QU CoRE ¦ 1QU LoRE | 2039 | 0.29586 | 0.0081192 | 6.2206 | 0 | 6.2206 | 0.0050538 | 3.872 | 0 | 3.872 | 0.01025 | 7.8534 | 0 | 7.8534 | 0.010764 | 8.2472 | 0 | 8.2472 | 1.8405 | 1.1456 | 2.3236 | 2.4401 | 0.01025 | 0.0030327 | 7.8534 | 2.3236 | 0 | 0 | 7.8534 | 2.3236 | [11 empty] | WLDFR | HFTD - Distribution - Tier 2 - 1QU CoRE ¦ 1QU LoRE | Non-Red Flag Warning - Catastrophic Fires | 2039 | 3.6689e-08 | 1.8345e-08 | 4.7172e-08 | 16832.3912 | 280.5544 | 10192.2718 | 6359.5651 | 0 | 0 | 0 | 3.0562e-05 |  | 0.00061757 | 0 | 0.00061757 | 0.00030878 | 0 | 0.00030878 | 0.00079401 | 0 | 0.00079401 | [16 empty] | 7.3.1.3 Ignition probability mapping showing the probability of ignition along the electric lines and equipmentWLDFRAggregatedAggregated | WLDFR | HFTD - Distribution - Tier 2 - 1QU CoRE ¦ 1QU LoRE | Non-Red Flag Warning - Catastrophic Fires | Aggregated | Aggregated | 2040 | 3.0562e-05 | 0 | 170.7528 | 0.0052185 | 2040 | Mitigation | 0.08575 | 30 | 0 | esc | 0.0012005 | 3.6689e-08 | 0.00060025 | 1.8345e-08 | 0.0015435 | 4.7172e-08
7.3.1.1 A summarized risk map that shows the overall ignition probability and estimated wildfire consequence along the electric lines and equipment | HFTD - Distribution - Tier 2 - 5QU CoRE ¦ 1QU LoRE | 2.2243 | 1.3093 | 2.9653 | 2.9385 | 0.5861 | 2.9653 | 0 | 2.9653 | 76.2362 | 46.3449 | 117.9797 | 107.2589 | 117.9797 | 29176.5361 | 28250.6544 | 26893.7421 | 31366.5761 | 1 | 25134.3384 | 0 | 0 | 0 | 0 | 0 | [9 empty] | 7.3.1.1 A summarized risk map that shows the overall ignition probability and estimated wildfire consequence along the electric lines and equipment | WLDFR | HFTD - Distribution - Tier 2 - 1QU CoRE ¦ 1QU LoRE | 2040 | 0.27651 | 0.0081192 | 6.2206 | 0 | 6.2206 | 0.0050538 | 3.872 | 0 | 3.872 | 0.01025 | 7.8534 | 0 | 7.8534 | 0.010764 | 8.2472 | 0 | 8.2472 | 1.72 | 1.0707 | 2.1715 | 2.2804 | 0.01025 | 0.0028343 | 7.8534 | 2.1715 | 0 | 0 | 7.8534 | 2.1715 | [11 empty] | WLDFR | HFTD - Distribution - Tier 2 - 1QU CoRE ¦ 1QU LoRE | Non-Red Flag Warning - Catastrophic Fires | 2040 | 3.6689e-08 | 1.8345e-08 | 4.7172e-08 | 16832.3912 | 280.5544 | 10192.2718 | 6359.5651 | 0 | 0 | 0 | 3.0562e-05 |  | 0.00061757 | 0 | 0.00061757 | 0.00030878 | 0 | 0.00030878 | 0.00079401 | 0 | 0.00079401 | [16 empty] | 7.3.1.3 Ignition probability mapping showing the probability of ignition along the electric lines and equipmentWLDFRAggregatedAggregated | WLDFR | HFTD - Distribution - Tier 2 - 1QU CoRE ¦ 1QU LoRE | Non-Red Flag Warning - Catastrophic Fires | Aggregated | Aggregated | 2041 | 3.0562e-05 | 0 | 170.7528 | 0.0052185 | 2041 | Mitigation | 0.08575 | 30 | 0 | esc | 0.0012005 | 3.6689e-08 | 0.00060025 | 1.8345e-08 | 0.0015435 | 4.7172e-08
7.3.1.1 A summarized risk map that shows the overall ignition probability and estimated wildfire consequence along the electric lines and equipment | HFTD - Distribution - Tier 2 - 5QU CoRE ¦ 2QU LoRE | 1.8673 | 1.0984 | 2.2827 | 2.262 | 0.34851 | 2.2827 | 0 | 2.2827 | 57.5558 | 34.9661 | 88.9478 | 80.8652 | 88.9478 | 32444.0381 | 31414.4663 | 27459.2706 | 32026.1605 | 1 | 25662.8697 | 0 | 0 | 0 | 0 | 0 | [9 empty] | 7.3.1.1 A summarized risk map that shows the overall ignition probability and estimated wildfire consequence along the electric lines and equipment | WLDFR | HFTD - Distribution - Tier 2 - 1QU CoRE ¦ 1QU LoRE | 2041 | 0.25842 | 0.0081192 | 6.2206 | 0 | 6.2206 | 0.0050538 | 3.872 | 0 | 3.872 | 0.01025 | 7.8534 | 0 | 7.8534 | 0.010764 | 8.2472 | 0 | 8.2472 | 1.6075 | 1.0006 | 2.0295 | 2.1312 | 0.01025 | 0.0026489 | 7.8534 | 2.0295 | 0 | 0 | 7.8534 | 2.0295 | [11 empty] | WLDFR | HFTD - Distribution - Tier 2 - 1QU CoRE ¦ 1QU LoRE | Non-Red Flag Warning - Catastrophic Fires | 2041 | 3.6689e-08 | 1.8345e-08 | 4.7172e-08 | 16832.3912 | 280.5544 | 10192.2718 | 6359.5651 | 0 | 0 | 0 | 3.0562e-05 |  | 0.00061757 | 0 | 0.00061757 | 0.00030878 | 0 | 0.00030878 | 0.00079401 | 0 | 0.00079401 | [16 empty] | 7.3.1.3 Ignition probability mapping showing the probability of ignition along the electric lines and equipmentWLDFRAggregatedAggregated | WLDFR | HFTD - Distribution - Tier 2 - 1QU CoRE ¦ 1QU LoRE | Non-Red Flag Warning - Catastrophic Fires | Aggregated | Aggregated | 2042 | 3.0562e-05 | 0 | 170.7528 | 0.0052185 | 2042 | Mitigation | 0.08575 | 30 | 0 | esc | 0.0012005 | 3.6689e-08 | 0.00060025 | 1.8345e-08 | 0.0015435 | 4.7172e-08
7.3.1.1 A summarized risk map that shows the overall ignition probability and estimated wildfire consequence along the electric lines and equipment | HFTD - Distribution - Tier 2 - 5QU CoRE ¦ 3QU LoRE | 0.70198 | 0.41489 | 0.95291 | 0.9443 | 0.17115 | 0.95291 | 0 | 0.95291 | 39.1392 | 23.8904 | 61.0953 | 55.5434 | 61.0953 | 17935.5361 | 17366.3738 | 16688.8864 | 19464.4993 | 1 | 15597.0901 | 0 | 0 | 0 | 0 | 0 | [9 empty] | 7.3.1.1 A summarized risk map that shows the overall ignition probability and estimated wildfire consequence along the electric lines and equipment | WLDFR | HFTD - Distribution - Tier 2 - 1QU CoRE ¦ 1QU LoRE | 2042 | 0.24151 | 0.0081192 | 6.2206 | 0 | 6.2206 | 0.0050538 | 3.872 | 0 | 3.872 | 0.01025 | 7.8534 | 0 | 7.8534 | 0.010764 | 8.2472 | 0 | 8.2472 | 1.5024 | 0.93515 | 1.8967 | 1.9918 | 0.01025 | 0.0024756 | 7.8534 | 1.8967 | 0 | 0 | 7.8534 | 1.8967 | [11 empty] | WLDFR | HFTD - Distribution - Tier 2 - 1QU CoRE ¦ 1QU LoRE | Non-Red Flag Warning - Catastrophic Fires | 2042 | 3.6689e-08 | 1.8345e-08 | 4.7172e-08 | 16832.3912 | 280.5544 | 10192.2718 | 6359.5651 | 0 | 0 | 0 | 3.0562e-05 |  | 0.00061757 | 0 | 0.00061757 | 0.00030878 | 0 | 0.00030878 | 0.00079401 | 0 | 0.00079401 | [16 empty] | 7.3.1.3 Ignition probability mapping showing the probability of ignition along the electric lines and equipmentWLDFRAggregatedAggregated | WLDFR | HFTD - Distribution - Tier 2 - 1QU CoRE ¦ 1QU LoRE | Non-Red Flag Warning - Catastrophic Fires | Aggregated | Aggregated | 2043 | 3.0562e-05 | 0 | 170.7528 | 0.0052185 | 2043 | Mitigation | 0.08575 | 30 | 0 | esc | 0.0012005 | 3.6689e-08 | 0.00060025 | 1.8345e-08 | 0.0015435 | 4.7172e-08
7.3.1.1 A summarized risk map that shows the overall ignition probability and estimated wildfire consequence along the electric lines and equipment | HFTD - Distribution - Tier 2 - 5QU CoRE ¦ 4QU LoRE | 0.58065 | 0.34121 | 0.66444 | 0.65843 | 0.096674 | 0.66444 | 0 | 0.66444 | 37.1542 | 22.5488 | 57.2945 | 52.0881 | 57.2945 | 15628.1716 | 15132.2307 | 12408.6899 | 14472.4417 | 1 | 11596.9064 | 0 | 0 | 0 | 0 | 0 | [9 empty] | 7.3.1.1 A summarized risk map that shows the overall ignition probability and estimated wildfire consequence along the electric lines and equipment | WLDFR | HFTD - Distribution - Tier 2 - 1QU CoRE ¦ 1QU LoRE | 2043 | 0.22571 | 0.0081192 | 6.5307 | 0 | 6.5307 | 0.0050538 | 4.0651 | 0 | 4.0651 | 0.01025 | 8.2449 | 0 | 8.2449 | 0.010764 | 8.6584 | 0 | 8.6584 | 1.4741 | 0.91754 | 1.861 | 1.9543 | 0.01025 | 0.0023136 | 8.2449 | 1.861 | 0 | 0 | 8.2449 | 1.861 | [11 empty] | WLDFR | HFTD - Distribution - Tier 2 - 1QU CoRE ¦ 1QU LoRE | Non-Red Flag Warning - Catastrophic Fires | 2043 | 3.6689e-08 | 1.8345e-08 | 4.7172e-08 | 17672.0852 | 299.42 | 10692.7362 | 6679.929 | 0 | 0 | 0 | 3.0562e-05 |  | 0.00064837 | 0 | 0.00064837 | 0.00032419 | 0 | 0.00032419 | 0.00083362 | 0 | 0.00083362 | [16 empty] | 7.3.1.3 Ignition probability mapping showing the probability of ignition along the electric lines and equipmentWLDFRAggregatedAggregated | WLDFR | HFTD - Distribution - Tier 2 - 1QU CoRE ¦ 1QU LoRE | Non-Red Flag Warning - Catastrophic Fires | Aggregated | Aggregated | 2044 | 3.0562e-05 | 0 | 170.7528 | 0.0052185 | 2044 | Mitigation | 0.08575 | 30 | 0 | esc | 0.0012005 | 3.6689e-08 | 0.00060025 | 1.8345e-08 | 0.0015435 | 4.7172e-08
7.3.1.1 A summarized risk map that shows the overall ignition probability and estimated wildfire consequence along the electric lines and equipment | HFTD - Distribution - Tier 2 - 5QU CoRE ¦ 5QU LoRE | 0.34673 | 0.2039 | 0.4327 | 0.42878 | 0.068032 | 0.4327 | 0 | 0.4327 | 20.6184 | 12.5222 | 31.8432 | 28.949 | 31.8432 | 16816.5462 | 16282.8937 | 14539.5445 | 16957.6896 | 1 | 13588.3594 | 0 | 0 | 0 | 0 | 0 | [9 empty] | 7.3.1.1 A summarized risk map that shows the overall ignition probability and estimated wildfire consequence along the electric lines and equipment | WLDFR | HFTD - Distribution - Tier 2 - 1QU CoRE ¦ 1QU LoRE | 2044 | 0.21095 | 0.0081192 | 6.5307 | 0 | 6.5307 | 0.0050538 | 4.0651 | 0 | 4.0651 | 0.01025 | 8.2449 | 0 | 8.2449 | 0.010764 | 8.6584 | 0 | 8.6584 | 1.3776 | 0.85751 | 1.7392 | 1.8265 | 0.01025 | 0.0021623 | 8.2449 | 1.7392 | 0 | 0 | 8.2449 | 1.7392 | [11 empty] | WLDFR | HFTD - Distribution - Tier 2 - 1QU CoRE ¦ 1QU LoRE | Non-Red Flag Warning - Catastrophic Fires | 2044 | 3.6689e-08 | 1.8345e-08 | 4.7172e-08 | 17672.0852 | 299.42 | 10692.7362 | 6679.929 | 0 | 0 | 0 | 3.0562e-05 |  | 0.00064837 | 0 | 0.00064837 | 0.00032419 | 0 | 0.00032419 | 0.00083362 | 0 | 0.00083362 | [16 empty] | 7.3.1.3 Ignition probability mapping showing the probability of ignition along the electric lines and equipmentWLDFRAggregatedAggregated | WLDFR | HFTD - Distribution - Tier 2 - 1QU CoRE ¦ 1QU LoRE | Non-Red Flag Warning - Catastrophic Fires | Aggregated | Aggregated | 2045 | 3.0562e-05 | 0 | 170.7528 | 0.0052185 | 2045 | Mitigation | 0.08575 | 30 | 0 | esc | 0.0012005 | 3.6689e-08 | 0.00060025 | 1.8345e-08 | 0.0015435 | 4.7172e-08
7.3.1.1 A summarized risk map that shows the overall ignition probability and estimated wildfire consequence along the electric lines and equipment | HFTD - Distribution - Tier 3 - 1QU CoRE ¦ 1QU LoRE | 22.9147 | 13.5222 | 25.0582 | 24.8319 | 0.039788 | 25.0582 | 0 | 25.0582 | 8212.8728 | 5005.3403 | 12778.1174 | 11617.0524 | 12778.1174 | 2790.0927 | 2701.5526 | 2098.293 | 2447.2707 | 1 | 1961.0215 | 0 | 0 | 0 | 0 | 0 | [9 empty] | 7.3.1.1 A summarized risk map that shows the overall ignition probability and estimated wildfire consequence along the electric lines and equipment | WLDFR | HFTD - Distribution - Tier 2 - 1QU CoRE ¦ 1QU LoRE | 2045 | 0.19715 | 0.0081192 | 6.5307 | 0 | 6.5307 | 0.0050538 | 4.0651 | 0 | 4.0651 | 0.01025 | 8.2449 | 0 | 8.2449 | 0.010764 | 8.6584 | 0 | 8.6584 | 1.2875 | 0.80141 | 1.6255 | 1.707 | 0.01025 | 0.0020208 | 8.2449 | 1.6255 | 0 | 0 | 8.2449 | 1.6255 | [11 empty] | WLDFR | HFTD - Distribution - Tier 2 - 1QU CoRE ¦ 1QU LoRE | Non-Red Flag Warning - Catastrophic Fires | 2045 | 3.6689e-08 | 1.8345e-08 | 4.7172e-08 | 17672.0852 | 299.42 | 10692.7362 | 6679.929 | 0 | 0 | 0 | 3.0562e-05 |  | 0.00064837 | 0 | 0.00064837 | 0.00032419 | 0 | 0.00032419 | 0.00083362 | 0 | 0.00083362 | [16 empty] | 7.3.1.3 Ignition probability mapping showing the probability of ignition along the electric lines and equipmentWLDFRAggregatedAggregated | WLDFR | HFTD - Distribution - Tier 2 - 1QU CoRE ¦ 1QU LoRE | Non-Red Flag Warning - Catastrophic Fires | Aggregated | Aggregated | 2046 | 3.0562e-05 | 0 | 170.7528 | 0.0052185 | 2046 | Mitigation | 0.08575 | 30 | 0 | esc | 0.0012005 | 3.6689e-08 | 0.00060025 | 1.8345e-08 | 0.0015435 | 4.7172e-08
7.3.1.1 A summarized risk map that shows the overall ignition probability and estimated wildfire consequence along the electric lines and equipment | HFTD - Distribution - Tier 3 - 1QU CoRE ¦ 2QU LoRE | 31.4575 | 18.5607 | 38.2495 | 37.9042 | 0.075872 | 38.2495 | 0 | 38.2495 | 4703.3833 | 2866.0625 | 7315.5732 | 6650.8593 | 7315.5732 | 6688.2773 | 6476.033 | 5594.5043 | 6524.9545 | 1 | 5228.5087 | 0 | 0 | 0 | 0 | 0 | [9 empty] | 7.3.1.1 A summarized risk map that shows the overall ignition probability and estimated wildfire consequence along the electric lines and equipment | WLDFR | HFTD - Distribution - Tier 2 - 1QU CoRE ¦ 1QU LoRE | 2046 | 0.18425 | 0.0081192 | 6.5307 | 0 | 6.5307 | 0.0050538 | 4.0651 | 0 | 4.0651 | 0.01025 | 8.2449 | 0 | 8.2449 | 0.010764 | 8.6584 | 0 | 8.6584 | 1.2033 | 0.74898 | 1.5191 | 1.5953 | 0.01025 | 0.0018886 | 8.2449 | 1.5191 | 0 | 0 | 8.2449 | 1.5191 | [11 empty] | WLDFR | HFTD - Distribution - Tier 2 - 1QU CoRE ¦ 1QU LoRE | Non-Red Flag Warning - Catastrophic Fires | 2046 | 3.6689e-08 | 1.8345e-08 | 4.7172e-08 | 17672.0852 | 299.42 | 10692.7362 | 6679.929 | 0 | 0 | 0 | 3.0562e-05 |  | 0.00064837 | 0 | 0.00064837 | 0.00032419 | 0 | 0.00032419 | 0.00083362 | 0 | 0.00083362 | [16 empty] | 7.3.1.3 Ignition probability mapping showing the probability of ignition along the electric lines and equipmentWLDFRAggregatedAggregated | WLDFR | HFTD - Distribution - Tier 2 - 1QU CoRE ¦ 1QU LoRE | Non-Red Flag Warning - Catastrophic Fires | Aggregated | Aggregated | 2047 | 3.0562e-05 | 0 | 170.7528 | 0.0052185 | 2047 | Mitigation | 0.08575 | 30 | 0 | esc | 0.0012005 | 3.6689e-08 | 0.00060025 | 1.8345e-08 | 0.0015435 | 4.7172e-08
7.3.1.1 A summarized risk map that shows the overall ignition probability and estimated wildfire consequence along the electric lines and equipment | HFTD - Distribution - Tier 3 - 1QU CoRE ¦ 3QU LoRE | 5.0499 | 2.9734 | 9.216 | 9.1328 | 0.020914 | 9.216 | 0 | 9.216 | 3168.8966 | 1926.9716 | 4907.0684 | 4461.1999 | 4907.0684 | 1593.5922 | 1543.0215 | 2009.5753 | 2343.798 | 1 | 1878.1078 | 0 | 0 | 0 | 0 | 0 | [9 empty] | 7.3.1.1 A summarized risk map that shows the overall ignition probability and estimated wildfire consequence along the electric lines and equipment | WLDFR | HFTD - Distribution - Tier 2 - 1QU CoRE ¦ 1QU LoRE | 2047 | 0.1722 | 0.0081192 | 6.5307 | 0 | 6.5307 | 0.0050538 | 4.0651 | 0 | 4.0651 | 0.01025 | 8.2449 | 0 | 8.2449 | 0.010764 | 8.6584 | 0 | 8.6584 | 1.1246 | 0.69998 | 1.4197 | 1.4909 | 0.01025 | 0.0017651 | 8.2449 | 1.4197 | 0 | 0 | 8.2449 | 1.4197 | [11 empty] | WLDFR | HFTD - Distribution - Tier 2 - 1QU CoRE ¦ 1QU LoRE | Non-Red Flag Warning - Catastrophic Fires | 2047 | 3.6689e-08 | 1.8345e-08 | 4.7172e-08 | 17672.0852 | 299.42 | 10692.7362 | 6679.929 | 0 | 0 | 0 | 3.0562e-05 |  | 0.00064837 | 0 | 0.00064837 | 0.00032419 | 0 | 0.00032419 | 0.00083362 | 0 | 0.00083362 | [16 empty] | 7.3.1.3 Ignition probability mapping showing the probability of ignition along the electric lines and equipmentWLDFRAggregatedAggregated | WLDFR | HFTD - Distribution - Tier 2 - 1QU CoRE ¦ 1QU LoRE | Non-Red Flag Warning - Catastrophic Fires | Aggregated | Aggregated | 2048 | 3.0562e-05 | 0 | 170.7528 | 0.0052185 | 2048 | Mitigation | 0.08575 | 30 | 0 | esc | 0.0012005 | 3.6689e-08 | 0.00060025 | 1.8345e-08 | 0.0015435 | 4.7172e-08
7.3.1.1 A summarized risk map that shows the overall ignition probability and estimated wildfire consequence along the electric lines and equipment | HFTD - Distribution - Tier 3 - 1QU CoRE ¦ 4QU LoRE | 12.2011 | 7.1938 | 14.3845 | 14.2546 | 0.029114 | 14.3845 | 0 | 14.3845 | 2492.3057 | 1517.6172 | 3870.5595 | 3518.8689 | 3870.5595 | 4895.5186 | 4740.1654 | 3976.5324 | 4637.8895 | 1 | 3716.3854 | 0 | 0 | 0 | 0 | 0 | [9 empty] | 7.3.1.1 A summarized risk map that shows the overall ignition probability and estimated wildfire consequence along the electric lines and equipment | WLDFR | HFTD - Distribution - Tier 2 - 1QU CoRE ¦ 1QU LoRE | 2048 | 0.16093 | 0.0081192 | 6.8557 | 0 | 6.8557 | 0.0050538 | 4.2674 | 0 | 4.2674 | 0.01025 | 8.6553 | 0 | 8.6553 | 0.010764 | 9.0893 | 0 | 9.0893 | 1.1033 | 0.68675 | 1.3929 | 1.4627 | 0.01025 | 0.0016496 | 8.6553 | 1.3929 | 0 | 0 | 8.6553 | 1.3929 | [11 empty] | WLDFR | HFTD - Distribution - Tier 2 - 1QU CoRE ¦ 1QU LoRE | Non-Red Flag Warning - Catastrophic Fires | 2048 | 3.6689e-08 | 1.8345e-08 | 4.7172e-08 | 18552.3348 | 319.4911 | 11216.5626 | 7016.281 | 0 | 0 | 0 | 3.0562e-05 |  | 0.00068067 | 0 | 0.00068067 | 0.00034033 | 0 | 0.00034033 | 0.00087515 | 0 | 0.00087515 | [16 empty] | 7.3.1.3 Ignition probability mapping showing the probability of ignition along the electric lines and equipmentWLDFRAggregatedAggregated | WLDFR | HFTD - Distribution - Tier 2 - 1QU CoRE ¦ 1QU LoRE | Non-Red Flag Warning - Catastrophic Fires | Aggregated | Aggregated | 2049 | 3.0562e-05 | 0 | 170.7528 | 0.0052185 | 2049 | Mitigation | 0.08575 | 30 | 0 | esc | 0.0012005 | 3.6689e-08 | 0.00060025 | 1.8345e-08 | 0.0015435 | 4.7172e-08
7.3.1.1 A summarized risk map that shows the overall ignition probability and estimated wildfire consequence along the electric lines and equipment | HFTD - Distribution - Tier 3 - 1QU CoRE ¦ 5QU LoRE | 5.3274 | 3.1321 | 7.7673 | 7.6972 | 0.013741 | 7.7673 | 0 | 7.7673 | 2288.3988 | 1389.5116 | 3532.5951 | 3211.6134 | 3532.5951 | 2328.003 | 2254.1266 | 2352.6571 | 2743.9394 | 1 | 2198.745 | 0 | 0 | 0 | 0 | 0 | [9 empty] | 7.3.1.1 A summarized risk map that shows the overall ignition probability and estimated wildfire consequence along the electric lines and equipment | WLDFR | HFTD - Distribution - Tier 2 - 1QU CoRE ¦ 1QU LoRE | 2049 | 0.1504 | 0.0081192 | 6.8557 | 0 | 6.8557 | 0.0050538 | 4.2674 | 0 | 4.2674 | 0.01025 | 8.6553 | 0 | 8.6553 | 0.010764 | 9.0893 | 0 | 9.0893 | 1.0311 | 0.64182 | 1.3018 | 1.367 | 0.01025 | 0.0015417 | 8.6553 | 1.3018 | 0 | 0 | 8.6553 | 1.3018 | [11 empty] | WLDFR | HFTD - Distribution - Tier 2 - 1QU CoRE ¦ 1QU LoRE | Non-Red Flag Warning - Catastrophic Fires | 2049 | 3.6689e-08 | 1.8345e-08 | 4.7172e-08 | 18552.3348 | 319.4911 | 11216.5626 | 7016.281 | 0 | 0 | 0 | 3.0562e-05 |  | 0.00068067 | 0 | 0.00068067 | 0.00034033 | 0 | 0.00034033 | 0.00087515 | 0 | 0.00087515 | [16 empty] | 7.3.1.3 Ignition probability mapping showing the probability of ignition along the electric lines and equipmentWLDFRAggregatedAggregated | WLDFR | HFTD - Distribution - Tier 2 - 1QU CoRE ¦ 1QU LoRE | Non-Red Flag Warning - Catastrophic Fires | Aggregated | Aggregated | 2050 | 3.0562e-05 | 0 | 170.7528 | 0.0052185 | 2050 | Mitigation | 0.08575 | 30 | 0 | esc | 0 | 0 | 0.00060025 | 1.8345e-08 | 0.0015435 | 4.7172e-08
7.3.1.1 A summarized risk map that shows the overall ignition probability and estimated wildfire consequence along the electric lines and equipment | HFTD - Distribution - Tier 3 - 2QU CoRE ¦ 1QU LoRE | 28.6674 | 16.9416 | 29.7526 | 29.484 | 0.11826 | 29.7526 | 0 | 29.7526 | 3100.4283 | 1892.3087 | 4838.7058 | 4399.0461 | 4838.7058 | 9246.2821 | 8952.8626 | 6579.3074 | 7673.5452 | 1 | 6148.8854 | 0 | 0 | 0 | 0 | 0 | [9 empty] | 7.3.1.1 A summarized risk map that shows the overall ignition probability and estimated wildfire consequence along the electric lines and equipment | WLDFR | HFTD - Distribution - Tier 2 - 1QU CoRE ¦ 1QU LoRE | 2050 | 0.14056 | 0 | 0 | 0 | 0 | 0.0050538 | 4.2674 | 0 | 4.2674 | 0.01025 | 8.6553 | 0 | 8.6553 | 0.010764 | 9.0893 | 0 | 9.0893 | 0 | 0.59983 | 1.2166 | 1.2776 | 0.01025 | 0.0014408 | 8.6553 | 1.2166 | 0 | 0 | 8.6553 | 1.2166 | [11 empty] | WLDFR | HFTD - Distribution - Tier 2 - 1QU CoRE ¦ 1QU LoRE | Non-Red Flag Warning - Catastrophic Fires | 2050 | 0 | 1.8345e-08 | 4.7172e-08 | 18552.3348 | 319.4911 | 11216.5626 | 7016.281 | 0 | 0 | 0 | 3.0562e-05 |  | 0 | 0 | 0 | 0.00034033 | 0 | 0.00034033 | 0.00087515 | 0 | 0.00087515 | [16 empty] | 7.3.1.3 Ignition probability mapping showing the probability of ignition along the electric lines and equipmentWLDFRAggregatedAggregated | WLDFR | HFTD - Distribution - Tier 2 - 1QU CoRE ¦ 1QU LoRE | Non-Red Flag Warning - Catastrophic Fires | Aggregated | Aggregated | 2051 | 3.0562e-05 | 0 | 170.7528 | 0.0052185 | 2051 | Mitigation | 0.08575 | 30 | 0 | esc | 0 | 0 | 0 | 0 | 0.0015435 | 4.7172e-08
7.3.1.1 A summarized risk map that shows the overall ignition probability and estimated wildfire consequence along the electric lines and equipment | HFTD - Distribution - Tier 3 - 2QU CoRE ¦ 2QU LoRE | 27.788 | 16.4364 | 30.1278 | 29.8558 | 0.12476 | 30.1278 | 0 | 30.1278 | 2181.7914 | 1332.8079 | 3411.3921 | 3101.4232 | 3411.3921 | 12736.3213 | 12332.1498 | 9449.734 | 11021.3669 | 1 | 8831.5271 | 0 | 0 | 0 | 0 | 0 | [9 empty] | 7.3.1.1 A summarized risk map that shows the overall ignition probability and estimated wildfire consequence along the electric lines and equipment | WLDFR | HFTD - Distribution - Tier 2 - 1QU CoRE ¦ 1QU LoRE | 2051 | 0.13137 | 0 | 0 | 0 | 0 | 0 | 0 | 0 | 0 | 0.01025 | 8.6553 | 0 | 8.6553 | 0.010764 | 9.0893 | 0 | 9.0893 | 0 | 0 | 1.137 | 1.194 | 0.01025 | 0.0013466 | 8.6553 | 1.137 | 0 | 0 | 8.6553 | 1.137 | [11 empty] | WLDFR | HFTD - Distribution - Tier 2 - 1QU CoRE ¦ 1QU LoRE | Non-Red Flag Warning - Catastrophic Fires | 2051 | 0 | 0 | 4.7172e-08 | 18552.3348 | 319.4911 | 11216.5626 | 7016.281 | 0 | 0 | 0 | 3.0562e-05 |  | 0 | 0 | 0 | 0 | 0 | 0 | 0.00087515 | 0 | 0.00087515 | [16 empty] | 7.3.1.3 Ignition probability mapping showing the probability of ignition along the electric lines and equipmentWLDFRAggregatedAggregated | WLDFR | HFTD - Distribution - Tier 2 - 1QU CoRE ¦ 1QU LoRE | Non-Red Flag Warning - Destructive Fires | Aggregated | Aggregated | 2021 | 3.2297e-05 | 0 | 170.7528 | 0.0055147 | 2021 | Mitigation | 0.08575 | 30 | 0 | esc | 0.0012005 | 3.8772e-08 | 0.00060025 | 1.9386e-08 | 0 | 0
7.3.1.1 A summarized risk map that shows the overall ignition probability and estimated wildfire consequence along the electric lines and equipment | HFTD - Distribution - Tier 3 - 2QU CoRE ¦ 3QU LoRE | 16.104 | 9.4794 | 25.3901 | 25.1609 | 0.10225 | 25.3901 | 0 | 25.3901 | 1758.9522 | 1069.3168 | 2722.2268 | 2474.8774 | 2722.2268 | 9155.4783 | 8864.9404 | 9979.8523 | 11639.6519 | 1 | 9326.9648 | 0 | 0 | 0 | 0 | 0 | [9 empty] | 7.3.1.1 A summarized risk map that shows the overall ignition probability and estimated wildfire consequence along the electric lines and equipment | WLDFR | HFTD - Distribution - Tier 2 - 1QU CoRE ¦ 1QU LoRE | 2052 | 0.12277 | 0 | 0 | 0 | 0 | 0 | 0 | 0 | 0 | 0 | 0 | 0 | 0 | 0.010764 | 9.0893 | 0 | 9.0893 | 0 | 0 | 0 | 1.1159 | 0 | 0 | 0 | 0 | 0 | 0 | 0 | 0 | [11 empty] | WLDFR | HFTD - Distribution - Tier 2 - 1QU CoRE ¦ 1QU LoRE | Non-Red Flag Warning - Destructive Fires | 2020 | 3.8772e-08 | 0 | 0 | 8807.9522 | 222.2294 | 8585.7228 | 0 | 0 | 0 | 0 | 3.2297e-05 |  | 0.0003415 | 0 | 0.0003415 | 0 | 0 | 0 | 0 | 0 | 0 | [16 empty] | 7.3.1.3 Ignition probability mapping showing the probability of ignition along the electric lines and equipmentWLDFRAggregatedAggregated | WLDFR | HFTD - Distribution - Tier 2 - 1QU CoRE ¦ 1QU LoRE | Non-Red Flag Warning - Destructive Fires | Aggregated | Aggregated | 2022 | 3.2297e-05 | 0 | 170.7528 | 0.0055147 | 2022 | Mitigation | 0.08575 | 30 | 0 | esc | 0.0012005 | 3.8772e-08 | 0.00060025 | 1.9386e-08 | 0.0015435 | 4.985e-08
7.3.1.1 A summarized risk map that shows the overall ignition probability and estimated wildfire consequence along the electric lines and equipment | HFTD - Distribution - Tier 3 - 2QU CoRE ¦ 4QU LoRE | 4.1276 | 2.4173 | 8.1383 | 8.0649 | 0.032698 | 8.1383 | 0 | 8.1383 | 1463.8365 | 885.3866 | 2241.0717 | 2037.4411 | 2241.0717 | 2819.7309 | 2730.2502 | 3885.6535 | 4531.8961 | 1 | 3631.4519 | 0 | 0 | 0 | 0 | 0 | [9 empty] | 7.3.1.1 A summarized risk map that shows the overall ignition probability and estimated wildfire consequence along the electric lines and equipment | WLDFR | HFTD - Distribution - Tier 2 - 1QU CoRE ¦ 2QU LoRE | 2020 | 1 | 0.0081848 | 5.9794 | 0 | 5.9794 | 0 | 0 | 0 | 0 | 0 | 0 | 0 | 0 | 0 | 0 | 0 | 0 | 5.9794 | 0 | 0 | 0 | 0 | 0 | 0 | 0 | 0 | 0 | 0 | 0 | [11 empty] | WLDFR | HFTD - Distribution - Tier 2 - 1QU CoRE ¦ 1QU LoRE | Non-Red Flag Warning - Destructive Fires | 2021 | 3.8772e-08 | 1.9386e-08 | 0 | 8807.9522 | 222.2294 | 8585.7228 | 0 | 0 | 0 | 0 | 3.2297e-05 |  | 0.0003415 | 0 | 0.0003415 | 0.00017075 | 0 | 0.00017075 | 0 | 0 | 0 | [16 empty] | 7.3.1.3 Ignition probability mapping showing the probability of ignition along the electric lines and equipmentWLDFRAggregatedAggregated | WLDFR | HFTD - Distribution - Tier 2 - 1QU CoRE ¦ 1QU LoRE | Non-Red Flag Warning - Destructive Fires | Aggregated | Aggregated | 2023 | 3.2297e-05 | 0 | 170.7528 | 0.0055147 | 2023 | Mitigation | 0.08575 | 30 | 0 | esc | 0.0012005 | 3.8772e-08 | 0.00060025 | 1.9386e-08 | 0.0015435 | 4.985e-08
7.3.1.1 A summarized risk map that shows the overall ignition probability and estimated wildfire consequence along the electric lines and equipment | HFTD - Distribution - Tier 3 - 2QU CoRE ¦ 5QU LoRE | 1.3894 | 0.80869 | 1.1639 | 1.1534 | 0.0037824 | 1.1639 | 0 | 1.1639 | 1015.2366 | 610.2622 | 1533.7931 | 1394.4283 | 1533.7931 | 1368.5793 | 1325.1491 | 811.9287 | 946.9647 | 1 | 758.8119 | 0 | 0 | 0 | 0 | 0 | [9 empty] | 7.3.1.1 A summarized risk map that shows the overall ignition probability and estimated wildfire consequence along the electric lines and equipment | WLDFR | HFTD - Distribution - Tier 2 - 1QU CoRE ¦ 2QU LoRE | 2021 | 1 | 0.0081848 | 5.9794 | 0 | 5.9794 | 0.0050947 | 3.7219 | 0 | 3.7219 | 0 | 0 | 0 | 0 | 0 | 0 | 0 | 0 | 5.9794 | 3.7219 | 0 | 0 | 0 | 0 | 0 | 0 | 0 | 0 | 0 | 0 | [11 empty] | WLDFR | HFTD - Distribution - Tier 2 - 1QU CoRE ¦ 1QU LoRE | Non-Red Flag Warning - Destructive Fires | 2022 | 3.8772e-08 | 1.9386e-08 | 4.985e-08 | 8807.9522 | 222.2294 | 8585.7228 | 0 | 0 | 0 | 0 | 3.2297e-05 |  | 0.0003415 | 0 | 0.0003415 | 0.00017075 | 0 | 0.00017075 | 0.00043907 | 0 | 0.00043907 | [16 empty] | 7.3.1.3 Ignition probability mapping showing the probability of ignition along the electric lines and equipmentWLDFRAggregatedAggregated | WLDFR | HFTD - Distribution - Tier 2 - 1QU CoRE ¦ 1QU LoRE | Non-Red Flag Warning - Destructive Fires | Aggregated | Aggregated | 2024 | 3.2297e-05 | 0 | 170.7528 | 0.0055147 | 2024 | Mitigation | 0.08575 | 30 | 0 | esc | 0.0012005 | 3.8772e-08 | 0.00060025 | 1.9386e-08 | 0.0015435 | 4.985e-08
7.3.1.1 A summarized risk map that shows the overall ignition probability and estimated wildfire consequence along the electric lines and equipment | HFTD - Distribution - Tier 3 - 3QU CoRE ¦ 1QU LoRE | 23.546 | 13.8523 | 28.0319 | 27.7789 | 0.26337 | 28.0319 | 0 | 28.0319 | 1283.129 | 779.6142 | 1983.4669 | 1803.2428 | 1983.4669 | 18350.483 | 17768.1529 | 15122.0981 | 17637.1305 | 1 | 14132.8019 | 0 | 0 | 0 | 0 | 0 | [9 empty] | 7.3.1.1 A summarized risk map that shows the overall ignition probability and estimated wildfire consequence along the electric lines and equipment | WLDFR | HFTD - Distribution - Tier 2 - 1QU CoRE ¦ 2QU LoRE | 2022 | 0.93458 | 0.0082913 | 5.4235 | 0 | 5.4235 | 0.005161 | 3.3759 | 0 | 3.3759 | 0.012178 | 7.9659 | 0 | 7.9659 | 0 | 0 | 0 | 0 | 5.0687 | 3.155 | 7.4448 | 0 | 0.012178 | 0.011381 | 7.9659 | 7.4448 | 0 | 0 | 7.9659 | 7.4448 | [11 empty] | WLDFR | HFTD - Distribution - Tier 2 - 1QU CoRE ¦ 1QU LoRE | Non-Red Flag Warning - Destructive Fires | 2023 | 3.8772e-08 | 1.9386e-08 | 4.985e-08 | 9129.7461 | 233.2301 | 8896.516 | 0 | 0 | 0 | 0 | 3.2297e-05 |  | 0.00035398 | 0 | 0.00035398 | 0.00017699 | 0 | 0.00017699 | 0.00045511 | 0 | 0.00045511 | [16 empty] | 7.3.1.3 Ignition probability mapping showing the probability of ignition along the electric lines and equipmentWLDFRAggregatedAggregated | WLDFR | HFTD - Distribution - Tier 2 - 1QU CoRE ¦ 1QU LoRE | Non-Red Flag Warning - Destructive Fires | Aggregated | Aggregated | 2025 | 3.2297e-05 | 0 | 170.7528 | 0.0055147 | 2025 | Mitigation | 0.08575 | 30 | 0 | esc | 0.0012005 | 3.8772e-08 | 0.00060025 | 1.9386e-08 | 0.0015435 | 4.985e-08
7.3.1.1 A summarized risk map that shows the overall ignition probability and estimated wildfire consequence along the electric lines and equipment | HFTD - Distribution - Tier 3 - 3QU CoRE ¦ 2QU LoRE | 23.0963 | 13.6328 | 30.4797 | 30.2045 | 0.27956 | 30.4797 | 0 | 30.4797 | 984.8203 | 600.3499 | 1533.0605 | 1393.762 | 1533.0605 | 23452.2566 | 22708.028 | 21273.2924 | 24811.361 | 1 | 19881.5817 | 0 | 0 | 0 | 0 | 0 | [9 empty] | 7.3.1.1 A summarized risk map that shows the overall ignition probability and estimated wildfire consequence along the electric lines and equipment | WLDFR | HFTD - Distribution - Tier 2 - 1QU CoRE ¦ 2QU LoRE | 2023 | 0.87344 | 0.0082913 | 5.6222 | 0 | 5.6222 | 0.005161 | 3.4996 | 0 | 3.4996 | 0.012178 | 8.2578 | 0 | 8.2578 | 0.012789 | 8.6719 | 0 | 8.6719 | 4.9107 | 3.0567 | 7.2127 | 7.5744 | 0.012178 | 0.010637 | 8.2578 | 7.2127 | 0 | 0 | 8.2578 | 7.2127 | [11 empty] | WLDFR | HFTD - Distribution - Tier 2 - 1QU CoRE ¦ 1QU LoRE | Non-Red Flag Warning - Destructive Fires | 2024 | 3.8772e-08 | 1.9386e-08 | 4.985e-08 | 9129.7461 | 233.2301 | 8896.516 | 0 | 0 | 0 | 0 | 3.2297e-05 |  | 0.00035398 | 0 | 0.00035398 | 0.00017699 | 0 | 0.00017699 | 0.00045511 | 0 | 0.00045511 | [16 empty] | 7.3.1.3 Ignition probability mapping showing the probability of ignition along the electric lines and equipmentWLDFRAggregatedAggregated | WLDFR | HFTD - Distribution - Tier 2 - 1QU CoRE ¦ 1QU LoRE | Non-Red Flag Warning - Destructive Fires | Aggregated | Aggregated | 2026 | 3.2297e-05 | 0 | 170.7528 | 0.0055147 | 2026 | Mitigation | 0.08575 | 30 | 0 | esc | 0.0012005 | 3.8772e-08 | 0.00060025 | 1.9386e-08 | 0.0015435 | 4.985e-08
7.3.1.1 A summarized risk map that shows the overall ignition probability and estimated wildfire consequence along the electric lines and equipment | HFTD - Distribution - Tier 3 - 3QU CoRE ¦ 3QU LoRE | 6.9869 | 4.1135 | 7.6973 | 7.6278 | 0.075829 | 7.6973 | 0 | 7.6973 | 690.7516 | 420.002 | 1069.4381 | 972.2661 | 1069.4381 | 10114.8965 | 9793.9126 | 7701.2987 | 8982.1405 | 1 | 7197.4754 | 0 | 0 | 0 | 0 | 0 | [9 empty] | 7.3.1.1 A summarized risk map that shows the overall ignition probability and estimated wildfire consequence along the electric lines and equipment | WLDFR | HFTD - Distribution - Tier 2 - 1QU CoRE ¦ 2QU LoRE | 2024 | 0.8163 | 0.0082913 | 5.6222 | 0 | 5.6222 | 0.005161 | 3.4996 | 0 | 3.4996 | 0.012178 | 8.2578 | 0 | 8.2578 | 0.012789 | 8.6719 | 0 | 8.6719 | 4.5894 | 2.8567 | 6.7409 | 7.0789 | 0.012178 | 0.009941 | 8.2578 | 6.7409 | 0 | 0 | 8.2578 | 6.7409 | [11 empty] | WLDFR | HFTD - Distribution - Tier 2 - 1QU CoRE ¦ 1QU LoRE | Non-Red Flag Warning - Destructive Fires | 2025 | 3.8772e-08 | 1.9386e-08 | 4.985e-08 | 9129.7461 | 233.2301 | 8896.516 | 0 | 0 | 0 | 0 | 3.2297e-05 |  | 0.00035398 | 0 | 0.00035398 | 0.00017699 | 0 | 0.00017699 | 0.00045511 | 0 | 0.00045511 | [16 empty] | 7.3.1.3 Ignition probability mapping showing the probability of ignition along the electric lines and equipmentWLDFRAggregatedAggregated | WLDFR | HFTD - Distribution - Tier 2 - 1QU CoRE ¦ 1QU LoRE | Non-Red Flag Warning - Destructive Fires | Aggregated | Aggregated | 2027 | 3.2297e-05 | 0 | 170.7528 | 0.0055147 | 2027 | Mitigation | 0.08575 | 30 | 0 | esc | 0.0012005 | 3.8772e-08 | 0.00060025 | 1.9386e-08 | 0.0015435 | 4.985e-08
7.3.1.1 A summarized risk map that shows the overall ignition probability and estimated wildfire consequence along the electric lines and equipment | HFTD - Distribution - Tier 3 - 3QU CoRE ¦ 4QU LoRE | 5.4702 | 3.2207 | 7.2374 | 7.172 | 0.062171 | 7.2374 | 0 | 7.2374 | 626.7062 | 381.0712 | 970.3422 | 882.1737 | 970.3422 | 8728.5696 | 8451.5791 | 7980.6977 | 9308.0079 | 1 | 7458.596 | 0 | 0 | 0 | 0 | 0 | [9 empty] | 7.3.1.1 A summarized risk map that shows the overall ignition probability and estimated wildfire consequence along the electric lines and equipment | WLDFR | HFTD - Distribution - Tier 2 - 1QU CoRE ¦ 2QU LoRE | 2025 | 0.7629 | 0.0082913 | 5.6222 | 0 | 5.6222 | 0.005161 | 3.4996 | 0 | 3.4996 | 0.012178 | 8.2578 | 0 | 8.2578 | 0.012789 | 8.6719 | 0 | 8.6719 | 4.2892 | 2.6698 | 6.2999 | 6.6158 | 0.012178 | 0.0092907 | 8.2578 | 6.2999 | 0 | 0 | 8.2578 | 6.2999 | [11 empty] | WLDFR | HFTD - Distribution - Tier 2 - 1QU CoRE ¦ 1QU LoRE | Non-Red Flag Warning - Destructive Fires | 2026 | 3.8772e-08 | 1.9386e-08 | 4.985e-08 | 9129.7461 | 233.2301 | 8896.516 | 0 | 0 | 0 | 0 | 3.2297e-05 |  | 0.00035398 | 0 | 0.00035398 | 0.00017699 | 0 | 0.00017699 | 0.00045511 | 0 | 0.00045511 | [16 empty] | 7.3.1.3 Ignition probability mapping showing the probability of ignition along the electric lines and equipmentWLDFRAggregatedAggregated | WLDFR | HFTD - Distribution - Tier 2 - 1QU CoRE ¦ 1QU LoRE | Non-Red Flag Warning - Destructive Fires | Aggregated | Aggregated | 2028 | 3.2297e-05 | 0 | 170.7528 | 0.0055147 | 2028 | Mitigation | 0.08575 | 30 | 0 | esc | 0.0012005 | 3.8772e-08 | 0.00060025 | 1.9386e-08 | 0.0015435 | 4.985e-08
7.3.1.1 A summarized risk map that shows the overall ignition probability and estimated wildfire consequence along the electric lines and equipment | HFTD - Distribution - Tier 3 - 3QU CoRE ¦ 5QU LoRE | 1.5253 | 0.88986 | 2.4116 | 2.3899 | 0.024349 | 2.4116 | 0 | 2.4116 | 353.9845 | 213.2816 | 537.4934 | 488.655 | 537.4934 | 4308.9576 | 4172.2181 | 4800.896 | 5599.3572 | 1 | 4486.8187 | 0 | 0 | 0 | 0 | 0 | [9 empty] | 7.3.1.1 A summarized risk map that shows the overall ignition probability and estimated wildfire consequence along the electric lines and equipment | WLDFR | HFTD - Distribution - Tier 2 - 1QU CoRE ¦ 2QU LoRE | 2026 | 0.71299 | 0.0082913 | 5.6222 | 0 | 5.6222 | 0.005161 | 3.4996 | 0 | 3.4996 | 0.012178 | 8.2578 | 0 | 8.2578 | 0.012789 | 8.6719 | 0 | 8.6719 | 4.0086 | 2.4951 | 5.8877 | 6.183 | 0.012178 | 0.0086829 | 8.2578 | 5.8877 | 0 | 0 | 8.2578 | 5.8877 | [11 empty] | WLDFR | HFTD - Distribution - Tier 2 - 1QU CoRE ¦ 1QU LoRE | Non-Red Flag Warning - Destructive Fires | 2027 | 3.8772e-08 | 1.9386e-08 | 4.985e-08 | 9129.7461 | 233.2301 | 8896.516 | 0 | 0 | 0 | 0 | 3.2297e-05 |  | 0.00035398 | 0 | 0.00035398 | 0.00017699 | 0 | 0.00017699 | 0.00045511 | 0 | 0.00045511 | [16 empty] | 7.3.1.3 Ignition probability mapping showing the probability of ignition along the electric lines and equipmentWLDFRAggregatedAggregated | WLDFR | HFTD - Distribution - Tier 2 - 1QU CoRE ¦ 1QU LoRE | Non-Red Flag Warning - Destructive Fires | Aggregated | Aggregated | 2029 | 3.2297e-05 | 0 | 170.7528 | 0.0055147 | 2029 | Mitigation | 0.08575 | 30 | 0 | esc | 0.0012005 | 3.8772e-08 | 0.00060025 | 1.9386e-08 | 0.0015435 | 4.985e-08
7.3.1.1 A summarized risk map that shows the overall ignition probability and estimated wildfire consequence along the electric lines and equipment | HFTD - Distribution - Tier 3 - 4QU CoRE ¦ 1QU LoRE | 11.6109 | 6.8384 | 14.6888 | 14.5562 | 0.38535 | 14.6888 | 0 | 14.6888 | 467.1917 | 284.1774 | 723.9007 | 658.1242 | 723.9007 | 24852.6361 | 24063.9681 | 21711.5717 | 25322.5327 | 1 | 20291.1885 | 0 | 0 | 0 | 0 | 0 | [9 empty] | 7.3.1.1 A summarized risk map that shows the overall ignition probability and estimated wildfire consequence along the electric lines and equipment | WLDFR | HFTD - Distribution - Tier 2 - 1QU CoRE ¦ 2QU LoRE | 2027 | 0.66634 | 0.0082913 | 5.6222 | 0 | 5.6222 | 0.005161 | 3.4996 | 0 | 3.4996 | 0.012178 | 8.2578 | 0 | 8.2578 | 0.012789 | 8.6719 | 0 | 8.6719 | 3.7463 | 2.3319 | 5.5025 | 5.7785 | 0.012178 | 0.0081148 | 8.2578 | 5.5025 | 0 | 0 | 8.2578 | 5.5025 | [11 empty] | WLDFR | HFTD - Distribution - Tier 2 - 1QU CoRE ¦ 1QU LoRE | Non-Red Flag Warning - Destructive Fires | 2028 | 3.8772e-08 | 1.9386e-08 | 4.985e-08 | 9534.9221 | 247.273 | 9287.6491 | 0 | 0 | 0 | 0 | 3.2297e-05 |  | 0.00036969 | 0 | 0.00036969 | 0.00018484 | 0 | 0.00018484 | 0.00047531 | 0 | 0.00047531 | [16 empty] | 7.3.1.3 Ignition probability mapping showing the probability of ignition along the electric lines and equipmentWLDFRAggregatedAggregated | WLDFR | HFTD - Distribution - Tier 2 - 1QU CoRE ¦ 1QU LoRE | Non-Red Flag Warning - Destructive Fires | Aggregated | Aggregated | 2030 | 3.2297e-05 | 0 | 170.7528 | 0.0055147 | 2030 | Mitigation | 0.08575 | 30 | 0 | esc | 0.0012005 | 3.8772e-08 | 0.00060025 | 1.9386e-08 | 0.0015435 | 4.985e-08
7.3.1.1 A summarized risk map that shows the overall ignition probability and estimated wildfire consequence along the electric lines and equipment | HFTD - Distribution - Tier 3 - 4QU CoRE ¦ 2QU LoRE | 6.3692 | 3.748 | 8.3502 | 8.2748 | 0.25983 | 8.3502 | 0 | 8.3502 | 282.6265 | 171.7667 | 437.1347 | 397.4149 | 437.1347 | 22535.6503 | 21820.509 | 20439.2381 | 23838.5909 | 1 | 19102.0917 | 0 | 0 | 0 | 0 | 0 | [9 empty] | 7.3.1.1 A summarized risk map that shows the overall ignition probability and estimated wildfire consequence along the electric lines and equipment | WLDFR | HFTD - Distribution - Tier 2 - 1QU CoRE ¦ 2QU LoRE | 2028 | 0.62275 | 0.0082913 | 5.8726 | 0 | 5.8726 | 0.005161 | 3.6554 | 0 | 3.6554 | 0.012178 | 8.6256 | 0 | 8.6256 | 0.012789 | 9.0581 | 0 | 9.0581 | 3.6572 | 2.2764 | 5.3716 | 5.6409 | 0.012178 | 0.007584 | 8.6256 | 5.3716 | 0 | 0 | 8.6256 | 5.3716 | [11 empty] | WLDFR | HFTD - Distribution - Tier 2 - 1QU CoRE ¦ 1QU LoRE | Non-Red Flag Warning - Destructive Fires | 2029 | 3.8772e-08 | 1.9386e-08 | 4.985e-08 | 9534.9221 | 247.273 | 9287.6491 | 0 | 0 | 0 | 0 | 3.2297e-05 |  | 0.00036969 | 0 | 0.00036969 | 0.00018484 | 0 | 0.00018484 | 0.00047531 | 0 | 0.00047531 | [16 empty] | 7.3.1.3 Ignition probability mapping showing the probability of ignition along the electric lines and equipmentWLDFRAggregatedAggregated | WLDFR | HFTD - Distribution - Tier 2 - 1QU CoRE ¦ 1QU LoRE | Non-Red Flag Warning - Destructive Fires | Aggregated | Aggregated | 2031 | 3.2297e-05 | 0 | 170.7528 | 0.0055147 | 2031 | Mitigation | 0.08575 | 30 | 0 | esc | 0.0012005 | 3.8772e-08 | 0.00060025 | 1.9386e-08 | 0.0015435 | 4.985e-08
7.3.1.1 A summarized risk map that shows the overall ignition probability and estimated wildfire consequence along the electric lines and equipment | HFTD - Distribution - Tier 3 - 4QU CoRE ¦ 3QU LoRE | 3.5253 | 2.0782 | 4.3 | 4.2612 | 0.13754 | 4.3 | 0 | 4.3 | 215.5454 | 131.2328 | 334.6494 | 304.2418 | 334.6494 | 16355.3693 | 15836.3516 | 13748.8257 | 16035.4622 | 1 | 12849.3698 | 0 | 0 | 0 | 0 | 0 | [9 empty] | 7.3.1.1 A summarized risk map that shows the overall ignition probability and estimated wildfire consequence along the electric lines and equipment | WLDFR | HFTD - Distribution - Tier 2 - 1QU CoRE ¦ 2QU LoRE | 2029 | 0.58201 | 0.0082913 | 5.8726 | 0 | 5.8726 | 0.005161 | 3.6554 | 0 | 3.6554 | 0.012178 | 8.6256 | 0 | 8.6256 | 0.012789 | 9.0581 | 0 | 9.0581 | 3.4179 | 2.1275 | 5.0202 | 5.2719 | 0.012178 | 0.0070878 | 8.6256 | 5.0202 | 0 | 0 | 8.6256 | 5.0202 | [11 empty] | WLDFR | HFTD - Distribution - Tier 2 - 1QU CoRE ¦ 1QU LoRE | Non-Red Flag Warning - Destructive Fires | 2030 | 3.8772e-08 | 1.9386e-08 | 4.985e-08 | 9534.9221 | 247.273 | 9287.6491 | 0 | 0 | 0 | 0 | 3.2297e-05 |  | 0.00036969 | 0 | 0.00036969 | 0.00018484 | 0 | 0.00018484 | 0.00047531 | 0 | 0.00047531 | [16 empty] | 7.3.1.3 Ignition probability mapping showing the probability of ignition along the electric lines and equipmentWLDFRAggregatedAggregated | WLDFR | HFTD - Distribution - Tier 2 - 1QU CoRE ¦ 1QU LoRE | Non-Red Flag Warning - Destructive Fires | Aggregated | Aggregated | 2032 | 3.2297e-05 | 0 | 170.7528 | 0.0055147 | 2032 | Mitigation | 0.08575 | 30 | 0 | esc | 0.0012005 | 3.8772e-08 | 0.00060025 | 1.9386e-08 | 0.0015435 | 4.985e-08
7.3.1.1 A summarized risk map that shows the overall ignition probability and estimated wildfire consequence along the electric lines and equipment | HFTD - Distribution - Tier 3 - 4QU CoRE ¦ 4QU LoRE | 1.9011 | 1.1221 | 2.304 | 2.2832 | 0.057429 | 2.304 | 0 | 2.304 | 218.4491 | 133.1681 | 340.0615 | 309.1621 | 340.0615 | 8702.7234 | 8426.5532 | 7249.5601 | 8455.271 | 1 | 6775.2898 | 0 | 0 | 0 | 0 | 0 | [9 empty] | 7.3.1.1 A summarized risk map that shows the overall ignition probability and estimated wildfire consequence along the electric lines and equipment | WLDFR | HFTD - Distribution - Tier 2 - 1QU CoRE ¦ 2QU LoRE | 2030 | 0.54393 | 0.0082913 | 5.8726 | 0 | 5.8726 | 0.005161 | 3.6554 | 0 | 3.6554 | 0.012178 | 8.6256 | 0 | 8.6256 | 0.012789 | 9.0581 | 0 | 9.0581 | 3.1943 | 1.9883 | 4.6918 | 4.927 | 0.012178 | 0.0066241 | 8.6256 | 4.6918 | 0 | 0 | 8.6256 | 4.6918 | [11 empty] | WLDFR | HFTD - Distribution - Tier 2 - 1QU CoRE ¦ 1QU LoRE | Non-Red Flag Warning - Destructive Fires | 2031 | 3.8772e-08 | 1.9386e-08 | 4.985e-08 | 9534.9221 | 247.273 | 9287.6491 | 0 | 0 | 0 | 0 | 3.2297e-05 |  | 0.00036969 | 0 | 0.00036969 | 0.00018484 | 0 | 0.00018484 | 0.00047531 | 0 | 0.00047531 | [16 empty] | 7.3.1.3 Ignition probability mapping showing the probability of ignition along the electric lines and equipmentWLDFRAggregatedAggregated | WLDFR | HFTD - Distribution - Tier 2 - 1QU CoRE ¦ 1QU LoRE | Non-Red Flag Warning - Destructive Fires | Aggregated | Aggregated | 2033 | 3.2297e-05 | 0 | 170.7528 | 0.0055147 | 2033 | Mitigation | 0.08575 | 30 | 0 | esc | 0.0012005 | 3.8772e-08 | 0.00060025 | 1.9386e-08 | 0.0015435 | 4.985e-08
7.3.1.1 A summarized risk map that shows the overall ignition probability and estimated wildfire consequence along the electric lines and equipment | HFTD - Distribution - Tier 3 - 4QU CoRE ¦ 5QU LoRE | 0.56902 | 0.33303 | 0.79121 | 0.78407 | 0.022334 | 0.79121 | 0 | 0.79121 | 132.0789 | 79.8362 | 201.9348 | 183.5863 | 201.9348 | 4308.1682 | 4171.4538 | 4192.4214 | 4889.6842 | 1 | 3918.1509 | 0 | 0 | 0 | 0 | 0 | [9 empty] | 7.3.1.1 A summarized risk map that shows the overall ignition probability and estimated wildfire consequence along the electric lines and equipment | WLDFR | HFTD - Distribution - Tier 2 - 1QU CoRE ¦ 2QU LoRE | 2031 | 0.50835 | 0.0082913 | 5.8726 | 0 | 5.8726 | 0.005161 | 3.6554 | 0 | 3.6554 | 0.012178 | 8.6256 | 0 | 8.6256 | 0.012789 | 9.0581 | 0 | 9.0581 | 2.9853 | 1.8582 | 4.3848 | 4.6047 | 0.012178 | 0.0061908 | 8.6256 | 4.3848 | 0 | 0 | 8.6256 | 4.3848 | [11 empty] | WLDFR | HFTD - Distribution - Tier 2 - 1QU CoRE ¦ 1QU LoRE | Non-Red Flag Warning - Destructive Fires | 2032 | 3.8772e-08 | 1.9386e-08 | 4.985e-08 | 9534.9221 | 247.273 | 9287.6491 | 0 | 0 | 0 | 0 | 3.2297e-05 |  | 0.00036969 | 0 | 0.00036969 | 0.00018484 | 0 | 0.00018484 | 0.00047531 | 0 | 0.00047531 | [16 empty] | 7.3.1.3 Ignition probability mapping showing the probability of ignition along the electric lines and equipmentWLDFRAggregatedAggregated | WLDFR | HFTD - Distribution - Tier 2 - 1QU CoRE ¦ 1QU LoRE | Non-Red Flag Warning - Destructive Fires | Aggregated | Aggregated | 2034 | 3.2297e-05 | 0 | 170.7528 | 0.0055147 | 2034 | Mitigation | 0.08575 | 30 | 0 | esc | 0.0012005 | 3.8772e-08 | 0.00060025 | 1.9386e-08 | 0.0015435 | 4.985e-08
7.3.1.1 A summarized risk map that shows the overall ignition probability and estimated wildfire consequence along the electric lines and equipment | HFTD - Distribution - Tier 3 - 5QU CoRE ¦ 1QU LoRE | 3.7397 | 2.2023 | 4.7961 | 4.7528 | 1.1072 | 4.7961 | 0 | 4.7961 | 64.8298 | 39.4299 | 100.4306 | 91.3049 | 100.4306 | 57685.3432 | 55854.7693 | 51097.9726 | 59596.3343 | 1 | 47755.1146 | 0 | 0 | 0 | 0 | 0 | [9 empty] | 7.3.1.1 A summarized risk map that shows the overall ignition probability and estimated wildfire consequence along the electric lines and equipment | WLDFR | HFTD - Distribution - Tier 2 - 1QU CoRE ¦ 2QU LoRE | 2032 | 0.47509 | 0.0082913 | 5.8726 | 0 | 5.8726 | 0.005161 | 3.6554 | 0 | 3.6554 | 0.012178 | 8.6256 | 0 | 8.6256 | 0.012789 | 9.0581 | 0 | 9.0581 | 2.79 | 1.7367 | 4.098 | 4.3035 | 0.012178 | 0.0057858 | 8.6256 | 4.098 | 0 | 0 | 8.6256 | 4.098 | [11 empty] | WLDFR | HFTD - Distribution - Tier 2 - 1QU CoRE ¦ 1QU LoRE | Non-Red Flag Warning - Destructive Fires | 2033 | 3.8772e-08 | 1.9386e-08 | 4.985e-08 | 9984.8474 | 263.1074 | 9721.74 | 0 | 0 | 0 | 0 | 3.2297e-05 |  | 0.00038713 | 0 | 0.00038713 | 0.00019357 | 0 | 0.00019357 | 0.00049774 | 0 | 0.00049774 | [16 empty] | 7.3.1.3 Ignition probability mapping showing the probability of ignition along the electric lines and equipmentWLDFRAggregatedAggregated | WLDFR | HFTD - Distribution - Tier 2 - 1QU CoRE ¦ 1QU LoRE | Non-Red Flag Warning - Destructive Fires | Aggregated | Aggregated | 2035 | 3.2297e-05 | 0 | 170.7528 | 0.0055147 | 2035 | Mitigation | 0.08575 | 30 | 0 | esc | 0.0012005 | 3.8772e-08 | 0.00060025 | 1.9386e-08 | 0.0015435 | 4.985e-08
7.3.1.1 A summarized risk map that shows the overall ignition probability and estimated wildfire consequence along the electric lines and equipment | HFTD - Distribution - Tier 3 - 5QU CoRE ¦ 2QU LoRE | 1.1065 | 0.65193 | 1.3231 | 1.3111 | 0.25022 | 1.3231 | 0 | 1.3231 | 48.4669 | 29.4923 | 75.1599 | 68.3305 | 75.1599 | 22829.4556 | 22104.9908 | 18835.6039 | 21968.2483 | 1 | 17603.3682 | 0 | 0 | 0 | 0 | 0 | [9 empty] | 7.3.1.1 A summarized risk map that shows the overall ignition probability and estimated wildfire consequence along the electric lines and equipment | WLDFR | HFTD - Distribution - Tier 2 - 1QU CoRE ¦ 2QU LoRE | 2033 | 0.44401 | 0.0082913 | 6.1509 | 0 | 6.1509 | 0.005161 | 3.8286 | 0 | 3.8286 | 0.012178 | 9.0343 | 0 | 9.0343 | 0.012789 | 9.4873 | 0 | 9.4873 | 2.7311 | 1.7 | 4.0113 | 4.2125 | 0.012178 | 0.0054073 | 9.0343 | 4.0113 | 0 | 0 | 9.0343 | 4.0113 | [11 empty] | WLDFR | HFTD - Distribution - Tier 2 - 1QU CoRE ¦ 1QU LoRE | Non-Red Flag Warning - Destructive Fires | 2034 | 3.8772e-08 | 1.9386e-08 | 4.985e-08 | 9984.8474 | 263.1074 | 9721.74 | 0 | 0 | 0 | 0 | 3.2297e-05 |  | 0.00038713 | 0 | 0.00038713 | 0.00019357 | 0 | 0.00019357 | 0.00049774 | 0 | 0.00049774 | [16 empty] | 7.3.1.3 Ignition probability mapping showing the probability of ignition along the electric lines and equipmentWLDFRAggregatedAggregated | WLDFR | HFTD - Distribution - Tier 2 - 1QU CoRE ¦ 1QU LoRE | Non-Red Flag Warning - Destructive Fires | Aggregated | Aggregated | 2036 | 3.2297e-05 | 0 | 170.7528 | 0.0055147 | 2036 | Mitigation | 0.08575 | 30 | 0 | esc | 0.0012005 | 3.8772e-08 | 0.00060025 | 1.9386e-08 | 0.0015435 | 4.985e-08
7.3.1.1 A summarized risk map that shows the overall ignition probability and estimated wildfire consequence along the electric lines and equipment | HFTD - Distribution - Tier 3 - 5QU CoRE ¦ 3QU LoRE | 0.41428 | 0.24271 | 0.5231 | 0.51837 | 0.070165 | 0.5231 | 0 | 0.5231 | 53.6075 | 32.4353 | 82.1322 | 74.669 | 82.1322 | 7728.0522 | 7482.8119 | 6814.8288 | 7948.2374 | 1 | 6368.9989 | 0 | 0 | 0 | 0 | 0 | [9 empty] | 7.3.1.1 A summarized risk map that shows the overall ignition probability and estimated wildfire consequence along the electric lines and equipment | WLDFR | HFTD - Distribution - Tier 2 - 1QU CoRE ¦ 2QU LoRE | 2034 | 0.41496 | 0.0082913 | 6.1509 | 0 | 6.1509 | 0.005161 | 3.8286 | 0 | 3.8286 | 0.012178 | 9.0343 | 0 | 9.0343 | 0.012789 | 9.4873 | 0 | 9.4873 | 2.5524 | 1.5887 | 3.7489 | 3.9369 | 0.012178 | 0.0050535 | 9.0343 | 3.7489 | 0 | 0 | 9.0343 | 3.7489 | [11 empty] | WLDFR | HFTD - Distribution - Tier 2 - 1QU CoRE ¦ 1QU LoRE | Non-Red Flag Warning - Destructive Fires | 2035 | 3.8772e-08 | 1.9386e-08 | 4.985e-08 | 9984.8474 | 263.1074 | 9721.74 | 0 | 0 | 0 | 0 | 3.2297e-05 |  | 0.00038713 | 0 | 0.00038713 | 0.00019357 | 0 | 0.00019357 | 0.00049774 | 0 | 0.00049774 | [16 empty] | 7.3.1.3 Ignition probability mapping showing the probability of ignition along the electric lines and equipmentWLDFRAggregatedAggregated | WLDFR | HFTD - Distribution - Tier 2 - 1QU CoRE ¦ 1QU LoRE | Non-Red Flag Warning - Destructive Fires | Aggregated | Aggregated | 2037 | 3.2297e-05 | 0 | 170.7528 | 0.0055147 | 2037 | Mitigation | 0.08575 | 30 | 0 | esc | 0.0012005 | 3.8772e-08 | 0.00060025 | 1.9386e-08 | 0.0015435 | 4.985e-08
7.3.1.1 A summarized risk map that shows the overall ignition probability and estimated wildfire consequence along the electric lines and equipment | HFTD - Distribution - Tier 3 - 5QU CoRE ¦ 4QU LoRE | 0.12777 | 0.075577 | 0.18054 | 0.17891 | 0.026691 | 0.18054 | 0 | 0.18054 | 36.3315 | 22.1955 | 56.8145 | 51.6518 | 56.8145 | 3516.6523 | 3405.0557 | 3400.118 | 3965.6088 | 1 | 3177.6804 | 0 | 0 | 0 | 0 | 0 | [9 empty] | 7.3.1.1 A summarized risk map that shows the overall ignition probability and estimated wildfire consequence along the electric lines and equipment | WLDFR | HFTD - Distribution - Tier 2 - 1QU CoRE ¦ 2QU LoRE | 2035 | 0.38782 | 0.0082913 | 6.1509 | 0 | 6.1509 | 0.005161 | 3.8286 | 0 | 3.8286 | 0.012178 | 9.0343 | 0 | 9.0343 | 0.012789 | 9.4873 | 0 | 9.4873 | 2.3854 | 1.4848 | 3.5037 | 3.6793 | 0.012178 | 0.0047229 | 9.0343 | 3.5037 | 0 | 0 | 9.0343 | 3.5037 | [11 empty] | WLDFR | HFTD - Distribution - Tier 2 - 1QU CoRE ¦ 1QU LoRE | Non-Red Flag Warning - Destructive Fires | 2036 | 3.8772e-08 | 1.9386e-08 | 4.985e-08 | 9984.8474 | 263.1074 | 9721.74 | 0 | 0 | 0 | 0 | 3.2297e-05 |  | 0.00038713 | 0 | 0.00038713 | 0.00019357 | 0 | 0.00019357 | 0.00049774 | 0 | 0.00049774 | [16 empty] | 7.3.1.3 Ignition probability mapping showing the probability of ignition along the electric lines and equipmentWLDFRAggregatedAggregated | WLDFR | HFTD - Distribution - Tier 2 - 1QU CoRE ¦ 1QU LoRE | Non-Red Flag Warning - Destructive Fires | Aggregated | Aggregated | 2038 | 3.2297e-05 | 0 | 170.7528 | 0.0055147 | 2038 | Mitigation | 0.08575 | 30 | 0 | esc | 0.0012005 | 3.8772e-08 | 0.00060025 | 1.9386e-08 | 0.0015435 | 4.985e-08
7.3.1.1 A summarized risk map that shows the overall ignition probability and estimated wildfire consequence along the electric lines and equipment | HFTD - Distribution - Tier 3 - 5QU CoRE ¦ 5QU LoRE | 0.082637 | 0.048699 | 0.10996 | 0.10897 | 0.017932 | 0.10996 | 0 | 0.10996 | 21.7989 | 13.2675 | 33.8195 | 30.7463 | 33.8195 | 3790.892 | 3670.5926 | 3479.0087 | 4057.6202 | 1 | 3251.41 | 0 | 0 | 0 | 0 | 0 | [9 empty] | 7.3.1.1 A summarized risk map that shows the overall ignition probability and estimated wildfire consequence along the electric lines and equipment | WLDFR | HFTD - Distribution - Tier 2 - 1QU CoRE ¦ 2QU LoRE | 2036 | 0.36245 | 0.0082913 | 6.1509 | 0 | 6.1509 | 0.005161 | 3.8286 | 0 | 3.8286 | 0.012178 | 9.0343 | 0 | 9.0343 | 0.012789 | 9.4873 | 0 | 9.4873 | 2.2294 | 1.3877 | 3.2744 | 3.4386 | 0.012178 | 0.0044139 | 9.0343 | 3.2744 | 0 | 0 | 9.0343 | 3.2744 | [11 empty] | WLDFR | HFTD - Distribution - Tier 2 - 1QU CoRE ¦ 1QU LoRE | Non-Red Flag Warning - Destructive Fires | 2037 | 3.8772e-08 | 1.9386e-08 | 4.985e-08 | 9984.8474 | 263.1074 | 9721.74 | 0 | 0 | 0 | 0 | 3.2297e-05 |  | 0.00038713 | 0 | 0.00038713 | 0.00019357 | 0 | 0.00019357 | 0.00049774 | 0 | 0.00049774 | [16 empty] | 7.3.1.3 Ignition probability mapping showing the probability of ignition along the electric lines and equipmentWLDFRAggregatedAggregated | WLDFR | HFTD - Distribution - Tier 2 - 1QU CoRE ¦ 1QU LoRE | Non-Red Flag Warning - Destructive Fires | Aggregated | Aggregated | 2039 | 3.2297e-05 | 0 | 170.7528 | 0.0055147 | 2039 | Mitigation | 0.08575 | 30 | 0 | esc | 0.0012005 | 3.8772e-08 | 0.00060025 | 1.9386e-08 | 0.0015435 | 4.985e-08
7.3.1.1 A summarized risk map that shows the overall ignition probability and estimated wildfire consequence along the electric lines and equipment | HFTD - Distribution - Zone 1 - 1QU CoRE ¦ 5QU LoRE | 3.1279e-05 | 1.8427e-05 | 3.9667e-05 | 3.9299e-05 | 1.705e-09 | 3.9667e-05 | 0 | 3.9667e-05 | 4.0788 | 2.4817 | 6.3238 | 5.7478 | 6.3238 | 7.6686 | 7.4253 | 6.7117 | 7.828 | 1 | 6.2726 | 0 | 0 | 0 | 0 | 0 | [9 empty] | 7.3.1.1 A summarized risk map that shows the overall ignition probability and estimated wildfire consequence along the electric lines and equipment | WLDFR | HFTD - Distribution - Tier 2 - 1QU CoRE ¦ 2QU LoRE | 2037 | 0.33873 | 0.0082913 | 6.1509 | 0 | 6.1509 | 0.005161 | 3.8286 | 0 | 3.8286 | 0.012178 | 9.0343 | 0 | 9.0343 | 0.012789 | 9.4873 | 0 | 9.4873 | 2.0835 | 1.2969 | 3.0602 | 3.2137 | 0.012178 | 0.0041252 | 9.0343 | 3.0602 | 0 | 0 | 9.0343 | 3.0602 | [11 empty] | WLDFR | HFTD - Distribution - Tier 2 - 1QU CoRE ¦ 1QU LoRE | Non-Red Flag Warning - Destructive Fires | 2038 | 3.8772e-08 | 1.9386e-08 | 4.985e-08 | 10472.8261 | 280.5544 | 10192.2718 | 0 | 0 | 0 | 0 | 3.2297e-05 |  | 0.00040605 | 0 | 0.00040605 | 0.00020303 | 0 | 0.00020303 | 0.00052207 | 0 | 0.00052207 | [16 empty] | 7.3.1.3 Ignition probability mapping showing the probability of ignition along the electric lines and equipmentWLDFRAggregatedAggregated | WLDFR | HFTD - Distribution - Tier 2 - 1QU CoRE ¦ 1QU LoRE | Non-Red Flag Warning - Destructive Fires | Aggregated | Aggregated | 2040 | 3.2297e-05 | 0 | 170.7528 | 0.0055147 | 2040 | Mitigation | 0.08575 | 30 | 0 | esc | 0.0012005 | 3.8772e-08 | 0.00060025 | 1.9386e-08 | 0.0015435 | 4.985e-08
7.3.1.1 A summarized risk map that shows the overall ignition probability and estimated wildfire consequence along the electric lines and equipment | HFTD - Distribution - Zone 1 - 4QU CoRE ¦ 1QU LoRE | 0.0058911 | 0.0034709 | 0.0074721 | 0.0074046 | 0.00022449 | 0.0074721 | 0 | 0.0074721 | 1073.4793 | 653.1981 | 1664.6003 | 1513.3388 | 1664.6003 | 5.4878 | 5.3137 | 4.8031 | 5.6019 | 1 | 4.4888 | 0 | 0 | 0 | 0 | 0 | [9 empty] | 7.3.1.1 A summarized risk map that shows the overall ignition probability and estimated wildfire consequence along the electric lines and equipment | WLDFR | HFTD - Distribution - Tier 2 - 1QU CoRE ¦ 2QU LoRE | 2038 | 0.31657 | 0.0082913 | 6.4529 | 0 | 6.4529 | 0.005161 | 4.0166 | 0 | 4.0166 | 0.012178 | 9.4779 | 0 | 9.4779 | 0.012789 | 9.9532 | 0 | 9.9532 | 2.0428 | 1.2716 | 3.0005 | 3.1509 | 0.012178 | 0.0038553 | 9.4779 | 3.0005 | 0 | 0 | 9.4779 | 3.0005 | [11 empty] | WLDFR | HFTD - Distribution - Tier 2 - 1QU CoRE ¦ 1QU LoRE | Non-Red Flag Warning - Destructive Fires | 2039 | 3.8772e-08 | 1.9386e-08 | 4.985e-08 | 10472.8261 | 280.5544 | 10192.2718 | 0 | 0 | 0 | 0 | 3.2297e-05 |  | 0.00040605 | 0 | 0.00040605 | 0.00020303 | 0 | 0.00020303 | 0.00052207 | 0 | 0.00052207 | [16 empty] | 7.3.1.3 Ignition probability mapping showing the probability of ignition along the electric lines and equipmentWLDFRAggregatedAggregated | WLDFR | HFTD - Distribution - Tier 2 - 1QU CoRE ¦ 1QU LoRE | Non-Red Flag Warning - Destructive Fires | Aggregated | Aggregated | 2041 | 3.2297e-05 | 0 | 170.7528 | 0.0055147 | 2041 | Mitigation | 0.08575 | 30 | 0 | esc | 0.0012005 | 3.8772e-08 | 0.00060025 | 1.9386e-08 | 0.0015435 | 4.985e-08
7.3.1.1 A summarized risk map that shows the overall ignition probability and estimated wildfire consequence along the electric lines and equipment | HFTD - Distribution - Zone 1 - 5QU CoRE ¦ 1QU LoRE | 0.0058927 | 0.0034716 | 0.007473 | 0.0074063 | 0.011689 | 0.007473 | 0 | 0.007473 | 14.4112 | 8.7684 | 22.3433 | 20.3152 | 22.3433 | 408.8981 | 395.9222 | 357.8754 | 417.3955 | 1 | 334.463 | 0 | 0 | 0 | 0 | 0 | [9 empty] | 7.3.1.1 A summarized risk map that shows the overall ignition probability and estimated wildfire consequence along the electric lines and equipment | WLDFR | HFTD - Distribution - Tier 2 - 1QU CoRE ¦ 2QU LoRE | 2039 | 0.29586 | 0.0082913 | 6.4529 | 0 | 6.4529 | 0.005161 | 4.0166 | 0 | 4.0166 | 0.012178 | 9.4779 | 0 | 9.4779 | 0.012789 | 9.9532 | 0 | 9.9532 | 1.9092 | 1.1884 | 2.8042 | 2.9448 | 0.012178 | 0.0036031 | 9.4779 | 2.8042 | 0 | 0 | 9.4779 | 2.8042 | [11 empty] | WLDFR | HFTD - Distribution - Tier 2 - 1QU CoRE ¦ 1QU LoRE | Non-Red Flag Warning - Destructive Fires | 2040 | 3.8772e-08 | 1.9386e-08 | 4.985e-08 | 10472.8261 | 280.5544 | 10192.2718 | 0 | 0 | 0 | 0 | 3.2297e-05 |  | 0.00040605 | 0 | 0.00040605 | 0.00020303 | 0 | 0.00020303 | 0.00052207 | 0 | 0.00052207 | [16 empty] | 7.3.1.3 Ignition probability mapping showing the probability of ignition along the electric lines and equipmentWLDFRAggregatedAggregated | WLDFR | HFTD - Distribution - Tier 2 - 1QU CoRE ¦ 1QU LoRE | Non-Red Flag Warning - Destructive Fires | Aggregated | Aggregated | 2042 | 3.2297e-05 | 0 | 170.7528 | 0.0055147 | 2042 | Mitigation | 0.08575 | 30 | 0 | esc | 0.0012005 | 3.8772e-08 | 0.00060025 | 1.9386e-08 | 0.0015435 | 4.985e-08
7.3.1.1 A summarized risk map that shows the overall ignition probability and estimated wildfire consequence along the electric lines and equipment | HFTD - Distribution - Zone 1 - 5QU CoRE ¦ 4QU LoRE | 1.5045e-05 | 8.8641e-06 | 1.9083e-05 | 1.8907e-05 | 6.1722e-05 | 1.9083e-05 | 0 | 1.9083e-05 | 1.3245 | 0.80595 | 2.0539 | 1.8669 | 2.0539 | 11.3588 | 10.9983 | 9.9414 | 11.5948 | 1 | 9.2911 | 0 | 0 | 0 | 0 | 0 | [9 empty] | 7.3.1.1 A summarized risk map that shows the overall ignition probability and estimated wildfire consequence along the electric lines and equipment | WLDFR | HFTD - Distribution - Tier 2 - 1QU CoRE ¦ 2QU LoRE | 2040 | 0.27651 | 0.0082913 | 6.4529 | 0 | 6.4529 | 0.005161 | 4.0166 | 0 | 4.0166 | 0.012178 | 9.4779 | 0 | 9.4779 | 0.012789 | 9.9532 | 0 | 9.9532 | 1.7843 | 1.1106 | 2.6207 | 2.7521 | 0.012178 | 0.0033674 | 9.4779 | 2.6207 | 0 | 0 | 9.4779 | 2.6207 | [11 empty] | WLDFR | HFTD - Distribution - Tier 2 - 1QU CoRE ¦ 1QU LoRE | Non-Red Flag Warning - Destructive Fires | 2041 | 3.8772e-08 | 1.9386e-08 | 4.985e-08 | 10472.8261 | 280.5544 | 10192.2718 | 0 | 0 | 0 | 0 | 3.2297e-05 |  | 0.00040605 | 0 | 0.00040605 | 0.00020303 | 0 | 0.00020303 | 0.00052207 | 0 | 0.00052207 | [16 empty] | 7.3.1.3 Ignition probability mapping showing the probability of ignition along the electric lines and equipmentWLDFRAggregatedAggregated | WLDFR | HFTD - Distribution - Tier 2 - 1QU CoRE ¦ 1QU LoRE | Non-Red Flag Warning - Destructive Fires | Aggregated | Aggregated | 2043 | 3.2297e-05 | 0 | 170.7528 | 0.0055147 | 2043 | Mitigation | 0.08575 | 30 | 0 | esc | 0.0012005 | 3.8772e-08 | 0.00060025 | 1.9386e-08 | 0.0015435 | 4.985e-08
7.3.1.3 Ignition probability mapping showing the probability of ignition along the electric lines and equipment | HFTD - Distribution - Tier 2 - 1QU CoRE ¦ 1QU LoRE | 79.6991 | 47.1635 | 90.6193 | 89.8011 | 0.1272 | 90.6193 | 0 | 90.6193 | 10594.8074 | 6475.1612 | 16582.126 | 15075.3994 | 16582.126 | 7522.4666 | 7283.7503 | 5847.4204 | 6819.9344 | 1 | 5464.8789 | 0 | 0 | 0 | 0 | 0 | [9 empty] | 7.3.1.1 A summarized risk map that shows the overall ignition probability and estimated wildfire consequence along the electric lines and equipment | WLDFR | HFTD - Distribution - Tier 2 - 1QU CoRE ¦ 2QU LoRE | 2041 | 0.25842 | 0.0082913 | 6.4529 | 0 | 6.4529 | 0.005161 | 4.0166 | 0 | 4.0166 | 0.012178 | 9.4779 | 0 | 9.4779 | 0.012789 | 9.9532 | 0 | 9.9532 | 1.6675 | 1.038 | 2.4493 | 2.5721 | 0.012178 | 0.0031471 | 9.4779 | 2.4493 | 0 | 0 | 9.4779 | 2.4493 | [11 empty] | WLDFR | HFTD - Distribution - Tier 2 - 1QU CoRE ¦ 1QU LoRE | Non-Red Flag Warning - Destructive Fires | 2042 | 3.8772e-08 | 1.9386e-08 | 4.985e-08 | 10472.8261 | 280.5544 | 10192.2718 | 0 | 0 | 0 | 0 | 3.2297e-05 |  | 0.00040605 | 0 | 0.00040605 | 0.00020303 | 0 | 0.00020303 | 0.00052207 | 0 | 0.00052207 | [16 empty] | 7.3.1.3 Ignition probability mapping showing the probability of ignition along the electric lines and equipmentWLDFRAggregatedAggregated | WLDFR | HFTD - Distribution - Tier 2 - 1QU CoRE ¦ 1QU LoRE | Non-Red Flag Warning - Destructive Fires | Aggregated | Aggregated | 2044 | 3.2297e-05 | 0 | 170.7528 | 0.0055147 | 2044 | Mitigation | 0.08575 | 30 | 0 | esc | 0.0012005 | 3.8772e-08 | 0.00060025 | 1.9386e-08 | 0.0015435 | 4.985e-08
7.3.1.3 Ignition probability mapping showing the probability of ignition along the electric lines and equipment | HFTD - Distribution - Tier 2 - 1QU CoRE ¦ 2QU LoRE | 84.4829 | 49.4871 | 109.3632 | 108.3758 | 0.15112 | 109.3632 | 0 | 109.3632 | 6047.9822 | 3658.799 | 9263.1945 | 8421.5076 | 9263.1945 | 13968.7778 | 13525.4957 | 12632.6452 | 14733.6442 | 1 | 11806.2105 | 0 | 0 | 0 | 0 | 0 | [9 empty] | 7.3.1.1 A summarized risk map that shows the overall ignition probability and estimated wildfire consequence along the electric lines and equipment | WLDFR | HFTD - Distribution - Tier 2 - 1QU CoRE ¦ 2QU LoRE | 2042 | 0.24151 | 0.0082913 | 6.4529 | 0 | 6.4529 | 0.005161 | 4.0166 | 0 | 4.0166 | 0.012178 | 9.4779 | 0 | 9.4779 | 0.012789 | 9.9532 | 0 | 9.9532 | 1.5585 | 0.97007 | 2.289 | 2.4038 | 0.012178 | 0.0029412 | 9.4779 | 2.289 | 0 | 0 | 9.4779 | 2.289 | [11 empty] | WLDFR | HFTD - Distribution - Tier 2 - 1QU CoRE ¦ 1QU LoRE | Non-Red Flag Warning - Destructive Fires | 2043 | 3.8772e-08 | 1.9386e-08 | 4.985e-08 | 10992.1562 | 299.42 | 10692.7362 | 0 | 0 | 0 | 0 | 3.2297e-05 |  | 0.00042619 | 0 | 0.00042619 | 0.00021309 | 0 | 0.00021309 | 0.00054796 | 0 | 0.00054796 | [16 empty] | 7.3.1.3 Ignition probability mapping showing the probability of ignition along the electric lines and equipmentWLDFRAggregatedAggregated | WLDFR | HFTD - Distribution - Tier 2 - 1QU CoRE ¦ 1QU LoRE | Non-Red Flag Warning - Destructive Fires | Aggregated | Aggregated | 2045 | 3.2297e-05 | 0 | 170.7528 | 0.0055147 | 2045 | Mitigation | 0.08575 | 30 | 0 | esc | 0.0012005 | 3.8772e-08 | 0.00060025 | 1.9386e-08 | 0.0015435 | 4.985e-08
7.3.1.3 Ignition probability mapping showing the probability of ignition along the electric lines and equipment | HFTD - Distribution - Tier 2 - 1QU CoRE ¦ 3QU LoRE | 204.8098 | 120.8264 | 252.5615 | 250.2814 | 0.34944 | 252.5615 | 0 | 252.5615 | 4796.8491 | 2922.6202 | 7458.8047 | 6781.0745 | 7458.8047 | 42696.7439 | 41341.815 | 36231.1115 | 42256.8905 | 1 | 33860.8519 | 0 | 0 | 0 | 0 | 0 | [9 empty] | 7.3.1.1 A summarized risk map that shows the overall ignition probability and estimated wildfire consequence along the electric lines and equipment | WLDFR | HFTD - Distribution - Tier 2 - 1QU CoRE ¦ 2QU LoRE | 2043 | 0.22571 | 0.0082913 | 6.7746 | 0 | 6.7746 | 0.005161 | 4.2169 | 0 | 4.2169 | 0.012178 | 9.9505 | 0 | 9.9505 | 0.012789 | 10.4494 | 0 | 10.4494 | 1.5291 | 0.95181 | 2.246 | 2.3586 | 0.012178 | 0.0027488 | 9.9505 | 2.246 | 0 | 0 | 9.9505 | 2.246 | [11 empty] | WLDFR | HFTD - Distribution - Tier 2 - 1QU CoRE ¦ 1QU LoRE | Non-Red Flag Warning - Destructive Fires | 2044 | 3.8772e-08 | 1.9386e-08 | 4.985e-08 | 10992.1562 | 299.42 | 10692.7362 | 0 | 0 | 0 | 0 | 3.2297e-05 |  | 0.00042619 | 0 | 0.00042619 | 0.00021309 | 0 | 0.00021309 | 0.00054796 | 0 | 0.00054796 | [16 empty] | 7.3.1.3 Ignition probability mapping showing the probability of ignition along the electric lines and equipmentWLDFRAggregatedAggregated | WLDFR | HFTD - Distribution - Tier 2 - 1QU CoRE ¦ 1QU LoRE | Non-Red Flag Warning - Destructive Fires | Aggregated | Aggregated | 2046 | 3.2297e-05 | 0 | 170.7528 | 0.0055147 | 2046 | Mitigation | 0.08575 | 30 | 0 | esc | 0.0012005 | 3.8772e-08 | 0.00060025 | 1.9386e-08 | 0.0015435 | 4.985e-08
7.3.1.3 Ignition probability mapping showing the probability of ignition along the electric lines and equipment | HFTD - Distribution - Tier 2 - 1QU CoRE ¦ 4QU LoRE | 253.2518 | 148.8552 | 329.674 | 326.6977 | 0.41334 | 329.674 | 0 | 329.674 | 4314.6169 | 2619.1418 | 6656.7581 | 6051.9055 | 6656.7581 | 58696.2488 | 56833.5951 | 52991.4346 | 61804.7075 | 1 | 49524.7053 | 0 | 0 | 0 | 0 | 0 | [9 empty] | 7.3.1.1 A summarized risk map that shows the overall ignition probability and estimated wildfire consequence along the electric lines and equipment | WLDFR | HFTD - Distribution - Tier 2 - 1QU CoRE ¦ 2QU LoRE | 2044 | 0.21095 | 0.0082913 | 6.7746 | 0 | 6.7746 | 0.005161 | 4.2169 | 0 | 4.2169 | 0.012178 | 9.9505 | 0 | 9.9505 | 0.012789 | 10.4494 | 0 | 10.4494 | 1.4291 | 0.88954 | 2.099 | 2.2043 | 0.012178 | 0.0025689 | 9.9505 | 2.099 | 0 | 0 | 9.9505 | 2.099 | [11 empty] | WLDFR | HFTD - Distribution - Tier 2 - 1QU CoRE ¦ 1QU LoRE | Non-Red Flag Warning - Destructive Fires | 2045 | 3.8772e-08 | 1.9386e-08 | 4.985e-08 | 10992.1562 | 299.42 | 10692.7362 | 0 | 0 | 0 | 0 | 3.2297e-05 |  | 0.00042619 | 0 | 0.00042619 | 0.00021309 | 0 | 0.00021309 | 0.00054796 | 0 | 0.00054796 | [16 empty] | 7.3.1.3 Ignition probability mapping showing the probability of ignition along the electric lines and equipmentWLDFRAggregatedAggregated | WLDFR | HFTD - Distribution - Tier 2 - 1QU CoRE ¦ 1QU LoRE | Non-Red Flag Warning - Destructive Fires | Aggregated | Aggregated | 2047 | 3.2297e-05 | 0 | 170.7528 | 0.0055147 | 2047 | Mitigation | 0.08575 | 30 | 0 | esc | 0.0012005 | 3.8772e-08 | 0.00060025 | 1.9386e-08 | 0.0015435 | 4.985e-08
7.3.1.3 Ignition probability mapping showing the probability of ignition along the electric lines and equipment | HFTD - Distribution - Tier 2 - 1QU CoRE ¦ 5QU LoRE | 207.3333 | 122.3366 | 261.5485 | 259.1872 | 0.28953 | 261.5485 | 0 | 261.5485 | 3143.763 | 1915.766 | 4890.1768 | 4445.8405 | 4890.1768 | 65950.6786 | 63857.8144 | 57228.3744 | 66746.3141 | 1 | 53484.462 | 0 | 0 | 0 | 0 | 0 | [9 empty] | 7.3.1.1 A summarized risk map that shows the overall ignition probability and estimated wildfire consequence along the electric lines and equipment | WLDFR | HFTD - Distribution - Tier 2 - 1QU CoRE ¦ 2QU LoRE | 2045 | 0.19715 | 0.0082913 | 6.7746 | 0 | 6.7746 | 0.005161 | 4.2169 | 0 | 4.2169 | 0.012178 | 9.9505 | 0 | 9.9505 | 0.012789 | 10.4494 | 0 | 10.4494 | 1.3356 | 0.83134 | 1.9617 | 2.0601 | 0.012178 | 0.0024009 | 9.9505 | 1.9617 | 0 | 0 | 9.9505 | 1.9617 | [11 empty] | WLDFR | HFTD - Distribution - Tier 2 - 1QU CoRE ¦ 1QU LoRE | Non-Red Flag Warning - Destructive Fires | 2046 | 3.8772e-08 | 1.9386e-08 | 4.985e-08 | 10992.1562 | 299.42 | 10692.7362 | 0 | 0 | 0 | 0 | 3.2297e-05 |  | 0.00042619 | 0 | 0.00042619 | 0.00021309 | 0 | 0.00021309 | 0.00054796 | 0 | 0.00054796 | [16 empty] | 7.3.1.3 Ignition probability mapping showing the probability of ignition along the electric lines and equipmentWLDFRAggregatedAggregated | WLDFR | HFTD - Distribution - Tier 2 - 1QU CoRE ¦ 1QU LoRE | Non-Red Flag Warning - Destructive Fires | Aggregated | Aggregated | 2048 | 3.2297e-05 | 0 | 170.7528 | 0.0055147 | 2048 | Mitigation | 0.08575 | 30 | 0 | esc | 0.0012005 | 3.8772e-08 | 0.00060025 | 1.9386e-08 | 0.0015435 | 4.985e-08
7.3.1.3 Ignition probability mapping showing the probability of ignition along the electric lines and equipment | HFTD - Distribution - Tier 2 - 2QU CoRE ¦ 1QU LoRE | 25.0189 | 14.7141 | 34.0858 | 33.778 | 0.12553 | 34.0858 | 0 | 34.0858 | 3409.9164 | 2071.1717 | 5267.5337 | 4788.9042 | 5267.5337 | 7337.0924 | 7104.2587 | 6923.889 | 8075.4359 | 1 | 6470.9243 | 0 | 0 | 0 | 0 | 0 | [9 empty] | 7.3.1.1 A summarized risk map that shows the overall ignition probability and estimated wildfire consequence along the electric lines and equipment | WLDFR | HFTD - Distribution - Tier 2 - 1QU CoRE ¦ 2QU LoRE | 2046 | 0.18425 | 0.0082913 | 6.7746 | 0 | 6.7746 | 0.005161 | 4.2169 | 0 | 4.2169 | 0.012178 | 9.9505 | 0 | 9.9505 | 0.012789 | 10.4494 | 0 | 10.4494 | 1.2482 | 0.77696 | 1.8334 | 1.9253 | 0.012178 | 0.0022438 | 9.9505 | 1.8334 | 0 | 0 | 9.9505 | 1.8334 | [11 empty] | WLDFR | HFTD - Distribution - Tier 2 - 1QU CoRE ¦ 1QU LoRE | Non-Red Flag Warning - Destructive Fires | 2047 | 3.8772e-08 | 1.9386e-08 | 4.985e-08 | 10992.1562 | 299.42 | 10692.7362 | 0 | 0 | 0 | 0 | 3.2297e-05 |  | 0.00042619 | 0 | 0.00042619 | 0.00021309 | 0 | 0.00021309 | 0.00054796 | 0 | 0.00054796 | [16 empty] | 7.3.1.3 Ignition probability mapping showing the probability of ignition along the electric lines and equipmentWLDFRAggregatedAggregated | WLDFR | HFTD - Distribution - Tier 2 - 1QU CoRE ¦ 1QU LoRE | Non-Red Flag Warning - Destructive Fires | Aggregated | Aggregated | 2049 | 3.2297e-05 | 0 | 170.7528 | 0.0055147 | 2049 | Mitigation | 0.08575 | 30 | 0 | esc | 0.0012005 | 3.8772e-08 | 0.00060025 | 1.9386e-08 | 0.0015435 | 4.985e-08
7.3.1.3 Ignition probability mapping showing the probability of ignition along the electric lines and equipment | HFTD - Distribution - Tier 2 - 2QU CoRE ¦ 2QU LoRE | 43.5981 | 25.6404 | 58.7121 | 58.182 | 0.23256 | 58.7121 | 0 | 58.7121 | 2095.6541 | 1272.8676 | 3237.1634 | 2943.024 | 3237.1634 | 20804.0355 | 20143.8449 | 19406.4812 | 22634.0711 | 1 | 18136.8984 | 0 | 0 | 0 | 0 | 0 | [9 empty] | 7.3.1.1 A summarized risk map that shows the overall ignition probability and estimated wildfire consequence along the electric lines and equipment | WLDFR | HFTD - Distribution - Tier 2 - 1QU CoRE ¦ 2QU LoRE | 2047 | 0.1722 | 0.0082913 | 6.7746 | 0 | 6.7746 | 0.005161 | 4.2169 | 0 | 4.2169 | 0.012178 | 9.9505 | 0 | 9.9505 | 0.012789 | 10.4494 | 0 | 10.4494 | 1.1666 | 0.72613 | 1.7134 | 1.7993 | 0.012178 | 0.002097 | 9.9505 | 1.7134 | 0 | 0 | 9.9505 | 1.7134 | [11 empty] | WLDFR | HFTD - Distribution - Tier 2 - 1QU CoRE ¦ 1QU LoRE | Non-Red Flag Warning - Destructive Fires | 2048 | 3.8772e-08 | 1.9386e-08 | 4.985e-08 | 11536.0538 | 319.4911 | 11216.5626 | 0 | 0 | 0 | 0 | 3.2297e-05 |  | 0.00044728 | 0 | 0.00044728 | 0.00022364 | 0 | 0.00022364 | 0.00057507 | 0 | 0.00057507 | [16 empty] | 7.3.1.3 Ignition probability mapping showing the probability of ignition along the electric lines and equipmentWLDFRAggregatedAggregated | WLDFR | HFTD - Distribution - Tier 2 - 1QU CoRE ¦ 1QU LoRE | Non-Red Flag Warning - Destructive Fires | Aggregated | Aggregated | 2050 | 3.2297e-05 | 0 | 170.7528 | 0.0055147 | 2050 | Mitigation | 0.08575 | 30 | 0 | esc | 0 | 0 | 0.00060025 | 1.9386e-08 | 0.0015435 | 4.985e-08
7.3.1.3 Ignition probability mapping showing the probability of ignition along the electric lines and equipment | HFTD - Distribution - Tier 2 - 2QU CoRE ¦ 3QU LoRE | 68.8887 | 40.6038 | 87.0599 | 86.2739 | 0.32333 | 87.0599 | 0 | 87.0599 | 1774.5949 | 1080.2481 | 2754.1155 | 2503.8681 | 2754.1155 | 38819.4033 | 37587.517 | 33823.583 | 39448.9537 | 1 | 31610.8252 | 0 | 0 | 0 | 0 | 0 | [9 empty] | 7.3.1.1 A summarized risk map that shows the overall ignition probability and estimated wildfire consequence along the electric lines and equipment | WLDFR | HFTD - Distribution - Tier 2 - 1QU CoRE ¦ 2QU LoRE | 2048 | 0.16093 | 0.0082913 | 7.1118 | 0 | 7.1118 | 0.005161 | 4.4268 | 0 | 4.4268 | 0.012178 | 10.4458 | 0 | 10.4458 | 0.012789 | 10.9696 | 0 | 10.9696 | 1.1445 | 0.7124 | 1.681 | 1.7653 | 0.012178 | 0.0019598 | 10.4458 | 1.681 | 0 | 0 | 10.4458 | 1.681 | [11 empty] | WLDFR | HFTD - Distribution - Tier 2 - 1QU CoRE ¦ 1QU LoRE | Non-Red Flag Warning - Destructive Fires | 2049 | 3.8772e-08 | 1.9386e-08 | 4.985e-08 | 11536.0538 | 319.4911 | 11216.5626 | 0 | 0 | 0 | 0 | 3.2297e-05 |  | 0.00044728 | 0 | 0.00044728 | 0.00022364 | 0 | 0.00022364 | 0.00057507 | 0 | 0.00057507 | [16 empty] | 7.3.1.3 Ignition probability mapping showing the probability of ignition along the electric lines and equipmentWLDFRAggregatedAggregated | WLDFR | HFTD - Distribution - Tier 2 - 1QU CoRE ¦ 1QU LoRE | Non-Red Flag Warning - Destructive Fires | Aggregated | Aggregated | 2051 | 3.2297e-05 | 0 | 170.7528 | 0.0055147 | 2051 | Mitigation | 0.08575 | 30 | 0 | esc | 0 | 0 | 0 | 0 | 0.0015435 | 4.985e-08
7.3.1.3 Ignition probability mapping showing the probability of ignition along the electric lines and equipment | HFTD - Distribution - Tier 2 - 2QU CoRE ¦ 4QU LoRE | 63.8896 | 37.5635 | 76.7215 | 76.0288 | 0.29563 | 76.7215 | 0 | 76.7215 | 1379.2298 | 837.4874 | 2129.2297 | 1935.7613 | 2129.2297 | 46322.6639 | 44852.6708 | 38554.7832 | 44967.0237 | 1 | 36032.5076 | 0 | 0 | 0 | 0 | 0 | [9 empty] | 7.3.1.1 A summarized risk map that shows the overall ignition probability and estimated wildfire consequence along the electric lines and equipment | WLDFR | HFTD - Distribution - Tier 2 - 1QU CoRE ¦ 2QU LoRE | 2049 | 0.1504 | 0.0082913 | 7.1118 | 0 | 7.1118 | 0.005161 | 4.4268 | 0 | 4.4268 | 0.012178 | 10.4458 | 0 | 10.4458 | 0.012789 | 10.9696 | 0 | 10.9696 | 1.0696 | 0.6658 | 1.5711 | 1.6498 | 0.012178 | 0.0018316 | 10.4458 | 1.5711 | 0 | 0 | 10.4458 | 1.5711 | [11 empty] | WLDFR | HFTD - Distribution - Tier 2 - 1QU CoRE ¦ 1QU LoRE | Non-Red Flag Warning - Destructive Fires | 2050 | 0 | 1.9386e-08 | 4.985e-08 | 11536.0538 | 319.4911 | 11216.5626 | 0 | 0 | 0 | 0 | 3.2297e-05 |  | 0 | 0 | 0 | 0.00022364 | 0 | 0.00022364 | 0.00057507 | 0 | 0.00057507 | [16 empty] | 7.3.1.3 Ignition probability mapping showing the probability of ignition along the electric lines and equipmentWLDFRAggregatedAggregated | WLDFR | HFTD - Distribution - Tier 2 - 1QU CoRE ¦ 1QU LoRE | Non-Red Flag Warning - Large Fires | Aggregated | Aggregated | 2021 | 0.00011839 | 0 | 170.7528 | 0.020215 | 2021 | Mitigation | 0.08575 | 30 | 0 | esc | 0.0012005 | 1.4212e-07 | 0.00060025 | 7.1061e-08 | 0 | 0
7.3.1.3 Ignition probability mapping showing the probability of ignition along the electric lines and equipment | HFTD - Distribution - Tier 2 - 2QU CoRE ¦ 5QU LoRE | 66.0878 | 38.9314 | 83.8847 | 83.1274 | 0.28347 | 83.8847 | 0 | 83.8847 | 1106.1579 | 672.9779 | 1714.7078 | 1558.9044 | 1714.7078 | 59745.3515 | 57849.4059 | 52345.1442 | 61050.9293 | 1 | 48920.6955 | 0 | 0 | 0 | 0 | 0 | [9 empty] | 7.3.1.1 A summarized risk map that shows the overall ignition probability and estimated wildfire consequence along the electric lines and equipment | WLDFR | HFTD - Distribution - Tier 2 - 1QU CoRE ¦ 2QU LoRE | 2050 | 0.14056 | 0 | 0 | 0 | 0 | 0.005161 | 4.4268 | 0 | 4.4268 | 0.012178 | 10.4458 | 0 | 10.4458 | 0.012789 | 10.9696 | 0 | 10.9696 | 0 | 0.62224 | 1.4683 | 1.5419 | 0.012178 | 0.0017118 | 10.4458 | 1.4683 | 0 | 0 | 10.4458 | 1.4683 | [11 empty] | WLDFR | HFTD - Distribution - Tier 2 - 1QU CoRE ¦ 1QU LoRE | Non-Red Flag Warning - Destructive Fires | 2051 | 0 | 0 | 4.985e-08 | 11536.0538 | 319.4911 | 11216.5626 | 0 | 0 | 0 | 0 | 3.2297e-05 |  | 0 | 0 | 0 | 0 | 0 | 0 | 0.00057507 | 0 | 0.00057507 | [16 empty] | 7.3.1.3 Ignition probability mapping showing the probability of ignition along the electric lines and equipmentWLDFRAggregatedAggregated | WLDFR | HFTD - Distribution - Tier 2 - 1QU CoRE ¦ 1QU LoRE | Non-Red Flag Warning - Large Fires | Aggregated | Aggregated | 2022 | 0.00011839 | 0 | 170.7528 | 0.020215 | 2022 | Mitigation | 0.08575 | 30 | 0 | esc | 0.0012005 | 1.4212e-07 | 0.00060025 | 7.1061e-08 | 0.0015435 | 1.8273e-07
7.3.1.3 Ignition probability mapping showing the probability of ignition along the electric lines and equipment | HFTD - Distribution - Tier 2 - 3QU CoRE ¦ 1QU LoRE | 30.1899 | 17.7883 | 37.917 | 37.5747 | 0.36425 | 37.917 | 0 | 37.917 | 1495.2662 | 909.903 | 2318.9347 | 2108.2266 | 2318.9347 | 20190.3341 | 19549.6186 | 17495.626 | 20405.4119 | 1 | 16351.0524 | 0 | 0 | 0 | 0 | 0 | [9 empty] | 7.3.1.1 A summarized risk map that shows the overall ignition probability and estimated wildfire consequence along the electric lines and equipment | WLDFR | HFTD - Distribution - Tier 2 - 1QU CoRE ¦ 2QU LoRE | 2051 | 0.13137 | 0 | 0 | 0 | 0 | 0 | 0 | 0 | 0 | 0.012178 | 10.4458 | 0 | 10.4458 | 0.012789 | 10.9696 | 0 | 10.9696 | 0 | 0 | 1.3722 | 1.441 | 0.012178 | 0.0015998 | 10.4458 | 1.3722 | 0 | 0 | 10.4458 | 1.3722 | [11 empty] | WLDFR | HFTD - Distribution - Tier 2 - 1QU CoRE ¦ 1QU LoRE | Non-Red Flag Warning - Large Fires | 2020 | 1.4212e-07 | 0 | 0 | 5.2406 | 0.69642 | 2.942 | 1.6022 | 0 | 0 | 0 | 0.00011839 |  | 7.4479e-07 | 0 | 7.4479e-07 | 0 | 0 | 0 | 0 | 0 | 0 | [16 empty] | 7.3.1.3 Ignition probability mapping showing the probability of ignition along the electric lines and equipmentWLDFRAggregatedAggregated | WLDFR | HFTD - Distribution - Tier 2 - 1QU CoRE ¦ 1QU LoRE | Non-Red Flag Warning - Large Fires | Aggregated | Aggregated | 2023 | 0.00011839 | 0 | 170.7528 | 0.020215 | 2023 | Mitigation | 0.08575 | 30 | 0 | esc | 0.0012005 | 1.4212e-07 | 0.00060025 | 7.1061e-08 | 0.0015435 | 1.8273e-07
7.3.1.3 Ignition probability mapping showing the probability of ignition along the electric lines and equipment | HFTD - Distribution - Tier 2 - 3QU CoRE ¦ 2QU LoRE | 29.2984 | 17.2679 | 39.8105 | 39.4511 | 0.33837 | 39.8105 | 0 | 39.8105 | 971.0276 | 591.0614 | 1506.8337 | 1369.9178 | 1506.8337 | 30172.5311 | 29215.0427 | 28269.3588 | 32970.9785 | 1 | 26419.9615 | 0 | 0 | 0 | 0 | 0 | [9 empty] | 7.3.1.1 A summarized risk map that shows the overall ignition probability and estimated wildfire consequence along the electric lines and equipment | WLDFR | HFTD - Distribution - Tier 2 - 1QU CoRE ¦ 2QU LoRE | 2052 | 0.12277 | 0 | 0 | 0 | 0 | 0 | 0 | 0 | 0 | 0 | 0 | 0 | 0 | 0.012789 | 10.9696 | 0 | 10.9696 | 0 | 0 | 0 | 1.3468 | 0 | 0 | 0 | 0 | 0 | 0 | 0 | 0 | [11 empty] | WLDFR | HFTD - Distribution - Tier 2 - 1QU CoRE ¦ 1QU LoRE | Non-Red Flag Warning - Large Fires | 2021 | 1.4212e-07 | 7.1061e-08 | 0 | 5.2406 | 0.69642 | 2.942 | 1.6022 | 0 | 0 | 0 | 0.00011839 |  | 7.4479e-07 | 0 | 7.4479e-07 | 3.724e-07 | 0 | 3.724e-07 | 0 | 0 | 0 | [16 empty] | 7.3.1.3 Ignition probability mapping showing the probability of ignition along the electric lines and equipmentWLDFRAggregatedAggregated | WLDFR | HFTD - Distribution - Tier 2 - 1QU CoRE ¦ 1QU LoRE | Non-Red Flag Warning - Large Fires | Aggregated | Aggregated | 2024 | 0.00011839 | 0 | 170.7528 | 0.020215 | 2024 | Mitigation | 0.08575 | 30 | 0 | esc | 0.0012005 | 1.4212e-07 | 0.00060025 | 7.1061e-08 | 0.0015435 | 1.8273e-07
7.3.1.3 Ignition probability mapping showing the probability of ignition along the electric lines and equipment | HFTD - Distribution - Tier 2 - 3QU CoRE ¦ 3QU LoRE | 24.9122 | 14.6788 | 31.4032 | 31.1197 | 0.27672 | 31.4032 | 0 | 31.4032 | 766.3541 | 466.351 | 1188.5404 | 1080.5459 | 1188.5404 | 32507.4276 | 31475.8442 | 28271.1405 | 32973.0565 | 1 | 26421.6266 | 0 | 0 | 0 | 0 | 0 | [9 empty] | 7.3.1.1 A summarized risk map that shows the overall ignition probability and estimated wildfire consequence along the electric lines and equipment | WLDFR | HFTD - Distribution - Tier 2 - 1QU CoRE ¦ 3QU LoRE | 2020 | 1 | 0.020447 | 13.1571 | 0 | 13.1571 | 0 | 0 | 0 | 0 | 0 | 0 | 0 | 0 | 0 | 0 | 0 | 0 | 13.1571 | 0 | 0 | 0 | 0 | 0 | 0 | 0 | 0 | 0 | 0 | 0 | [11 empty] | WLDFR | HFTD - Distribution - Tier 2 - 1QU CoRE ¦ 1QU LoRE | Non-Red Flag Warning - Large Fires | 2022 | 1.4212e-07 | 7.1061e-08 | 1.8273e-07 | 5.2406 | 0.69642 | 2.942 | 1.6022 | 0 | 0 | 0 | 0.00011839 |  | 7.4479e-07 | 0 | 7.4479e-07 | 3.724e-07 | 0 | 3.724e-07 | 9.5759e-07 | 0 | 9.5759e-07 | [16 empty] | 7.3.1.3 Ignition probability mapping showing the probability of ignition along the electric lines and equipmentWLDFRAggregatedAggregated | WLDFR | HFTD - Distribution - Tier 2 - 1QU CoRE ¦ 1QU LoRE | Non-Red Flag Warning - Large Fires | Aggregated | Aggregated | 2025 | 0.00011839 | 0 | 170.7528 | 0.020215 | 2025 | Mitigation | 0.08575 | 30 | 0 | esc | 0.0012005 | 1.4212e-07 | 0.00060025 | 7.1061e-08 | 0.0015435 | 1.8273e-07
7.3.1.3 Ignition probability mapping showing the probability of ignition along the electric lines and equipment | HFTD - Distribution - Tier 2 - 3QU CoRE ¦ 4QU LoRE | 18.1007 | 10.651 | 22.4115 | 22.2092 | 0.19564 | 22.4115 | 0 | 22.4115 | 585.1664 | 355.6153 | 904.9584 | 822.7313 | 904.9584 | 30932.4947 | 29950.8898 | 26498.8181 | 30905.9703 | 1 | 24765.2506 | 0 | 0 | 0 | 0 | 0 | [9 empty] | 7.3.1.1 A summarized risk map that shows the overall ignition probability and estimated wildfire consequence along the electric lines and equipment | WLDFR | HFTD - Distribution - Tier 2 - 1QU CoRE ¦ 3QU LoRE | 2021 | 1 | 0.020447 | 13.1571 | 0 | 13.1571 | 0.012727 | 8.1897 | 0 | 8.1897 | 0 | 0 | 0 | 0 | 0 | 0 | 0 | 0 | 13.1571 | 8.1897 | 0 | 0 | 0 | 0 | 0 | 0 | 0 | 0 | 0 | 0 | [11 empty] | WLDFR | HFTD - Distribution - Tier 2 - 1QU CoRE ¦ 1QU LoRE | Non-Red Flag Warning - Large Fires | 2023 | 1.4212e-07 | 7.1061e-08 | 1.8273e-07 | 5.475 | 0.71896 | 3.0715 | 1.6846 | 0 | 0 | 0 | 0.00011839 |  | 7.7812e-07 | 0 | 7.7812e-07 | 3.8906e-07 | 0 | 3.8906e-07 | 1.0004e-06 | 0 | 1.0004e-06 | [16 empty] | 7.3.1.3 Ignition probability mapping showing the probability of ignition along the electric lines and equipmentWLDFRAggregatedAggregated | WLDFR | HFTD - Distribution - Tier 2 - 1QU CoRE ¦ 1QU LoRE | Non-Red Flag Warning - Large Fires | Aggregated | Aggregated | 2026 | 0.00011839 | 0 | 170.7528 | 0.020215 | 2026 | Mitigation | 0.08575 | 30 | 0 | esc | 0.0012005 | 1.4212e-07 | 0.00060025 | 7.1061e-08 | 0.0015435 | 1.8273e-07
7.3.1.3 Ignition probability mapping showing the probability of ignition along the electric lines and equipment | HFTD - Distribution - Tier 2 - 3QU CoRE ¦ 5QU LoRE | 12.1438 | 7.1489 | 15.2548 | 15.117 | 0.12641 | 15.2548 | 0 | 15.2548 | 412.2435 | 250.6365 | 638.1242 | 580.1422 | 638.1242 | 29457.8106 | 28523.003 | 25579.0138 | 29833.1886 | 1 | 23905.6203 | 0 | 0 | 0 | 0 | 0 | [9 empty] | 7.3.1.1 A summarized risk map that shows the overall ignition probability and estimated wildfire consequence along the electric lines and equipment | WLDFR | HFTD - Distribution - Tier 2 - 1QU CoRE ¦ 3QU LoRE | 2022 | 0.93458 | 0.020433 | 13.3481 | 0 | 13.3481 | 0.012718 | 8.3086 | 0 | 8.3086 | 0.02816 | 18.3963 | 0 | 18.3963 | 0 | 0 | 0 | 0 | 12.4749 | 7.765 | 17.1928 | 0 | 0.02816 | 0.026318 | 18.3963 | 17.1928 | 0 | 0 | 18.3963 | 17.1928 | [11 empty] | WLDFR | HFTD - Distribution - Tier 2 - 1QU CoRE ¦ 1QU LoRE | Non-Red Flag Warning - Large Fires | 2024 | 1.4212e-07 | 7.1061e-08 | 1.8273e-07 | 5.475 | 0.71896 | 3.0715 | 1.6846 | 0 | 0 | 0 | 0.00011839 |  | 7.7812e-07 | 0 | 7.7812e-07 | 3.8906e-07 | 0 | 3.8906e-07 | 1.0004e-06 | 0 | 1.0004e-06 | [16 empty] | 7.3.1.3 Ignition probability mapping showing the probability of ignition along the electric lines and equipmentWLDFRAggregatedAggregated | WLDFR | HFTD - Distribution - Tier 2 - 1QU CoRE ¦ 1QU LoRE | Non-Red Flag Warning - Large Fires | Aggregated | Aggregated | 2027 | 0.00011839 | 0 | 170.7528 | 0.020215 | 2027 | Mitigation | 0.08575 | 30 | 0 | esc | 0.0012005 | 1.4212e-07 | 0.00060025 | 7.1061e-08 | 0.0015435 | 1.8273e-07
7.3.1.3 Ignition probability mapping showing the probability of ignition along the electric lines and equipment | HFTD - Distribution - Tier 2 - 4QU CoRE ¦ 1QU LoRE | 17.1548 | 10.0902 | 22.8052 | 22.5993 | 0.61283 | 22.8052 | 0 | 22.8052 | 572.4172 | 347.722 | 884.456 | 804.0907 | 884.456 | 29969.0884 | 29018.056 | 27589.3312 | 32177.8521 | 1 | 25784.4217 | 0 | 0 | 0 | 0 | 0 | [9 empty] | 7.3.1.1 A summarized risk map that shows the overall ignition probability and estimated wildfire consequence along the electric lines and equipment | WLDFR | HFTD - Distribution - Tier 2 - 1QU CoRE ¦ 3QU LoRE | 2023 | 0.87344 | 0.020433 | 13.8373 | 0 | 13.8373 | 0.012718 | 8.6131 | 0 | 8.6131 | 0.02816 | 19.0704 | 0 | 19.0704 | 0.029572 | 20.0267 | 0 | 20.0267 | 12.086 | 7.523 | 16.6569 | 17.4921 | 0.02816 | 0.024596 | 19.0704 | 16.6569 | 0 | 0 | 19.0704 | 16.6569 | [11 empty] | WLDFR | HFTD - Distribution - Tier 2 - 1QU CoRE ¦ 1QU LoRE | Non-Red Flag Warning - Large Fires | 2025 | 1.4212e-07 | 7.1061e-08 | 1.8273e-07 | 5.475 | 0.71896 | 3.0715 | 1.6846 | 0 | 0 | 0 | 0.00011839 |  | 7.7812e-07 | 0 | 7.7812e-07 | 3.8906e-07 | 0 | 3.8906e-07 | 1.0004e-06 | 0 | 1.0004e-06 | [16 empty] | 7.3.1.3 Ignition probability mapping showing the probability of ignition along the electric lines and equipmentWLDFRAggregatedAggregated | WLDFR | HFTD - Distribution - Tier 2 - 1QU CoRE ¦ 1QU LoRE | Non-Red Flag Warning - Large Fires | Aggregated | Aggregated | 2028 | 0.00011839 | 0 | 170.7528 | 0.020215 | 2028 | Mitigation | 0.08575 | 30 | 0 | esc | 0.0012005 | 1.4212e-07 | 0.00060025 | 7.1061e-08 | 0.0015435 | 1.8273e-07
7.3.1.3 Ignition probability mapping showing the probability of ignition along the electric lines and equipment | HFTD - Distribution - Tier 2 - 4QU CoRE ¦ 2QU LoRE | 7.7059 | 4.534 | 9.2693 | 9.1856 | 0.23324 | 9.2693 | 0 | 9.2693 | 343.7549 | 208.887 | 531.5158 | 483.2203 | 531.5158 | 22416.769 | 21705.4003 | 18660.1663 | 21763.6327 | 1 | 17439.4078 | 0 | 0 | 0 | 0 | 0 | [9 empty] | 7.3.1.1 A summarized risk map that shows the overall ignition probability and estimated wildfire consequence along the electric lines and equipment | WLDFR | HFTD - Distribution - Tier 2 - 1QU CoRE ¦ 3QU LoRE | 2024 | 0.8163 | 0.020433 | 13.8373 | 0 | 13.8373 | 0.012718 | 8.6131 | 0 | 8.6131 | 0.02816 | 19.0704 | 0 | 19.0704 | 0.029572 | 20.0267 | 0 | 20.0267 | 11.2953 | 7.0308 | 15.5672 | 16.3478 | 0.02816 | 0.022987 | 19.0704 | 15.5672 | 0 | 0 | 19.0704 | 15.5672 | [11 empty] | WLDFR | HFTD - Distribution - Tier 2 - 1QU CoRE ¦ 1QU LoRE | Non-Red Flag Warning - Large Fires | 2026 | 1.4212e-07 | 7.1061e-08 | 1.8273e-07 | 5.475 | 0.71896 | 3.0715 | 1.6846 | 0 | 0 | 0 | 0.00011839 |  | 7.7812e-07 | 0 | 7.7812e-07 | 3.8906e-07 | 0 | 3.8906e-07 | 1.0004e-06 | 0 | 1.0004e-06 | [16 empty] | 7.3.1.3 Ignition probability mapping showing the probability of ignition along the electric lines and equipmentWLDFRAggregatedAggregated | WLDFR | HFTD - Distribution - Tier 2 - 1QU CoRE ¦ 1QU LoRE | Non-Red Flag Warning - Large Fires | Aggregated | Aggregated | 2029 | 0.00011839 | 0 | 170.7528 | 0.020215 | 2029 | Mitigation | 0.08575 | 30 | 0 | esc | 0.0012005 | 1.4212e-07 | 0.00060025 | 7.1061e-08 | 0.0015435 | 1.8273e-07
7.3.1.3 Ignition probability mapping showing the probability of ignition along the electric lines and equipment | HFTD - Distribution - Tier 2 - 4QU CoRE ¦ 3QU LoRE | 8.2838 | 4.8808 | 10.3997 | 10.3058 | 0.2707 | 10.3997 | 0 | 10.3997 | 267.6727 | 162.8801 | 415.0949 | 377.3779 | 415.0949 | 30947.3973 | 29965.3195 | 26807.5755 | 31266.0787 | 1 | 25053.8089 | 0 | 0 | 0 | 0 | 0 | [9 empty] | 7.3.1.1 A summarized risk map that shows the overall ignition probability and estimated wildfire consequence along the electric lines and equipment | WLDFR | HFTD - Distribution - Tier 2 - 1QU CoRE ¦ 3QU LoRE | 2025 | 0.7629 | 0.020433 | 13.8373 | 0 | 13.8373 | 0.012718 | 8.6131 | 0 | 8.6131 | 0.02816 | 19.0704 | 0 | 19.0704 | 0.029572 | 20.0267 | 0 | 20.0267 | 10.5564 | 6.5709 | 14.5487 | 15.2783 | 0.02816 | 0.021483 | 19.0704 | 14.5487 | 0 | 0 | 19.0704 | 14.5487 | [11 empty] | WLDFR | HFTD - Distribution - Tier 2 - 1QU CoRE ¦ 1QU LoRE | Non-Red Flag Warning - Large Fires | 2027 | 1.4212e-07 | 7.1061e-08 | 1.8273e-07 | 5.475 | 0.71896 | 3.0715 | 1.6846 | 0 | 0 | 0 | 0.00011839 |  | 7.7812e-07 | 0 | 7.7812e-07 | 3.8906e-07 | 0 | 3.8906e-07 | 1.0004e-06 | 0 | 1.0004e-06 | [16 empty] | 7.3.1.3 Ignition probability mapping showing the probability of ignition along the electric lines and equipmentWLDFRAggregatedAggregated | WLDFR | HFTD - Distribution - Tier 2 - 1QU CoRE ¦ 1QU LoRE | Non-Red Flag Warning - Large Fires | Aggregated | Aggregated | 2030 | 0.00011839 | 0 | 170.7528 | 0.020215 | 2030 | Mitigation | 0.08575 | 30 | 0 | esc | 0.0012005 | 1.4212e-07 | 0.00060025 | 7.1061e-08 | 0.0015435 | 1.8273e-07
7.3.1.3 Ignition probability mapping showing the probability of ignition along the electric lines and equipment | HFTD - Distribution - Tier 2 - 4QU CoRE ¦ 4QU LoRE | 5.6304 | 3.3153 | 7.2784 | 7.2127 | 0.18809 | 7.2784 | 0 | 7.2784 | 202.1653 | 122.9388 | 313.0784 | 284.6311 | 313.0784 | 27850.5763 | 26966.7723 | 24875.1115 | 29012.2168 | 1 | 23247.7678 | 0 | 0 | 0 | 0 | 0 | [9 empty] | 7.3.1.1 A summarized risk map that shows the overall ignition probability and estimated wildfire consequence along the electric lines and equipment | WLDFR | HFTD - Distribution - Tier 2 - 1QU CoRE ¦ 3QU LoRE | 2026 | 0.71299 | 0.020433 | 13.8373 | 0 | 13.8373 | 0.012718 | 8.6131 | 0 | 8.6131 | 0.02816 | 19.0704 | 0 | 19.0704 | 0.029572 | 20.0267 | 0 | 20.0267 | 9.8658 | 6.141 | 13.597 | 14.2788 | 0.02816 | 0.020078 | 19.0704 | 13.597 | 0 | 0 | 19.0704 | 13.597 | [11 empty] | WLDFR | HFTD - Distribution - Tier 2 - 1QU CoRE ¦ 1QU LoRE | Non-Red Flag Warning - Large Fires | 2028 | 1.4212e-07 | 7.1061e-08 | 1.8273e-07 | 5.777 | 0.74734 | 3.238 | 1.7917 | 0 | 0 | 0 | 0.00011839 |  | 8.2104e-07 | 0 | 8.2104e-07 | 4.1052e-07 | 0 | 4.1052e-07 | 1.0556e-06 | 0 | 1.0556e-06 | [16 empty] | 7.3.1.3 Ignition probability mapping showing the probability of ignition along the electric lines and equipmentWLDFRAggregatedAggregated | WLDFR | HFTD - Distribution - Tier 2 - 1QU CoRE ¦ 1QU LoRE | Non-Red Flag Warning - Large Fires | Aggregated | Aggregated | 2031 | 0.00011839 | 0 | 170.7528 | 0.020215 | 2031 | Mitigation | 0.08575 | 30 | 0 | esc | 0.0012005 | 1.4212e-07 | 0.00060025 | 7.1061e-08 | 0.0015435 | 1.8273e-07
7.3.1.3 Ignition probability mapping showing the probability of ignition along the electric lines and equipment | HFTD - Distribution - Tier 2 - 4QU CoRE ¦ 5QU LoRE | 2.9731 | 1.7506 | 3.6384 | 3.6055 | 0.080606 | 3.6384 | 0 | 3.6384 | 149.4134 | 90.8621 | 231.3977 | 210.3721 | 231.3977 | 19898.5558 | 19267.0994 | 16824.1656 | 19622.2775 | 1 | 15723.5193 | 0 | 0 | 0 | 0 | 0 | [9 empty] | 7.3.1.1 A summarized risk map that shows the overall ignition probability and estimated wildfire consequence along the electric lines and equipment | WLDFR | HFTD - Distribution - Tier 2 - 1QU CoRE ¦ 3QU LoRE | 2027 | 0.66634 | 0.020433 | 13.8373 | 0 | 13.8373 | 0.012718 | 8.6131 | 0 | 8.6131 | 0.02816 | 19.0704 | 0 | 19.0704 | 0.029572 | 20.0267 | 0 | 20.0267 | 9.2203 | 5.7392 | 12.7074 | 13.3446 | 0.02816 | 0.018764 | 19.0704 | 12.7074 | 0 | 0 | 19.0704 | 12.7074 | [11 empty] | WLDFR | HFTD - Distribution - Tier 2 - 1QU CoRE ¦ 1QU LoRE | Non-Red Flag Warning - Large Fires | 2029 | 1.4212e-07 | 7.1061e-08 | 1.8273e-07 | 5.777 | 0.74734 | 3.238 | 1.7917 | 0 | 0 | 0 | 0.00011839 |  | 8.2104e-07 | 0 | 8.2104e-07 | 4.1052e-07 | 0 | 4.1052e-07 | 1.0556e-06 | 0 | 1.0556e-06 | [16 empty] | 7.3.1.3 Ignition probability mapping showing the probability of ignition along the electric lines and equipmentWLDFRAggregatedAggregated | WLDFR | HFTD - Distribution - Tier 2 - 1QU CoRE ¦ 1QU LoRE | Non-Red Flag Warning - Large Fires | Aggregated | Aggregated | 2032 | 0.00011839 | 0 | 170.7528 | 0.020215 | 2032 | Mitigation | 0.08575 | 30 | 0 | esc | 0.0012005 | 1.4212e-07 | 0.00060025 | 7.1061e-08 | 0.0015435 | 1.8273e-07
7.3.1.3 Ignition probability mapping showing the probability of ignition along the electric lines and equipment | HFTD - Distribution - Tier 2 - 5QU CoRE ¦ 1QU LoRE | 2.2243 | 1.3093 | 2.9653 | 2.9385 | 0.5861 | 2.9653 | 0 | 2.9653 | 76.2362 | 46.3449 | 117.9797 | 107.2589 | 117.9797 | 29176.5361 | 28250.6544 | 26893.7421 | 31366.5761 | 1 | 25134.3384 | 0 | 0 | 0 | 0 | 0 | [9 empty] | 7.3.1.1 A summarized risk map that shows the overall ignition probability and estimated wildfire consequence along the electric lines and equipment | WLDFR | HFTD - Distribution - Tier 2 - 1QU CoRE ¦ 3QU LoRE | 2028 | 0.62275 | 0.020433 | 14.4535 | 0 | 14.4535 | 0.012718 | 8.9967 | 0 | 8.9967 | 0.02816 | 19.9198 | 0 | 19.9198 | 0.029572 | 20.9187 | 0 | 20.9187 | 9.0009 | 5.6027 | 12.405 | 13.0271 | 0.02816 | 0.017537 | 19.9198 | 12.405 | 0 | 0 | 19.9198 | 12.405 | [11 empty] | WLDFR | HFTD - Distribution - Tier 2 - 1QU CoRE ¦ 1QU LoRE | Non-Red Flag Warning - Large Fires | 2030 | 1.4212e-07 | 7.1061e-08 | 1.8273e-07 | 5.777 | 0.74734 | 3.238 | 1.7917 | 0 | 0 | 0 | 0.00011839 |  | 8.2104e-07 | 0 | 8.2104e-07 | 4.1052e-07 | 0 | 4.1052e-07 | 1.0556e-06 | 0 | 1.0556e-06 | [16 empty] | 7.3.1.3 Ignition probability mapping showing the probability of ignition along the electric lines and equipmentWLDFRAggregatedAggregated | WLDFR | HFTD - Distribution - Tier 2 - 1QU CoRE ¦ 1QU LoRE | Non-Red Flag Warning - Large Fires | Aggregated | Aggregated | 2033 | 0.00011839 | 0 | 170.7528 | 0.020215 | 2033 | Mitigation | 0.08575 | 30 | 0 | esc | 0.0012005 | 1.4212e-07 | 0.00060025 | 7.1061e-08 | 0.0015435 | 1.8273e-07
7.3.1.3 Ignition probability mapping showing the probability of ignition along the electric lines and equipment | HFTD - Distribution - Tier 2 - 5QU CoRE ¦ 2QU LoRE | 1.8673 | 1.0984 | 2.2827 | 2.262 | 0.34851 | 2.2827 | 0 | 2.2827 | 57.5558 | 34.9661 | 88.9478 | 80.8652 | 88.9478 | 32444.0381 | 31414.4663 | 27459.2706 | 32026.1605 | 1 | 25662.8697 | 0 | 0 | 0 | 0 | 0 | [9 empty] | 7.3.1.1 A summarized risk map that shows the overall ignition probability and estimated wildfire consequence along the electric lines and equipment | WLDFR | HFTD - Distribution - Tier 2 - 1QU CoRE ¦ 3QU LoRE | 2029 | 0.58201 | 0.020433 | 14.4535 | 0 | 14.4535 | 0.012718 | 8.9967 | 0 | 8.9967 | 0.02816 | 19.9198 | 0 | 19.9198 | 0.029572 | 20.9187 | 0 | 20.9187 | 8.4121 | 5.2361 | 11.5935 | 12.1748 | 0.02816 | 0.016389 | 19.9198 | 11.5935 | 0 | 0 | 19.9198 | 11.5935 | [11 empty] | WLDFR | HFTD - Distribution - Tier 2 - 1QU CoRE ¦ 1QU LoRE | Non-Red Flag Warning - Large Fires | 2031 | 1.4212e-07 | 7.1061e-08 | 1.8273e-07 | 5.777 | 0.74734 | 3.238 | 1.7917 | 0 | 0 | 0 | 0.00011839 |  | 8.2104e-07 | 0 | 8.2104e-07 | 4.1052e-07 | 0 | 4.1052e-07 | 1.0556e-06 | 0 | 1.0556e-06 | [16 empty] | 7.3.1.3 Ignition probability mapping showing the probability of ignition along the electric lines and equipmentWLDFRAggregatedAggregated | WLDFR | HFTD - Distribution - Tier 2 - 1QU CoRE ¦ 1QU LoRE | Non-Red Flag Warning - Large Fires | Aggregated | Aggregated | 2034 | 0.00011839 | 0 | 170.7528 | 0.020215 | 2034 | Mitigation | 0.08575 | 30 | 0 | esc | 0.0012005 | 1.4212e-07 | 0.00060025 | 7.1061e-08 | 0.0015435 | 1.8273e-07
7.3.1.3 Ignition probability mapping showing the probability of ignition along the electric lines and equipment | HFTD - Distribution - Tier 2 - 5QU CoRE ¦ 3QU LoRE | 0.70198 | 0.41489 | 0.95291 | 0.9443 | 0.17115 | 0.95291 | 0 | 0.95291 | 39.1392 | 23.8904 | 61.0953 | 55.5434 | 61.0953 | 17935.5361 | 17366.3738 | 16688.8864 | 19464.4993 | 1 | 15597.0901 | 0 | 0 | 0 | 0 | 0 | [9 empty] | 7.3.1.1 A summarized risk map that shows the overall ignition probability and estimated wildfire consequence along the electric lines and equipment | WLDFR | HFTD - Distribution - Tier 2 - 1QU CoRE ¦ 3QU LoRE | 2030 | 0.54393 | 0.020433 | 14.4535 | 0 | 14.4535 | 0.012718 | 8.9967 | 0 | 8.9967 | 0.02816 | 19.9198 | 0 | 19.9198 | 0.029572 | 20.9187 | 0 | 20.9187 | 7.8618 | 4.8936 | 10.835 | 11.3784 | 0.02816 | 0.015317 | 19.9198 | 10.835 | 0 | 0 | 19.9198 | 10.835 | [11 empty] | WLDFR | HFTD - Distribution - Tier 2 - 1QU CoRE ¦ 1QU LoRE | Non-Red Flag Warning - Large Fires | 2032 | 1.4212e-07 | 7.1061e-08 | 1.8273e-07 | 5.777 | 0.74734 | 3.238 | 1.7917 | 0 | 0 | 0 | 0.00011839 |  | 8.2104e-07 | 0 | 8.2104e-07 | 4.1052e-07 | 0 | 4.1052e-07 | 1.0556e-06 | 0 | 1.0556e-06 | [16 empty] | 7.3.1.3 Ignition probability mapping showing the probability of ignition along the electric lines and equipmentWLDFRAggregatedAggregated | WLDFR | HFTD - Distribution - Tier 2 - 1QU CoRE ¦ 1QU LoRE | Non-Red Flag Warning - Large Fires | Aggregated | Aggregated | 2035 | 0.00011839 | 0 | 170.7528 | 0.020215 | 2035 | Mitigation | 0.08575 | 30 | 0 | esc | 0.0012005 | 1.4212e-07 | 0.00060025 | 7.1061e-08 | 0.0015435 | 1.8273e-07
7.3.1.3 Ignition probability mapping showing the probability of ignition along the electric lines and equipment | HFTD - Distribution - Tier 2 - 5QU CoRE ¦ 4QU LoRE | 0.58065 | 0.34121 | 0.66444 | 0.65843 | 0.096674 | 0.66444 | 0 | 0.66444 | 37.1542 | 22.5488 | 57.2945 | 52.0881 | 57.2945 | 15628.1716 | 15132.2307 | 12408.6899 | 14472.4417 | 1 | 11596.9064 | 0 | 0 | 0 | 0 | 0 | [9 empty] | 7.3.1.1 A summarized risk map that shows the overall ignition probability and estimated wildfire consequence along the electric lines and equipment | WLDFR | HFTD - Distribution - Tier 2 - 1QU CoRE ¦ 3QU LoRE | 2031 | 0.50835 | 0.020433 | 14.4535 | 0 | 14.4535 | 0.012718 | 8.9967 | 0 | 8.9967 | 0.02816 | 19.9198 | 0 | 19.9198 | 0.029572 | 20.9187 | 0 | 20.9187 | 7.3474 | 4.5734 | 10.1262 | 10.634 | 0.02816 | 0.014315 | 19.9198 | 10.1262 | 0 | 0 | 19.9198 | 10.1262 | [11 empty] | WLDFR | HFTD - Distribution - Tier 2 - 1QU CoRE ¦ 1QU LoRE | Non-Red Flag Warning - Large Fires | 2033 | 1.4212e-07 | 7.1061e-08 | 1.8273e-07 | 6.1205 | 0.77885 | 3.4265 | 1.9151 | 0 | 0 | 0 | 0.00011839 |  | 8.6985e-07 | 0 | 8.6985e-07 | 4.3493e-07 | 0 | 4.3493e-07 | 1.1184e-06 | 0 | 1.1184e-06 | [16 empty] | 7.3.1.3 Ignition probability mapping showing the probability of ignition along the electric lines and equipmentWLDFRAggregatedAggregated | WLDFR | HFTD - Distribution - Tier 2 - 1QU CoRE ¦ 1QU LoRE | Non-Red Flag Warning - Large Fires | Aggregated | Aggregated | 2036 | 0.00011839 | 0 | 170.7528 | 0.020215 | 2036 | Mitigation | 0.08575 | 30 | 0 | esc | 0.0012005 | 1.4212e-07 | 0.00060025 | 7.1061e-08 | 0.0015435 | 1.8273e-07
7.3.1.3 Ignition probability mapping showing the probability of ignition along the electric lines and equipment | HFTD - Distribution - Tier 2 - 5QU CoRE ¦ 5QU LoRE | 0.34673 | 0.2039 | 0.4327 | 0.42878 | 0.068032 | 0.4327 | 0 | 0.4327 | 20.6184 | 12.5222 | 31.8432 | 28.949 | 31.8432 | 16816.5462 | 16282.8937 | 14539.5445 | 16957.6896 | 1 | 13588.3594 | 0 | 0 | 0 | 0 | 0 | [9 empty] | 7.3.1.1 A summarized risk map that shows the overall ignition probability and estimated wildfire consequence along the electric lines and equipment | WLDFR | HFTD - Distribution - Tier 2 - 1QU CoRE ¦ 3QU LoRE | 2032 | 0.47509 | 0.020433 | 14.4535 | 0 | 14.4535 | 0.012718 | 8.9967 | 0 | 8.9967 | 0.02816 | 19.9198 | 0 | 19.9198 | 0.029572 | 20.9187 | 0 | 20.9187 | 6.8668 | 4.2742 | 9.4637 | 9.9383 | 0.02816 | 0.013379 | 19.9198 | 9.4637 | 0 | 0 | 19.9198 | 9.4637 | [11 empty] | WLDFR | HFTD - Distribution - Tier 2 - 1QU CoRE ¦ 1QU LoRE | Non-Red Flag Warning - Large Fires | 2034 | 1.4212e-07 | 7.1061e-08 | 1.8273e-07 | 6.1205 | 0.77885 | 3.4265 | 1.9151 | 0 | 0 | 0 | 0.00011839 |  | 8.6985e-07 | 0 | 8.6985e-07 | 4.3493e-07 | 0 | 4.3493e-07 | 1.1184e-06 | 0 | 1.1184e-06 | [16 empty] | 7.3.1.3 Ignition probability mapping showing the probability of ignition along the electric lines and equipmentWLDFRAggregatedAggregated | WLDFR | HFTD - Distribution - Tier 2 - 1QU CoRE ¦ 1QU LoRE | Non-Red Flag Warning - Large Fires | Aggregated | Aggregated | 2037 | 0.00011839 | 0 | 170.7528 | 0.020215 | 2037 | Mitigation | 0.08575 | 30 | 0 | esc | 0.0012005 | 1.4212e-07 | 0.00060025 | 7.1061e-08 | 0.0015435 | 1.8273e-07
7.3.1.3 Ignition probability mapping showing the probability of ignition along the electric lines and equipment | HFTD - Distribution - Tier 3 - 1QU CoRE ¦ 1QU LoRE | 22.9147 | 13.5222 | 25.0582 | 24.8319 | 0.039788 | 25.0582 | 0 | 25.0582 | 8212.8728 | 5005.3403 | 12778.1174 | 11617.0524 | 12778.1174 | 2790.0927 | 2701.5526 | 2098.293 | 2447.2707 | 1 | 1961.0215 | 0 | 0 | 0 | 0 | 0 | [9 empty] | 7.3.1.1 A summarized risk map that shows the overall ignition probability and estimated wildfire consequence along the electric lines and equipment | WLDFR | HFTD - Distribution - Tier 2 - 1QU CoRE ¦ 3QU LoRE | 2033 | 0.44401 | 0.020433 | 15.1384 | 0 | 15.1384 | 0.012718 | 9.423 | 0 | 9.423 | 0.02816 | 20.8637 | 0 | 20.8637 | 0.029572 | 21.9099 | 0 | 21.9099 | 6.7216 | 4.1839 | 9.2637 | 9.7283 | 0.02816 | 0.012503 | 20.8637 | 9.2637 | 0 | 0 | 20.8637 | 9.2637 | [11 empty] | WLDFR | HFTD - Distribution - Tier 2 - 1QU CoRE ¦ 1QU LoRE | Non-Red Flag Warning - Large Fires | 2035 | 1.4212e-07 | 7.1061e-08 | 1.8273e-07 | 6.1205 | 0.77885 | 3.4265 | 1.9151 | 0 | 0 | 0 | 0.00011839 |  | 8.6985e-07 | 0 | 8.6985e-07 | 4.3493e-07 | 0 | 4.3493e-07 | 1.1184e-06 | 0 | 1.1184e-06 | [16 empty] | 7.3.1.3 Ignition probability mapping showing the probability of ignition along the electric lines and equipmentWLDFRAggregatedAggregated | WLDFR | HFTD - Distribution - Tier 2 - 1QU CoRE ¦ 1QU LoRE | Non-Red Flag Warning - Large Fires | Aggregated | Aggregated | 2038 | 0.00011839 | 0 | 170.7528 | 0.020215 | 2038 | Mitigation | 0.08575 | 30 | 0 | esc | 0.0012005 | 1.4212e-07 | 0.00060025 | 7.1061e-08 | 0.0015435 | 1.8273e-07
7.3.1.3 Ignition probability mapping showing the probability of ignition along the electric lines and equipment | HFTD - Distribution - Tier 3 - 1QU CoRE ¦ 2QU LoRE | 31.4575 | 18.5607 | 38.2495 | 37.9042 | 0.075872 | 38.2495 | 0 | 38.2495 | 4703.3833 | 2866.0625 | 7315.5732 | 6650.8593 | 7315.5732 | 6688.2773 | 6476.033 | 5594.5043 | 6524.9545 | 1 | 5228.5087 | 0 | 0 | 0 | 0 | 0 | [9 empty] | 7.3.1.1 A summarized risk map that shows the overall ignition probability and estimated wildfire consequence along the electric lines and equipment | WLDFR | HFTD - Distribution - Tier 2 - 1QU CoRE ¦ 3QU LoRE | 2034 | 0.41496 | 0.020433 | 15.1384 | 0 | 15.1384 | 0.012718 | 9.423 | 0 | 9.423 | 0.02816 | 20.8637 | 0 | 20.8637 | 0.029572 | 21.9099 | 0 | 21.9099 | 6.2819 | 3.9102 | 8.6577 | 9.0918 | 0.02816 | 0.011685 | 20.8637 | 8.6577 | 0 | 0 | 20.8637 | 8.6577 | [11 empty] | WLDFR | HFTD - Distribution - Tier 2 - 1QU CoRE ¦ 1QU LoRE | Non-Red Flag Warning - Large Fires | 2036 | 1.4212e-07 | 7.1061e-08 | 1.8273e-07 | 6.1205 | 0.77885 | 3.4265 | 1.9151 | 0 | 0 | 0 | 0.00011839 |  | 8.6985e-07 | 0 | 8.6985e-07 | 4.3493e-07 | 0 | 4.3493e-07 | 1.1184e-06 | 0 | 1.1184e-06 | [16 empty] | 7.3.1.3 Ignition probability mapping showing the probability of ignition along the electric lines and equipmentWLDFRAggregatedAggregated | WLDFR | HFTD - Distribution - Tier 2 - 1QU CoRE ¦ 1QU LoRE | Non-Red Flag Warning - Large Fires | Aggregated | Aggregated | 2039 | 0.00011839 | 0 | 170.7528 | 0.020215 | 2039 | Mitigation | 0.08575 | 30 | 0 | esc | 0.0012005 | 1.4212e-07 | 0.00060025 | 7.1061e-08 | 0.0015435 | 1.8273e-07
7.3.1.3 Ignition probability mapping showing the probability of ignition along the electric lines and equipment | HFTD - Distribution - Tier 3 - 1QU CoRE ¦ 3QU LoRE | 5.0499 | 2.9734 | 9.216 | 9.1328 | 0.020914 | 9.216 | 0 | 9.216 | 3168.8966 | 1926.9716 | 4907.0684 | 4461.1999 | 4907.0684 | 1593.5922 | 1543.0215 | 2009.5753 | 2343.798 | 1 | 1878.1078 | 0 | 0 | 0 | 0 | 0 | [9 empty] | 7.3.1.1 A summarized risk map that shows the overall ignition probability and estimated wildfire consequence along the electric lines and equipment | WLDFR | HFTD - Distribution - Tier 2 - 1QU CoRE ¦ 3QU LoRE | 2035 | 0.38782 | 0.020433 | 15.1384 | 0 | 15.1384 | 0.012718 | 9.423 | 0 | 9.423 | 0.02816 | 20.8637 | 0 | 20.8637 | 0.029572 | 21.9099 | 0 | 21.9099 | 5.8709 | 3.6544 | 8.0913 | 8.497 | 0.02816 | 0.010921 | 20.8637 | 8.0913 | 0 | 0 | 20.8637 | 8.0913 | [11 empty] | WLDFR | HFTD - Distribution - Tier 2 - 1QU CoRE ¦ 1QU LoRE | Non-Red Flag Warning - Large Fires | 2037 | 1.4212e-07 | 7.1061e-08 | 1.8273e-07 | 6.1205 | 0.77885 | 3.4265 | 1.9151 | 0 | 0 | 0 | 0.00011839 |  | 8.6985e-07 | 0 | 8.6985e-07 | 4.3493e-07 | 0 | 4.3493e-07 | 1.1184e-06 | 0 | 1.1184e-06 | [16 empty] | 7.3.1.3 Ignition probability mapping showing the probability of ignition along the electric lines and equipmentWLDFRAggregatedAggregated | WLDFR | HFTD - Distribution - Tier 2 - 1QU CoRE ¦ 1QU LoRE | Non-Red Flag Warning - Large Fires | Aggregated | Aggregated | 2040 | 0.00011839 | 0 | 170.7528 | 0.020215 | 2040 | Mitigation | 0.08575 | 30 | 0 | esc | 0.0012005 | 1.4212e-07 | 0.00060025 | 7.1061e-08 | 0.0015435 | 1.8273e-07
7.3.1.3 Ignition probability mapping showing the probability of ignition along the electric lines and equipment | HFTD - Distribution - Tier 3 - 1QU CoRE ¦ 4QU LoRE | 12.2011 | 7.1938 | 14.3845 | 14.2546 | 0.029114 | 14.3845 | 0 | 14.3845 | 2492.3057 | 1517.6172 | 3870.5595 | 3518.8689 | 3870.5595 | 4895.5186 | 4740.1654 | 3976.5324 | 4637.8895 | 1 | 3716.3854 | 0 | 0 | 0 | 0 | 0 | [9 empty] | 7.3.1.1 A summarized risk map that shows the overall ignition probability and estimated wildfire consequence along the electric lines and equipment | WLDFR | HFTD - Distribution - Tier 2 - 1QU CoRE ¦ 3QU LoRE | 2036 | 0.36245 | 0.020433 | 15.1384 | 0 | 15.1384 | 0.012718 | 9.423 | 0 | 9.423 | 0.02816 | 20.8637 | 0 | 20.8637 | 0.029572 | 21.9099 | 0 | 21.9099 | 5.4869 | 3.4153 | 7.562 | 7.9412 | 0.02816 | 0.010207 | 20.8637 | 7.562 | 0 | 0 | 20.8637 | 7.562 | [11 empty] | WLDFR | HFTD - Distribution - Tier 2 - 1QU CoRE ¦ 1QU LoRE | Non-Red Flag Warning - Large Fires | 2038 | 1.4212e-07 | 7.1061e-08 | 1.8273e-07 | 6.5028 | 0.81304 | 3.6355 | 2.0543 | 0 | 0 | 0 | 0.00011839 |  | 9.2419e-07 | 0 | 9.2419e-07 | 4.6209e-07 | 0 | 4.6209e-07 | 1.1882e-06 | 0 | 1.1882e-06 | [16 empty] | 7.3.1.3 Ignition probability mapping showing the probability of ignition along the electric lines and equipmentWLDFRAggregatedAggregated | WLDFR | HFTD - Distribution - Tier 2 - 1QU CoRE ¦ 1QU LoRE | Non-Red Flag Warning - Large Fires | Aggregated | Aggregated | 2041 | 0.00011839 | 0 | 170.7528 | 0.020215 | 2041 | Mitigation | 0.08575 | 30 | 0 | esc | 0.0012005 | 1.4212e-07 | 0.00060025 | 7.1061e-08 | 0.0015435 | 1.8273e-07
7.3.1.3 Ignition probability mapping showing the probability of ignition along the electric lines and equipment | HFTD - Distribution - Tier 3 - 1QU CoRE ¦ 5QU LoRE | 5.3274 | 3.1321 | 7.7673 | 7.6972 | 0.013741 | 7.7673 | 0 | 7.7673 | 2288.3988 | 1389.5116 | 3532.5951 | 3211.6134 | 3532.5951 | 2328.003 | 2254.1266 | 2352.6571 | 2743.9394 | 1 | 2198.745 | 0 | 0 | 0 | 0 | 0 | [9 empty] | 7.3.1.1 A summarized risk map that shows the overall ignition probability and estimated wildfire consequence along the electric lines and equipment | WLDFR | HFTD - Distribution - Tier 2 - 1QU CoRE ¦ 3QU LoRE | 2037 | 0.33873 | 0.020433 | 15.1384 | 0 | 15.1384 | 0.012718 | 9.423 | 0 | 9.423 | 0.02816 | 20.8637 | 0 | 20.8637 | 0.029572 | 21.9099 | 0 | 21.9099 | 5.1279 | 3.1919 | 7.0673 | 7.4216 | 0.02816 | 0.0095388 | 20.8637 | 7.0673 | 0 | 0 | 20.8637 | 7.0673 | [11 empty] | WLDFR | HFTD - Distribution - Tier 2 - 1QU CoRE ¦ 1QU LoRE | Non-Red Flag Warning - Large Fires | 2039 | 1.4212e-07 | 7.1061e-08 | 1.8273e-07 | 6.5028 | 0.81304 | 3.6355 | 2.0543 | 0 | 0 | 0 | 0.00011839 |  | 9.2419e-07 | 0 | 9.2419e-07 | 4.6209e-07 | 0 | 4.6209e-07 | 1.1882e-06 | 0 | 1.1882e-06 | [16 empty] | 7.3.1.3 Ignition probability mapping showing the probability of ignition along the electric lines and equipmentWLDFRAggregatedAggregated | WLDFR | HFTD - Distribution - Tier 2 - 1QU CoRE ¦ 1QU LoRE | Non-Red Flag Warning - Large Fires | Aggregated | Aggregated | 2042 | 0.00011839 | 0 | 170.7528 | 0.020215 | 2042 | Mitigation | 0.08575 | 30 | 0 | esc | 0.0012005 | 1.4212e-07 | 0.00060025 | 7.1061e-08 | 0.0015435 | 1.8273e-07
7.3.1.3 Ignition probability mapping showing the probability of ignition along the electric lines and equipment | HFTD - Distribution - Tier 3 - 2QU CoRE ¦ 1QU LoRE | 28.6674 | 16.9416 | 29.7526 | 29.484 | 0.11826 | 29.7526 | 0 | 29.7526 | 3100.4283 | 1892.3087 | 4838.7058 | 4399.0461 | 4838.7058 | 9246.2821 | 8952.8626 | 6579.3074 | 7673.5452 | 1 | 6148.8854 | 0 | 0 | 0 | 0 | 0 | [9 empty] | 7.3.1.1 A summarized risk map that shows the overall ignition probability and estimated wildfire consequence along the electric lines and equipment | WLDFR | HFTD - Distribution - Tier 2 - 1QU CoRE ¦ 3QU LoRE | 2038 | 0.31657 | 0.020433 | 15.8818 | 0 | 15.8818 | 0.012718 | 9.8857 | 0 | 9.8857 | 0.02816 | 21.8883 | 0 | 21.8883 | 0.029572 | 22.9858 | 0 | 22.9858 | 5.0278 | 3.1296 | 6.9293 | 7.2767 | 0.02816 | 0.0089148 | 21.8883 | 6.9293 | 0 | 0 | 21.8883 | 6.9293 | [11 empty] | WLDFR | HFTD - Distribution - Tier 2 - 1QU CoRE ¦ 1QU LoRE | Non-Red Flag Warning - Large Fires | 2040 | 1.4212e-07 | 7.1061e-08 | 1.8273e-07 | 6.5028 | 0.81304 | 3.6355 | 2.0543 | 0 | 0 | 0 | 0.00011839 |  | 9.2419e-07 | 0 | 9.2419e-07 | 4.6209e-07 | 0 | 4.6209e-07 | 1.1882e-06 | 0 | 1.1882e-06 | [16 empty] | 7.3.1.3 Ignition probability mapping showing the probability of ignition along the electric lines and equipmentWLDFRAggregatedAggregated | WLDFR | HFTD - Distribution - Tier 2 - 1QU CoRE ¦ 1QU LoRE | Non-Red Flag Warning - Large Fires | Aggregated | Aggregated | 2043 | 0.00011839 | 0 | 170.7528 | 0.020215 | 2043 | Mitigation | 0.08575 | 30 | 0 | esc | 0.0012005 | 1.4212e-07 | 0.00060025 | 7.1061e-08 | 0.0015435 | 1.8273e-07
7.3.1.3 Ignition probability mapping showing the probability of ignition along the electric lines and equipment | HFTD - Distribution - Tier 3 - 2QU CoRE ¦ 2QU LoRE | 27.788 | 16.4364 | 30.1278 | 29.8558 | 0.12476 | 30.1278 | 0 | 30.1278 | 2181.7914 | 1332.8079 | 3411.3921 | 3101.4232 | 3411.3921 | 12736.3213 | 12332.1498 | 9449.734 | 11021.3669 | 1 | 8831.5271 | 0 | 0 | 0 | 0 | 0 | [9 empty] | 7.3.1.1 A summarized risk map that shows the overall ignition probability and estimated wildfire consequence along the electric lines and equipment | WLDFR | HFTD - Distribution - Tier 2 - 1QU CoRE ¦ 3QU LoRE | 2039 | 0.29586 | 0.020433 | 15.8818 | 0 | 15.8818 | 0.012718 | 9.8857 | 0 | 9.8857 | 0.02816 | 21.8883 | 0 | 21.8883 | 0.029572 | 22.9858 | 0 | 22.9858 | 4.6989 | 2.9248 | 6.4759 | 6.8007 | 0.02816 | 0.0083316 | 21.8883 | 6.4759 | 0 | 0 | 21.8883 | 6.4759 | [11 empty] | WLDFR | HFTD - Distribution - Tier 2 - 1QU CoRE ¦ 1QU LoRE | Non-Red Flag Warning - Large Fires | 2041 | 1.4212e-07 | 7.1061e-08 | 1.8273e-07 | 6.5028 | 0.81304 | 3.6355 | 2.0543 | 0 | 0 | 0 | 0.00011839 |  | 9.2419e-07 | 0 | 9.2419e-07 | 4.6209e-07 | 0 | 4.6209e-07 | 1.1882e-06 | 0 | 1.1882e-06 | [16 empty] | 7.3.1.3 Ignition probability mapping showing the probability of ignition along the electric lines and equipmentWLDFRAggregatedAggregated | WLDFR | HFTD - Distribution - Tier 2 - 1QU CoRE ¦ 1QU LoRE | Non-Red Flag Warning - Large Fires | Aggregated | Aggregated | 2044 | 0.00011839 | 0 | 170.7528 | 0.020215 | 2044 | Mitigation | 0.08575 | 30 | 0 | esc | 0.0012005 | 1.4212e-07 | 0.00060025 | 7.1061e-08 | 0.0015435 | 1.8273e-07
7.3.1.3 Ignition probability mapping showing the probability of ignition along the electric lines and equipment | HFTD - Distribution - Tier 3 - 2QU CoRE ¦ 3QU LoRE | 16.104 | 9.4794 | 25.3901 | 25.1609 | 0.10225 | 25.3901 | 0 | 25.3901 | 1758.9522 | 1069.3168 | 2722.2268 | 2474.8774 | 2722.2268 | 9155.4783 | 8864.9404 | 9979.8523 | 11639.6519 | 1 | 9326.9648 | 0 | 0 | 0 | 0 | 0 | [9 empty] | 7.3.1.1 A summarized risk map that shows the overall ignition probability and estimated wildfire consequence along the electric lines and equipment | WLDFR | HFTD - Distribution - Tier 2 - 1QU CoRE ¦ 3QU LoRE | 2040 | 0.27651 | 0.020433 | 15.8818 | 0 | 15.8818 | 0.012718 | 9.8857 | 0 | 9.8857 | 0.02816 | 21.8883 | 0 | 21.8883 | 0.029572 | 22.9858 | 0 | 22.9858 | 4.3915 | 2.7335 | 6.0523 | 6.3558 | 0.02816 | 0.0077865 | 21.8883 | 6.0523 | 0 | 0 | 21.8883 | 6.0523 | [11 empty] | WLDFR | HFTD - Distribution - Tier 2 - 1QU CoRE ¦ 1QU LoRE | Non-Red Flag Warning - Large Fires | 2042 | 1.4212e-07 | 7.1061e-08 | 1.8273e-07 | 6.5028 | 0.81304 | 3.6355 | 2.0543 | 0 | 0 | 0 | 0.00011839 |  | 9.2419e-07 | 0 | 9.2419e-07 | 4.6209e-07 | 0 | 4.6209e-07 | 1.1882e-06 | 0 | 1.1882e-06 | [16 empty] | 7.3.1.3 Ignition probability mapping showing the probability of ignition along the electric lines and equipmentWLDFRAggregatedAggregated | WLDFR | HFTD - Distribution - Tier 2 - 1QU CoRE ¦ 1QU LoRE | Non-Red Flag Warning - Large Fires | Aggregated | Aggregated | 2045 | 0.00011839 | 0 | 170.7528 | 0.020215 | 2045 | Mitigation | 0.08575 | 30 | 0 | esc | 0.0012005 | 1.4212e-07 | 0.00060025 | 7.1061e-08 | 0.0015435 | 1.8273e-07
7.3.1.3 Ignition probability mapping showing the probability of ignition along the electric lines and equipment | HFTD - Distribution - Tier 3 - 2QU CoRE ¦ 4QU LoRE | 4.1276 | 2.4173 | 8.1383 | 8.0649 | 0.032698 | 8.1383 | 0 | 8.1383 | 1463.8365 | 885.3866 | 2241.0717 | 2037.4411 | 2241.0717 | 2819.7309 | 2730.2502 | 3885.6535 | 4531.8961 | 1 | 3631.4519 | 0 | 0 | 0 | 0 | 0 | [9 empty] | 7.3.1.1 A summarized risk map that shows the overall ignition probability and estimated wildfire consequence along the electric lines and equipment | WLDFR | HFTD - Distribution - Tier 2 - 1QU CoRE ¦ 3QU LoRE | 2041 | 0.25842 | 0.020433 | 15.8818 | 0 | 15.8818 | 0.012718 | 9.8857 | 0 | 9.8857 | 0.02816 | 21.8883 | 0 | 21.8883 | 0.029572 | 22.9858 | 0 | 22.9858 | 4.1042 | 2.5547 | 5.6563 | 5.94 | 0.02816 | 0.0072771 | 21.8883 | 5.6563 | 0 | 0 | 21.8883 | 5.6563 | [11 empty] | WLDFR | HFTD - Distribution - Tier 2 - 1QU CoRE ¦ 1QU LoRE | Non-Red Flag Warning - Large Fires | 2043 | 1.4212e-07 | 7.1061e-08 | 1.8273e-07 | 6.9209 | 0.84944 | 3.8632 | 2.2083 | 0 | 0 | 0 | 0.00011839 |  | 9.8361e-07 | 0 | 9.8361e-07 | 4.9181e-07 | 0 | 4.9181e-07 | 1.2646e-06 | 0 | 1.2646e-06 | [16 empty] | 7.3.1.3 Ignition probability mapping showing the probability of ignition along the electric lines and equipmentWLDFRAggregatedAggregated | WLDFR | HFTD - Distribution - Tier 2 - 1QU CoRE ¦ 1QU LoRE | Non-Red Flag Warning - Large Fires | Aggregated | Aggregated | 2046 | 0.00011839 | 0 | 170.7528 | 0.020215 | 2046 | Mitigation | 0.08575 | 30 | 0 | esc | 0.0012005 | 1.4212e-07 | 0.00060025 | 7.1061e-08 | 0.0015435 | 1.8273e-07
7.3.1.3 Ignition probability mapping showing the probability of ignition along the electric lines and equipment | HFTD - Distribution - Tier 3 - 2QU CoRE ¦ 5QU LoRE | 1.3894 | 0.80869 | 1.1639 | 1.1534 | 0.0037824 | 1.1639 | 0 | 1.1639 | 1015.2366 | 610.2622 | 1533.7931 | 1394.4283 | 1533.7931 | 1368.5793 | 1325.1491 | 811.9287 | 946.9647 | 1 | 758.8119 | 0 | 0 | 0 | 0 | 0 | [9 empty] | 7.3.1.1 A summarized risk map that shows the overall ignition probability and estimated wildfire consequence along the electric lines and equipment | WLDFR | HFTD - Distribution - Tier 2 - 1QU CoRE ¦ 3QU LoRE | 2042 | 0.24151 | 0.020433 | 15.8818 | 0 | 15.8818 | 0.012718 | 9.8857 | 0 | 9.8857 | 0.02816 | 21.8883 | 0 | 21.8883 | 0.029572 | 22.9858 | 0 | 22.9858 | 3.8357 | 2.3875 | 5.2863 | 5.5514 | 0.02816 | 0.0068011 | 21.8883 | 5.2863 | 0 | 0 | 21.8883 | 5.2863 | [11 empty] | WLDFR | HFTD - Distribution - Tier 2 - 1QU CoRE ¦ 1QU LoRE | Non-Red Flag Warning - Large Fires | 2044 | 1.4212e-07 | 7.1061e-08 | 1.8273e-07 | 6.9209 | 0.84944 | 3.8632 | 2.2083 | 0 | 0 | 0 | 0.00011839 |  | 9.8361e-07 | 0 | 9.8361e-07 | 4.9181e-07 | 0 | 4.9181e-07 | 1.2646e-06 | 0 | 1.2646e-06 | [16 empty] | 7.3.1.3 Ignition probability mapping showing the probability of ignition along the electric lines and equipmentWLDFRAggregatedAggregated | WLDFR | HFTD - Distribution - Tier 2 - 1QU CoRE ¦ 1QU LoRE | Non-Red Flag Warning - Large Fires | Aggregated | Aggregated | 2047 | 0.00011839 | 0 | 170.7528 | 0.020215 | 2047 | Mitigation | 0.08575 | 30 | 0 | esc | 0.0012005 | 1.4212e-07 | 0.00060025 | 7.1061e-08 | 0.0015435 | 1.8273e-07
7.3.1.3 Ignition probability mapping showing the probability of ignition along the electric lines and equipment | HFTD - Distribution - Tier 3 - 3QU CoRE ¦ 1QU LoRE | 23.546 | 13.8523 | 28.0319 | 27.7789 | 0.26337 | 28.0319 | 0 | 28.0319 | 1283.129 | 779.6142 | 1983.4669 | 1803.2428 | 1983.4669 | 18350.483 | 17768.1529 | 15122.0981 | 17637.1305 | 1 | 14132.8019 | 0 | 0 | 0 | 0 | 0 | [9 empty] | 7.3.1.1 A summarized risk map that shows the overall ignition probability and estimated wildfire consequence along the electric lines and equipment | WLDFR | HFTD - Distribution - Tier 2 - 1QU CoRE ¦ 3QU LoRE | 2043 | 0.22571 | 0.020433 | 16.6737 | 0 | 16.6737 | 0.012718 | 10.3786 | 0 | 10.3786 | 0.02816 | 22.9796 | 0 | 22.9796 | 0.029572 | 24.1319 | 0 | 24.1319 | 3.7635 | 2.3426 | 5.1868 | 5.4469 | 0.02816 | 0.0063561 | 22.9796 | 5.1868 | 0 | 0 | 22.9796 | 5.1868 | [11 empty] | WLDFR | HFTD - Distribution - Tier 2 - 1QU CoRE ¦ 1QU LoRE | Non-Red Flag Warning - Large Fires | 2045 | 1.4212e-07 | 7.1061e-08 | 1.8273e-07 | 6.9209 | 0.84944 | 3.8632 | 2.2083 | 0 | 0 | 0 | 0.00011839 |  | 9.8361e-07 | 0 | 9.8361e-07 | 4.9181e-07 | 0 | 4.9181e-07 | 1.2646e-06 | 0 | 1.2646e-06 | [16 empty] | 7.3.1.3 Ignition probability mapping showing the probability of ignition along the electric lines and equipmentWLDFRAggregatedAggregated | WLDFR | HFTD - Distribution - Tier 2 - 1QU CoRE ¦ 1QU LoRE | Non-Red Flag Warning - Large Fires | Aggregated | Aggregated | 2048 | 0.00011839 | 0 | 170.7528 | 0.020215 | 2048 | Mitigation | 0.08575 | 30 | 0 | esc | 0.0012005 | 1.4212e-07 | 0.00060025 | 7.1061e-08 | 0.0015435 | 1.8273e-07
7.3.1.3 Ignition probability mapping showing the probability of ignition along the electric lines and equipment | HFTD - Distribution - Tier 3 - 3QU CoRE ¦ 2QU LoRE | 23.0963 | 13.6328 | 30.4797 | 30.2045 | 0.27956 | 30.4797 | 0 | 30.4797 | 984.8203 | 600.3499 | 1533.0605 | 1393.762 | 1533.0605 | 23452.2566 | 22708.028 | 21273.2924 | 24811.361 | 1 | 19881.5817 | 0 | 0 | 0 | 0 | 0 | [9 empty] | 7.3.1.1 A summarized risk map that shows the overall ignition probability and estimated wildfire consequence along the electric lines and equipment | WLDFR | HFTD - Distribution - Tier 2 - 1QU CoRE ¦ 3QU LoRE | 2044 | 0.21095 | 0.020433 | 16.6737 | 0 | 16.6737 | 0.012718 | 10.3786 | 0 | 10.3786 | 0.02816 | 22.9796 | 0 | 22.9796 | 0.029572 | 24.1319 | 0 | 24.1319 | 3.5173 | 2.1893 | 4.8475 | 5.0905 | 0.02816 | 0.0059403 | 22.9796 | 4.8475 | 0 | 0 | 22.9796 | 4.8475 | [11 empty] | WLDFR | HFTD - Distribution - Tier 2 - 1QU CoRE ¦ 1QU LoRE | Non-Red Flag Warning - Large Fires | 2046 | 1.4212e-07 | 7.1061e-08 | 1.8273e-07 | 6.9209 | 0.84944 | 3.8632 | 2.2083 | 0 | 0 | 0 | 0.00011839 |  | 9.8361e-07 | 0 | 9.8361e-07 | 4.9181e-07 | 0 | 4.9181e-07 | 1.2646e-06 | 0 | 1.2646e-06 | [16 empty] | 7.3.1.3 Ignition probability mapping showing the probability of ignition along the electric lines and equipmentWLDFRAggregatedAggregated | WLDFR | HFTD - Distribution - Tier 2 - 1QU CoRE ¦ 1QU LoRE | Non-Red Flag Warning - Large Fires | Aggregated | Aggregated | 2049 | 0.00011839 | 0 | 170.7528 | 0.020215 | 2049 | Mitigation | 0.08575 | 30 | 0 | esc | 0.0012005 | 1.4212e-07 | 0.00060025 | 7.1061e-08 | 0.0015435 | 1.8273e-07
7.3.1.3 Ignition probability mapping showing the probability of ignition along the electric lines and equipment | HFTD - Distribution - Tier 3 - 3QU CoRE ¦ 3QU LoRE | 6.9869 | 4.1135 | 7.6973 | 7.6278 | 0.075829 | 7.6973 | 0 | 7.6973 | 690.7516 | 420.002 | 1069.4381 | 972.2661 | 1069.4381 | 10114.8965 | 9793.9126 | 7701.2987 | 8982.1405 | 1 | 7197.4754 | 0 | 0 | 0 | 0 | 0 | [9 empty] | 7.3.1.1 A summarized risk map that shows the overall ignition probability and estimated wildfire consequence along the electric lines and equipment | WLDFR | HFTD - Distribution - Tier 2 - 1QU CoRE ¦ 3QU LoRE | 2045 | 0.19715 | 0.020433 | 16.6737 | 0 | 16.6737 | 0.012718 | 10.3786 | 0 | 10.3786 | 0.02816 | 22.9796 | 0 | 22.9796 | 0.029572 | 24.1319 | 0 | 24.1319 | 3.2872 | 2.0461 | 4.5303 | 4.7575 | 0.02816 | 0.0055517 | 22.9796 | 4.5303 | 0 | 0 | 22.9796 | 4.5303 | [11 empty] | WLDFR | HFTD - Distribution - Tier 2 - 1QU CoRE ¦ 1QU LoRE | Non-Red Flag Warning - Large Fires | 2047 | 1.4212e-07 | 7.1061e-08 | 1.8273e-07 | 6.9209 | 0.84944 | 3.8632 | 2.2083 | 0 | 0 | 0 | 0.00011839 |  | 9.8361e-07 | 0 | 9.8361e-07 | 4.9181e-07 | 0 | 4.9181e-07 | 1.2646e-06 | 0 | 1.2646e-06 | [16 empty] | 7.3.1.3 Ignition probability mapping showing the probability of ignition along the electric lines and equipmentWLDFRAggregatedAggregated | WLDFR | HFTD - Distribution - Tier 2 - 1QU CoRE ¦ 1QU LoRE | Non-Red Flag Warning - Large Fires | Aggregated | Aggregated | 2050 | 0.00011839 | 0 | 170.7528 | 0.020215 | 2050 | Mitigation | 0.08575 | 30 | 0 | esc | 0 | 0 | 0.00060025 | 7.1061e-08 | 0.0015435 | 1.8273e-07
7.3.1.3 Ignition probability mapping showing the probability of ignition along the electric lines and equipment | HFTD - Distribution - Tier 3 - 3QU CoRE ¦ 4QU LoRE | 5.4702 | 3.2207 | 7.2374 | 7.172 | 0.062171 | 7.2374 | 0 | 7.2374 | 626.7062 | 381.0712 | 970.3422 | 882.1737 | 970.3422 | 8728.5696 | 8451.5791 | 7980.6977 | 9308.0079 | 1 | 7458.596 | 0 | 0 | 0 | 0 | 0 | [9 empty] | 7.3.1.1 A summarized risk map that shows the overall ignition probability and estimated wildfire consequence along the electric lines and equipment | WLDFR | HFTD - Distribution - Tier 2 - 1QU CoRE ¦ 3QU LoRE | 2046 | 0.18425 | 0.020433 | 16.6737 | 0 | 16.6737 | 0.012718 | 10.3786 | 0 | 10.3786 | 0.02816 | 22.9796 | 0 | 22.9796 | 0.029572 | 24.1319 | 0 | 24.1319 | 3.0721 | 1.9122 | 4.234 | 4.4463 | 0.02816 | 0.0051885 | 22.9796 | 4.234 | 0 | 0 | 22.9796 | 4.234 | [11 empty] | WLDFR | HFTD - Distribution - Tier 2 - 1QU CoRE ¦ 1QU LoRE | Non-Red Flag Warning - Large Fires | 2048 | 1.4212e-07 | 7.1061e-08 | 1.8273e-07 | 7.3713 | 0.88759 | 4.1075 | 2.3763 | 0 | 0 | 0 | 0.00011839 |  | 1.0476e-06 | 0 | 1.0476e-06 | 5.2381e-07 | 0 | 5.2381e-07 | 1.3469e-06 | 0 | 1.3469e-06 | [16 empty] | 7.3.1.3 Ignition probability mapping showing the probability of ignition along the electric lines and equipmentWLDFRAggregatedAggregated | WLDFR | HFTD - Distribution - Tier 2 - 1QU CoRE ¦ 1QU LoRE | Non-Red Flag Warning - Large Fires | Aggregated | Aggregated | 2051 | 0.00011839 | 0 | 170.7528 | 0.020215 | 2051 | Mitigation | 0.08575 | 30 | 0 | esc | 0 | 0 | 0 | 0 | 0.0015435 | 1.8273e-07
7.3.1.3 Ignition probability mapping showing the probability of ignition along the electric lines and equipment | HFTD - Distribution - Tier 3 - 3QU CoRE ¦ 5QU LoRE | 1.5253 | 0.88986 | 2.4116 | 2.3899 | 0.024349 | 2.4116 | 0 | 2.4116 | 353.9845 | 213.2816 | 537.4934 | 488.655 | 537.4934 | 4308.9576 | 4172.2181 | 4800.896 | 5599.3572 | 1 | 4486.8187 | 0 | 0 | 0 | 0 | 0 | [9 empty] | 7.3.1.1 A summarized risk map that shows the overall ignition probability and estimated wildfire consequence along the electric lines and equipment | WLDFR | HFTD - Distribution - Tier 2 - 1QU CoRE ¦ 3QU LoRE | 2047 | 0.1722 | 0.020433 | 16.6737 | 0 | 16.6737 | 0.012718 | 10.3786 | 0 | 10.3786 | 0.02816 | 22.9796 | 0 | 22.9796 | 0.029572 | 24.1319 | 0 | 24.1319 | 2.8711 | 1.7871 | 3.957 | 4.1554 | 0.02816 | 0.0048491 | 22.9796 | 3.957 | 0 | 0 | 22.9796 | 3.957 | [11 empty] | WLDFR | HFTD - Distribution - Tier 2 - 1QU CoRE ¦ 1QU LoRE | Non-Red Flag Warning - Large Fires | 2049 | 1.4212e-07 | 7.1061e-08 | 1.8273e-07 | 7.3713 | 0.88759 | 4.1075 | 2.3763 | 0 | 0 | 0 | 0.00011839 |  | 1.0476e-06 | 0 | 1.0476e-06 | 5.2381e-07 | 0 | 5.2381e-07 | 1.3469e-06 | 0 | 1.3469e-06 | [16 empty] | 7.3.1.3 Ignition probability mapping showing the probability of ignition along the electric lines and equipmentWLDFRAggregatedAggregated | WLDFR | HFTD - Distribution - Tier 2 - 1QU CoRE ¦ 1QU LoRE | Non-Red Flag Warning - Small Fires | Aggregated | Aggregated | 2021 | 0.0099829 | 0 | 170.7528 | 1.7046 | 2021 | Mitigation | 0.08575 | 30 | 0 | esc | 0.0012005 | 1.1984e-05 | 0.00060025 | 5.9922e-06 | 0 | 0
7.3.1.3 Ignition probability mapping showing the probability of ignition along the electric lines and equipment | HFTD - Distribution - Tier 3 - 4QU CoRE ¦ 1QU LoRE | 11.6109 | 6.8384 | 14.6888 | 14.5562 | 0.38535 | 14.6888 | 0 | 14.6888 | 467.1917 | 284.1774 | 723.9007 | 658.1242 | 723.9007 | 24852.6361 | 24063.9681 | 21711.5717 | 25322.5327 | 1 | 20291.1885 | 0 | 0 | 0 | 0 | 0 | [9 empty] | 7.3.1.1 A summarized risk map that shows the overall ignition probability and estimated wildfire consequence along the electric lines and equipment | WLDFR | HFTD - Distribution - Tier 2 - 1QU CoRE ¦ 3QU LoRE | 2048 | 0.16093 | 0.020433 | 17.5037 | 0 | 17.5037 | 0.012718 | 10.8953 | 0 | 10.8953 | 0.02816 | 24.1235 | 0 | 24.1235 | 0.029572 | 25.3332 | 0 | 25.3332 | 2.8169 | 1.7534 | 3.8822 | 4.0769 | 0.02816 | 0.0045318 | 24.1235 | 3.8822 | 0 | 0 | 24.1235 | 3.8822 | [11 empty] | WLDFR | HFTD - Distribution - Tier 2 - 1QU CoRE ¦ 1QU LoRE | Non-Red Flag Warning - Large Fires | 2050 | 0 | 7.1061e-08 | 1.8273e-07 | 7.3713 | 0.88759 | 4.1075 | 2.3763 | 0 | 0 | 0 | 0.00011839 |  | 0 | 0 | 0 | 5.2381e-07 | 0 | 5.2381e-07 | 1.3469e-06 | 0 | 1.3469e-06 | [16 empty] | 7.3.1.3 Ignition probability mapping showing the probability of ignition along the electric lines and equipmentWLDFRAggregatedAggregated | WLDFR | HFTD - Distribution - Tier 2 - 1QU CoRE ¦ 1QU LoRE | Non-Red Flag Warning - Small Fires | Aggregated | Aggregated | 2022 | 0.0099829 | 0 | 170.7528 | 1.7046 | 2022 | Mitigation | 0.08575 | 30 | 0 | esc | 0.0012005 | 1.1984e-05 | 0.00060025 | 5.9922e-06 | 0.0015435 | 1.5409e-05
7.3.1.3 Ignition probability mapping showing the probability of ignition along the electric lines and equipment | HFTD - Distribution - Tier 3 - 4QU CoRE ¦ 2QU LoRE | 6.3692 | 3.748 | 8.3502 | 8.2748 | 0.25983 | 8.3502 | 0 | 8.3502 | 282.6265 | 171.7667 | 437.1347 | 397.4149 | 437.1347 | 22535.6503 | 21820.509 | 20439.2381 | 23838.5909 | 1 | 19102.0917 | 0 | 0 | 0 | 0 | 0 | [9 empty] | 7.3.1.1 A summarized risk map that shows the overall ignition probability and estimated wildfire consequence along the electric lines and equipment | WLDFR | HFTD - Distribution - Tier 2 - 1QU CoRE ¦ 3QU LoRE | 2049 | 0.1504 | 0.020433 | 17.5037 | 0 | 17.5037 | 0.012718 | 10.8953 | 0 | 10.8953 | 0.02816 | 24.1235 | 0 | 24.1235 | 0.029572 | 25.3332 | 0 | 25.3332 | 2.6326 | 1.6387 | 3.6282 | 3.8102 | 0.02816 | 0.0042354 | 24.1235 | 3.6282 | 0 | 0 | 24.1235 | 3.6282 | [11 empty] | WLDFR | HFTD - Distribution - Tier 2 - 1QU CoRE ¦ 1QU LoRE | Non-Red Flag Warning - Large Fires | 2051 | 0 | 0 | 1.8273e-07 | 7.3713 | 0.88759 | 4.1075 | 2.3763 | 0 | 0 | 0 | 0.00011839 |  | 0 | 0 | 0 | 0 | 0 | 0 | 1.3469e-06 | 0 | 1.3469e-06 | [16 empty] | 7.3.1.3 Ignition probability mapping showing the probability of ignition along the electric lines and equipmentWLDFRAggregatedAggregated | WLDFR | HFTD - Distribution - Tier 2 - 1QU CoRE ¦ 1QU LoRE | Non-Red Flag Warning - Small Fires | Aggregated | Aggregated | 2023 | 0.0099829 | 0 | 170.7528 | 1.7046 | 2023 | Mitigation | 0.08575 | 30 | 0 | esc | 0.0012005 | 1.1984e-05 | 0.00060025 | 5.9922e-06 | 0.0015435 | 1.5409e-05
7.3.1.3 Ignition probability mapping showing the probability of ignition along the electric lines and equipment | HFTD - Distribution - Tier 3 - 4QU CoRE ¦ 3QU LoRE | 3.5253 | 2.0782 | 4.3 | 4.2612 | 0.13754 | 4.3 | 0 | 4.3 | 215.5454 | 131.2328 | 334.6494 | 304.2418 | 334.6494 | 16355.3693 | 15836.3516 | 13748.8257 | 16035.4622 | 1 | 12849.3698 | 0 | 0 | 0 | 0 | 0 | [9 empty] | 7.3.1.1 A summarized risk map that shows the overall ignition probability and estimated wildfire consequence along the electric lines and equipment | WLDFR | HFTD - Distribution - Tier 2 - 1QU CoRE ¦ 3QU LoRE | 2050 | 0.14056 | 0 | 0 | 0 | 0 | 0.012718 | 10.8953 | 0 | 10.8953 | 0.02816 | 24.1235 | 0 | 24.1235 | 0.029572 | 25.3332 | 0 | 25.3332 | 0 | 1.5315 | 3.3909 | 3.5609 | 0.02816 | 0.0039583 | 24.1235 | 3.3909 | 0 | 0 | 24.1235 | 3.3909 | [11 empty] | WLDFR | HFTD - Distribution - Tier 2 - 1QU CoRE ¦ 1QU LoRE | Non-Red Flag Warning - Small Fires | 2020 | 1.1984e-05 | 0 | 0 | 0.077901 | 0.036425 | 0.0015809 | 0.039895 | 0 | 0 | 0 | 0.0099829 |  | 9.3359e-07 | 0 | 9.3359e-07 | 0 | 0 | 0 | 0 | 0 | 0 | [16 empty] | 7.3.1.3 Ignition probability mapping showing the probability of ignition along the electric lines and equipmentWLDFRAggregatedAggregated | WLDFR | HFTD - Distribution - Tier 2 - 1QU CoRE ¦ 1QU LoRE | Non-Red Flag Warning - Small Fires | Aggregated | Aggregated | 2024 | 0.0099829 | 0 | 170.7528 | 1.7046 | 2024 | Mitigation | 0.08575 | 30 | 0 | esc | 0.0012005 | 1.1984e-05 | 0.00060025 | 5.9922e-06 | 0.0015435 | 1.5409e-05
7.3.1.3 Ignition probability mapping showing the probability of ignition along the electric lines and equipment | HFTD - Distribution - Tier 3 - 4QU CoRE ¦ 4QU LoRE | 1.9011 | 1.1221 | 2.304 | 2.2832 | 0.057429 | 2.304 | 0 | 2.304 | 218.4491 | 133.1681 | 340.0615 | 309.1621 | 340.0615 | 8702.7234 | 8426.5532 | 7249.5601 | 8455.271 | 1 | 6775.2898 | 0 | 0 | 0 | 0 | 0 | [9 empty] | 7.3.1.1 A summarized risk map that shows the overall ignition probability and estimated wildfire consequence along the electric lines and equipment | WLDFR | HFTD - Distribution - Tier 2 - 1QU CoRE ¦ 3QU LoRE | 2051 | 0.13137 | 0 | 0 | 0 | 0 | 0 | 0 | 0 | 0 | 0.02816 | 24.1235 | 0 | 24.1235 | 0.029572 | 25.3332 | 0 | 25.3332 | 0 | 0 | 3.169 | 3.328 | 0.02816 | 0.0036993 | 24.1235 | 3.169 | 0 | 0 | 24.1235 | 3.169 | [11 empty] | WLDFR | HFTD - Distribution - Tier 2 - 1QU CoRE ¦ 1QU LoRE | Non-Red Flag Warning - Small Fires | 2021 | 1.1984e-05 | 5.9922e-06 | 0 | 0.077901 | 0.036425 | 0.0015809 | 0.039895 | 0 | 0 | 0 | 0.0099829 |  | 9.3359e-07 | 0 | 9.3359e-07 | 4.668e-07 | 0 | 4.668e-07 | 0 | 0 | 0 | [16 empty] | 7.3.1.3 Ignition probability mapping showing the probability of ignition along the electric lines and equipmentWLDFRAggregatedAggregated | WLDFR | HFTD - Distribution - Tier 2 - 1QU CoRE ¦ 1QU LoRE | Non-Red Flag Warning - Small Fires | Aggregated | Aggregated | 2025 | 0.0099829 | 0 | 170.7528 | 1.7046 | 2025 | Mitigation | 0.08575 | 30 | 0 | esc | 0.0012005 | 1.1984e-05 | 0.00060025 | 5.9922e-06 | 0.0015435 | 1.5409e-05
7.3.1.3 Ignition probability mapping showing the probability of ignition along the electric lines and equipment | HFTD - Distribution - Tier 3 - 4QU CoRE ¦ 5QU LoRE | 0.56902 | 0.33303 | 0.79121 | 0.78407 | 0.022334 | 0.79121 | 0 | 0.79121 | 132.0789 | 79.8362 | 201.9348 | 183.5863 | 201.9348 | 4308.1682 | 4171.4538 | 4192.4214 | 4889.6842 | 1 | 3918.1509 | 0 | 0 | 0 | 0 | 0 | [9 empty] | 7.3.1.1 A summarized risk map that shows the overall ignition probability and estimated wildfire consequence along the electric lines and equipment | WLDFR | HFTD - Distribution - Tier 2 - 1QU CoRE ¦ 3QU LoRE | 2052 | 0.12277 | 0 | 0 | 0 | 0 | 0 | 0 | 0 | 0 | 0 | 0 | 0 | 0 | 0.029572 | 25.3332 | 0 | 25.3332 | 0 | 0 | 0 | 3.1102 | 0 | 0 | 0 | 0 | 0 | 0 | 0 | 0 | [11 empty] | WLDFR | HFTD - Distribution - Tier 2 - 1QU CoRE ¦ 1QU LoRE | Non-Red Flag Warning - Small Fires | 2022 | 1.1984e-05 | 5.9922e-06 | 1.5409e-05 | 0.077901 | 0.036425 | 0.0015809 | 0.039895 | 0 | 0 | 0 | 0.0099829 |  | 9.3359e-07 | 0 | 9.3359e-07 | 4.668e-07 | 0 | 4.668e-07 | 1.2003e-06 | 0 | 1.2003e-06 | [16 empty] | 7.3.1.3 Ignition probability mapping showing the probability of ignition along the electric lines and equipmentWLDFRAggregatedAggregated | WLDFR | HFTD - Distribution - Tier 2 - 1QU CoRE ¦ 1QU LoRE | Non-Red Flag Warning - Small Fires | Aggregated | Aggregated | 2026 | 0.0099829 | 0 | 170.7528 | 1.7046 | 2026 | Mitigation | 0.08575 | 30 | 0 | esc | 0.0012005 | 1.1984e-05 | 0.00060025 | 5.9922e-06 | 0.0015435 | 1.5409e-05
7.3.1.3 Ignition probability mapping showing the probability of ignition along the electric lines and equipment | HFTD - Distribution - Tier 3 - 5QU CoRE ¦ 1QU LoRE | 3.7397 | 2.2023 | 4.7961 | 4.7528 | 1.1072 | 4.7961 | 0 | 4.7961 | 64.8298 | 39.4299 | 100.4306 | 91.3049 | 100.4306 | 57685.3432 | 55854.7693 | 51097.9726 | 59596.3343 | 1 | 47755.1146 | 0 | 0 | 0 | 0 | 0 | [9 empty] | 7.3.1.1 A summarized risk map that shows the overall ignition probability and estimated wildfire consequence along the electric lines and equipment | WLDFR | HFTD - Distribution - Tier 2 - 1QU CoRE ¦ 4QU LoRE | 2020 | 1 | 0.022914 | 17.1278 | 0 | 17.1278 | 0 | 0 | 0 | 0 | 0 | 0 | 0 | 0 | 0 | 0 | 0 | 0 | 17.1278 | 0 | 0 | 0 | 0 | 0 | 0 | 0 | 0 | 0 | 0 | 0 | [11 empty] | WLDFR | HFTD - Distribution - Tier 2 - 1QU CoRE ¦ 1QU LoRE | Non-Red Flag Warning - Small Fires | 2023 | 1.1984e-05 | 5.9922e-06 | 1.5409e-05 | 0.080408 | 0.03759 | 0.0016314 | 0.041187 | 0 | 0 | 0 | 0.0099829 |  | 9.6365e-07 | 0 | 9.6365e-07 | 4.8182e-07 | 0 | 4.8182e-07 | 1.239e-06 | 0 | 1.239e-06 | [16 empty] | 7.3.1.3 Ignition probability mapping showing the probability of ignition along the electric lines and equipmentWLDFRAggregatedAggregated | WLDFR | HFTD - Distribution - Tier 2 - 1QU CoRE ¦ 1QU LoRE | Non-Red Flag Warning - Small Fires | Aggregated | Aggregated | 2027 | 0.0099829 | 0 | 170.7528 | 1.7046 | 2027 | Mitigation | 0.08575 | 30 | 0 | esc | 0.0012005 | 1.1984e-05 | 0.00060025 | 5.9922e-06 | 0.0015435 | 1.5409e-05
7.3.1.3 Ignition probability mapping showing the probability of ignition along the electric lines and equipment | HFTD - Distribution - Tier 3 - 5QU CoRE ¦ 2QU LoRE | 1.1065 | 0.65193 | 1.3231 | 1.3111 | 0.25022 | 1.3231 | 0 | 1.3231 | 48.4669 | 29.4923 | 75.1599 | 68.3305 | 75.1599 | 22829.4556 | 22104.9908 | 18835.6039 | 21968.2483 | 1 | 17603.3682 | 0 | 0 | 0 | 0 | 0 | [9 empty] | 7.3.1.1 A summarized risk map that shows the overall ignition probability and estimated wildfire consequence along the electric lines and equipment | WLDFR | HFTD - Distribution - Tier 2 - 1QU CoRE ¦ 4QU LoRE | 2021 | 1 | 0.022914 | 17.1278 | 0 | 17.1278 | 0.014263 | 10.6613 | 0 | 10.6613 | 0 | 0 | 0 | 0 | 0 | 0 | 0 | 0 | 17.1278 | 10.6613 | 0 | 0 | 0 | 0 | 0 | 0 | 0 | 0 | 0 | 0 | [11 empty] | WLDFR | HFTD - Distribution - Tier 2 - 1QU CoRE ¦ 1QU LoRE | Non-Red Flag Warning - Small Fires | 2024 | 1.1984e-05 | 5.9922e-06 | 1.5409e-05 | 0.080408 | 0.03759 | 0.0016314 | 0.041187 | 0 | 0 | 0 | 0.0099829 |  | 9.6365e-07 | 0 | 9.6365e-07 | 4.8182e-07 | 0 | 4.8182e-07 | 1.239e-06 | 0 | 1.239e-06 | [16 empty] | 7.3.1.3 Ignition probability mapping showing the probability of ignition along the electric lines and equipmentWLDFRAggregatedAggregated | WLDFR | HFTD - Distribution - Tier 2 - 1QU CoRE ¦ 1QU LoRE | Non-Red Flag Warning - Small Fires | Aggregated | Aggregated | 2028 | 0.0099829 | 0 | 170.7528 | 1.7046 | 2028 | Mitigation | 0.08575 | 30 | 0 | esc | 0.0012005 | 1.1984e-05 | 0.00060025 | 5.9922e-06 | 0.0015435 | 1.5409e-05
7.3.1.3 Ignition probability mapping showing the probability of ignition along the electric lines and equipment | HFTD - Distribution - Tier 3 - 5QU CoRE ¦ 3QU LoRE | 0.41428 | 0.24271 | 0.5231 | 0.51837 | 0.070165 | 0.5231 | 0 | 0.5231 | 53.6075 | 32.4353 | 82.1322 | 74.669 | 82.1322 | 7728.0522 | 7482.8119 | 6814.8288 | 7948.2374 | 1 | 6368.9989 | 0 | 0 | 0 | 0 | 0 | [9 empty] | 7.3.1.1 A summarized risk map that shows the overall ignition probability and estimated wildfire consequence along the electric lines and equipment | WLDFR | HFTD - Distribution - Tier 2 - 1QU CoRE ¦ 4QU LoRE | 2022 | 0.93458 | 0.022717 | 16.3768 | 0 | 16.3768 | 0.01414 | 10.1938 | 0 | 10.1938 | 0.033309 | 24.0131 | 0 | 24.0131 | 0 | 0 | 0 | 0 | 15.3054 | 9.5269 | 22.4421 | 0 | 0.033309 | 0.03113 | 24.0131 | 22.4421 | 0 | 0 | 24.0131 | 22.4421 | [11 empty] | WLDFR | HFTD - Distribution - Tier 2 - 1QU CoRE ¦ 1QU LoRE | Non-Red Flag Warning - Small Fires | 2025 | 1.1984e-05 | 5.9922e-06 | 1.5409e-05 | 0.080408 | 0.03759 | 0.0016314 | 0.041187 | 0 | 0 | 0 | 0.0099829 |  | 9.6365e-07 | 0 | 9.6365e-07 | 4.8182e-07 | 0 | 4.8182e-07 | 1.239e-06 | 0 | 1.239e-06 | [16 empty] | 7.3.1.3 Ignition probability mapping showing the probability of ignition along the electric lines and equipmentWLDFRAggregatedAggregated | WLDFR | HFTD - Distribution - Tier 2 - 1QU CoRE ¦ 1QU LoRE | Non-Red Flag Warning - Small Fires | Aggregated | Aggregated | 2029 | 0.0099829 | 0 | 170.7528 | 1.7046 | 2029 | Mitigation | 0.08575 | 30 | 0 | esc | 0.0012005 | 1.1984e-05 | 0.00060025 | 5.9922e-06 | 0.0015435 | 1.5409e-05
7.3.1.3 Ignition probability mapping showing the probability of ignition along the electric lines and equipment | HFTD - Distribution - Tier 3 - 5QU CoRE ¦ 4QU LoRE | 0.12777 | 0.075577 | 0.18054 | 0.17891 | 0.026691 | 0.18054 | 0 | 0.18054 | 36.3315 | 22.1955 | 56.8145 | 51.6518 | 56.8145 | 3516.6523 | 3405.0557 | 3400.118 | 3965.6088 | 1 | 3177.6804 | 0 | 0 | 0 | 0 | 0 | [9 empty] | 7.3.1.1 A summarized risk map that shows the overall ignition probability and estimated wildfire consequence along the electric lines and equipment | WLDFR | HFTD - Distribution - Tier 2 - 1QU CoRE ¦ 4QU LoRE | 2023 | 0.87344 | 0.022717 | 16.9769 | 0 | 16.9769 | 0.01414 | 10.5673 | 0 | 10.5673 | 0.033309 | 24.893 | 0 | 24.893 | 0.03498 | 26.1413 | 0 | 26.1413 | 14.8283 | 9.2299 | 21.7425 | 22.8328 | 0.033309 | 0.029094 | 24.893 | 21.7425 | 0 | 0 | 24.893 | 21.7425 | [11 empty] | WLDFR | HFTD - Distribution - Tier 2 - 1QU CoRE ¦ 1QU LoRE | Non-Red Flag Warning - Small Fires | 2026 | 1.1984e-05 | 5.9922e-06 | 1.5409e-05 | 0.080408 | 0.03759 | 0.0016314 | 0.041187 | 0 | 0 | 0 | 0.0099829 |  | 9.6365e-07 | 0 | 9.6365e-07 | 4.8182e-07 | 0 | 4.8182e-07 | 1.239e-06 | 0 | 1.239e-06 | [16 empty] | 7.3.1.3 Ignition probability mapping showing the probability of ignition along the electric lines and equipmentWLDFRAggregatedAggregated | WLDFR | HFTD - Distribution - Tier 2 - 1QU CoRE ¦ 1QU LoRE | Non-Red Flag Warning - Small Fires | Aggregated | Aggregated | 2030 | 0.0099829 | 0 | 170.7528 | 1.7046 | 2030 | Mitigation | 0.08575 | 30 | 0 | esc | 0.0012005 | 1.1984e-05 | 0.00060025 | 5.9922e-06 | 0.0015435 | 1.5409e-05
7.3.1.3 Ignition probability mapping showing the probability of ignition along the electric lines and equipment | HFTD - Distribution - Tier 3 - 5QU CoRE ¦ 5QU LoRE | 0.082637 | 0.048699 | 0.10996 | 0.10897 | 0.017932 | 0.10996 | 0 | 0.10996 | 21.7989 | 13.2675 | 33.8195 | 30.7463 | 33.8195 | 3790.892 | 3670.5926 | 3479.0087 | 4057.6202 | 1 | 3251.41 | 0 | 0 | 0 | 0 | 0 | [9 empty] | 7.3.1.1 A summarized risk map that shows the overall ignition probability and estimated wildfire consequence along the electric lines and equipment | WLDFR | HFTD - Distribution - Tier 2 - 1QU CoRE ¦ 4QU LoRE | 2024 | 0.8163 | 0.022717 | 16.9769 | 0 | 16.9769 | 0.01414 | 10.5673 | 0 | 10.5673 | 0.033309 | 24.893 | 0 | 24.893 | 0.03498 | 26.1413 | 0 | 26.1413 | 13.8582 | 8.6261 | 20.3201 | 21.3391 | 0.033309 | 0.02719 | 24.893 | 20.3201 | 0 | 0 | 24.893 | 20.3201 | [11 empty] | WLDFR | HFTD - Distribution - Tier 2 - 1QU CoRE ¦ 1QU LoRE | Non-Red Flag Warning - Small Fires | 2027 | 1.1984e-05 | 5.9922e-06 | 1.5409e-05 | 0.080408 | 0.03759 | 0.0016314 | 0.041187 | 0 | 0 | 0 | 0.0099829 |  | 9.6365e-07 | 0 | 9.6365e-07 | 4.8182e-07 | 0 | 4.8182e-07 | 1.239e-06 | 0 | 1.239e-06 | [16 empty] | 7.3.1.3 Ignition probability mapping showing the probability of ignition along the electric lines and equipmentWLDFRAggregatedAggregated | WLDFR | HFTD - Distribution - Tier 2 - 1QU CoRE ¦ 1QU LoRE | Non-Red Flag Warning - Small Fires | Aggregated | Aggregated | 2031 | 0.0099829 | 0 | 170.7528 | 1.7046 | 2031 | Mitigation | 0.08575 | 30 | 0 | esc | 0.0012005 | 1.1984e-05 | 0.00060025 | 5.9922e-06 | 0.0015435 | 1.5409e-05
7.3.1.3 Ignition probability mapping showing the probability of ignition along the electric lines and equipment | HFTD - Distribution - Zone 1 - 1QU CoRE ¦ 5QU LoRE | 3.1279e-05 | 1.8427e-05 | 3.9667e-05 | 3.9299e-05 | 1.705e-09 | 3.9667e-05 | 0 | 3.9667e-05 | 4.0788 | 2.4817 | 6.3238 | 5.7478 | 6.3238 | 7.6686 | 7.4253 | 6.7117 | 7.828 | 1 | 6.2726 | 0 | 0 | 0 | 0 | 0 | [9 empty] | 7.3.1.1 A summarized risk map that shows the overall ignition probability and estimated wildfire consequence along the electric lines and equipment | WLDFR | HFTD - Distribution - Tier 2 - 1QU CoRE ¦ 4QU LoRE | 2025 | 0.7629 | 0.022717 | 16.9769 | 0 | 16.9769 | 0.01414 | 10.5673 | 0 | 10.5673 | 0.033309 | 24.893 | 0 | 24.893 | 0.03498 | 26.1413 | 0 | 26.1413 | 12.9516 | 8.0618 | 18.9908 | 19.943 | 0.033309 | 0.025412 | 24.893 | 18.9908 | 0 | 0 | 24.893 | 18.9908 | [11 empty] | WLDFR | HFTD - Distribution - Tier 2 - 1QU CoRE ¦ 1QU LoRE | Non-Red Flag Warning - Small Fires | 2028 | 1.1984e-05 | 5.9922e-06 | 1.5409e-05 | 0.083606 | 0.039055 | 0.001695 | 0.042856 | 0 | 0 | 0 | 0.0099829 |  | 1.002e-06 | 0 | 1.002e-06 | 5.0099e-07 | 0 | 5.0099e-07 | 1.2883e-06 | 0 | 1.2883e-06 | [16 empty] | 7.3.1.3 Ignition probability mapping showing the probability of ignition along the electric lines and equipmentWLDFRAggregatedAggregated | WLDFR | HFTD - Distribution - Tier 2 - 1QU CoRE ¦ 1QU LoRE | Non-Red Flag Warning - Small Fires | Aggregated | Aggregated | 2032 | 0.0099829 | 0 | 170.7528 | 1.7046 | 2032 | Mitigation | 0.08575 | 30 | 0 | esc | 0.0012005 | 1.1984e-05 | 0.00060025 | 5.9922e-06 | 0.0015435 | 1.5409e-05
7.3.1.3 Ignition probability mapping showing the probability of ignition along the electric lines and equipment | HFTD - Distribution - Zone 1 - 4QU CoRE ¦ 1QU LoRE | 0.0058911 | 0.0034709 | 0.0074721 | 0.0074046 | 0.00022449 | 0.0074721 | 0 | 0.0074721 | 1073.4793 | 653.1981 | 1664.6003 | 1513.3388 | 1664.6003 | 5.4878 | 5.3137 | 4.8031 | 5.6019 | 1 | 4.4888 | 0 | 0 | 0 | 0 | 0 | [9 empty] | 7.3.1.1 A summarized risk map that shows the overall ignition probability and estimated wildfire consequence along the electric lines and equipment | WLDFR | HFTD - Distribution - Tier 2 - 1QU CoRE ¦ 4QU LoRE | 2026 | 0.71299 | 0.022717 | 16.9769 | 0 | 16.9769 | 0.01414 | 10.5673 | 0 | 10.5673 | 0.033309 | 24.893 | 0 | 24.893 | 0.03498 | 26.1413 | 0 | 26.1413 | 12.1043 | 7.5344 | 17.7484 | 18.6384 | 0.033309 | 0.023749 | 24.893 | 17.7484 | 0 | 0 | 24.893 | 17.7484 | [11 empty] | WLDFR | HFTD - Distribution - Tier 2 - 1QU CoRE ¦ 1QU LoRE | Non-Red Flag Warning - Small Fires | 2029 | 1.1984e-05 | 5.9922e-06 | 1.5409e-05 | 0.083606 | 0.039055 | 0.001695 | 0.042856 | 0 | 0 | 0 | 0.0099829 |  | 1.002e-06 | 0 | 1.002e-06 | 5.0099e-07 | 0 | 5.0099e-07 | 1.2883e-06 | 0 | 1.2883e-06 | [16 empty] | 7.3.1.3 Ignition probability mapping showing the probability of ignition along the electric lines and equipmentWLDFRAggregatedAggregated | WLDFR | HFTD - Distribution - Tier 2 - 1QU CoRE ¦ 1QU LoRE | Non-Red Flag Warning - Small Fires | Aggregated | Aggregated | 2033 | 0.0099829 | 0 | 170.7528 | 1.7046 | 2033 | Mitigation | 0.08575 | 30 | 0 | esc | 0.0012005 | 1.1984e-05 | 0.00060025 | 5.9922e-06 | 0.0015435 | 1.5409e-05
7.3.1.3 Ignition probability mapping showing the probability of ignition along the electric lines and equipment | HFTD - Distribution - Zone 1 - 5QU CoRE ¦ 1QU LoRE | 0.0058927 | 0.0034716 | 0.007473 | 0.0074063 | 0.011689 | 0.007473 | 0 | 0.007473 | 14.4112 | 8.7684 | 22.3433 | 20.3152 | 22.3433 | 408.8981 | 395.9222 | 357.8754 | 417.3955 | 1 | 334.463 | 0 | 0 | 0 | 0 | 0 | [9 empty] | 7.3.1.1 A summarized risk map that shows the overall ignition probability and estimated wildfire consequence along the electric lines and equipment | WLDFR | HFTD - Distribution - Tier 2 - 1QU CoRE ¦ 4QU LoRE | 2027 | 0.66634 | 0.022717 | 16.9769 | 0 | 16.9769 | 0.01414 | 10.5673 | 0 | 10.5673 | 0.033309 | 24.893 | 0 | 24.893 | 0.03498 | 26.1413 | 0 | 26.1413 | 11.3124 | 7.0415 | 16.5873 | 17.419 | 0.033309 | 0.022195 | 24.893 | 16.5873 | 0 | 0 | 24.893 | 16.5873 | [11 empty] | WLDFR | HFTD - Distribution - Tier 2 - 1QU CoRE ¦ 1QU LoRE | Non-Red Flag Warning - Small Fires | 2030 | 1.1984e-05 | 5.9922e-06 | 1.5409e-05 | 0.083606 | 0.039055 | 0.001695 | 0.042856 | 0 | 0 | 0 | 0.0099829 |  | 1.002e-06 | 0 | 1.002e-06 | 5.0099e-07 | 0 | 5.0099e-07 | 1.2883e-06 | 0 | 1.2883e-06 | [16 empty] | 7.3.1.3 Ignition probability mapping showing the probability of ignition along the electric lines and equipmentWLDFRAggregatedAggregated | WLDFR | HFTD - Distribution - Tier 2 - 1QU CoRE ¦ 1QU LoRE | Non-Red Flag Warning - Small Fires | Aggregated | Aggregated | 2034 | 0.0099829 | 0 | 170.7528 | 1.7046 | 2034 | Mitigation | 0.08575 | 30 | 0 | esc | 0.0012005 | 1.1984e-05 | 0.00060025 | 5.9922e-06 | 0.0015435 | 1.5409e-05
7.3.1.3 Ignition probability mapping showing the probability of ignition along the electric lines and equipment | HFTD - Distribution - Zone 1 - 5QU CoRE ¦ 4QU LoRE | 1.5045e-05 | 8.8641e-06 | 1.9083e-05 | 1.8907e-05 | 6.1722e-05 | 1.9083e-05 | 0 | 1.9083e-05 | 1.3245 | 0.80595 | 2.0539 | 1.8669 | 2.0539 | 11.3588 | 10.9983 | 9.9414 | 11.5948 | 1 | 9.2911 | 0 | 0 | 0 | 0 | 0 | [9 empty] | 7.3.1.1 A summarized risk map that shows the overall ignition probability and estimated wildfire consequence along the electric lines and equipment | WLDFR | HFTD - Distribution - Tier 2 - 1QU CoRE ¦ 4QU LoRE | 2028 | 0.62275 | 0.022717 | 17.733 | 0 | 17.733 | 0.01414 | 11.038 | 0 | 11.038 | 0.033309 | 26.0017 | 0 | 26.0017 | 0.03498 | 27.3056 | 0 | 27.3056 | 11.0432 | 6.8739 | 16.1926 | 17.0045 | 0.033309 | 0.020743 | 26.0017 | 16.1926 | 0 | 0 | 26.0017 | 16.1926 | [11 empty] | WLDFR | HFTD - Distribution - Tier 2 - 1QU CoRE ¦ 1QU LoRE | Non-Red Flag Warning - Small Fires | 2031 | 1.1984e-05 | 5.9922e-06 | 1.5409e-05 | 0.083606 | 0.039055 | 0.001695 | 0.042856 | 0 | 0 | 0 | 0.0099829 |  | 1.002e-06 | 0 | 1.002e-06 | 5.0099e-07 | 0 | 5.0099e-07 | 1.2883e-06 | 0 | 1.2883e-06 | [16 empty] | 7.3.1.3 Ignition probability mapping showing the probability of ignition along the electric lines and equipmentWLDFRAggregatedAggregated | WLDFR | HFTD - Distribution - Tier 2 - 1QU CoRE ¦ 1QU LoRE | Non-Red Flag Warning - Small Fires | Aggregated | Aggregated | 2035 | 0.0099829 | 0 | 170.7528 | 1.7046 | 2035 | Mitigation | 0.08575 | 30 | 0 | esc | 0.0012005 | 1.1984e-05 | 0.00060025 | 5.9922e-06 | 0.0015435 | 1.5409e-05
[35 empty] | 7.3.1.1 A summarized risk map that shows the overall ignition probability and estimated wildfire consequence along the electric lines and equipment | WLDFR | HFTD - Distribution - Tier 2 - 1QU CoRE ¦ 4QU LoRE | 2029 | 0.58201 | 0.022717 | 17.733 | 0 | 17.733 | 0.01414 | 11.038 | 0 | 11.038 | 0.033309 | 26.0017 | 0 | 26.0017 | 0.03498 | 27.3056 | 0 | 27.3056 | 10.3208 | 6.4242 | 15.1332 | 15.8921 | 0.033309 | 0.019386 | 26.0017 | 15.1332 | 0 | 0 | 26.0017 | 15.1332 | [11 empty] | WLDFR | HFTD - Distribution - Tier 2 - 1QU CoRE ¦ 1QU LoRE | Non-Red Flag Warning - Small Fires | 2032 | 1.1984e-05 | 5.9922e-06 | 1.5409e-05 | 0.083606 | 0.039055 | 0.001695 | 0.042856 | 0 | 0 | 0 | 0.0099829 |  | 1.002e-06 | 0 | 1.002e-06 | 5.0099e-07 | 0 | 5.0099e-07 | 1.2883e-06 | 0 | 1.2883e-06 | [16 empty] | 7.3.1.3 Ignition probability mapping showing the probability of ignition along the electric lines and equipmentWLDFRAggregatedAggregated | WLDFR | HFTD - Distribution - Tier 2 - 1QU CoRE ¦ 1QU LoRE | Non-Red Flag Warning - Small Fires | Aggregated | Aggregated | 2036 | 0.0099829 | 0 | 170.7528 | 1.7046 | 2036 | Mitigation | 0.08575 | 30 | 0 | esc | 0.0012005 | 1.1984e-05 | 0.00060025 | 5.9922e-06 | 0.0015435 | 1.5409e-05
[35 empty] | 7.3.1.1 A summarized risk map that shows the overall ignition probability and estimated wildfire consequence along the electric lines and equipment | WLDFR | HFTD - Distribution - Tier 2 - 1QU CoRE ¦ 4QU LoRE | 2030 | 0.54393 | 0.022717 | 17.733 | 0 | 17.733 | 0.01414 | 11.038 | 0 | 11.038 | 0.033309 | 26.0017 | 0 | 26.0017 | 0.03498 | 27.3056 | 0 | 27.3056 | 9.6456 | 6.0039 | 14.1432 | 14.8524 | 0.033309 | 0.018118 | 26.0017 | 14.1432 | 0 | 0 | 26.0017 | 14.1432 | [11 empty] | WLDFR | HFTD - Distribution - Tier 2 - 1QU CoRE ¦ 1QU LoRE | Non-Red Flag Warning - Small Fires | 2033 | 1.1984e-05 | 5.9922e-06 | 1.5409e-05 | 0.087211 | 0.040679 | 0.0017655 | 0.044766 | 0 | 0 | 0 | 0.0099829 |  | 1.0452e-06 | 0 | 1.0452e-06 | 5.2259e-07 | 0 | 5.2259e-07 | 1.3438e-06 | 0 | 1.3438e-06 | [16 empty] | 7.3.1.3 Ignition probability mapping showing the probability of ignition along the electric lines and equipmentWLDFRAggregatedAggregated | WLDFR | HFTD - Distribution - Tier 2 - 1QU CoRE ¦ 1QU LoRE | Non-Red Flag Warning - Small Fires | Aggregated | Aggregated | 2037 | 0.0099829 | 0 | 170.7528 | 1.7046 | 2037 | Mitigation | 0.08575 | 30 | 0 | esc | 0.0012005 | 1.1984e-05 | 0.00060025 | 5.9922e-06 | 0.0015435 | 1.5409e-05
[35 empty] | 7.3.1.1 A summarized risk map that shows the overall ignition probability and estimated wildfire consequence along the electric lines and equipment | WLDFR | HFTD - Distribution - Tier 2 - 1QU CoRE ¦ 4QU LoRE | 2031 | 0.50835 | 0.022717 | 17.733 | 0 | 17.733 | 0.01414 | 11.038 | 0 | 11.038 | 0.033309 | 26.0017 | 0 | 26.0017 | 0.03498 | 27.3056 | 0 | 27.3056 | 9.0146 | 5.6112 | 13.218 | 13.8808 | 0.033309 | 0.016933 | 26.0017 | 13.218 | 0 | 0 | 26.0017 | 13.218 | [11 empty] | WLDFR | HFTD - Distribution - Tier 2 - 1QU CoRE ¦ 1QU LoRE | Non-Red Flag Warning - Small Fires | 2034 | 1.1984e-05 | 5.9922e-06 | 1.5409e-05 | 0.087211 | 0.040679 | 0.0017655 | 0.044766 | 0 | 0 | 0 | 0.0099829 |  | 1.0452e-06 | 0 | 1.0452e-06 | 5.2259e-07 | 0 | 5.2259e-07 | 1.3438e-06 | 0 | 1.3438e-06 | [16 empty] | 7.3.1.3 Ignition probability mapping showing the probability of ignition along the electric lines and equipmentWLDFRAggregatedAggregated | WLDFR | HFTD - Distribution - Tier 2 - 1QU CoRE ¦ 1QU LoRE | Non-Red Flag Warning - Small Fires | Aggregated | Aggregated | 2038 | 0.0099829 | 0 | 170.7528 | 1.7046 | 2038 | Mitigation | 0.08575 | 30 | 0 | esc | 0.0012005 | 1.1984e-05 | 0.00060025 | 5.9922e-06 | 0.0015435 | 1.5409e-05
[35 empty] | 7.3.1.1 A summarized risk map that shows the overall ignition probability and estimated wildfire consequence along the electric lines and equipment | WLDFR | HFTD - Distribution - Tier 2 - 1QU CoRE ¦ 4QU LoRE | 2032 | 0.47509 | 0.022717 | 17.733 | 0 | 17.733 | 0.01414 | 11.038 | 0 | 11.038 | 0.033309 | 26.0017 | 0 | 26.0017 | 0.03498 | 27.3056 | 0 | 27.3056 | 8.4248 | 5.2441 | 12.3532 | 12.9727 | 0.033309 | 0.015825 | 26.0017 | 12.3532 | 0 | 0 | 26.0017 | 12.3532 | [11 empty] | WLDFR | HFTD - Distribution - Tier 2 - 1QU CoRE ¦ 1QU LoRE | Non-Red Flag Warning - Small Fires | 2035 | 1.1984e-05 | 5.9922e-06 | 1.5409e-05 | 0.087211 | 0.040679 | 0.0017655 | 0.044766 | 0 | 0 | 0 | 0.0099829 |  | 1.0452e-06 | 0 | 1.0452e-06 | 5.2259e-07 | 0 | 5.2259e-07 | 1.3438e-06 | 0 | 1.3438e-06 | [16 empty] | 7.3.1.3 Ignition probability mapping showing the probability of ignition along the electric lines and equipmentWLDFRAggregatedAggregated | WLDFR | HFTD - Distribution - Tier 2 - 1QU CoRE ¦ 1QU LoRE | Non-Red Flag Warning - Small Fires | Aggregated | Aggregated | 2039 | 0.0099829 | 0 | 170.7528 | 1.7046 | 2039 | Mitigation | 0.08575 | 30 | 0 | esc | 0.0012005 | 1.1984e-05 | 0.00060025 | 5.9922e-06 | 0.0015435 | 1.5409e-05
[35 empty] | 7.3.1.1 A summarized risk map that shows the overall ignition probability and estimated wildfire consequence along the electric lines and equipment | WLDFR | HFTD - Distribution - Tier 2 - 1QU CoRE ¦ 4QU LoRE | 2033 | 0.44401 | 0.022717 | 18.5733 | 0 | 18.5733 | 0.01414 | 11.561 | 0 | 11.561 | 0.033309 | 27.2338 | 0 | 27.2338 | 0.03498 | 28.5995 | 0 | 28.5995 | 8.2468 | 5.1332 | 12.0921 | 12.6985 | 0.033309 | 0.01479 | 27.2338 | 12.0921 | 0 | 0 | 27.2338 | 12.0921 | [11 empty] | WLDFR | HFTD - Distribution - Tier 2 - 1QU CoRE ¦ 1QU LoRE | Non-Red Flag Warning - Small Fires | 2036 | 1.1984e-05 | 5.9922e-06 | 1.5409e-05 | 0.087211 | 0.040679 | 0.0017655 | 0.044766 | 0 | 0 | 0 | 0.0099829 |  | 1.0452e-06 | 0 | 1.0452e-06 | 5.2259e-07 | 0 | 5.2259e-07 | 1.3438e-06 | 0 | 1.3438e-06 | [16 empty] | 7.3.1.3 Ignition probability mapping showing the probability of ignition along the electric lines and equipmentWLDFRAggregatedAggregated | WLDFR | HFTD - Distribution - Tier 2 - 1QU CoRE ¦ 1QU LoRE | Non-Red Flag Warning - Small Fires | Aggregated | Aggregated | 2040 | 0.0099829 | 0 | 170.7528 | 1.7046 | 2040 | Mitigation | 0.08575 | 30 | 0 | esc | 0.0012005 | 1.1984e-05 | 0.00060025 | 5.9922e-06 | 0.0015435 | 1.5409e-05
[35 empty] | 7.3.1.1 A summarized risk map that shows the overall ignition probability and estimated wildfire consequence along the electric lines and equipment | WLDFR | HFTD - Distribution - Tier 2 - 1QU CoRE ¦ 4QU LoRE | 2034 | 0.41496 | 0.022717 | 18.5733 | 0 | 18.5733 | 0.01414 | 11.561 | 0 | 11.561 | 0.033309 | 27.2338 | 0 | 27.2338 | 0.03498 | 28.5995 | 0 | 28.5995 | 7.7073 | 4.7974 | 11.3011 | 11.8678 | 0.033309 | 0.013822 | 27.2338 | 11.3011 | 0 | 0 | 27.2338 | 11.3011 | [11 empty] | WLDFR | HFTD - Distribution - Tier 2 - 1QU CoRE ¦ 1QU LoRE | Non-Red Flag Warning - Small Fires | 2037 | 1.1984e-05 | 5.9922e-06 | 1.5409e-05 | 0.087211 | 0.040679 | 0.0017655 | 0.044766 | 0 | 0 | 0 | 0.0099829 |  | 1.0452e-06 | 0 | 1.0452e-06 | 5.2259e-07 | 0 | 5.2259e-07 | 1.3438e-06 | 0 | 1.3438e-06 | [16 empty] | 7.3.1.3 Ignition probability mapping showing the probability of ignition along the electric lines and equipmentWLDFRAggregatedAggregated | WLDFR | HFTD - Distribution - Tier 2 - 1QU CoRE ¦ 1QU LoRE | Non-Red Flag Warning - Small Fires | Aggregated | Aggregated | 2041 | 0.0099829 | 0 | 170.7528 | 1.7046 | 2041 | Mitigation | 0.08575 | 30 | 0 | esc | 0.0012005 | 1.1984e-05 | 0.00060025 | 5.9922e-06 | 0.0015435 | 1.5409e-05
[35 empty] | 7.3.1.1 A summarized risk map that shows the overall ignition probability and estimated wildfire consequence along the electric lines and equipment | WLDFR | HFTD - Distribution - Tier 2 - 1QU CoRE ¦ 4QU LoRE | 2035 | 0.38782 | 0.022717 | 18.5733 | 0 | 18.5733 | 0.01414 | 11.561 | 0 | 11.561 | 0.033309 | 27.2338 | 0 | 27.2338 | 0.03498 | 28.5995 | 0 | 28.5995 | 7.2031 | 4.4836 | 10.5617 | 11.0914 | 0.033309 | 0.012918 | 27.2338 | 10.5617 | 0 | 0 | 27.2338 | 10.5617 | [11 empty] | WLDFR | HFTD - Distribution - Tier 2 - 1QU CoRE ¦ 1QU LoRE | Non-Red Flag Warning - Small Fires | 2038 | 1.1984e-05 | 5.9922e-06 | 1.5409e-05 | 0.091184 | 0.042438 | 0.0018418 | 0.046905 | 0 | 0 | 0 | 0.0099829 |  | 1.0928e-06 | 0 | 1.0928e-06 | 5.4639e-07 | 0 | 5.4639e-07 | 1.405e-06 | 0 | 1.405e-06 | [16 empty] | 7.3.1.3 Ignition probability mapping showing the probability of ignition along the electric lines and equipmentWLDFRAggregatedAggregated | WLDFR | HFTD - Distribution - Tier 2 - 1QU CoRE ¦ 1QU LoRE | Non-Red Flag Warning - Small Fires | Aggregated | Aggregated | 2042 | 0.0099829 | 0 | 170.7528 | 1.7046 | 2042 | Mitigation | 0.08575 | 30 | 0 | esc | 0.0012005 | 1.1984e-05 | 0.00060025 | 5.9922e-06 | 0.0015435 | 1.5409e-05
[35 empty] | 7.3.1.1 A summarized risk map that shows the overall ignition probability and estimated wildfire consequence along the electric lines and equipment | WLDFR | HFTD - Distribution - Tier 2 - 1QU CoRE ¦ 4QU LoRE | 2036 | 0.36245 | 0.022717 | 18.5733 | 0 | 18.5733 | 0.01414 | 11.561 | 0 | 11.561 | 0.033309 | 27.2338 | 0 | 27.2338 | 0.03498 | 28.5995 | 0 | 28.5995 | 6.7318 | 4.1903 | 9.8708 | 10.3658 | 0.033309 | 0.012073 | 27.2338 | 9.8708 | 0 | 0 | 27.2338 | 9.8708 | [11 empty] | WLDFR | HFTD - Distribution - Tier 2 - 1QU CoRE ¦ 1QU LoRE | Non-Red Flag Warning - Small Fires | 2039 | 1.1984e-05 | 5.9922e-06 | 1.5409e-05 | 0.091184 | 0.042438 | 0.0018418 | 0.046905 | 0 | 0 | 0 | 0.0099829 |  | 1.0928e-06 | 0 | 1.0928e-06 | 5.4639e-07 | 0 | 5.4639e-07 | 1.405e-06 | 0 | 1.405e-06 | [16 empty] | 7.3.1.3 Ignition probability mapping showing the probability of ignition along the electric lines and equipmentWLDFRAggregatedAggregated | WLDFR | HFTD - Distribution - Tier 2 - 1QU CoRE ¦ 1QU LoRE | Non-Red Flag Warning - Small Fires | Aggregated | Aggregated | 2043 | 0.0099829 | 0 | 170.7528 | 1.7046 | 2043 | Mitigation | 0.08575 | 30 | 0 | esc | 0.0012005 | 1.1984e-05 | 0.00060025 | 5.9922e-06 | 0.0015435 | 1.5409e-05
[35 empty] | 7.3.1.1 A summarized risk map that shows the overall ignition probability and estimated wildfire consequence along the electric lines and equipment | WLDFR | HFTD - Distribution - Tier 2 - 1QU CoRE ¦ 4QU LoRE | 2037 | 0.33873 | 0.022717 | 18.5733 | 0 | 18.5733 | 0.01414 | 11.561 | 0 | 11.561 | 0.033309 | 27.2338 | 0 | 27.2338 | 0.03498 | 28.5995 | 0 | 28.5995 | 6.2914 | 3.9161 | 9.225 | 9.6876 | 0.033309 | 0.011283 | 27.2338 | 9.225 | 0 | 0 | 27.2338 | 9.225 | [11 empty] | WLDFR | HFTD - Distribution - Tier 2 - 1QU CoRE ¦ 1QU LoRE | Non-Red Flag Warning - Small Fires | 2040 | 1.1984e-05 | 5.9922e-06 | 1.5409e-05 | 0.091184 | 0.042438 | 0.0018418 | 0.046905 | 0 | 0 | 0 | 0.0099829 |  | 1.0928e-06 | 0 | 1.0928e-06 | 5.4639e-07 | 0 | 5.4639e-07 | 1.405e-06 | 0 | 1.405e-06 | [16 empty] | 7.3.1.3 Ignition probability mapping showing the probability of ignition along the electric lines and equipmentWLDFRAggregatedAggregated | WLDFR | HFTD - Distribution - Tier 2 - 1QU CoRE ¦ 1QU LoRE | Non-Red Flag Warning - Small Fires | Aggregated | Aggregated | 2044 | 0.0099829 | 0 | 170.7528 | 1.7046 | 2044 | Mitigation | 0.08575 | 30 | 0 | esc | 0.0012005 | 1.1984e-05 | 0.00060025 | 5.9922e-06 | 0.0015435 | 1.5409e-05
[35 empty] | 7.3.1.1 A summarized risk map that shows the overall ignition probability and estimated wildfire consequence along the electric lines and equipment | WLDFR | HFTD - Distribution - Tier 2 - 1QU CoRE ¦ 4QU LoRE | 2038 | 0.31657 | 0.022717 | 19.4855 | 0 | 19.4855 | 0.01414 | 12.1288 | 0 | 12.1288 | 0.033309 | 28.5713 | 0 | 28.5713 | 0.03498 | 30.004 | 0 | 30.004 | 6.1686 | 3.8397 | 9.0449 | 9.4985 | 0.033309 | 0.010545 | 28.5713 | 9.0449 | 0 | 0 | 28.5713 | 9.0449 | [11 empty] | WLDFR | HFTD - Distribution - Tier 2 - 1QU CoRE ¦ 1QU LoRE | Non-Red Flag Warning - Small Fires | 2041 | 1.1984e-05 | 5.9922e-06 | 1.5409e-05 | 0.091184 | 0.042438 | 0.0018418 | 0.046905 | 0 | 0 | 0 | 0.0099829 |  | 1.0928e-06 | 0 | 1.0928e-06 | 5.4639e-07 | 0 | 5.4639e-07 | 1.405e-06 | 0 | 1.405e-06 | [16 empty] | 7.3.1.3 Ignition probability mapping showing the probability of ignition along the electric lines and equipmentWLDFRAggregatedAggregated | WLDFR | HFTD - Distribution - Tier 2 - 1QU CoRE ¦ 1QU LoRE | Non-Red Flag Warning - Small Fires | Aggregated | Aggregated | 2045 | 0.0099829 | 0 | 170.7528 | 1.7046 | 2045 | Mitigation | 0.08575 | 30 | 0 | esc | 0.0012005 | 1.1984e-05 | 0.00060025 | 5.9922e-06 | 0.0015435 | 1.5409e-05
[35 empty] | 7.3.1.1 A summarized risk map that shows the overall ignition probability and estimated wildfire consequence along the electric lines and equipment | WLDFR | HFTD - Distribution - Tier 2 - 1QU CoRE ¦ 4QU LoRE | 2039 | 0.29586 | 0.022717 | 19.4855 | 0 | 19.4855 | 0.01414 | 12.1288 | 0 | 12.1288 | 0.033309 | 28.5713 | 0 | 28.5713 | 0.03498 | 30.004 | 0 | 30.004 | 5.765 | 3.5885 | 8.4532 | 8.8771 | 0.033309 | 0.0098551 | 28.5713 | 8.4532 | 0 | 0 | 28.5713 | 8.4532 | [11 empty] | WLDFR | HFTD - Distribution - Tier 2 - 1QU CoRE ¦ 1QU LoRE | Non-Red Flag Warning - Small Fires | 2042 | 1.1984e-05 | 5.9922e-06 | 1.5409e-05 | 0.091184 | 0.042438 | 0.0018418 | 0.046905 | 0 | 0 | 0 | 0.0099829 |  | 1.0928e-06 | 0 | 1.0928e-06 | 5.4639e-07 | 0 | 5.4639e-07 | 1.405e-06 | 0 | 1.405e-06 | [16 empty] | 7.3.1.3 Ignition probability mapping showing the probability of ignition along the electric lines and equipmentWLDFRAggregatedAggregated | WLDFR | HFTD - Distribution - Tier 2 - 1QU CoRE ¦ 1QU LoRE | Non-Red Flag Warning - Small Fires | Aggregated | Aggregated | 2046 | 0.0099829 | 0 | 170.7528 | 1.7046 | 2046 | Mitigation | 0.08575 | 30 | 0 | esc | 0.0012005 | 1.1984e-05 | 0.00060025 | 5.9922e-06 | 0.0015435 | 1.5409e-05
[35 empty] | 7.3.1.1 A summarized risk map that shows the overall ignition probability and estimated wildfire consequence along the electric lines and equipment | WLDFR | HFTD - Distribution - Tier 2 - 1QU CoRE ¦ 4QU LoRE | 2040 | 0.27651 | 0.022717 | 19.4855 | 0 | 19.4855 | 0.01414 | 12.1288 | 0 | 12.1288 | 0.033309 | 28.5713 | 0 | 28.5713 | 0.03498 | 30.004 | 0 | 30.004 | 5.3879 | 3.3537 | 7.9002 | 8.2963 | 0.033309 | 0.0092103 | 28.5713 | 7.9002 | 0 | 0 | 28.5713 | 7.9002 | [11 empty] | WLDFR | HFTD - Distribution - Tier 2 - 1QU CoRE ¦ 1QU LoRE | Non-Red Flag Warning - Small Fires | 2043 | 1.1984e-05 | 5.9922e-06 | 1.5409e-05 | 0.095486 | 0.044306 | 0.0019228 | 0.049257 | 0 | 0 | 0 | 0.0099829 |  | 1.1443e-06 | 0 | 1.1443e-06 | 5.7217e-07 | 0 | 5.7217e-07 | 1.4713e-06 | 0 | 1.4713e-06 | [16 empty] | 7.3.1.3 Ignition probability mapping showing the probability of ignition along the electric lines and equipmentWLDFRAggregatedAggregated | WLDFR | HFTD - Distribution - Tier 2 - 1QU CoRE ¦ 1QU LoRE | Non-Red Flag Warning - Small Fires | Aggregated | Aggregated | 2047 | 0.0099829 | 0 | 170.7528 | 1.7046 | 2047 | Mitigation | 0.08575 | 30 | 0 | esc | 0.0012005 | 1.1984e-05 | 0.00060025 | 5.9922e-06 | 0.0015435 | 1.5409e-05
[35 empty] | 7.3.1.1 A summarized risk map that shows the overall ignition probability and estimated wildfire consequence along the electric lines and equipment | WLDFR | HFTD - Distribution - Tier 2 - 1QU CoRE ¦ 4QU LoRE | 2041 | 0.25842 | 0.022717 | 19.4855 | 0 | 19.4855 | 0.01414 | 12.1288 | 0 | 12.1288 | 0.033309 | 28.5713 | 0 | 28.5713 | 0.03498 | 30.004 | 0 | 30.004 | 5.0354 | 3.1343 | 7.3834 | 7.7536 | 0.033309 | 0.0086078 | 28.5713 | 7.3834 | 0 | 0 | 28.5713 | 7.3834 | [11 empty] | WLDFR | HFTD - Distribution - Tier 2 - 1QU CoRE ¦ 1QU LoRE | Non-Red Flag Warning - Small Fires | 2044 | 1.1984e-05 | 5.9922e-06 | 1.5409e-05 | 0.095486 | 0.044306 | 0.0019228 | 0.049257 | 0 | 0 | 0 | 0.0099829 |  | 1.1443e-06 | 0 | 1.1443e-06 | 5.7217e-07 | 0 | 5.7217e-07 | 1.4713e-06 | 0 | 1.4713e-06 | [16 empty] | 7.3.1.3 Ignition probability mapping showing the probability of ignition along the electric lines and equipmentWLDFRAggregatedAggregated | WLDFR | HFTD - Distribution - Tier 2 - 1QU CoRE ¦ 1QU LoRE | Non-Red Flag Warning - Small Fires | Aggregated | Aggregated | 2048 | 0.0099829 | 0 | 170.7528 | 1.7046 | 2048 | Mitigation | 0.08575 | 30 | 0 | esc | 0.0012005 | 1.1984e-05 | 0.00060025 | 5.9922e-06 | 0.0015435 | 1.5409e-05
[35 empty] | 7.3.1.1 A summarized risk map that shows the overall ignition probability and estimated wildfire consequence along the electric lines and equipment | WLDFR | HFTD - Distribution - Tier 2 - 1QU CoRE ¦ 4QU LoRE | 2042 | 0.24151 | 0.022717 | 19.4855 | 0 | 19.4855 | 0.01414 | 12.1288 | 0 | 12.1288 | 0.033309 | 28.5713 | 0 | 28.5713 | 0.03498 | 30.004 | 0 | 30.004 | 4.706 | 2.9293 | 6.9003 | 7.2463 | 0.033309 | 0.0080447 | 28.5713 | 6.9003 | 0 | 0 | 28.5713 | 6.9003 | [11 empty] | WLDFR | HFTD - Distribution - Tier 2 - 1QU CoRE ¦ 1QU LoRE | Non-Red Flag Warning - Small Fires | 2045 | 1.1984e-05 | 5.9922e-06 | 1.5409e-05 | 0.095486 | 0.044306 | 0.0019228 | 0.049257 | 0 | 0 | 0 | 0.0099829 |  | 1.1443e-06 | 0 | 1.1443e-06 | 5.7217e-07 | 0 | 5.7217e-07 | 1.4713e-06 | 0 | 1.4713e-06 | [16 empty] | 7.3.1.3 Ignition probability mapping showing the probability of ignition along the electric lines and equipmentWLDFRAggregatedAggregated | WLDFR | HFTD - Distribution - Tier 2 - 1QU CoRE ¦ 1QU LoRE | Non-Red Flag Warning - Small Fires | Aggregated | Aggregated | 2049 | 0.0099829 | 0 | 170.7528 | 1.7046 | 2049 | Mitigation | 0.08575 | 30 | 0 | esc | 0.0012005 | 1.1984e-05 | 0.00060025 | 5.9922e-06 | 0.0015435 | 1.5409e-05
[35 empty] | 7.3.1.1 A summarized risk map that shows the overall ignition probability and estimated wildfire consequence along the electric lines and equipment | WLDFR | HFTD - Distribution - Tier 2 - 1QU CoRE ¦ 4QU LoRE | 2043 | 0.22571 | 0.022717 | 20.457 | 0 | 20.457 | 0.01414 | 12.7335 | 0 | 12.7335 | 0.033309 | 29.9958 | 0 | 29.9958 | 0.03498 | 31.5 | 0 | 31.5 | 4.6174 | 2.8741 | 6.7705 | 7.11 | 0.033309 | 0.0075184 | 29.9958 | 6.7705 | 0 | 0 | 29.9958 | 6.7705 | [11 empty] | WLDFR | HFTD - Distribution - Tier 2 - 1QU CoRE ¦ 1QU LoRE | Non-Red Flag Warning - Small Fires | 2046 | 1.1984e-05 | 5.9922e-06 | 1.5409e-05 | 0.095486 | 0.044306 | 0.0019228 | 0.049257 | 0 | 0 | 0 | 0.0099829 |  | 1.1443e-06 | 0 | 1.1443e-06 | 5.7217e-07 | 0 | 5.7217e-07 | 1.4713e-06 | 0 | 1.4713e-06 | [16 empty] | 7.3.1.3 Ignition probability mapping showing the probability of ignition along the electric lines and equipmentWLDFRAggregatedAggregated | WLDFR | HFTD - Distribution - Tier 2 - 1QU CoRE ¦ 1QU LoRE | Non-Red Flag Warning - Small Fires | Aggregated | Aggregated | 2050 | 0.0099829 | 0 | 170.7528 | 1.7046 | 2050 | Mitigation | 0.08575 | 30 | 0 | esc | 0 | 0 | 0.00060025 | 5.9922e-06 | 0.0015435 | 1.5409e-05
[35 empty] | 7.3.1.1 A summarized risk map that shows the overall ignition probability and estimated wildfire consequence along the electric lines and equipment | WLDFR | HFTD - Distribution - Tier 2 - 1QU CoRE ¦ 4QU LoRE | 2044 | 0.21095 | 0.022717 | 20.457 | 0 | 20.457 | 0.01414 | 12.7335 | 0 | 12.7335 | 0.033309 | 29.9958 | 0 | 29.9958 | 0.03498 | 31.5 | 0 | 31.5 | 4.3153 | 2.6861 | 6.3275 | 6.6448 | 0.033309 | 0.0070265 | 29.9958 | 6.3275 | 0 | 0 | 29.9958 | 6.3275 | [11 empty] | WLDFR | HFTD - Distribution - Tier 2 - 1QU CoRE ¦ 1QU LoRE | Non-Red Flag Warning - Small Fires | 2047 | 1.1984e-05 | 5.9922e-06 | 1.5409e-05 | 0.095486 | 0.044306 | 0.0019228 | 0.049257 | 0 | 0 | 0 | 0.0099829 |  | 1.1443e-06 | 0 | 1.1443e-06 | 5.7217e-07 | 0 | 5.7217e-07 | 1.4713e-06 | 0 | 1.4713e-06 | [16 empty] | 7.3.1.3 Ignition probability mapping showing the probability of ignition along the electric lines and equipmentWLDFRAggregatedAggregated | WLDFR | HFTD - Distribution - Tier 2 - 1QU CoRE ¦ 1QU LoRE | Non-Red Flag Warning - Small Fires | Aggregated | Aggregated | 2051 | 0.0099829 | 0 | 170.7528 | 1.7046 | 2051 | Mitigation | 0.08575 | 30 | 0 | esc | 0 | 0 | 0 | 0 | 0.0015435 | 1.5409e-05
[35 empty] | 7.3.1.1 A summarized risk map that shows the overall ignition probability and estimated wildfire consequence along the electric lines and equipment | WLDFR | HFTD - Distribution - Tier 2 - 1QU CoRE ¦ 4QU LoRE | 2045 | 0.19715 | 0.022717 | 20.457 | 0 | 20.457 | 0.01414 | 12.7335 | 0 | 12.7335 | 0.033309 | 29.9958 | 0 | 29.9958 | 0.03498 | 31.5 | 0 | 31.5 | 4.033 | 2.5104 | 5.9136 | 6.2101 | 0.033309 | 0.0065668 | 29.9958 | 5.9136 | 0 | 0 | 29.9958 | 5.9136 | [11 empty] | WLDFR | HFTD - Distribution - Tier 2 - 1QU CoRE ¦ 1QU LoRE | Non-Red Flag Warning - Small Fires | 2048 | 1.1984e-05 | 5.9922e-06 | 1.5409e-05 | 0.10007 | 0.04626 | 0.0020076 | 0.051804 | 0 | 0 | 0 | 0.0099829 |  | 1.1993e-06 | 0 | 1.1993e-06 | 5.9965e-07 | 0 | 5.9965e-07 | 1.542e-06 | 0 | 1.542e-06 | [16 empty] | 7.3.1.3 Ignition probability mapping showing the probability of ignition along the electric lines and equipmentWLDFRAggregatedAggregated | WLDFR | HFTD - Distribution - Tier 2 - 1QU CoRE ¦ 1QU LoRE | Red Flag Warning - Catastrophic Fires | Aggregated | Aggregated | 2021 | 0.00036526 | 0 | 170.7528 | 0.06237 | 2021 | Mitigation | 0.08575 | 30 | 0 | esc | 0.0012005 | 4.385e-07 | 0.00060025 | 2.1925e-07 | 0 | 0
[35 empty] | 7.3.1.1 A summarized risk map that shows the overall ignition probability and estimated wildfire consequence along the electric lines and equipment | WLDFR | HFTD - Distribution - Tier 2 - 1QU CoRE ¦ 4QU LoRE | 2046 | 0.18425 | 0.022717 | 20.457 | 0 | 20.457 | 0.01414 | 12.7335 | 0 | 12.7335 | 0.033309 | 29.9958 | 0 | 29.9958 | 0.03498 | 31.5 | 0 | 31.5 | 3.7692 | 2.3461 | 5.5267 | 5.8038 | 0.033309 | 0.0061372 | 29.9958 | 5.5267 | 0 | 0 | 29.9958 | 5.5267 | [11 empty] | WLDFR | HFTD - Distribution - Tier 2 - 1QU CoRE ¦ 1QU LoRE | Non-Red Flag Warning - Small Fires | 2049 | 1.1984e-05 | 5.9922e-06 | 1.5409e-05 | 0.10007 | 0.04626 | 0.0020076 | 0.051804 | 0 | 0 | 0 | 0.0099829 |  | 1.1993e-06 | 0 | 1.1993e-06 | 5.9965e-07 | 0 | 5.9965e-07 | 1.542e-06 | 0 | 1.542e-06 | [16 empty] | 7.3.1.3 Ignition probability mapping showing the probability of ignition along the electric lines and equipmentWLDFRAggregatedAggregated | WLDFR | HFTD - Distribution - Tier 2 - 1QU CoRE ¦ 1QU LoRE | Red Flag Warning - Catastrophic Fires | Aggregated | Aggregated | 2022 | 0.00036526 | 0 | 170.7528 | 0.06237 | 2022 | Mitigation | 0.08575 | 30 | 0 | esc | 0.0012005 | 4.385e-07 | 0.00060025 | 2.1925e-07 | 0.0015435 | 5.6378e-07
[35 empty] | 7.3.1.1 A summarized risk map that shows the overall ignition probability and estimated wildfire consequence along the electric lines and equipment | WLDFR | HFTD - Distribution - Tier 2 - 1QU CoRE ¦ 4QU LoRE | 2047 | 0.1722 | 0.022717 | 20.457 | 0 | 20.457 | 0.01414 | 12.7335 | 0 | 12.7335 | 0.033309 | 29.9958 | 0 | 29.9958 | 0.03498 | 31.5 | 0 | 31.5 | 3.5226 | 2.1927 | 5.1651 | 5.4242 | 0.033309 | 0.0057357 | 29.9958 | 5.1651 | 0 | 0 | 29.9958 | 5.1651 | [11 empty] | WLDFR | HFTD - Distribution - Tier 2 - 1QU CoRE ¦ 1QU LoRE | Non-Red Flag Warning - Small Fires | 2050 | 0 | 5.9922e-06 | 1.5409e-05 | 0.10007 | 0.04626 | 0.0020076 | 0.051804 | 0 | 0 | 0 | 0.0099829 |  | 0 | 0 | 0 | 5.9965e-07 | 0 | 5.9965e-07 | 1.542e-06 | 0 | 1.542e-06 | [16 empty] | 7.3.1.3 Ignition probability mapping showing the probability of ignition along the electric lines and equipmentWLDFRAggregatedAggregated | WLDFR | HFTD - Distribution - Tier 2 - 1QU CoRE ¦ 1QU LoRE | Red Flag Warning - Catastrophic Fires | Aggregated | Aggregated | 2023 | 0.00036526 | 0 | 170.7528 | 0.06237 | 2023 | Mitigation | 0.08575 | 30 | 0 | esc | 0.0012005 | 4.385e-07 | 0.00060025 | 2.1925e-07 | 0.0015435 | 5.6378e-07
[35 empty] | 7.3.1.1 A summarized risk map that shows the overall ignition probability and estimated wildfire consequence along the electric lines and equipment | WLDFR | HFTD - Distribution - Tier 2 - 1QU CoRE ¦ 4QU LoRE | 2048 | 0.16093 | 0.022717 | 21.4754 | 0 | 21.4754 | 0.01414 | 13.3675 | 0 | 13.3675 | 0.033309 | 31.4891 | 0 | 31.4891 | 0.03498 | 33.0681 | 0 | 33.0681 | 3.456 | 2.1512 | 5.0676 | 5.3217 | 0.033309 | 0.0053605 | 31.4891 | 5.0676 | 0 | 0 | 31.4891 | 5.0676 | [11 empty] | WLDFR | HFTD - Distribution - Tier 2 - 1QU CoRE ¦ 1QU LoRE | Non-Red Flag Warning - Small Fires | 2051 | 0 | 0 | 1.5409e-05 | 0.10007 | 0.04626 | 0.0020076 | 0.051804 | 0 | 0 | 0 | 0.0099829 |  | 0 | 0 | 0 | 0 | 0 | 0 | 1.542e-06 | 0 | 1.542e-06 | [16 empty] | 7.3.1.3 Ignition probability mapping showing the probability of ignition along the electric lines and equipmentWLDFRAggregatedAggregated | WLDFR | HFTD - Distribution - Tier 2 - 1QU CoRE ¦ 1QU LoRE | Red Flag Warning - Catastrophic Fires | Aggregated | Aggregated | 2024 | 0.00036526 | 0 | 170.7528 | 0.06237 | 2024 | Mitigation | 0.08575 | 30 | 0 | esc | 0.0012005 | 4.385e-07 | 0.00060025 | 2.1925e-07 | 0.0015435 | 5.6378e-07
[35 empty] | 7.3.1.1 A summarized risk map that shows the overall ignition probability and estimated wildfire consequence along the electric lines and equipment | WLDFR | HFTD - Distribution - Tier 2 - 1QU CoRE ¦ 4QU LoRE | 2049 | 0.1504 | 0.022717 | 21.4754 | 0 | 21.4754 | 0.01414 | 13.3675 | 0 | 13.3675 | 0.033309 | 31.4891 | 0 | 31.4891 | 0.03498 | 33.0681 | 0 | 33.0681 | 3.2299 | 2.0105 | 4.736 | 4.9735 | 0.033309 | 0.0050098 | 31.4891 | 4.736 | 0 | 0 | 31.4891 | 4.736 | [11 empty] | WLDFR | HFTD - Distribution - Tier 2 - 1QU CoRE ¦ 1QU LoRE | Red Flag Warning - Catastrophic Fires | 2020 | 4.385e-07 | 0 | 0 | 14146.1306 | 222.2294 | 8585.7228 | 5338.1784 | 0 | 0 | 0 | 0.00036526 |  | 0.0062031 | 0 | 0.0062031 | 0 | 0 | 0 | 0 | 0 | 0 | [16 empty] | 7.3.1.3 Ignition probability mapping showing the probability of ignition along the electric lines and equipmentWLDFRAggregatedAggregated | WLDFR | HFTD - Distribution - Tier 2 - 1QU CoRE ¦ 1QU LoRE | Red Flag Warning - Catastrophic Fires | Aggregated | Aggregated | 2025 | 0.00036526 | 0 | 170.7528 | 0.06237 | 2025 | Mitigation | 0.08575 | 30 | 0 | esc | 0.0012005 | 4.385e-07 | 0.00060025 | 2.1925e-07 | 0.0015435 | 5.6378e-07
[35 empty] | 7.3.1.1 A summarized risk map that shows the overall ignition probability and estimated wildfire consequence along the electric lines and equipment | WLDFR | HFTD - Distribution - Tier 2 - 1QU CoRE ¦ 4QU LoRE | 2050 | 0.14056 | 0 | 0 | 0 | 0 | 0.01414 | 13.3675 | 0 | 13.3675 | 0.033309 | 31.4891 | 0 | 31.4891 | 0.03498 | 33.0681 | 0 | 33.0681 | 0 | 1.879 | 4.4262 | 4.6481 | 0.033309 | 0.0046821 | 31.4891 | 4.4262 | 0 | 0 | 31.4891 | 4.4262 | [11 empty] | WLDFR | HFTD - Distribution - Tier 2 - 1QU CoRE ¦ 1QU LoRE | Red Flag Warning - Catastrophic Fires | 2021 | 4.385e-07 | 2.1925e-07 | 0 | 14146.1306 | 222.2294 | 8585.7228 | 5338.1784 | 0 | 0 | 0 | 0.00036526 |  | 0.0062031 | 0 | 0.0062031 | 0.0031015 | 0 | 0.0031015 | 0 | 0 | 0 | [16 empty] | 7.3.1.3 Ignition probability mapping showing the probability of ignition along the electric lines and equipmentWLDFRAggregatedAggregated | WLDFR | HFTD - Distribution - Tier 2 - 1QU CoRE ¦ 1QU LoRE | Red Flag Warning - Catastrophic Fires | Aggregated | Aggregated | 2026 | 0.00036526 | 0 | 170.7528 | 0.06237 | 2026 | Mitigation | 0.08575 | 30 | 0 | esc | 0.0012005 | 4.385e-07 | 0.00060025 | 2.1925e-07 | 0.0015435 | 5.6378e-07
[35 empty] | 7.3.1.1 A summarized risk map that shows the overall ignition probability and estimated wildfire consequence along the electric lines and equipment | WLDFR | HFTD - Distribution - Tier 2 - 1QU CoRE ¦ 4QU LoRE | 2051 | 0.13137 | 0 | 0 | 0 | 0 | 0 | 0 | 0 | 0 | 0.033309 | 31.4891 | 0 | 31.4891 | 0.03498 | 33.0681 | 0 | 33.0681 | 0 | 0 | 4.1366 | 4.3441 | 0.033309 | 0.0043758 | 31.4891 | 4.1366 | 0 | 0 | 31.4891 | 4.1366 | [11 empty] | WLDFR | HFTD - Distribution - Tier 2 - 1QU CoRE ¦ 1QU LoRE | Red Flag Warning - Catastrophic Fires | 2022 | 4.385e-07 | 2.1925e-07 | 5.6378e-07 | 14146.1306 | 222.2294 | 8585.7228 | 5338.1784 | 0 | 0 | 0 | 0.00036526 |  | 0.0062031 | 0 | 0.0062031 | 0.0031015 | 0 | 0.0031015 | 0.0079754 | 0 | 0.0079754 | [16 empty] | 7.3.1.3 Ignition probability mapping showing the probability of ignition along the electric lines and equipmentWLDFRAggregatedAggregated | WLDFR | HFTD - Distribution - Tier 2 - 1QU CoRE ¦ 1QU LoRE | Red Flag Warning - Catastrophic Fires | Aggregated | Aggregated | 2027 | 0.00036526 | 0 | 170.7528 | 0.06237 | 2027 | Mitigation | 0.08575 | 30 | 0 | esc | 0.0012005 | 4.385e-07 | 0.00060025 | 2.1925e-07 | 0.0015435 | 5.6378e-07
[35 empty] | 7.3.1.1 A summarized risk map that shows the overall ignition probability and estimated wildfire consequence along the electric lines and equipment | WLDFR | HFTD - Distribution - Tier 2 - 1QU CoRE ¦ 4QU LoRE | 2052 | 0.12277 | 0 | 0 | 0 | 0 | 0 | 0 | 0 | 0 | 0 | 0 | 0 | 0 | 0.03498 | 33.0681 | 0 | 33.0681 | 0 | 0 | 0 | 4.0599 | 0 | 0 | 0 | 0 | 0 | 0 | 0 | 0 | [11 empty] | WLDFR | HFTD - Distribution - Tier 2 - 1QU CoRE ¦ 1QU LoRE | Red Flag Warning - Catastrophic Fires | 2023 | 4.385e-07 | 2.1925e-07 | 5.6378e-07 | 14664.6376 | 233.2301 | 8896.516 | 5534.8915 | 0 | 0 | 0 | 0.00036526 |  | 0.0064304 | 0 | 0.0064304 | 0.0032152 | 0 | 0.0032152 | 0.0082677 | 0 | 0.0082677 | [16 empty] | 7.3.1.3 Ignition probability mapping showing the probability of ignition along the electric lines and equipmentWLDFRAggregatedAggregated | WLDFR | HFTD - Distribution - Tier 2 - 1QU CoRE ¦ 1QU LoRE | Red Flag Warning - Catastrophic Fires | Aggregated | Aggregated | 2028 | 0.00036526 | 0 | 170.7528 | 0.06237 | 2028 | Mitigation | 0.08575 | 30 | 0 | esc | 0.0012005 | 4.385e-07 | 0.00060025 | 2.1925e-07 | 0.0015435 | 5.6378e-07
[35 empty] | 7.3.1.1 A summarized risk map that shows the overall ignition probability and estimated wildfire consequence along the electric lines and equipment | WLDFR | HFTD - Distribution - Tier 2 - 1QU CoRE ¦ 5QU LoRE | 2020 | 1 | 0.016788 | 13.2856 | 0 | 13.2856 | 0 | 0 | 0 | 0 | 0 | 0 | 0 | 0 | 0 | 0 | 0 | 0 | 13.2856 | 0 | 0 | 0 | 0 | 0 | 0 | 0 | 0 | 0 | 0 | 0 | [11 empty] | WLDFR | HFTD - Distribution - Tier 2 - 1QU CoRE ¦ 1QU LoRE | Red Flag Warning - Catastrophic Fires | 2024 | 4.385e-07 | 2.1925e-07 | 5.6378e-07 | 14664.6376 | 233.2301 | 8896.516 | 5534.8915 | 0 | 0 | 0 | 0.00036526 |  | 0.0064304 | 0 | 0.0064304 | 0.0032152 | 0 | 0.0032152 | 0.0082677 | 0 | 0.0082677 | [16 empty] | 7.3.1.3 Ignition probability mapping showing the probability of ignition along the electric lines and equipmentWLDFRAggregatedAggregated | WLDFR | HFTD - Distribution - Tier 2 - 1QU CoRE ¦ 1QU LoRE | Red Flag Warning - Catastrophic Fires | Aggregated | Aggregated | 2029 | 0.00036526 | 0 | 170.7528 | 0.06237 | 2029 | Mitigation | 0.08575 | 30 | 0 | esc | 0.0012005 | 4.385e-07 | 0.00060025 | 2.1925e-07 | 0.0015435 | 5.6378e-07
[35 empty] | 7.3.1.1 A summarized risk map that shows the overall ignition probability and estimated wildfire consequence along the electric lines and equipment | WLDFR | HFTD - Distribution - Tier 2 - 1QU CoRE ¦ 5QU LoRE | 2021 | 1 | 0.016788 | 13.2856 | 0 | 13.2856 | 0.01045 | 8.2697 | 0 | 8.2697 | 0 | 0 | 0 | 0 | 0 | 0 | 0 | 0 | 13.2856 | 8.2697 | 0 | 0 | 0 | 0 | 0 | 0 | 0 | 0 | 0 | 0 | [11 empty] | WLDFR | HFTD - Distribution - Tier 2 - 1QU CoRE ¦ 1QU LoRE | Red Flag Warning - Catastrophic Fires | 2025 | 4.385e-07 | 2.1925e-07 | 5.6378e-07 | 14664.6376 | 233.2301 | 8896.516 | 5534.8915 | 0 | 0 | 0 | 0.00036526 |  | 0.0064304 | 0 | 0.0064304 | 0.0032152 | 0 | 0.0032152 | 0.0082677 | 0 | 0.0082677 | [16 empty] | 7.3.1.3 Ignition probability mapping showing the probability of ignition along the electric lines and equipmentWLDFRAggregatedAggregated | WLDFR | HFTD - Distribution - Tier 2 - 1QU CoRE ¦ 1QU LoRE | Red Flag Warning - Catastrophic Fires | Aggregated | Aggregated | 2030 | 0.00036526 | 0 | 170.7528 | 0.06237 | 2030 | Mitigation | 0.08575 | 30 | 0 | esc | 0.0012005 | 4.385e-07 | 0.00060025 | 2.1925e-07 | 0.0015435 | 5.6378e-07
[35 empty] | 7.3.1.1 A summarized risk map that shows the overall ignition probability and estimated wildfire consequence along the electric lines and equipment | WLDFR | HFTD - Distribution - Tier 2 - 1QU CoRE ¦ 5QU LoRE | 2022 | 0.93458 | 0.016555 | 13.5176 | 0 | 13.5176 | 0.010305 | 8.4141 | 0 | 8.4141 | 0.023332 | 19.0509 | 0 | 19.0509 | 0 | 0 | 0 | 0 | 12.6333 | 7.8636 | 17.8046 | 0 | 0.023332 | 0.021806 | 19.0509 | 17.8046 | 0 | 0 | 19.0509 | 17.8046 | [11 empty] | WLDFR | HFTD - Distribution - Tier 2 - 1QU CoRE ¦ 1QU LoRE | Red Flag Warning - Catastrophic Fires | 2026 | 4.385e-07 | 2.1925e-07 | 5.6378e-07 | 14664.6376 | 233.2301 | 8896.516 | 5534.8915 | 0 | 0 | 0 | 0.00036526 |  | 0.0064304 | 0 | 0.0064304 | 0.0032152 | 0 | 0.0032152 | 0.0082677 | 0 | 0.0082677 | [16 empty] | 7.3.1.3 Ignition probability mapping showing the probability of ignition along the electric lines and equipmentWLDFRAggregatedAggregated | WLDFR | HFTD - Distribution - Tier 2 - 1QU CoRE ¦ 1QU LoRE | Red Flag Warning - Catastrophic Fires | Aggregated | Aggregated | 2031 | 0.00036526 | 0 | 170.7528 | 0.06237 | 2031 | Mitigation | 0.08575 | 30 | 0 | esc | 0.0012005 | 4.385e-07 | 0.00060025 | 2.1925e-07 | 0.0015435 | 5.6378e-07
[35 empty] | 7.3.1.1 A summarized risk map that shows the overall ignition probability and estimated wildfire consequence along the electric lines and equipment | WLDFR | HFTD - Distribution - Tier 2 - 1QU CoRE ¦ 5QU LoRE | 2023 | 0.87344 | 0.016555 | 14.0129 | 0 | 14.0129 | 0.010305 | 8.7224 | 0 | 8.7224 | 0.023332 | 19.749 | 0 | 19.749 | 0.024502 | 20.7393 | 0 | 20.7393 | 12.2395 | 7.6185 | 17.2495 | 18.1145 | 0.023332 | 0.020379 | 19.749 | 17.2495 | 0 | 0 | 19.749 | 17.2495 | [11 empty] | WLDFR | HFTD - Distribution - Tier 2 - 1QU CoRE ¦ 1QU LoRE | Red Flag Warning - Catastrophic Fires | 2027 | 4.385e-07 | 2.1925e-07 | 5.6378e-07 | 14664.6376 | 233.2301 | 8896.516 | 5534.8915 | 0 | 0 | 0 | 0.00036526 |  | 0.0064304 | 0 | 0.0064304 | 0.0032152 | 0 | 0.0032152 | 0.0082677 | 0 | 0.0082677 | [16 empty] | 7.3.1.3 Ignition probability mapping showing the probability of ignition along the electric lines and equipmentWLDFRAggregatedAggregated | WLDFR | HFTD - Distribution - Tier 2 - 1QU CoRE ¦ 1QU LoRE | Red Flag Warning - Catastrophic Fires | Aggregated | Aggregated | 2032 | 0.00036526 | 0 | 170.7528 | 0.06237 | 2032 | Mitigation | 0.08575 | 30 | 0 | esc | 0.0012005 | 4.385e-07 | 0.00060025 | 2.1925e-07 | 0.0015435 | 5.6378e-07
[35 empty] | 7.3.1.1 A summarized risk map that shows the overall ignition probability and estimated wildfire consequence along the electric lines and equipment | WLDFR | HFTD - Distribution - Tier 2 - 1QU CoRE ¦ 5QU LoRE | 2024 | 0.8163 | 0.016555 | 14.0129 | 0 | 14.0129 | 0.010305 | 8.7224 | 0 | 8.7224 | 0.023332 | 19.749 | 0 | 19.749 | 0.024502 | 20.7393 | 0 | 20.7393 | 11.4387 | 7.1201 | 16.1211 | 16.9295 | 0.023332 | 0.019046 | 19.749 | 16.1211 | 0 | 0 | 19.749 | 16.1211 | [11 empty] | WLDFR | HFTD - Distribution - Tier 2 - 1QU CoRE ¦ 1QU LoRE | Red Flag Warning - Catastrophic Fires | 2028 | 4.385e-07 | 2.1925e-07 | 5.6378e-07 | 15317.9909 | 247.273 | 9287.6491 | 5783.0689 | 0 | 0 | 0 | 0.00036526 |  | 0.0067169 | 0 | 0.0067169 | 0.0033585 | 0 | 0.0033585 | 0.008636 | 0 | 0.008636 | [16 empty] | 7.3.1.3 Ignition probability mapping showing the probability of ignition along the electric lines and equipmentWLDFRAggregatedAggregated | WLDFR | HFTD - Distribution - Tier 2 - 1QU CoRE ¦ 1QU LoRE | Red Flag Warning - Catastrophic Fires | Aggregated | Aggregated | 2033 | 0.00036526 | 0 | 170.7528 | 0.06237 | 2033 | Mitigation | 0.08575 | 30 | 0 | esc | 0.0012005 | 4.385e-07 | 0.00060025 | 2.1925e-07 | 0.0015435 | 5.6378e-07
[35 empty] | 7.3.1.1 A summarized risk map that shows the overall ignition probability and estimated wildfire consequence along the electric lines and equipment | WLDFR | HFTD - Distribution - Tier 2 - 1QU CoRE ¦ 5QU LoRE | 2025 | 0.7629 | 0.016555 | 14.0129 | 0 | 14.0129 | 0.010305 | 8.7224 | 0 | 8.7224 | 0.023332 | 19.749 | 0 | 19.749 | 0.024502 | 20.7393 | 0 | 20.7393 | 10.6904 | 6.6543 | 15.0664 | 15.8219 | 0.023332 | 0.0178 | 19.749 | 15.0664 | 0 | 0 | 19.749 | 15.0664 | [11 empty] | WLDFR | HFTD - Distribution - Tier 2 - 1QU CoRE ¦ 1QU LoRE | Red Flag Warning - Catastrophic Fires | 2029 | 4.385e-07 | 2.1925e-07 | 5.6378e-07 | 15317.9909 | 247.273 | 9287.6491 | 5783.0689 | 0 | 0 | 0 | 0.00036526 |  | 0.0067169 | 0 | 0.0067169 | 0.0033585 | 0 | 0.0033585 | 0.008636 | 0 | 0.008636 | [16 empty] | 7.3.1.3 Ignition probability mapping showing the probability of ignition along the electric lines and equipmentWLDFRAggregatedAggregated | WLDFR | HFTD - Distribution - Tier 2 - 1QU CoRE ¦ 1QU LoRE | Red Flag Warning - Catastrophic Fires | Aggregated | Aggregated | 2034 | 0.00036526 | 0 | 170.7528 | 0.06237 | 2034 | Mitigation | 0.08575 | 30 | 0 | esc | 0.0012005 | 4.385e-07 | 0.00060025 | 2.1925e-07 | 0.0015435 | 5.6378e-07
[35 empty] | 7.3.1.1 A summarized risk map that shows the overall ignition probability and estimated wildfire consequence along the electric lines and equipment | WLDFR | HFTD - Distribution - Tier 2 - 1QU CoRE ¦ 5QU LoRE | 2026 | 0.71299 | 0.016555 | 14.0129 | 0 | 14.0129 | 0.010305 | 8.7224 | 0 | 8.7224 | 0.023332 | 19.749 | 0 | 19.749 | 0.024502 | 20.7393 | 0 | 20.7393 | 9.991 | 6.219 | 14.0808 | 14.7868 | 0.023332 | 0.016636 | 19.749 | 14.0808 | 0 | 0 | 19.749 | 14.0808 | [11 empty] | WLDFR | HFTD - Distribution - Tier 2 - 1QU CoRE ¦ 1QU LoRE | Red Flag Warning - Catastrophic Fires | 2030 | 4.385e-07 | 2.1925e-07 | 5.6378e-07 | 15317.9909 | 247.273 | 9287.6491 | 5783.0689 | 0 | 0 | 0 | 0.00036526 |  | 0.0067169 | 0 | 0.0067169 | 0.0033585 | 0 | 0.0033585 | 0.008636 | 0 | 0.008636 | [16 empty] | 7.3.1.3 Ignition probability mapping showing the probability of ignition along the electric lines and equipmentWLDFRAggregatedAggregated | WLDFR | HFTD - Distribution - Tier 2 - 1QU CoRE ¦ 1QU LoRE | Red Flag Warning - Catastrophic Fires | Aggregated | Aggregated | 2035 | 0.00036526 | 0 | 170.7528 | 0.06237 | 2035 | Mitigation | 0.08575 | 30 | 0 | esc | 0.0012005 | 4.385e-07 | 0.00060025 | 2.1925e-07 | 0.0015435 | 5.6378e-07
[35 empty] | 7.3.1.1 A summarized risk map that shows the overall ignition probability and estimated wildfire consequence along the electric lines and equipment | WLDFR | HFTD - Distribution - Tier 2 - 1QU CoRE ¦ 5QU LoRE | 2027 | 0.66634 | 0.016555 | 14.0129 | 0 | 14.0129 | 0.010305 | 8.7224 | 0 | 8.7224 | 0.023332 | 19.749 | 0 | 19.749 | 0.024502 | 20.7393 | 0 | 20.7393 | 9.3374 | 5.8121 | 13.1596 | 13.8195 | 0.023332 | 0.015547 | 19.749 | 13.1596 | 0 | 0 | 19.749 | 13.1596 | [11 empty] | WLDFR | HFTD - Distribution - Tier 2 - 1QU CoRE ¦ 1QU LoRE | Red Flag Warning - Catastrophic Fires | 2031 | 4.385e-07 | 2.1925e-07 | 5.6378e-07 | 15317.9909 | 247.273 | 9287.6491 | 5783.0689 | 0 | 0 | 0 | 0.00036526 |  | 0.0067169 | 0 | 0.0067169 | 0.0033585 | 0 | 0.0033585 | 0.008636 | 0 | 0.008636 | [16 empty] | 7.3.1.3 Ignition probability mapping showing the probability of ignition along the electric lines and equipmentWLDFRAggregatedAggregated | WLDFR | HFTD - Distribution - Tier 2 - 1QU CoRE ¦ 1QU LoRE | Red Flag Warning - Catastrophic Fires | Aggregated | Aggregated | 2036 | 0.00036526 | 0 | 170.7528 | 0.06237 | 2036 | Mitigation | 0.08575 | 30 | 0 | esc | 0.0012005 | 4.385e-07 | 0.00060025 | 2.1925e-07 | 0.0015435 | 5.6378e-07
[35 empty] | 7.3.1.1 A summarized risk map that shows the overall ignition probability and estimated wildfire consequence along the electric lines and equipment | WLDFR | HFTD - Distribution - Tier 2 - 1QU CoRE ¦ 5QU LoRE | 2028 | 0.62275 | 0.016555 | 14.6371 | 0 | 14.6371 | 0.010305 | 9.1109 | 0 | 9.1109 | 0.023332 | 20.6286 | 0 | 20.6286 | 0.024502 | 21.663 | 0 | 21.663 | 9.1152 | 5.6738 | 12.8464 | 13.4906 | 0.023332 | 0.01453 | 20.6286 | 12.8464 | 0 | 0 | 20.6286 | 12.8464 | [11 empty] | WLDFR | HFTD - Distribution - Tier 2 - 1QU CoRE ¦ 1QU LoRE | Red Flag Warning - Catastrophic Fires | 2032 | 4.385e-07 | 2.1925e-07 | 5.6378e-07 | 15317.9909 | 247.273 | 9287.6491 | 5783.0689 | 0 | 0 | 0 | 0.00036526 |  | 0.0067169 | 0 | 0.0067169 | 0.0033585 | 0 | 0.0033585 | 0.008636 | 0 | 0.008636 | [16 empty] | 7.3.1.3 Ignition probability mapping showing the probability of ignition along the electric lines and equipmentWLDFRAggregatedAggregated | WLDFR | HFTD - Distribution - Tier 2 - 1QU CoRE ¦ 1QU LoRE | Red Flag Warning - Catastrophic Fires | Aggregated | Aggregated | 2037 | 0.00036526 | 0 | 170.7528 | 0.06237 | 2037 | Mitigation | 0.08575 | 30 | 0 | esc | 0.0012005 | 4.385e-07 | 0.00060025 | 2.1925e-07 | 0.0015435 | 5.6378e-07
[35 empty] | 7.3.1.1 A summarized risk map that shows the overall ignition probability and estimated wildfire consequence along the electric lines and equipment | WLDFR | HFTD - Distribution - Tier 2 - 1QU CoRE ¦ 5QU LoRE | 2029 | 0.58201 | 0.016555 | 14.6371 | 0 | 14.6371 | 0.010305 | 9.1109 | 0 | 9.1109 | 0.023332 | 20.6286 | 0 | 20.6286 | 0.024502 | 21.663 | 0 | 21.663 | 8.5189 | 5.3026 | 12.006 | 12.6081 | 0.023332 | 0.01358 | 20.6286 | 12.006 | 0 | 0 | 20.6286 | 12.006 | [11 empty] | WLDFR | HFTD - Distribution - Tier 2 - 1QU CoRE ¦ 1QU LoRE | Red Flag Warning - Catastrophic Fires | 2033 | 4.385e-07 | 2.1925e-07 | 5.6378e-07 | 16044.1264 | 263.1074 | 9721.74 | 6059.2791 | 0 | 0 | 0 | 0.00036526 |  | 0.0070353 | 0 | 0.0070353 | 0.0035177 | 0 | 0.0035177 | 0.0090454 | 0 | 0.0090454 | [16 empty] | 7.3.1.3 Ignition probability mapping showing the probability of ignition along the electric lines and equipmentWLDFRAggregatedAggregated | WLDFR | HFTD - Distribution - Tier 2 - 1QU CoRE ¦ 1QU LoRE | Red Flag Warning - Catastrophic Fires | Aggregated | Aggregated | 2038 | 0.00036526 | 0 | 170.7528 | 0.06237 | 2038 | Mitigation | 0.08575 | 30 | 0 | esc | 0.0012005 | 4.385e-07 | 0.00060025 | 2.1925e-07 | 0.0015435 | 5.6378e-07
[35 empty] | 7.3.1.1 A summarized risk map that shows the overall ignition probability and estimated wildfire consequence along the electric lines and equipment | WLDFR | HFTD - Distribution - Tier 2 - 1QU CoRE ¦ 5QU LoRE | 2030 | 0.54393 | 0.016555 | 14.6371 | 0 | 14.6371 | 0.010305 | 9.1109 | 0 | 9.1109 | 0.023332 | 20.6286 | 0 | 20.6286 | 0.024502 | 21.663 | 0 | 21.663 | 7.9616 | 4.9557 | 11.2206 | 11.7832 | 0.023332 | 0.012691 | 20.6286 | 11.2206 | 0 | 0 | 20.6286 | 11.2206 | [11 empty] | WLDFR | HFTD - Distribution - Tier 2 - 1QU CoRE ¦ 1QU LoRE | Red Flag Warning - Catastrophic Fires | 2034 | 4.385e-07 | 2.1925e-07 | 5.6378e-07 | 16044.1264 | 263.1074 | 9721.74 | 6059.2791 | 0 | 0 | 0 | 0.00036526 |  | 0.0070353 | 0 | 0.0070353 | 0.0035177 | 0 | 0.0035177 | 0.0090454 | 0 | 0.0090454 | [16 empty] | 7.3.1.3 Ignition probability mapping showing the probability of ignition along the electric lines and equipmentWLDFRAggregatedAggregated | WLDFR | HFTD - Distribution - Tier 2 - 1QU CoRE ¦ 1QU LoRE | Red Flag Warning - Catastrophic Fires | Aggregated | Aggregated | 2039 | 0.00036526 | 0 | 170.7528 | 0.06237 | 2039 | Mitigation | 0.08575 | 30 | 0 | esc | 0.0012005 | 4.385e-07 | 0.00060025 | 2.1925e-07 | 0.0015435 | 5.6378e-07
[35 empty] | 7.3.1.1 A summarized risk map that shows the overall ignition probability and estimated wildfire consequence along the electric lines and equipment | WLDFR | HFTD - Distribution - Tier 2 - 1QU CoRE ¦ 5QU LoRE | 2031 | 0.50835 | 0.016555 | 14.6371 | 0 | 14.6371 | 0.010305 | 9.1109 | 0 | 9.1109 | 0.023332 | 20.6286 | 0 | 20.6286 | 0.024502 | 21.663 | 0 | 21.663 | 7.4407 | 4.6315 | 10.4865 | 11.0124 | 0.023332 | 0.011861 | 20.6286 | 10.4865 | 0 | 0 | 20.6286 | 10.4865 | [11 empty] | WLDFR | HFTD - Distribution - Tier 2 - 1QU CoRE ¦ 1QU LoRE | Red Flag Warning - Catastrophic Fires | 2035 | 4.385e-07 | 2.1925e-07 | 5.6378e-07 | 16044.1264 | 263.1074 | 9721.74 | 6059.2791 | 0 | 0 | 0 | 0.00036526 |  | 0.0070353 | 0 | 0.0070353 | 0.0035177 | 0 | 0.0035177 | 0.0090454 | 0 | 0.0090454 | [16 empty] | 7.3.1.3 Ignition probability mapping showing the probability of ignition along the electric lines and equipmentWLDFRAggregatedAggregated | WLDFR | HFTD - Distribution - Tier 2 - 1QU CoRE ¦ 1QU LoRE | Red Flag Warning - Catastrophic Fires | Aggregated | Aggregated | 2040 | 0.00036526 | 0 | 170.7528 | 0.06237 | 2040 | Mitigation | 0.08575 | 30 | 0 | esc | 0.0012005 | 4.385e-07 | 0.00060025 | 2.1925e-07 | 0.0015435 | 5.6378e-07
[35 empty] | 7.3.1.1 A summarized risk map that shows the overall ignition probability and estimated wildfire consequence along the electric lines and equipment | WLDFR | HFTD - Distribution - Tier 2 - 1QU CoRE ¦ 5QU LoRE | 2032 | 0.47509 | 0.016555 | 14.6371 | 0 | 14.6371 | 0.010305 | 9.1109 | 0 | 9.1109 | 0.023332 | 20.6286 | 0 | 20.6286 | 0.024502 | 21.663 | 0 | 21.663 | 6.954 | 4.3285 | 9.8005 | 10.2919 | 0.023332 | 0.011085 | 20.6286 | 9.8005 | 0 | 0 | 20.6286 | 9.8005 | [11 empty] | WLDFR | HFTD - Distribution - Tier 2 - 1QU CoRE ¦ 1QU LoRE | Red Flag Warning - Catastrophic Fires | 2036 | 4.385e-07 | 2.1925e-07 | 5.6378e-07 | 16044.1264 | 263.1074 | 9721.74 | 6059.2791 | 0 | 0 | 0 | 0.00036526 |  | 0.0070353 | 0 | 0.0070353 | 0.0035177 | 0 | 0.0035177 | 0.0090454 | 0 | 0.0090454 | [16 empty] | 7.3.1.3 Ignition probability mapping showing the probability of ignition along the electric lines and equipmentWLDFRAggregatedAggregated | WLDFR | HFTD - Distribution - Tier 2 - 1QU CoRE ¦ 1QU LoRE | Red Flag Warning - Catastrophic Fires | Aggregated | Aggregated | 2041 | 0.00036526 | 0 | 170.7528 | 0.06237 | 2041 | Mitigation | 0.08575 | 30 | 0 | esc | 0.0012005 | 4.385e-07 | 0.00060025 | 2.1925e-07 | 0.0015435 | 5.6378e-07
[35 empty] | 7.3.1.1 A summarized risk map that shows the overall ignition probability and estimated wildfire consequence along the electric lines and equipment | WLDFR | HFTD - Distribution - Tier 2 - 1QU CoRE ¦ 5QU LoRE | 2033 | 0.44401 | 0.016555 | 15.3306 | 0 | 15.3306 | 0.010305 | 9.5426 | 0 | 9.5426 | 0.023332 | 21.6061 | 0 | 21.6061 | 0.024502 | 22.6895 | 0 | 22.6895 | 6.807 | 4.237 | 9.5934 | 10.0744 | 0.023332 | 0.01036 | 21.6061 | 9.5934 | 0 | 0 | 21.6061 | 9.5934 | [11 empty] | WLDFR | HFTD - Distribution - Tier 2 - 1QU CoRE ¦ 1QU LoRE | Red Flag Warning - Catastrophic Fires | 2037 | 4.385e-07 | 2.1925e-07 | 5.6378e-07 | 16044.1264 | 263.1074 | 9721.74 | 6059.2791 | 0 | 0 | 0 | 0.00036526 |  | 0.0070353 | 0 | 0.0070353 | 0.0035177 | 0 | 0.0035177 | 0.0090454 | 0 | 0.0090454 | [16 empty] | 7.3.1.3 Ignition probability mapping showing the probability of ignition along the electric lines and equipmentWLDFRAggregatedAggregated | WLDFR | HFTD - Distribution - Tier 2 - 1QU CoRE ¦ 1QU LoRE | Red Flag Warning - Catastrophic Fires | Aggregated | Aggregated | 2042 | 0.00036526 | 0 | 170.7528 | 0.06237 | 2042 | Mitigation | 0.08575 | 30 | 0 | esc | 0.0012005 | 4.385e-07 | 0.00060025 | 2.1925e-07 | 0.0015435 | 5.6378e-07
[35 empty] | 7.3.1.1 A summarized risk map that shows the overall ignition probability and estimated wildfire consequence along the electric lines and equipment | WLDFR | HFTD - Distribution - Tier 2 - 1QU CoRE ¦ 5QU LoRE | 2034 | 0.41496 | 0.016555 | 15.3306 | 0 | 15.3306 | 0.010305 | 9.5426 | 0 | 9.5426 | 0.023332 | 21.6061 | 0 | 21.6061 | 0.024502 | 22.6895 | 0 | 22.6895 | 6.3617 | 3.9598 | 8.9658 | 9.4153 | 0.023332 | 0.0096821 | 21.6061 | 8.9658 | 0 | 0 | 21.6061 | 8.9658 | [11 empty] | WLDFR | HFTD - Distribution - Tier 2 - 1QU CoRE ¦ 1QU LoRE | Red Flag Warning - Catastrophic Fires | 2038 | 4.385e-07 | 2.1925e-07 | 5.6378e-07 | 16832.3912 | 280.5544 | 10192.2718 | 6359.5651 | 0 | 0 | 0 | 0.00036526 |  | 0.007381 | 0 | 0.007381 | 0.0036905 | 0 | 0.0036905 | 0.0094898 | 0 | 0.0094898 | [16 empty] | 7.3.1.3 Ignition probability mapping showing the probability of ignition along the electric lines and equipmentWLDFRAggregatedAggregated | WLDFR | HFTD - Distribution - Tier 2 - 1QU CoRE ¦ 1QU LoRE | Red Flag Warning - Catastrophic Fires | Aggregated | Aggregated | 2043 | 0.00036526 | 0 | 170.7528 | 0.06237 | 2043 | Mitigation | 0.08575 | 30 | 0 | esc | 0.0012005 | 4.385e-07 | 0.00060025 | 2.1925e-07 | 0.0015435 | 5.6378e-07
[35 empty] | 7.3.1.1 A summarized risk map that shows the overall ignition probability and estimated wildfire consequence along the electric lines and equipment | WLDFR | HFTD - Distribution - Tier 2 - 1QU CoRE ¦ 5QU LoRE | 2035 | 0.38782 | 0.016555 | 15.3306 | 0 | 15.3306 | 0.010305 | 9.5426 | 0 | 9.5426 | 0.023332 | 21.6061 | 0 | 21.6061 | 0.024502 | 22.6895 | 0 | 22.6895 | 5.9455 | 3.7008 | 8.3792 | 8.7994 | 0.023332 | 0.0090487 | 21.6061 | 8.3792 | 0 | 0 | 21.6061 | 8.3792 | [11 empty] | WLDFR | HFTD - Distribution - Tier 2 - 1QU CoRE ¦ 1QU LoRE | Red Flag Warning - Catastrophic Fires | 2039 | 4.385e-07 | 2.1925e-07 | 5.6378e-07 | 16832.3912 | 280.5544 | 10192.2718 | 6359.5651 | 0 | 0 | 0 | 0.00036526 |  | 0.007381 | 0 | 0.007381 | 0.0036905 | 0 | 0.0036905 | 0.0094898 | 0 | 0.0094898 | [16 empty] | 7.3.1.3 Ignition probability mapping showing the probability of ignition along the electric lines and equipmentWLDFRAggregatedAggregated | WLDFR | HFTD - Distribution - Tier 2 - 1QU CoRE ¦ 1QU LoRE | Red Flag Warning - Catastrophic Fires | Aggregated | Aggregated | 2044 | 0.00036526 | 0 | 170.7528 | 0.06237 | 2044 | Mitigation | 0.08575 | 30 | 0 | esc | 0.0012005 | 4.385e-07 | 0.00060025 | 2.1925e-07 | 0.0015435 | 5.6378e-07
[35 empty] | 7.3.1.1 A summarized risk map that shows the overall ignition probability and estimated wildfire consequence along the electric lines and equipment | WLDFR | HFTD - Distribution - Tier 2 - 1QU CoRE ¦ 5QU LoRE | 2036 | 0.36245 | 0.016555 | 15.3306 | 0 | 15.3306 | 0.010305 | 9.5426 | 0 | 9.5426 | 0.023332 | 21.6061 | 0 | 21.6061 | 0.024502 | 22.6895 | 0 | 22.6895 | 5.5565 | 3.4587 | 7.831 | 8.2237 | 0.023332 | 0.0084567 | 21.6061 | 7.831 | 0 | 0 | 21.6061 | 7.831 | [11 empty] | WLDFR | HFTD - Distribution - Tier 2 - 1QU CoRE ¦ 1QU LoRE | Red Flag Warning - Catastrophic Fires | 2040 | 4.385e-07 | 2.1925e-07 | 5.6378e-07 | 16832.3912 | 280.5544 | 10192.2718 | 6359.5651 | 0 | 0 | 0 | 0.00036526 |  | 0.007381 | 0 | 0.007381 | 0.0036905 | 0 | 0.0036905 | 0.0094898 | 0 | 0.0094898 | [16 empty] | 7.3.1.3 Ignition probability mapping showing the probability of ignition along the electric lines and equipmentWLDFRAggregatedAggregated | WLDFR | HFTD - Distribution - Tier 2 - 1QU CoRE ¦ 1QU LoRE | Red Flag Warning - Catastrophic Fires | Aggregated | Aggregated | 2045 | 0.00036526 | 0 | 170.7528 | 0.06237 | 2045 | Mitigation | 0.08575 | 30 | 0 | esc | 0.0012005 | 4.385e-07 | 0.00060025 | 2.1925e-07 | 0.0015435 | 5.6378e-07
[35 empty] | 7.3.1.1 A summarized risk map that shows the overall ignition probability and estimated wildfire consequence along the electric lines and equipment | WLDFR | HFTD - Distribution - Tier 2 - 1QU CoRE ¦ 5QU LoRE | 2037 | 0.33873 | 0.016555 | 15.3306 | 0 | 15.3306 | 0.010305 | 9.5426 | 0 | 9.5426 | 0.023332 | 21.6061 | 0 | 21.6061 | 0.024502 | 22.6895 | 0 | 22.6895 | 5.193 | 3.2324 | 7.3187 | 7.6857 | 0.023332 | 0.0079034 | 21.6061 | 7.3187 | 0 | 0 | 21.6061 | 7.3187 | [11 empty] | WLDFR | HFTD - Distribution - Tier 2 - 1QU CoRE ¦ 1QU LoRE | Red Flag Warning - Catastrophic Fires | 2041 | 4.385e-07 | 2.1925e-07 | 5.6378e-07 | 16832.3912 | 280.5544 | 10192.2718 | 6359.5651 | 0 | 0 | 0 | 0.00036526 |  | 0.007381 | 0 | 0.007381 | 0.0036905 | 0 | 0.0036905 | 0.0094898 | 0 | 0.0094898 | [16 empty] | 7.3.1.3 Ignition probability mapping showing the probability of ignition along the electric lines and equipmentWLDFRAggregatedAggregated | WLDFR | HFTD - Distribution - Tier 2 - 1QU CoRE ¦ 1QU LoRE | Red Flag Warning - Catastrophic Fires | Aggregated | Aggregated | 2046 | 0.00036526 | 0 | 170.7528 | 0.06237 | 2046 | Mitigation | 0.08575 | 30 | 0 | esc | 0.0012005 | 4.385e-07 | 0.00060025 | 2.1925e-07 | 0.0015435 | 5.6378e-07
[35 empty] | 7.3.1.1 A summarized risk map that shows the overall ignition probability and estimated wildfire consequence along the electric lines and equipment | WLDFR | HFTD - Distribution - Tier 2 - 1QU CoRE ¦ 5QU LoRE | 2038 | 0.31657 | 0.016555 | 16.0835 | 0 | 16.0835 | 0.010305 | 10.0112 | 0 | 10.0112 | 0.023332 | 22.6671 | 0 | 22.6671 | 0.024502 | 23.8038 | 0 | 23.8038 | 5.0916 | 3.1693 | 7.1758 | 7.5357 | 0.023332 | 0.0073864 | 22.6671 | 7.1758 | 0 | 0 | 22.6671 | 7.1758 | [11 empty] | WLDFR | HFTD - Distribution - Tier 2 - 1QU CoRE ¦ 1QU LoRE | Red Flag Warning - Catastrophic Fires | 2042 | 4.385e-07 | 2.1925e-07 | 5.6378e-07 | 16832.3912 | 280.5544 | 10192.2718 | 6359.5651 | 0 | 0 | 0 | 0.00036526 |  | 0.007381 | 0 | 0.007381 | 0.0036905 | 0 | 0.0036905 | 0.0094898 | 0 | 0.0094898 | [16 empty] | 7.3.1.3 Ignition probability mapping showing the probability of ignition along the electric lines and equipmentWLDFRAggregatedAggregated | WLDFR | HFTD - Distribution - Tier 2 - 1QU CoRE ¦ 1QU LoRE | Red Flag Warning - Catastrophic Fires | Aggregated | Aggregated | 2047 | 0.00036526 | 0 | 170.7528 | 0.06237 | 2047 | Mitigation | 0.08575 | 30 | 0 | esc | 0.0012005 | 4.385e-07 | 0.00060025 | 2.1925e-07 | 0.0015435 | 5.6378e-07
[35 empty] | 7.3.1.1 A summarized risk map that shows the overall ignition probability and estimated wildfire consequence along the electric lines and equipment | WLDFR | HFTD - Distribution - Tier 2 - 1QU CoRE ¦ 5QU LoRE | 2039 | 0.29586 | 0.016555 | 16.0835 | 0 | 16.0835 | 0.010305 | 10.0112 | 0 | 10.0112 | 0.023332 | 22.6671 | 0 | 22.6671 | 0.024502 | 23.8038 | 0 | 23.8038 | 4.7585 | 2.962 | 6.7064 | 7.0427 | 0.023332 | 0.0069032 | 22.6671 | 6.7064 | 0 | 0 | 22.6671 | 6.7064 | [11 empty] | WLDFR | HFTD - Distribution - Tier 2 - 1QU CoRE ¦ 1QU LoRE | Red Flag Warning - Catastrophic Fires | 2043 | 4.385e-07 | 2.1925e-07 | 5.6378e-07 | 17672.0852 | 299.42 | 10692.7362 | 6679.929 | 0 | 0 | 0 | 0.00036526 |  | 0.0077492 | 0 | 0.0077492 | 0.0038746 | 0 | 0.0038746 | 0.0099632 | 0 | 0.0099632 | [16 empty] | 7.3.1.3 Ignition probability mapping showing the probability of ignition along the electric lines and equipmentWLDFRAggregatedAggregated | WLDFR | HFTD - Distribution - Tier 2 - 1QU CoRE ¦ 1QU LoRE | Red Flag Warning - Catastrophic Fires | Aggregated | Aggregated | 2048 | 0.00036526 | 0 | 170.7528 | 0.06237 | 2048 | Mitigation | 0.08575 | 30 | 0 | esc | 0.0012005 | 4.385e-07 | 0.00060025 | 2.1925e-07 | 0.0015435 | 5.6378e-07
[35 empty] | 7.3.1.1 A summarized risk map that shows the overall ignition probability and estimated wildfire consequence along the electric lines and equipment | WLDFR | HFTD - Distribution - Tier 2 - 1QU CoRE ¦ 5QU LoRE | 2040 | 0.27651 | 0.016555 | 16.0835 | 0 | 16.0835 | 0.010305 | 10.0112 | 0 | 10.0112 | 0.023332 | 22.6671 | 0 | 22.6671 | 0.024502 | 23.8038 | 0 | 23.8038 | 4.4472 | 2.7682 | 6.2677 | 6.5819 | 0.023332 | 0.0064516 | 22.6671 | 6.2677 | 0 | 0 | 22.6671 | 6.2677 | [11 empty] | WLDFR | HFTD - Distribution - Tier 2 - 1QU CoRE ¦ 1QU LoRE | Red Flag Warning - Catastrophic Fires | 2044 | 4.385e-07 | 2.1925e-07 | 5.6378e-07 | 17672.0852 | 299.42 | 10692.7362 | 6679.929 | 0 | 0 | 0 | 0.00036526 |  | 0.0077492 | 0 | 0.0077492 | 0.0038746 | 0 | 0.0038746 | 0.0099632 | 0 | 0.0099632 | [16 empty] | 7.3.1.3 Ignition probability mapping showing the probability of ignition along the electric lines and equipmentWLDFRAggregatedAggregated | WLDFR | HFTD - Distribution - Tier 2 - 1QU CoRE ¦ 1QU LoRE | Red Flag Warning - Catastrophic Fires | Aggregated | Aggregated | 2049 | 0.00036526 | 0 | 170.7528 | 0.06237 | 2049 | Mitigation | 0.08575 | 30 | 0 | esc | 0.0012005 | 4.385e-07 | 0.00060025 | 2.1925e-07 | 0.0015435 | 5.6378e-07
[35 empty] | 7.3.1.1 A summarized risk map that shows the overall ignition probability and estimated wildfire consequence along the electric lines and equipment | WLDFR | HFTD - Distribution - Tier 2 - 1QU CoRE ¦ 5QU LoRE | 2041 | 0.25842 | 0.016555 | 16.0835 | 0 | 16.0835 | 0.010305 | 10.0112 | 0 | 10.0112 | 0.023332 | 22.6671 | 0 | 22.6671 | 0.024502 | 23.8038 | 0 | 23.8038 | 4.1563 | 2.5871 | 5.8576 | 6.1513 | 0.023332 | 0.0060295 | 22.6671 | 5.8576 | 0 | 0 | 22.6671 | 5.8576 | [11 empty] | WLDFR | HFTD - Distribution - Tier 2 - 1QU CoRE ¦ 1QU LoRE | Red Flag Warning - Catastrophic Fires | 2045 | 4.385e-07 | 2.1925e-07 | 5.6378e-07 | 17672.0852 | 299.42 | 10692.7362 | 6679.929 | 0 | 0 | 0 | 0.00036526 |  | 0.0077492 | 0 | 0.0077492 | 0.0038746 | 0 | 0.0038746 | 0.0099632 | 0 | 0.0099632 | [16 empty] | 7.3.1.3 Ignition probability mapping showing the probability of ignition along the electric lines and equipmentWLDFRAggregatedAggregated | WLDFR | HFTD - Distribution - Tier 2 - 1QU CoRE ¦ 1QU LoRE | Red Flag Warning - Catastrophic Fires | Aggregated | Aggregated | 2050 | 0.00036526 | 0 | 170.7528 | 0.06237 | 2050 | Mitigation | 0.08575 | 30 | 0 | esc | 0 | 0 | 0.00060025 | 2.1925e-07 | 0.0015435 | 5.6378e-07
[35 empty] | 7.3.1.1 A summarized risk map that shows the overall ignition probability and estimated wildfire consequence along the electric lines and equipment | WLDFR | HFTD - Distribution - Tier 2 - 1QU CoRE ¦ 5QU LoRE | 2042 | 0.24151 | 0.016555 | 16.0835 | 0 | 16.0835 | 0.010305 | 10.0112 | 0 | 10.0112 | 0.023332 | 22.6671 | 0 | 22.6671 | 0.024502 | 23.8038 | 0 | 23.8038 | 3.8844 | 2.4178 | 5.4744 | 5.7489 | 0.023332 | 0.005635 | 22.6671 | 5.4744 | 0 | 0 | 22.6671 | 5.4744 | [11 empty] | WLDFR | HFTD - Distribution - Tier 2 - 1QU CoRE ¦ 1QU LoRE | Red Flag Warning - Catastrophic Fires | 2046 | 4.385e-07 | 2.1925e-07 | 5.6378e-07 | 17672.0852 | 299.42 | 10692.7362 | 6679.929 | 0 | 0 | 0 | 0.00036526 |  | 0.0077492 | 0 | 0.0077492 | 0.0038746 | 0 | 0.0038746 | 0.0099632 | 0 | 0.0099632 | [16 empty] | 7.3.1.3 Ignition probability mapping showing the probability of ignition along the electric lines and equipmentWLDFRAggregatedAggregated | WLDFR | HFTD - Distribution - Tier 2 - 1QU CoRE ¦ 1QU LoRE | Red Flag Warning - Catastrophic Fires | Aggregated | Aggregated | 2051 | 0.00036526 | 0 | 170.7528 | 0.06237 | 2051 | Mitigation | 0.08575 | 30 | 0 | esc | 0 | 0 | 0 | 0 | 0.0015435 | 5.6378e-07
[35 empty] | 7.3.1.1 A summarized risk map that shows the overall ignition probability and estimated wildfire consequence along the electric lines and equipment | WLDFR | HFTD - Distribution - Tier 2 - 1QU CoRE ¦ 5QU LoRE | 2043 | 0.22571 | 0.016555 | 16.8854 | 0 | 16.8854 | 0.010305 | 10.5104 | 0 | 10.5104 | 0.023332 | 23.7973 | 0 | 23.7973 | 0.024502 | 24.9906 | 0 | 24.9906 | 3.8113 | 2.3723 | 5.3714 | 5.6407 | 0.023332 | 0.0052664 | 23.7973 | 5.3714 | 0 | 0 | 23.7973 | 5.3714 | [11 empty] | WLDFR | HFTD - Distribution - Tier 2 - 1QU CoRE ¦ 1QU LoRE | Red Flag Warning - Catastrophic Fires | 2047 | 4.385e-07 | 2.1925e-07 | 5.6378e-07 | 17672.0852 | 299.42 | 10692.7362 | 6679.929 | 0 | 0 | 0 | 0.00036526 |  | 0.0077492 | 0 | 0.0077492 | 0.0038746 | 0 | 0.0038746 | 0.0099632 | 0 | 0.0099632 | [16 empty] | 7.3.1.3 Ignition probability mapping showing the probability of ignition along the electric lines and equipmentWLDFRAggregatedAggregated | WLDFR | HFTD - Distribution - Tier 2 - 1QU CoRE ¦ 1QU LoRE | Red Flag Warning - Destructive Fires | Aggregated | Aggregated | 2021 | 7.0293e-05 | 0 | 170.7528 | 0.012003 | 2021 | Mitigation | 0.08575 | 30 | 0 | esc | 0.0012005 | 8.4387e-08 | 0.00060025 | 4.2193e-08 | 0 | 0
[35 empty] | 7.3.1.1 A summarized risk map that shows the overall ignition probability and estimated wildfire consequence along the electric lines and equipment | WLDFR | HFTD - Distribution - Tier 2 - 1QU CoRE ¦ 5QU LoRE | 2044 | 0.21095 | 0.016555 | 16.8854 | 0 | 16.8854 | 0.010305 | 10.5104 | 0 | 10.5104 | 0.023332 | 23.7973 | 0 | 23.7973 | 0.024502 | 24.9906 | 0 | 24.9906 | 3.5619 | 2.2171 | 5.02 | 5.2717 | 0.023332 | 0.0049219 | 23.7973 | 5.02 | 0 | 0 | 23.7973 | 5.02 | [11 empty] | WLDFR | HFTD - Distribution - Tier 2 - 1QU CoRE ¦ 1QU LoRE | Red Flag Warning - Catastrophic Fires | 2048 | 4.385e-07 | 2.1925e-07 | 5.6378e-07 | 18552.3348 | 319.4911 | 11216.5626 | 7016.281 | 0 | 0 | 0 | 0.00036526 |  | 0.0081352 | 0 | 0.0081352 | 0.0040676 | 0 | 0.0040676 | 0.010459 | 0 | 0.010459 | [16 empty] | 7.3.1.3 Ignition probability mapping showing the probability of ignition along the electric lines and equipmentWLDFRAggregatedAggregated | WLDFR | HFTD - Distribution - Tier 2 - 1QU CoRE ¦ 1QU LoRE | Red Flag Warning - Destructive Fires | Aggregated | Aggregated | 2022 | 7.0293e-05 | 0 | 170.7528 | 0.012003 | 2022 | Mitigation | 0.08575 | 30 | 0 | esc | 0.0012005 | 8.4387e-08 | 0.00060025 | 4.2193e-08 | 0.0015435 | 1.085e-07
[35 empty] | 7.3.1.1 A summarized risk map that shows the overall ignition probability and estimated wildfire consequence along the electric lines and equipment | WLDFR | HFTD - Distribution - Tier 2 - 1QU CoRE ¦ 5QU LoRE | 2045 | 0.19715 | 0.016555 | 16.8854 | 0 | 16.8854 | 0.010305 | 10.5104 | 0 | 10.5104 | 0.023332 | 23.7973 | 0 | 23.7973 | 0.024502 | 24.9906 | 0 | 24.9906 | 3.3289 | 2.0721 | 4.6916 | 4.9268 | 0.023332 | 0.0045999 | 23.7973 | 4.6916 | 0 | 0 | 23.7973 | 4.6916 | [11 empty] | WLDFR | HFTD - Distribution - Tier 2 - 1QU CoRE ¦ 1QU LoRE | Red Flag Warning - Catastrophic Fires | 2049 | 4.385e-07 | 2.1925e-07 | 5.6378e-07 | 18552.3348 | 319.4911 | 11216.5626 | 7016.281 | 0 | 0 | 0 | 0.00036526 |  | 0.0081352 | 0 | 0.0081352 | 0.0040676 | 0 | 0.0040676 | 0.010459 | 0 | 0.010459 | [16 empty] | 7.3.1.3 Ignition probability mapping showing the probability of ignition along the electric lines and equipmentWLDFRAggregatedAggregated | WLDFR | HFTD - Distribution - Tier 2 - 1QU CoRE ¦ 1QU LoRE | Red Flag Warning - Destructive Fires | Aggregated | Aggregated | 2023 | 7.0293e-05 | 0 | 170.7528 | 0.012003 | 2023 | Mitigation | 0.08575 | 30 | 0 | esc | 0.0012005 | 8.4387e-08 | 0.00060025 | 4.2193e-08 | 0.0015435 | 1.085e-07
[35 empty] | 7.3.1.1 A summarized risk map that shows the overall ignition probability and estimated wildfire consequence along the electric lines and equipment | WLDFR | HFTD - Distribution - Tier 2 - 1QU CoRE ¦ 5QU LoRE | 2046 | 0.18425 | 0.016555 | 16.8854 | 0 | 16.8854 | 0.010305 | 10.5104 | 0 | 10.5104 | 0.023332 | 23.7973 | 0 | 23.7973 | 0.024502 | 24.9906 | 0 | 24.9906 | 3.1111 | 1.9365 | 4.3846 | 4.6045 | 0.023332 | 0.004299 | 23.7973 | 4.3846 | 0 | 0 | 23.7973 | 4.3846 | [11 empty] | WLDFR | HFTD - Distribution - Tier 2 - 1QU CoRE ¦ 1QU LoRE | Red Flag Warning - Catastrophic Fires | 2050 | 0 | 2.1925e-07 | 5.6378e-07 | 18552.3348 | 319.4911 | 11216.5626 | 7016.281 | 0 | 0 | 0 | 0.00036526 |  | 0 | 0 | 0 | 0.0040676 | 0 | 0.0040676 | 0.010459 | 0 | 0.010459 | [16 empty] | 7.3.1.3 Ignition probability mapping showing the probability of ignition along the electric lines and equipmentWLDFRAggregatedAggregated | WLDFR | HFTD - Distribution - Tier 2 - 1QU CoRE ¦ 1QU LoRE | Red Flag Warning - Destructive Fires | Aggregated | Aggregated | 2024 | 7.0293e-05 | 0 | 170.7528 | 0.012003 | 2024 | Mitigation | 0.08575 | 30 | 0 | esc | 0.0012005 | 8.4387e-08 | 0.00060025 | 4.2193e-08 | 0.0015435 | 1.085e-07
[35 empty] | 7.3.1.1 A summarized risk map that shows the overall ignition probability and estimated wildfire consequence along the electric lines and equipment | WLDFR | HFTD - Distribution - Tier 2 - 1QU CoRE ¦ 5QU LoRE | 2047 | 0.1722 | 0.016555 | 16.8854 | 0 | 16.8854 | 0.010305 | 10.5104 | 0 | 10.5104 | 0.023332 | 23.7973 | 0 | 23.7973 | 0.024502 | 24.9906 | 0 | 24.9906 | 2.9076 | 1.8098 | 4.0978 | 4.3033 | 0.023332 | 0.0040177 | 23.7973 | 4.0978 | 0 | 0 | 23.7973 | 4.0978 | [11 empty] | WLDFR | HFTD - Distribution - Tier 2 - 1QU CoRE ¦ 1QU LoRE | Red Flag Warning - Catastrophic Fires | 2051 | 0 | 0 | 5.6378e-07 | 18552.3348 | 319.4911 | 11216.5626 | 7016.281 | 0 | 0 | 0 | 0.00036526 |  | 0 | 0 | 0 | 0 | 0 | 0 | 0.010459 | 0 | 0.010459 | [16 empty] | 7.3.1.3 Ignition probability mapping showing the probability of ignition along the electric lines and equipmentWLDFRAggregatedAggregated | WLDFR | HFTD - Distribution - Tier 2 - 1QU CoRE ¦ 1QU LoRE | Red Flag Warning - Destructive Fires | Aggregated | Aggregated | 2025 | 7.0293e-05 | 0 | 170.7528 | 0.012003 | 2025 | Mitigation | 0.08575 | 30 | 0 | esc | 0.0012005 | 8.4387e-08 | 0.00060025 | 4.2193e-08 | 0.0015435 | 1.085e-07
[35 empty] | 7.3.1.1 A summarized risk map that shows the overall ignition probability and estimated wildfire consequence along the electric lines and equipment | WLDFR | HFTD - Distribution - Tier 2 - 1QU CoRE ¦ 5QU LoRE | 2048 | 0.16093 | 0.016555 | 17.726 | 0 | 17.726 | 0.010305 | 11.0336 | 0 | 11.0336 | 0.023332 | 24.982 | 0 | 24.982 | 0.024502 | 26.2347 | 0 | 26.2347 | 2.8527 | 1.7756 | 4.0204 | 4.222 | 0.023332 | 0.0037549 | 24.982 | 4.0204 | 0 | 0 | 24.982 | 4.0204 | [11 empty] | WLDFR | HFTD - Distribution - Tier 2 - 1QU CoRE ¦ 1QU LoRE | Red Flag Warning - Destructive Fires | 2020 | 8.4387e-08 | 0 | 0 | 8807.9522 | 222.2294 | 8585.7228 | 0 | 0 | 0 | 0 | 7.0293e-05 |  | 0.00074328 | 0 | 0.00074328 | 0 | 0 | 0 | 0 | 0 | 0 | [16 empty] | 7.3.1.3 Ignition probability mapping showing the probability of ignition along the electric lines and equipmentWLDFRAggregatedAggregated | WLDFR | HFTD - Distribution - Tier 2 - 1QU CoRE ¦ 1QU LoRE | Red Flag Warning - Destructive Fires | Aggregated | Aggregated | 2026 | 7.0293e-05 | 0 | 170.7528 | 0.012003 | 2026 | Mitigation | 0.08575 | 30 | 0 | esc | 0.0012005 | 8.4387e-08 | 0.00060025 | 4.2193e-08 | 0.0015435 | 1.085e-07
[35 empty] | 7.3.1.1 A summarized risk map that shows the overall ignition probability and estimated wildfire consequence along the electric lines and equipment | WLDFR | HFTD - Distribution - Tier 2 - 1QU CoRE ¦ 5QU LoRE | 2049 | 0.1504 | 0.016555 | 17.726 | 0 | 17.726 | 0.010305 | 11.0336 | 0 | 11.0336 | 0.023332 | 24.982 | 0 | 24.982 | 0.024502 | 26.2347 | 0 | 26.2347 | 2.666 | 1.6595 | 3.7573 | 3.9458 | 0.023332 | 0.0035092 | 24.982 | 3.7573 | 0 | 0 | 24.982 | 3.7573 | [11 empty] | WLDFR | HFTD - Distribution - Tier 2 - 1QU CoRE ¦ 1QU LoRE | Red Flag Warning - Destructive Fires | 2021 | 8.4387e-08 | 4.2193e-08 | 0 | 8807.9522 | 222.2294 | 8585.7228 | 0 | 0 | 0 | 0 | 7.0293e-05 |  | 0.00074328 | 0 | 0.00074328 | 0.00037164 | 0 | 0.00037164 | 0 | 0 | 0 | [16 empty] | 7.3.1.3 Ignition probability mapping showing the probability of ignition along the electric lines and equipmentWLDFRAggregatedAggregated | WLDFR | HFTD - Distribution - Tier 2 - 1QU CoRE ¦ 1QU LoRE | Red Flag Warning - Destructive Fires | Aggregated | Aggregated | 2027 | 7.0293e-05 | 0 | 170.7528 | 0.012003 | 2027 | Mitigation | 0.08575 | 30 | 0 | esc | 0.0012005 | 8.4387e-08 | 0.00060025 | 4.2193e-08 | 0.0015435 | 1.085e-07
[35 empty] | 7.3.1.1 A summarized risk map that shows the overall ignition probability and estimated wildfire consequence along the electric lines and equipment | WLDFR | HFTD - Distribution - Tier 2 - 1QU CoRE ¦ 5QU LoRE | 2050 | 0.14056 | 0 | 0 | 0 | 0 | 0.010305 | 11.0336 | 0 | 11.0336 | 0.023332 | 24.982 | 0 | 24.982 | 0.024502 | 26.2347 | 0 | 26.2347 | 0 | 1.5509 | 3.5115 | 3.6876 | 0.023332 | 0.0032797 | 24.982 | 3.5115 | 0 | 0 | 24.982 | 3.5115 | [11 empty] | WLDFR | HFTD - Distribution - Tier 2 - 1QU CoRE ¦ 1QU LoRE | Red Flag Warning - Destructive Fires | 2022 | 8.4387e-08 | 4.2193e-08 | 1.085e-07 | 8807.9522 | 222.2294 | 8585.7228 | 0 | 0 | 0 | 0 | 7.0293e-05 |  | 0.00074328 | 0 | 0.00074328 | 0.00037164 | 0 | 0.00037164 | 0.00095564 | 0 | 0.00095564 | [16 empty] | 7.3.1.3 Ignition probability mapping showing the probability of ignition along the electric lines and equipmentWLDFRAggregatedAggregated | WLDFR | HFTD - Distribution - Tier 2 - 1QU CoRE ¦ 1QU LoRE | Red Flag Warning - Destructive Fires | Aggregated | Aggregated | 2028 | 7.0293e-05 | 0 | 170.7528 | 0.012003 | 2028 | Mitigation | 0.08575 | 30 | 0 | esc | 0.0012005 | 8.4387e-08 | 0.00060025 | 4.2193e-08 | 0.0015435 | 1.085e-07
[35 empty] | 7.3.1.1 A summarized risk map that shows the overall ignition probability and estimated wildfire consequence along the electric lines and equipment | WLDFR | HFTD - Distribution - Tier 2 - 1QU CoRE ¦ 5QU LoRE | 2051 | 0.13137 | 0 | 0 | 0 | 0 | 0 | 0 | 0 | 0 | 0.023332 | 24.982 | 0 | 24.982 | 0.024502 | 26.2347 | 0 | 26.2347 | 0 | 0 | 3.2818 | 3.4464 | 0.023332 | 0.0030651 | 24.982 | 3.2818 | 0 | 0 | 24.982 | 3.2818 | [11 empty] | WLDFR | HFTD - Distribution - Tier 2 - 1QU CoRE ¦ 1QU LoRE | Red Flag Warning - Destructive Fires | 2023 | 8.4387e-08 | 4.2193e-08 | 1.085e-07 | 9129.7461 | 233.2301 | 8896.516 | 0 | 0 | 0 | 0 | 7.0293e-05 |  | 0.00077043 | 0 | 0.00077043 | 0.00038522 | 0 | 0.00038522 | 0.00099055 | 0 | 0.00099055 | [16 empty] | 7.3.1.3 Ignition probability mapping showing the probability of ignition along the electric lines and equipmentWLDFRAggregatedAggregated | WLDFR | HFTD - Distribution - Tier 2 - 1QU CoRE ¦ 1QU LoRE | Red Flag Warning - Destructive Fires | Aggregated | Aggregated | 2029 | 7.0293e-05 | 0 | 170.7528 | 0.012003 | 2029 | Mitigation | 0.08575 | 30 | 0 | esc | 0.0012005 | 8.4387e-08 | 0.00060025 | 4.2193e-08 | 0.0015435 | 1.085e-07
[35 empty] | 7.3.1.1 A summarized risk map that shows the overall ignition probability and estimated wildfire consequence along the electric lines and equipment | WLDFR | HFTD - Distribution - Tier 2 - 1QU CoRE ¦ 5QU LoRE | 2052 | 0.12277 | 0 | 0 | 0 | 0 | 0 | 0 | 0 | 0 | 0 | 0 | 0 | 0 | 0.024502 | 26.2347 | 0 | 26.2347 | 0 | 0 | 0 | 3.2209 | 0 | 0 | 0 | 0 | 0 | 0 | 0 | 0 | [11 empty] | WLDFR | HFTD - Distribution - Tier 2 - 1QU CoRE ¦ 1QU LoRE | Red Flag Warning - Destructive Fires | 2024 | 8.4387e-08 | 4.2193e-08 | 1.085e-07 | 9129.7461 | 233.2301 | 8896.516 | 0 | 0 | 0 | 0 | 7.0293e-05 |  | 0.00077043 | 0 | 0.00077043 | 0.00038522 | 0 | 0.00038522 | 0.00099055 | 0 | 0.00099055 | [16 empty] | 7.3.1.3 Ignition probability mapping showing the probability of ignition along the electric lines and equipmentWLDFRAggregatedAggregated | WLDFR | HFTD - Distribution - Tier 2 - 1QU CoRE ¦ 1QU LoRE | Red Flag Warning - Destructive Fires | Aggregated | Aggregated | 2030 | 7.0293e-05 | 0 | 170.7528 | 0.012003 | 2030 | Mitigation | 0.08575 | 30 | 0 | esc | 0.0012005 | 8.4387e-08 | 0.00060025 | 4.2193e-08 | 0.0015435 | 1.085e-07
[35 empty] | 7.3.1.1 A summarized risk map that shows the overall ignition probability and estimated wildfire consequence along the electric lines and equipment | WLDFR | HFTD - Distribution - Tier 2 - 2QU CoRE ¦ 1QU LoRE | 2020 | 1 | 0.0067761 | 1.6785 | 0 | 1.6785 | 0 | 0 | 0 | 0 | 0 | 0 | 0 | 0 | 0 | 0 | 0 | 0 | 1.6785 | 0 | 0 | 0 | 0 | 0 | 0 | 0 | 0 | 0 | 0 | 0 | [11 empty] | WLDFR | HFTD - Distribution - Tier 2 - 1QU CoRE ¦ 1QU LoRE | Red Flag Warning - Destructive Fires | 2025 | 8.4387e-08 | 4.2193e-08 | 1.085e-07 | 9129.7461 | 233.2301 | 8896.516 | 0 | 0 | 0 | 0 | 7.0293e-05 |  | 0.00077043 | 0 | 0.00077043 | 0.00038522 | 0 | 0.00038522 | 0.00099055 | 0 | 0.00099055 | [16 empty] | 7.3.1.3 Ignition probability mapping showing the probability of ignition along the electric lines and equipmentWLDFRAggregatedAggregated | WLDFR | HFTD - Distribution - Tier 2 - 1QU CoRE ¦ 1QU LoRE | Red Flag Warning - Destructive Fires | Aggregated | Aggregated | 2031 | 7.0293e-05 | 0 | 170.7528 | 0.012003 | 2031 | Mitigation | 0.08575 | 30 | 0 | esc | 0.0012005 | 8.4387e-08 | 0.00060025 | 4.2193e-08 | 0.0015435 | 1.085e-07
[35 empty] | 7.3.1.1 A summarized risk map that shows the overall ignition probability and estimated wildfire consequence along the electric lines and equipment | WLDFR | HFTD - Distribution - Tier 2 - 2QU CoRE ¦ 1QU LoRE | 2021 | 1 | 0.0067761 | 1.6785 | 0 | 1.6785 | 0.0042178 | 1.0448 | 0 | 1.0448 | 0 | 0 | 0 | 0 | 0 | 0 | 0 | 0 | 1.6785 | 1.0448 | 0 | 0 | 0 | 0 | 0 | 0 | 0 | 0 | 0 | 0 | [11 empty] | WLDFR | HFTD - Distribution - Tier 2 - 1QU CoRE ¦ 1QU LoRE | Red Flag Warning - Destructive Fires | 2026 | 8.4387e-08 | 4.2193e-08 | 1.085e-07 | 9129.7461 | 233.2301 | 8896.516 | 0 | 0 | 0 | 0 | 7.0293e-05 |  | 0.00077043 | 0 | 0.00077043 | 0.00038522 | 0 | 0.00038522 | 0.00099055 | 0 | 0.00099055 | [16 empty] | 7.3.1.3 Ignition probability mapping showing the probability of ignition along the electric lines and equipmentWLDFRAggregatedAggregated | WLDFR | HFTD - Distribution - Tier 2 - 1QU CoRE ¦ 1QU LoRE | Red Flag Warning - Destructive Fires | Aggregated | Aggregated | 2032 | 7.0293e-05 | 0 | 170.7528 | 0.012003 | 2032 | Mitigation | 0.08575 | 30 | 0 | esc | 0.0012005 | 8.4387e-08 | 0.00060025 | 4.2193e-08 | 0.0015435 | 1.085e-07
[35 empty] | 7.3.1.1 A summarized risk map that shows the overall ignition probability and estimated wildfire consequence along the electric lines and equipment | WLDFR | HFTD - Distribution - Tier 2 - 2QU CoRE ¦ 1QU LoRE | 2022 | 0.93458 | 0.0066003 | 1.6199 | 0 | 1.6199 | 0.0041084 | 1.0083 | 0 | 1.0083 | 0.010116 | 2.4828 | 0 | 2.4828 | 0 | 0 | 0 | 0 | 1.5139 | 0.94236 | 2.3204 | 0 | 0.010116 | 0.0094543 | 2.4828 | 2.3204 | 0 | 0 | 2.4828 | 2.3204 | [11 empty] | WLDFR | HFTD - Distribution - Tier 2 - 1QU CoRE ¦ 1QU LoRE | Red Flag Warning - Destructive Fires | 2027 | 8.4387e-08 | 4.2193e-08 | 1.085e-07 | 9129.7461 | 233.2301 | 8896.516 | 0 | 0 | 0 | 0 | 7.0293e-05 |  | 0.00077043 | 0 | 0.00077043 | 0.00038522 | 0 | 0.00038522 | 0.00099055 | 0 | 0.00099055 | [16 empty] | 7.3.1.3 Ignition probability mapping showing the probability of ignition along the electric lines and equipmentWLDFRAggregatedAggregated | WLDFR | HFTD - Distribution - Tier 2 - 1QU CoRE ¦ 1QU LoRE | Red Flag Warning - Destructive Fires | Aggregated | Aggregated | 2033 | 7.0293e-05 | 0 | 170.7528 | 0.012003 | 2033 | Mitigation | 0.08575 | 30 | 0 | esc | 0.0012005 | 8.4387e-08 | 0.00060025 | 4.2193e-08 | 0.0015435 | 1.085e-07
[35 empty] | 7.3.1.1 A summarized risk map that shows the overall ignition probability and estimated wildfire consequence along the electric lines and equipment | WLDFR | HFTD - Distribution - Tier 2 - 2QU CoRE ¦ 1QU LoRE | 2023 | 0.87344 | 0.0066003 | 1.6793 | 0 | 1.6793 | 0.0041084 | 1.0453 | 0 | 1.0453 | 0.010116 | 2.5738 | 0 | 2.5738 | 0.010623 | 2.7028 | 0 | 2.7028 | 1.4667 | 0.91298 | 2.248 | 2.3608 | 0.010116 | 0.0088358 | 2.5738 | 2.248 | 0 | 0 | 2.5738 | 2.248 | [11 empty] | WLDFR | HFTD - Distribution - Tier 2 - 1QU CoRE ¦ 1QU LoRE | Red Flag Warning - Destructive Fires | 2028 | 8.4387e-08 | 4.2193e-08 | 1.085e-07 | 9534.9221 | 247.273 | 9287.6491 | 0 | 0 | 0 | 0 | 7.0293e-05 |  | 0.00080462 | 0 | 0.00080462 | 0.00040231 | 0 | 0.00040231 | 0.0010345 | 0 | 0.0010345 | [16 empty] | 7.3.1.3 Ignition probability mapping showing the probability of ignition along the electric lines and equipmentWLDFRAggregatedAggregated | WLDFR | HFTD - Distribution - Tier 2 - 1QU CoRE ¦ 1QU LoRE | Red Flag Warning - Destructive Fires | Aggregated | Aggregated | 2034 | 7.0293e-05 | 0 | 170.7528 | 0.012003 | 2034 | Mitigation | 0.08575 | 30 | 0 | esc | 0.0012005 | 8.4387e-08 | 0.00060025 | 4.2193e-08 | 0.0015435 | 1.085e-07
[35 empty] | 7.3.1.1 A summarized risk map that shows the overall ignition probability and estimated wildfire consequence along the electric lines and equipment | WLDFR | HFTD - Distribution - Tier 2 - 2QU CoRE ¦ 1QU LoRE | 2024 | 0.8163 | 0.0066003 | 1.6793 | 0 | 1.6793 | 0.0041084 | 1.0453 | 0 | 1.0453 | 0.010116 | 2.5738 | 0 | 2.5738 | 0.010623 | 2.7028 | 0 | 2.7028 | 1.3708 | 0.85325 | 2.101 | 2.2063 | 0.010116 | 0.0082577 | 2.5738 | 2.101 | 0 | 0 | 2.5738 | 2.101 | [11 empty] | WLDFR | HFTD - Distribution - Tier 2 - 1QU CoRE ¦ 1QU LoRE | Red Flag Warning - Destructive Fires | 2029 | 8.4387e-08 | 4.2193e-08 | 1.085e-07 | 9534.9221 | 247.273 | 9287.6491 | 0 | 0 | 0 | 0 | 7.0293e-05 |  | 0.00080462 | 0 | 0.00080462 | 0.00040231 | 0 | 0.00040231 | 0.0010345 | 0 | 0.0010345 | [16 empty] | 7.3.1.3 Ignition probability mapping showing the probability of ignition along the electric lines and equipmentWLDFRAggregatedAggregated | WLDFR | HFTD - Distribution - Tier 2 - 1QU CoRE ¦ 1QU LoRE | Red Flag Warning - Destructive Fires | Aggregated | Aggregated | 2035 | 7.0293e-05 | 0 | 170.7528 | 0.012003 | 2035 | Mitigation | 0.08575 | 30 | 0 | esc | 0.0012005 | 8.4387e-08 | 0.00060025 | 4.2193e-08 | 0.0015435 | 1.085e-07
[35 empty] | 7.3.1.1 A summarized risk map that shows the overall ignition probability and estimated wildfire consequence along the electric lines and equipment | WLDFR | HFTD - Distribution - Tier 2 - 2QU CoRE ¦ 1QU LoRE | 2025 | 0.7629 | 0.0066003 | 1.6793 | 0 | 1.6793 | 0.0041084 | 1.0453 | 0 | 1.0453 | 0.010116 | 2.5738 | 0 | 2.5738 | 0.010623 | 2.7028 | 0 | 2.7028 | 1.2811 | 0.79743 | 1.9635 | 2.062 | 0.010116 | 0.0077175 | 2.5738 | 1.9635 | 0 | 0 | 2.5738 | 1.9635 | [11 empty] | WLDFR | HFTD - Distribution - Tier 2 - 1QU CoRE ¦ 1QU LoRE | Red Flag Warning - Destructive Fires | 2030 | 8.4387e-08 | 4.2193e-08 | 1.085e-07 | 9534.9221 | 247.273 | 9287.6491 | 0 | 0 | 0 | 0 | 7.0293e-05 |  | 0.00080462 | 0 | 0.00080462 | 0.00040231 | 0 | 0.00040231 | 0.0010345 | 0 | 0.0010345 | [16 empty] | 7.3.1.3 Ignition probability mapping showing the probability of ignition along the electric lines and equipmentWLDFRAggregatedAggregated | WLDFR | HFTD - Distribution - Tier 2 - 1QU CoRE ¦ 1QU LoRE | Red Flag Warning - Destructive Fires | Aggregated | Aggregated | 2036 | 7.0293e-05 | 0 | 170.7528 | 0.012003 | 2036 | Mitigation | 0.08575 | 30 | 0 | esc | 0.0012005 | 8.4387e-08 | 0.00060025 | 4.2193e-08 | 0.0015435 | 1.085e-07
[35 empty] | 7.3.1.1 A summarized risk map that shows the overall ignition probability and estimated wildfire consequence along the electric lines and equipment | WLDFR | HFTD - Distribution - Tier 2 - 2QU CoRE ¦ 1QU LoRE | 2026 | 0.71299 | 0.0066003 | 1.6793 | 0 | 1.6793 | 0.0041084 | 1.0453 | 0 | 1.0453 | 0.010116 | 2.5738 | 0 | 2.5738 | 0.010623 | 2.7028 | 0 | 2.7028 | 1.1973 | 0.74526 | 1.8351 | 1.9271 | 0.010116 | 0.0072126 | 2.5738 | 1.8351 | 0 | 0 | 2.5738 | 1.8351 | [11 empty] | WLDFR | HFTD - Distribution - Tier 2 - 1QU CoRE ¦ 1QU LoRE | Red Flag Warning - Destructive Fires | 2031 | 8.4387e-08 | 4.2193e-08 | 1.085e-07 | 9534.9221 | 247.273 | 9287.6491 | 0 | 0 | 0 | 0 | 7.0293e-05 |  | 0.00080462 | 0 | 0.00080462 | 0.00040231 | 0 | 0.00040231 | 0.0010345 | 0 | 0.0010345 | [16 empty] | 7.3.1.3 Ignition probability mapping showing the probability of ignition along the electric lines and equipmentWLDFRAggregatedAggregated | WLDFR | HFTD - Distribution - Tier 2 - 1QU CoRE ¦ 1QU LoRE | Red Flag Warning - Destructive Fires | Aggregated | Aggregated | 2037 | 7.0293e-05 | 0 | 170.7528 | 0.012003 | 2037 | Mitigation | 0.08575 | 30 | 0 | esc | 0.0012005 | 8.4387e-08 | 0.00060025 | 4.2193e-08 | 0.0015435 | 1.085e-07
[35 empty] | 7.3.1.1 A summarized risk map that shows the overall ignition probability and estimated wildfire consequence along the electric lines and equipment | WLDFR | HFTD - Distribution - Tier 2 - 2QU CoRE ¦ 1QU LoRE | 2027 | 0.66634 | 0.0066003 | 1.6793 | 0 | 1.6793 | 0.0041084 | 1.0453 | 0 | 1.0453 | 0.010116 | 2.5738 | 0 | 2.5738 | 0.010623 | 2.7028 | 0 | 2.7028 | 1.119 | 0.69651 | 1.715 | 1.801 | 0.010116 | 0.0067408 | 2.5738 | 1.715 | 0 | 0 | 2.5738 | 1.715 | [11 empty] | WLDFR | HFTD - Distribution - Tier 2 - 1QU CoRE ¦ 1QU LoRE | Red Flag Warning - Destructive Fires | 2032 | 8.4387e-08 | 4.2193e-08 | 1.085e-07 | 9534.9221 | 247.273 | 9287.6491 | 0 | 0 | 0 | 0 | 7.0293e-05 |  | 0.00080462 | 0 | 0.00080462 | 0.00040231 | 0 | 0.00040231 | 0.0010345 | 0 | 0.0010345 | [16 empty] | 7.3.1.3 Ignition probability mapping showing the probability of ignition along the electric lines and equipmentWLDFRAggregatedAggregated | WLDFR | HFTD - Distribution - Tier 2 - 1QU CoRE ¦ 1QU LoRE | Red Flag Warning - Destructive Fires | Aggregated | Aggregated | 2038 | 7.0293e-05 | 0 | 170.7528 | 0.012003 | 2038 | Mitigation | 0.08575 | 30 | 0 | esc | 0.0012005 | 8.4387e-08 | 0.00060025 | 4.2193e-08 | 0.0015435 | 1.085e-07
[35 empty] | 7.3.1.1 A summarized risk map that shows the overall ignition probability and estimated wildfire consequence along the electric lines and equipment | WLDFR | HFTD - Distribution - Tier 2 - 2QU CoRE ¦ 1QU LoRE | 2028 | 0.62275 | 0.0066003 | 1.7541 | 0 | 1.7541 | 0.0041084 | 1.0918 | 0 | 1.0918 | 0.010116 | 2.6884 | 0 | 2.6884 | 0.010623 | 2.8232 | 0 | 2.8232 | 1.0923 | 0.67993 | 1.6742 | 1.7581 | 0.010116 | 0.0062998 | 2.6884 | 1.6742 | 0 | 0 | 2.6884 | 1.6742 | [11 empty] | WLDFR | HFTD - Distribution - Tier 2 - 1QU CoRE ¦ 1QU LoRE | Red Flag Warning - Destructive Fires | 2033 | 8.4387e-08 | 4.2193e-08 | 1.085e-07 | 9984.8474 | 263.1074 | 9721.74 | 0 | 0 | 0 | 0 | 7.0293e-05 |  | 0.00084259 | 0 | 0.00084259 | 0.0004213 | 0 | 0.0004213 | 0.0010833 | 0 | 0.0010833 | [16 empty] | 7.3.1.3 Ignition probability mapping showing the probability of ignition along the electric lines and equipmentWLDFRAggregatedAggregated | WLDFR | HFTD - Distribution - Tier 2 - 1QU CoRE ¦ 1QU LoRE | Red Flag Warning - Destructive Fires | Aggregated | Aggregated | 2039 | 7.0293e-05 | 0 | 170.7528 | 0.012003 | 2039 | Mitigation | 0.08575 | 30 | 0 | esc | 0.0012005 | 8.4387e-08 | 0.00060025 | 4.2193e-08 | 0.0015435 | 1.085e-07
[35 empty] | 7.3.1.1 A summarized risk map that shows the overall ignition probability and estimated wildfire consequence along the electric lines and equipment | WLDFR | HFTD - Distribution - Tier 2 - 2QU CoRE ¦ 1QU LoRE | 2029 | 0.58201 | 0.0066003 | 1.7541 | 0 | 1.7541 | 0.0041084 | 1.0918 | 0 | 1.0918 | 0.010116 | 2.6884 | 0 | 2.6884 | 0.010623 | 2.8232 | 0 | 2.8232 | 1.0209 | 0.63545 | 1.5647 | 1.6431 | 0.010116 | 0.0058877 | 2.6884 | 1.5647 | 0 | 0 | 2.6884 | 1.5647 | [11 empty] | WLDFR | HFTD - Distribution - Tier 2 - 1QU CoRE ¦ 1QU LoRE | Red Flag Warning - Destructive Fires | 2034 | 8.4387e-08 | 4.2193e-08 | 1.085e-07 | 9984.8474 | 263.1074 | 9721.74 | 0 | 0 | 0 | 0 | 7.0293e-05 |  | 0.00084259 | 0 | 0.00084259 | 0.0004213 | 0 | 0.0004213 | 0.0010833 | 0 | 0.0010833 | [16 empty] | 7.3.1.3 Ignition probability mapping showing the probability of ignition along the electric lines and equipmentWLDFRAggregatedAggregated | WLDFR | HFTD - Distribution - Tier 2 - 1QU CoRE ¦ 1QU LoRE | Red Flag Warning - Destructive Fires | Aggregated | Aggregated | 2040 | 7.0293e-05 | 0 | 170.7528 | 0.012003 | 2040 | Mitigation | 0.08575 | 30 | 0 | esc | 0.0012005 | 8.4387e-08 | 0.00060025 | 4.2193e-08 | 0.0015435 | 1.085e-07
[35 empty] | 7.3.1.1 A summarized risk map that shows the overall ignition probability and estimated wildfire consequence along the electric lines and equipment | WLDFR | HFTD - Distribution - Tier 2 - 2QU CoRE ¦ 1QU LoRE | 2030 | 0.54393 | 0.0066003 | 1.7541 | 0 | 1.7541 | 0.0041084 | 1.0918 | 0 | 1.0918 | 0.010116 | 2.6884 | 0 | 2.6884 | 0.010623 | 2.8232 | 0 | 2.8232 | 0.95409 | 0.59388 | 1.4623 | 1.5356 | 0.010116 | 0.0055025 | 2.6884 | 1.4623 | 0 | 0 | 2.6884 | 1.4623 | [11 empty] | WLDFR | HFTD - Distribution - Tier 2 - 1QU CoRE ¦ 1QU LoRE | Red Flag Warning - Destructive Fires | 2035 | 8.4387e-08 | 4.2193e-08 | 1.085e-07 | 9984.8474 | 263.1074 | 9721.74 | 0 | 0 | 0 | 0 | 7.0293e-05 |  | 0.00084259 | 0 | 0.00084259 | 0.0004213 | 0 | 0.0004213 | 0.0010833 | 0 | 0.0010833 | [16 empty] | 7.3.1.3 Ignition probability mapping showing the probability of ignition along the electric lines and equipmentWLDFRAggregatedAggregated | WLDFR | HFTD - Distribution - Tier 2 - 1QU CoRE ¦ 1QU LoRE | Red Flag Warning - Destructive Fires | Aggregated | Aggregated | 2041 | 7.0293e-05 | 0 | 170.7528 | 0.012003 | 2041 | Mitigation | 0.08575 | 30 | 0 | esc | 0.0012005 | 8.4387e-08 | 0.00060025 | 4.2193e-08 | 0.0015435 | 1.085e-07
[35 empty] | 7.3.1.1 A summarized risk map that shows the overall ignition probability and estimated wildfire consequence along the electric lines and equipment | WLDFR | HFTD - Distribution - Tier 2 - 2QU CoRE ¦ 1QU LoRE | 2031 | 0.50835 | 0.0066003 | 1.7541 | 0 | 1.7541 | 0.0041084 | 1.0918 | 0 | 1.0918 | 0.010116 | 2.6884 | 0 | 2.6884 | 0.010623 | 2.8232 | 0 | 2.8232 | 0.89167 | 0.55502 | 1.3666 | 1.4352 | 0.010116 | 0.0051425 | 2.6884 | 1.3666 | 0 | 0 | 2.6884 | 1.3666 | [11 empty] | WLDFR | HFTD - Distribution - Tier 2 - 1QU CoRE ¦ 1QU LoRE | Red Flag Warning - Destructive Fires | 2036 | 8.4387e-08 | 4.2193e-08 | 1.085e-07 | 9984.8474 | 263.1074 | 9721.74 | 0 | 0 | 0 | 0 | 7.0293e-05 |  | 0.00084259 | 0 | 0.00084259 | 0.0004213 | 0 | 0.0004213 | 0.0010833 | 0 | 0.0010833 | [16 empty] | 7.3.1.3 Ignition probability mapping showing the probability of ignition along the electric lines and equipmentWLDFRAggregatedAggregated | WLDFR | HFTD - Distribution - Tier 2 - 1QU CoRE ¦ 1QU LoRE | Red Flag Warning - Destructive Fires | Aggregated | Aggregated | 2042 | 7.0293e-05 | 0 | 170.7528 | 0.012003 | 2042 | Mitigation | 0.08575 | 30 | 0 | esc | 0.0012005 | 8.4387e-08 | 0.00060025 | 4.2193e-08 | 0.0015435 | 1.085e-07
[35 empty] | 7.3.1.1 A summarized risk map that shows the overall ignition probability and estimated wildfire consequence along the electric lines and equipment | WLDFR | HFTD - Distribution - Tier 2 - 2QU CoRE ¦ 1QU LoRE | 2032 | 0.47509 | 0.0066003 | 1.7541 | 0 | 1.7541 | 0.0041084 | 1.0918 | 0 | 1.0918 | 0.010116 | 2.6884 | 0 | 2.6884 | 0.010623 | 2.8232 | 0 | 2.8232 | 0.83334 | 0.51871 | 1.2772 | 1.3413 | 0.010116 | 0.0048061 | 2.6884 | 1.2772 | 0 | 0 | 2.6884 | 1.2772 | [11 empty] | WLDFR | HFTD - Distribution - Tier 2 - 1QU CoRE ¦ 1QU LoRE | Red Flag Warning - Destructive Fires | 2037 | 8.4387e-08 | 4.2193e-08 | 1.085e-07 | 9984.8474 | 263.1074 | 9721.74 | 0 | 0 | 0 | 0 | 7.0293e-05 |  | 0.00084259 | 0 | 0.00084259 | 0.0004213 | 0 | 0.0004213 | 0.0010833 | 0 | 0.0010833 | [16 empty] | 7.3.1.3 Ignition probability mapping showing the probability of ignition along the electric lines and equipmentWLDFRAggregatedAggregated | WLDFR | HFTD - Distribution - Tier 2 - 1QU CoRE ¦ 1QU LoRE | Red Flag Warning - Destructive Fires | Aggregated | Aggregated | 2043 | 7.0293e-05 | 0 | 170.7528 | 0.012003 | 2043 | Mitigation | 0.08575 | 30 | 0 | esc | 0.0012005 | 8.4387e-08 | 0.00060025 | 4.2193e-08 | 0.0015435 | 1.085e-07
[35 empty] | 7.3.1.1 A summarized risk map that shows the overall ignition probability and estimated wildfire consequence along the electric lines and equipment | WLDFR | HFTD - Distribution - Tier 2 - 2QU CoRE ¦ 1QU LoRE | 2033 | 0.44401 | 0.0066003 | 1.8372 | 0 | 1.8372 | 0.0041084 | 1.1435 | 0 | 1.1435 | 0.010116 | 2.8158 | 0 | 2.8158 | 0.010623 | 2.957 | 0 | 2.957 | 0.81572 | 0.50775 | 1.2502 | 1.3129 | 0.010116 | 0.0044917 | 2.8158 | 1.2502 | 0 | 0 | 2.8158 | 1.2502 | [11 empty] | WLDFR | HFTD - Distribution - Tier 2 - 1QU CoRE ¦ 1QU LoRE | Red Flag Warning - Destructive Fires | 2038 | 8.4387e-08 | 4.2193e-08 | 1.085e-07 | 10472.8261 | 280.5544 | 10192.2718 | 0 | 0 | 0 | 0 | 7.0293e-05 |  | 0.00088377 | 0 | 0.00088377 | 0.00044188 | 0 | 0.00044188 | 0.0011363 | 0 | 0.0011363 | [16 empty] | 7.3.1.3 Ignition probability mapping showing the probability of ignition along the electric lines and equipmentWLDFRAggregatedAggregated | WLDFR | HFTD - Distribution - Tier 2 - 1QU CoRE ¦ 1QU LoRE | Red Flag Warning - Destructive Fires | Aggregated | Aggregated | 2044 | 7.0293e-05 | 0 | 170.7528 | 0.012003 | 2044 | Mitigation | 0.08575 | 30 | 0 | esc | 0.0012005 | 8.4387e-08 | 0.00060025 | 4.2193e-08 | 0.0015435 | 1.085e-07
[35 empty] | 7.3.1.1 A summarized risk map that shows the overall ignition probability and estimated wildfire consequence along the electric lines and equipment | WLDFR | HFTD - Distribution - Tier 2 - 2QU CoRE ¦ 1QU LoRE | 2034 | 0.41496 | 0.0066003 | 1.8372 | 0 | 1.8372 | 0.0041084 | 1.1435 | 0 | 1.1435 | 0.010116 | 2.8158 | 0 | 2.8158 | 0.010623 | 2.957 | 0 | 2.957 | 0.76236 | 0.47453 | 1.1684 | 1.227 | 0.010116 | 0.0041978 | 2.8158 | 1.1684 | 0 | 0 | 2.8158 | 1.1684 | [11 empty] | WLDFR | HFTD - Distribution - Tier 2 - 1QU CoRE ¦ 1QU LoRE | Red Flag Warning - Destructive Fires | 2039 | 8.4387e-08 | 4.2193e-08 | 1.085e-07 | 10472.8261 | 280.5544 | 10192.2718 | 0 | 0 | 0 | 0 | 7.0293e-05 |  | 0.00088377 | 0 | 0.00088377 | 0.00044188 | 0 | 0.00044188 | 0.0011363 | 0 | 0.0011363 | [16 empty] | 7.3.1.3 Ignition probability mapping showing the probability of ignition along the electric lines and equipmentWLDFRAggregatedAggregated | WLDFR | HFTD - Distribution - Tier 2 - 1QU CoRE ¦ 1QU LoRE | Red Flag Warning - Destructive Fires | Aggregated | Aggregated | 2045 | 7.0293e-05 | 0 | 170.7528 | 0.012003 | 2045 | Mitigation | 0.08575 | 30 | 0 | esc | 0.0012005 | 8.4387e-08 | 0.00060025 | 4.2193e-08 | 0.0015435 | 1.085e-07
[35 empty] | 7.3.1.1 A summarized risk map that shows the overall ignition probability and estimated wildfire consequence along the electric lines and equipment | WLDFR | HFTD - Distribution - Tier 2 - 2QU CoRE ¦ 1QU LoRE | 2035 | 0.38782 | 0.0066003 | 1.8372 | 0 | 1.8372 | 0.0041084 | 1.1435 | 0 | 1.1435 | 0.010116 | 2.8158 | 0 | 2.8158 | 0.010623 | 2.957 | 0 | 2.957 | 0.71248 | 0.44349 | 1.092 | 1.1468 | 0.010116 | 0.0039232 | 2.8158 | 1.092 | 0 | 0 | 2.8158 | 1.092 | [11 empty] | WLDFR | HFTD - Distribution - Tier 2 - 1QU CoRE ¦ 1QU LoRE | Red Flag Warning - Destructive Fires | 2040 | 8.4387e-08 | 4.2193e-08 | 1.085e-07 | 10472.8261 | 280.5544 | 10192.2718 | 0 | 0 | 0 | 0 | 7.0293e-05 |  | 0.00088377 | 0 | 0.00088377 | 0.00044188 | 0 | 0.00044188 | 0.0011363 | 0 | 0.0011363 | [16 empty] | 7.3.1.3 Ignition probability mapping showing the probability of ignition along the electric lines and equipmentWLDFRAggregatedAggregated | WLDFR | HFTD - Distribution - Tier 2 - 1QU CoRE ¦ 1QU LoRE | Red Flag Warning - Destructive Fires | Aggregated | Aggregated | 2046 | 7.0293e-05 | 0 | 170.7528 | 0.012003 | 2046 | Mitigation | 0.08575 | 30 | 0 | esc | 0.0012005 | 8.4387e-08 | 0.00060025 | 4.2193e-08 | 0.0015435 | 1.085e-07
[35 empty] | 7.3.1.1 A summarized risk map that shows the overall ignition probability and estimated wildfire consequence along the electric lines and equipment | WLDFR | HFTD - Distribution - Tier 2 - 2QU CoRE ¦ 1QU LoRE | 2036 | 0.36245 | 0.0066003 | 1.8372 | 0 | 1.8372 | 0.0041084 | 1.1435 | 0 | 1.1435 | 0.010116 | 2.8158 | 0 | 2.8158 | 0.010623 | 2.957 | 0 | 2.957 | 0.66587 | 0.41447 | 1.0206 | 1.0717 | 0.010116 | 0.0036665 | 2.8158 | 1.0206 | 0 | 0 | 2.8158 | 1.0206 | [11 empty] | WLDFR | HFTD - Distribution - Tier 2 - 1QU CoRE ¦ 1QU LoRE | Red Flag Warning - Destructive Fires | 2041 | 8.4387e-08 | 4.2193e-08 | 1.085e-07 | 10472.8261 | 280.5544 | 10192.2718 | 0 | 0 | 0 | 0 | 7.0293e-05 |  | 0.00088377 | 0 | 0.00088377 | 0.00044188 | 0 | 0.00044188 | 0.0011363 | 0 | 0.0011363 | [16 empty] | 7.3.1.3 Ignition probability mapping showing the probability of ignition along the electric lines and equipmentWLDFRAggregatedAggregated | WLDFR | HFTD - Distribution - Tier 2 - 1QU CoRE ¦ 1QU LoRE | Red Flag Warning - Destructive Fires | Aggregated | Aggregated | 2047 | 7.0293e-05 | 0 | 170.7528 | 0.012003 | 2047 | Mitigation | 0.08575 | 30 | 0 | esc | 0.0012005 | 8.4387e-08 | 0.00060025 | 4.2193e-08 | 0.0015435 | 1.085e-07
[35 empty] | 7.3.1.1 A summarized risk map that shows the overall ignition probability and estimated wildfire consequence along the electric lines and equipment | WLDFR | HFTD - Distribution - Tier 2 - 2QU CoRE ¦ 1QU LoRE | 2037 | 0.33873 | 0.0066003 | 1.8372 | 0 | 1.8372 | 0.0041084 | 1.1435 | 0 | 1.1435 | 0.010116 | 2.8158 | 0 | 2.8158 | 0.010623 | 2.957 | 0 | 2.957 | 0.62231 | 0.38736 | 0.9538 | 1.0016 | 0.010116 | 0.0034267 | 2.8158 | 0.9538 | 0 | 0 | 2.8158 | 0.9538 | [11 empty] | WLDFR | HFTD - Distribution - Tier 2 - 1QU CoRE ¦ 1QU LoRE | Red Flag Warning - Destructive Fires | 2042 | 8.4387e-08 | 4.2193e-08 | 1.085e-07 | 10472.8261 | 280.5544 | 10192.2718 | 0 | 0 | 0 | 0 | 7.0293e-05 |  | 0.00088377 | 0 | 0.00088377 | 0.00044188 | 0 | 0.00044188 | 0.0011363 | 0 | 0.0011363 | [16 empty] | 7.3.1.3 Ignition probability mapping showing the probability of ignition along the electric lines and equipmentWLDFRAggregatedAggregated | WLDFR | HFTD - Distribution - Tier 2 - 1QU CoRE ¦ 1QU LoRE | Red Flag Warning - Destructive Fires | Aggregated | Aggregated | 2048 | 7.0293e-05 | 0 | 170.7528 | 0.012003 | 2048 | Mitigation | 0.08575 | 30 | 0 | esc | 0.0012005 | 8.4387e-08 | 0.00060025 | 4.2193e-08 | 0.0015435 | 1.085e-07
[35 empty] | 7.3.1.1 A summarized risk map that shows the overall ignition probability and estimated wildfire consequence along the electric lines and equipment | WLDFR | HFTD - Distribution - Tier 2 - 2QU CoRE ¦ 1QU LoRE | 2038 | 0.31657 | 0.0066003 | 1.9274 | 0 | 1.9274 | 0.0041084 | 1.1997 | 0 | 1.1997 | 0.010116 | 2.954 | 0 | 2.954 | 0.010623 | 3.1022 | 0 | 3.1022 | 0.61016 | 0.37979 | 0.93517 | 0.98206 | 0.010116 | 0.0032025 | 2.954 | 0.93517 | 0 | 0 | 2.954 | 0.93517 | [11 empty] | WLDFR | HFTD - Distribution - Tier 2 - 1QU CoRE ¦ 1QU LoRE | Red Flag Warning - Destructive Fires | 2043 | 8.4387e-08 | 4.2193e-08 | 1.085e-07 | 10992.1562 | 299.42 | 10692.7362 | 0 | 0 | 0 | 0 | 7.0293e-05 |  | 0.00092759 | 0 | 0.00092759 | 0.0004638 | 0 | 0.0004638 | 0.0011926 | 0 | 0.0011926 | [16 empty] | 7.3.1.3 Ignition probability mapping showing the probability of ignition along the electric lines and equipmentWLDFRAggregatedAggregated | WLDFR | HFTD - Distribution - Tier 2 - 1QU CoRE ¦ 1QU LoRE | Red Flag Warning - Destructive Fires | Aggregated | Aggregated | 2049 | 7.0293e-05 | 0 | 170.7528 | 0.012003 | 2049 | Mitigation | 0.08575 | 30 | 0 | esc | 0.0012005 | 8.4387e-08 | 0.00060025 | 4.2193e-08 | 0.0015435 | 1.085e-07
[35 empty] | 7.3.1.1 A summarized risk map that shows the overall ignition probability and estimated wildfire consequence along the electric lines and equipment | WLDFR | HFTD - Distribution - Tier 2 - 2QU CoRE ¦ 1QU LoRE | 2039 | 0.29586 | 0.0066003 | 1.9274 | 0 | 1.9274 | 0.0041084 | 1.1997 | 0 | 1.1997 | 0.010116 | 2.954 | 0 | 2.954 | 0.010623 | 3.1022 | 0 | 3.1022 | 0.57024 | 0.35495 | 0.87399 | 0.91782 | 0.010116 | 0.002993 | 2.954 | 0.87399 | 0 | 0 | 2.954 | 0.87399 | [11 empty] | WLDFR | HFTD - Distribution - Tier 2 - 1QU CoRE ¦ 1QU LoRE | Red Flag Warning - Destructive Fires | 2044 | 8.4387e-08 | 4.2193e-08 | 1.085e-07 | 10992.1562 | 299.42 | 10692.7362 | 0 | 0 | 0 | 0 | 7.0293e-05 |  | 0.00092759 | 0 | 0.00092759 | 0.0004638 | 0 | 0.0004638 | 0.0011926 | 0 | 0.0011926 | [16 empty] | 7.3.1.3 Ignition probability mapping showing the probability of ignition along the electric lines and equipmentWLDFRAggregatedAggregated | WLDFR | HFTD - Distribution - Tier 2 - 1QU CoRE ¦ 1QU LoRE | Red Flag Warning - Destructive Fires | Aggregated | Aggregated | 2050 | 7.0293e-05 | 0 | 170.7528 | 0.012003 | 2050 | Mitigation | 0.08575 | 30 | 0 | esc | 0 | 0 | 0.00060025 | 4.2193e-08 | 0.0015435 | 1.085e-07
[35 empty] | 7.3.1.1 A summarized risk map that shows the overall ignition probability and estimated wildfire consequence along the electric lines and equipment | WLDFR | HFTD - Distribution - Tier 2 - 2QU CoRE ¦ 1QU LoRE | 2040 | 0.27651 | 0.0066003 | 1.9274 | 0 | 1.9274 | 0.0041084 | 1.1997 | 0 | 1.1997 | 0.010116 | 2.954 | 0 | 2.954 | 0.010623 | 3.1022 | 0 | 3.1022 | 0.53293 | 0.33173 | 0.81681 | 0.85777 | 0.010116 | 0.0027972 | 2.954 | 0.81681 | 0 | 0 | 2.954 | 0.81681 | [11 empty] | WLDFR | HFTD - Distribution - Tier 2 - 1QU CoRE ¦ 1QU LoRE | Red Flag Warning - Destructive Fires | 2045 | 8.4387e-08 | 4.2193e-08 | 1.085e-07 | 10992.1562 | 299.42 | 10692.7362 | 0 | 0 | 0 | 0 | 7.0293e-05 |  | 0.00092759 | 0 | 0.00092759 | 0.0004638 | 0 | 0.0004638 | 0.0011926 | 0 | 0.0011926 | [16 empty] | 7.3.1.3 Ignition probability mapping showing the probability of ignition along the electric lines and equipmentWLDFRAggregatedAggregated | WLDFR | HFTD - Distribution - Tier 2 - 1QU CoRE ¦ 1QU LoRE | Red Flag Warning - Destructive Fires | Aggregated | Aggregated | 2051 | 7.0293e-05 | 0 | 170.7528 | 0.012003 | 2051 | Mitigation | 0.08575 | 30 | 0 | esc | 0 | 0 | 0 | 0 | 0.0015435 | 1.085e-07
[35 empty] | 7.3.1.1 A summarized risk map that shows the overall ignition probability and estimated wildfire consequence along the electric lines and equipment | WLDFR | HFTD - Distribution - Tier 2 - 2QU CoRE ¦ 1QU LoRE | 2041 | 0.25842 | 0.0066003 | 1.9274 | 0 | 1.9274 | 0.0041084 | 1.1997 | 0 | 1.1997 | 0.010116 | 2.954 | 0 | 2.954 | 0.010623 | 3.1022 | 0 | 3.1022 | 0.49807 | 0.31002 | 0.76338 | 0.80166 | 0.010116 | 0.0026142 | 2.954 | 0.76338 | 0 | 0 | 2.954 | 0.76338 | [11 empty] | WLDFR | HFTD - Distribution - Tier 2 - 1QU CoRE ¦ 1QU LoRE | Red Flag Warning - Destructive Fires | 2046 | 8.4387e-08 | 4.2193e-08 | 1.085e-07 | 10992.1562 | 299.42 | 10692.7362 | 0 | 0 | 0 | 0 | 7.0293e-05 |  | 0.00092759 | 0 | 0.00092759 | 0.0004638 | 0 | 0.0004638 | 0.0011926 | 0 | 0.0011926 | [16 empty] | 7.3.1.3 Ignition probability mapping showing the probability of ignition along the electric lines and equipmentWLDFRAggregatedAggregated | WLDFR | HFTD - Distribution - Tier 2 - 1QU CoRE ¦ 1QU LoRE | Red Flag Warning - Large Fires | Aggregated | Aggregated | 2021 | 0.00021666 | 0 | 170.7528 | 0.036995 | 2021 | Mitigation | 0.08575 | 30 | 0 | esc | 0.0012005 | 2.601e-07 | 0.00060025 | 1.3005e-07 | 0 | 0
[35 empty] | 7.3.1.1 A summarized risk map that shows the overall ignition probability and estimated wildfire consequence along the electric lines and equipment | WLDFR | HFTD - Distribution - Tier 2 - 2QU CoRE ¦ 1QU LoRE | 2042 | 0.24151 | 0.0066003 | 1.9274 | 0 | 1.9274 | 0.0041084 | 1.1997 | 0 | 1.1997 | 0.010116 | 2.954 | 0 | 2.954 | 0.010623 | 3.1022 | 0 | 3.1022 | 0.46548 | 0.28974 | 0.71344 | 0.74921 | 0.010116 | 0.0024432 | 2.954 | 0.71344 | 0 | 0 | 2.954 | 0.71344 | [11 empty] | WLDFR | HFTD - Distribution - Tier 2 - 1QU CoRE ¦ 1QU LoRE | Red Flag Warning - Destructive Fires | 2047 | 8.4387e-08 | 4.2193e-08 | 1.085e-07 | 10992.1562 | 299.42 | 10692.7362 | 0 | 0 | 0 | 0 | 7.0293e-05 |  | 0.00092759 | 0 | 0.00092759 | 0.0004638 | 0 | 0.0004638 | 0.0011926 | 0 | 0.0011926 | [16 empty] | 7.3.1.3 Ignition probability mapping showing the probability of ignition along the electric lines and equipmentWLDFRAggregatedAggregated | WLDFR | HFTD - Distribution - Tier 2 - 1QU CoRE ¦ 1QU LoRE | Red Flag Warning - Large Fires | Aggregated | Aggregated | 2022 | 0.00021666 | 0 | 170.7528 | 0.036995 | 2022 | Mitigation | 0.08575 | 30 | 0 | esc | 0.0012005 | 2.601e-07 | 0.00060025 | 1.3005e-07 | 0.0015435 | 3.3441e-07
[35 empty] | 7.3.1.1 A summarized risk map that shows the overall ignition probability and estimated wildfire consequence along the electric lines and equipment | WLDFR | HFTD - Distribution - Tier 2 - 2QU CoRE ¦ 1QU LoRE | 2043 | 0.22571 | 0.0066003 | 2.0235 | 0 | 2.0235 | 0.0041084 | 1.2595 | 0 | 1.2595 | 0.010116 | 3.1013 | 0 | 3.1013 | 0.010623 | 3.2568 | 0 | 3.2568 | 0.45672 | 0.28429 | 0.7 | 0.7351 | 0.010116 | 0.0022833 | 3.1013 | 0.7 | 0 | 0 | 3.1013 | 0.7 | [11 empty] | WLDFR | HFTD - Distribution - Tier 2 - 1QU CoRE ¦ 1QU LoRE | Red Flag Warning - Destructive Fires | 2048 | 8.4387e-08 | 4.2193e-08 | 1.085e-07 | 11536.0538 | 319.4911 | 11216.5626 | 0 | 0 | 0 | 0 | 7.0293e-05 |  | 0.00097349 | 0 | 0.00097349 | 0.00048675 | 0 | 0.00048675 | 0.0012516 | 0 | 0.0012516 | [16 empty] | 7.3.1.3 Ignition probability mapping showing the probability of ignition along the electric lines and equipmentWLDFRAggregatedAggregated | WLDFR | HFTD - Distribution - Tier 2 - 1QU CoRE ¦ 1QU LoRE | Red Flag Warning - Large Fires | Aggregated | Aggregated | 2023 | 0.00021666 | 0 | 170.7528 | 0.036995 | 2023 | Mitigation | 0.08575 | 30 | 0 | esc | 0.0012005 | 2.601e-07 | 0.00060025 | 1.3005e-07 | 0.0015435 | 3.3441e-07
[35 empty] | 7.3.1.1 A summarized risk map that shows the overall ignition probability and estimated wildfire consequence along the electric lines and equipment | WLDFR | HFTD - Distribution - Tier 2 - 2QU CoRE ¦ 1QU LoRE | 2044 | 0.21095 | 0.0066003 | 2.0235 | 0 | 2.0235 | 0.0041084 | 1.2595 | 0 | 1.2595 | 0.010116 | 3.1013 | 0 | 3.1013 | 0.010623 | 3.2568 | 0 | 3.2568 | 0.42684 | 0.26569 | 0.65421 | 0.68701 | 0.010116 | 0.002134 | 3.1013 | 0.65421 | 0 | 0 | 3.1013 | 0.65421 | [11 empty] | WLDFR | HFTD - Distribution - Tier 2 - 1QU CoRE ¦ 1QU LoRE | Red Flag Warning - Destructive Fires | 2049 | 8.4387e-08 | 4.2193e-08 | 1.085e-07 | 11536.0538 | 319.4911 | 11216.5626 | 0 | 0 | 0 | 0 | 7.0293e-05 |  | 0.00097349 | 0 | 0.00097349 | 0.00048675 | 0 | 0.00048675 | 0.0012516 | 0 | 0.0012516 | [16 empty] | 7.3.1.3 Ignition probability mapping showing the probability of ignition along the electric lines and equipmentWLDFRAggregatedAggregated | WLDFR | HFTD - Distribution - Tier 2 - 1QU CoRE ¦ 1QU LoRE | Red Flag Warning - Large Fires | Aggregated | Aggregated | 2024 | 0.00021666 | 0 | 170.7528 | 0.036995 | 2024 | Mitigation | 0.08575 | 30 | 0 | esc | 0.0012005 | 2.601e-07 | 0.00060025 | 1.3005e-07 | 0.0015435 | 3.3441e-07
[35 empty] | 7.3.1.1 A summarized risk map that shows the overall ignition probability and estimated wildfire consequence along the electric lines and equipment | WLDFR | HFTD - Distribution - Tier 2 - 2QU CoRE ¦ 1QU LoRE | 2045 | 0.19715 | 0.0066003 | 2.0235 | 0 | 2.0235 | 0.0041084 | 1.2595 | 0 | 1.2595 | 0.010116 | 3.1013 | 0 | 3.1013 | 0.010623 | 3.2568 | 0 | 3.2568 | 0.39892 | 0.24831 | 0.61141 | 0.64207 | 0.010116 | 0.0019944 | 3.1013 | 0.61141 | 0 | 0 | 3.1013 | 0.61141 | [11 empty] | WLDFR | HFTD - Distribution - Tier 2 - 1QU CoRE ¦ 1QU LoRE | Red Flag Warning - Destructive Fires | 2050 | 0 | 4.2193e-08 | 1.085e-07 | 11536.0538 | 319.4911 | 11216.5626 | 0 | 0 | 0 | 0 | 7.0293e-05 |  | 0 | 0 | 0 | 0.00048675 | 0 | 0.00048675 | 0.0012516 | 0 | 0.0012516 | [16 empty] | 7.3.1.3 Ignition probability mapping showing the probability of ignition along the electric lines and equipmentWLDFRAggregatedAggregated | WLDFR | HFTD - Distribution - Tier 2 - 1QU CoRE ¦ 1QU LoRE | Red Flag Warning - Large Fires | Aggregated | Aggregated | 2025 | 0.00021666 | 0 | 170.7528 | 0.036995 | 2025 | Mitigation | 0.08575 | 30 | 0 | esc | 0.0012005 | 2.601e-07 | 0.00060025 | 1.3005e-07 | 0.0015435 | 3.3441e-07
[35 empty] | 7.3.1.1 A summarized risk map that shows the overall ignition probability and estimated wildfire consequence along the electric lines and equipment | WLDFR | HFTD - Distribution - Tier 2 - 2QU CoRE ¦ 1QU LoRE | 2046 | 0.18425 | 0.0066003 | 2.0235 | 0 | 2.0235 | 0.0041084 | 1.2595 | 0 | 1.2595 | 0.010116 | 3.1013 | 0 | 3.1013 | 0.010623 | 3.2568 | 0 | 3.2568 | 0.37282 | 0.23206 | 0.57141 | 0.60006 | 0.010116 | 0.0018639 | 3.1013 | 0.57141 | 0 | 0 | 3.1013 | 0.57141 | [11 empty] | WLDFR | HFTD - Distribution - Tier 2 - 1QU CoRE ¦ 1QU LoRE | Red Flag Warning - Destructive Fires | 2051 | 0 | 0 | 1.085e-07 | 11536.0538 | 319.4911 | 11216.5626 | 0 | 0 | 0 | 0 | 7.0293e-05 |  | 0 | 0 | 0 | 0 | 0 | 0 | 0.0012516 | 0 | 0.0012516 | [16 empty] | 7.3.1.3 Ignition probability mapping showing the probability of ignition along the electric lines and equipmentWLDFRAggregatedAggregated | WLDFR | HFTD - Distribution - Tier 2 - 1QU CoRE ¦ 1QU LoRE | Red Flag Warning - Large Fires | Aggregated | Aggregated | 2026 | 0.00021666 | 0 | 170.7528 | 0.036995 | 2026 | Mitigation | 0.08575 | 30 | 0 | esc | 0.0012005 | 2.601e-07 | 0.00060025 | 1.3005e-07 | 0.0015435 | 3.3441e-07
[35 empty] | 7.3.1.1 A summarized risk map that shows the overall ignition probability and estimated wildfire consequence along the electric lines and equipment | WLDFR | HFTD - Distribution - Tier 2 - 2QU CoRE ¦ 1QU LoRE | 2047 | 0.1722 | 0.0066003 | 2.0235 | 0 | 2.0235 | 0.0041084 | 1.2595 | 0 | 1.2595 | 0.010116 | 3.1013 | 0 | 3.1013 | 0.010623 | 3.2568 | 0 | 3.2568 | 0.34843 | 0.21688 | 0.53403 | 0.56081 | 0.010116 | 0.0017419 | 3.1013 | 0.53403 | 0 | 0 | 3.1013 | 0.53403 | [11 empty] | WLDFR | HFTD - Distribution - Tier 2 - 1QU CoRE ¦ 1QU LoRE | Red Flag Warning - Large Fires | 2020 | 2.601e-07 | 0 | 0 | 5.2406 | 0.69642 | 2.942 | 1.6022 | 0 | 0 | 0 | 0.00021666 |  | 1.3631e-06 | 0 | 1.3631e-06 | 0 | 0 | 0 | 0 | 0 | 0 | [16 empty] | 7.3.1.3 Ignition probability mapping showing the probability of ignition along the electric lines and equipmentWLDFRAggregatedAggregated | WLDFR | HFTD - Distribution - Tier 2 - 1QU CoRE ¦ 1QU LoRE | Red Flag Warning - Large Fires | Aggregated | Aggregated | 2027 | 0.00021666 | 0 | 170.7528 | 0.036995 | 2027 | Mitigation | 0.08575 | 30 | 0 | esc | 0.0012005 | 2.601e-07 | 0.00060025 | 1.3005e-07 | 0.0015435 | 3.3441e-07
[35 empty] | 7.3.1.1 A summarized risk map that shows the overall ignition probability and estimated wildfire consequence along the electric lines and equipment | WLDFR | HFTD - Distribution - Tier 2 - 2QU CoRE ¦ 1QU LoRE | 2048 | 0.16093 | 0.0066003 | 2.1242 | 0 | 2.1242 | 0.0041084 | 1.3222 | 0 | 1.3222 | 0.010116 | 3.2557 | 0 | 3.2557 | 0.010623 | 3.4189 | 0 | 3.4189 | 0.34184 | 0.21278 | 0.52393 | 0.55021 | 0.010116 | 0.001628 | 3.2557 | 0.52393 | 0 | 0 | 3.2557 | 0.52393 | [11 empty] | WLDFR | HFTD - Distribution - Tier 2 - 1QU CoRE ¦ 1QU LoRE | Red Flag Warning - Large Fires | 2021 | 2.601e-07 | 1.3005e-07 | 0 | 5.2406 | 0.69642 | 2.942 | 1.6022 | 0 | 0 | 0 | 0.00021666 |  | 1.3631e-06 | 0 | 1.3631e-06 | 6.8153e-07 | 0 | 6.8153e-07 | 0 | 0 | 0 | [16 empty] | 7.3.1.3 Ignition probability mapping showing the probability of ignition along the electric lines and equipmentWLDFRAggregatedAggregated | WLDFR | HFTD - Distribution - Tier 2 - 1QU CoRE ¦ 1QU LoRE | Red Flag Warning - Large Fires | Aggregated | Aggregated | 2028 | 0.00021666 | 0 | 170.7528 | 0.036995 | 2028 | Mitigation | 0.08575 | 30 | 0 | esc | 0.0012005 | 2.601e-07 | 0.00060025 | 1.3005e-07 | 0.0015435 | 3.3441e-07
[35 empty] | 7.3.1.1 A summarized risk map that shows the overall ignition probability and estimated wildfire consequence along the electric lines and equipment | WLDFR | HFTD - Distribution - Tier 2 - 2QU CoRE ¦ 1QU LoRE | 2049 | 0.1504 | 0.0066003 | 2.1242 | 0 | 2.1242 | 0.0041084 | 1.3222 | 0 | 1.3222 | 0.010116 | 3.2557 | 0 | 3.2557 | 0.010623 | 3.4189 | 0 | 3.4189 | 0.31948 | 0.19886 | 0.48966 | 0.51421 | 0.010116 | 0.0015215 | 3.2557 | 0.48966 | 0 | 0 | 3.2557 | 0.48966 | [11 empty] | WLDFR | HFTD - Distribution - Tier 2 - 1QU CoRE ¦ 1QU LoRE | Red Flag Warning - Large Fires | 2022 | 2.601e-07 | 1.3005e-07 | 3.3441e-07 | 5.2406 | 0.69642 | 2.942 | 1.6022 | 0 | 0 | 0 | 0.00021666 |  | 1.3631e-06 | 0 | 1.3631e-06 | 6.8153e-07 | 0 | 6.8153e-07 | 1.7525e-06 | 0 | 1.7525e-06 | [16 empty] | 7.3.1.3 Ignition probability mapping showing the probability of ignition along the electric lines and equipmentWLDFRAggregatedAggregated | WLDFR | HFTD - Distribution - Tier 2 - 1QU CoRE ¦ 1QU LoRE | Red Flag Warning - Large Fires | Aggregated | Aggregated | 2029 | 0.00021666 | 0 | 170.7528 | 0.036995 | 2029 | Mitigation | 0.08575 | 30 | 0 | esc | 0.0012005 | 2.601e-07 | 0.00060025 | 1.3005e-07 | 0.0015435 | 3.3441e-07
[35 empty] | 7.3.1.1 A summarized risk map that shows the overall ignition probability and estimated wildfire consequence along the electric lines and equipment | WLDFR | HFTD - Distribution - Tier 2 - 2QU CoRE ¦ 1QU LoRE | 2050 | 0.14056 | 0 | 0 | 0 | 0 | 0.0041084 | 1.3222 | 0 | 1.3222 | 0.010116 | 3.2557 | 0 | 3.2557 | 0.010623 | 3.4189 | 0 | 3.4189 | 0 | 0.18585 | 0.45762 | 0.48057 | 0.010116 | 0.0014219 | 3.2557 | 0.45762 | 0 | 0 | 3.2557 | 0.45762 | [11 empty] | WLDFR | HFTD - Distribution - Tier 2 - 1QU CoRE ¦ 1QU LoRE | Red Flag Warning - Large Fires | 2023 | 2.601e-07 | 1.3005e-07 | 3.3441e-07 | 5.475 | 0.71896 | 3.0715 | 1.6846 | 0 | 0 | 0 | 0.00021666 |  | 1.4241e-06 | 0 | 1.4241e-06 | 7.1203e-07 | 0 | 7.1203e-07 | 1.8309e-06 | 0 | 1.8309e-06 | [16 empty] | 7.3.1.3 Ignition probability mapping showing the probability of ignition along the electric lines and equipmentWLDFRAggregatedAggregated | WLDFR | HFTD - Distribution - Tier 2 - 1QU CoRE ¦ 1QU LoRE | Red Flag Warning - Large Fires | Aggregated | Aggregated | 2030 | 0.00021666 | 0 | 170.7528 | 0.036995 | 2030 | Mitigation | 0.08575 | 30 | 0 | esc | 0.0012005 | 2.601e-07 | 0.00060025 | 1.3005e-07 | 0.0015435 | 3.3441e-07
[35 empty] | 7.3.1.1 A summarized risk map that shows the overall ignition probability and estimated wildfire consequence along the electric lines and equipment | WLDFR | HFTD - Distribution - Tier 2 - 2QU CoRE ¦ 1QU LoRE | 2051 | 0.13137 | 0 | 0 | 0 | 0 | 0 | 0 | 0 | 0 | 0.010116 | 3.2557 | 0 | 3.2557 | 0.010623 | 3.4189 | 0 | 3.4189 | 0 | 0 | 0.42769 | 0.44913 | 0.010116 | 0.0013289 | 3.2557 | 0.42769 | 0 | 0 | 3.2557 | 0.42769 | [11 empty] | WLDFR | HFTD - Distribution - Tier 2 - 1QU CoRE ¦ 1QU LoRE | Red Flag Warning - Large Fires | 2024 | 2.601e-07 | 1.3005e-07 | 3.3441e-07 | 5.475 | 0.71896 | 3.0715 | 1.6846 | 0 | 0 | 0 | 0.00021666 |  | 1.4241e-06 | 0 | 1.4241e-06 | 7.1203e-07 | 0 | 7.1203e-07 | 1.8309e-06 | 0 | 1.8309e-06 | [16 empty] | 7.3.1.3 Ignition probability mapping showing the probability of ignition along the electric lines and equipmentWLDFRAggregatedAggregated | WLDFR | HFTD - Distribution - Tier 2 - 1QU CoRE ¦ 1QU LoRE | Red Flag Warning - Large Fires | Aggregated | Aggregated | 2031 | 0.00021666 | 0 | 170.7528 | 0.036995 | 2031 | Mitigation | 0.08575 | 30 | 0 | esc | 0.0012005 | 2.601e-07 | 0.00060025 | 1.3005e-07 | 0.0015435 | 3.3441e-07
[35 empty] | 7.3.1.1 A summarized risk map that shows the overall ignition probability and estimated wildfire consequence along the electric lines and equipment | WLDFR | HFTD - Distribution - Tier 2 - 2QU CoRE ¦ 1QU LoRE | 2052 | 0.12277 | 0 | 0 | 0 | 0 | 0 | 0 | 0 | 0 | 0 | 0 | 0 | 0 | 0.010623 | 3.4189 | 0 | 3.4189 | 0 | 0 | 0 | 0.41975 | 0 | 0 | 0 | 0 | 0 | 0 | 0 | 0 | [11 empty] | WLDFR | HFTD - Distribution - Tier 2 - 1QU CoRE ¦ 1QU LoRE | Red Flag Warning - Large Fires | 2025 | 2.601e-07 | 1.3005e-07 | 3.3441e-07 | 5.475 | 0.71896 | 3.0715 | 1.6846 | 0 | 0 | 0 | 0.00021666 |  | 1.4241e-06 | 0 | 1.4241e-06 | 7.1203e-07 | 0 | 7.1203e-07 | 1.8309e-06 | 0 | 1.8309e-06 | [16 empty] | 7.3.1.3 Ignition probability mapping showing the probability of ignition along the electric lines and equipmentWLDFRAggregatedAggregated | WLDFR | HFTD - Distribution - Tier 2 - 1QU CoRE ¦ 1QU LoRE | Red Flag Warning - Large Fires | Aggregated | Aggregated | 2032 | 0.00021666 | 0 | 170.7528 | 0.036995 | 2032 | Mitigation | 0.08575 | 30 | 0 | esc | 0.0012005 | 2.601e-07 | 0.00060025 | 1.3005e-07 | 0.0015435 | 3.3441e-07
[35 empty] | 7.3.1.1 A summarized risk map that shows the overall ignition probability and estimated wildfire consequence along the electric lines and equipment | WLDFR | HFTD - Distribution - Tier 2 - 2QU CoRE ¦ 2QU LoRE | 2020 | 1 | 0.012625 | 2.9258 | 0 | 2.9258 | 0 | 0 | 0 | 0 | 0 | 0 | 0 | 0 | 0 | 0 | 0 | 0 | 2.9258 | 0 | 0 | 0 | 0 | 0 | 0 | 0 | 0 | 0 | 0 | 0 | [11 empty] | WLDFR | HFTD - Distribution - Tier 2 - 1QU CoRE ¦ 1QU LoRE | Red Flag Warning - Large Fires | 2026 | 2.601e-07 | 1.3005e-07 | 3.3441e-07 | 5.475 | 0.71896 | 3.0715 | 1.6846 | 0 | 0 | 0 | 0.00021666 |  | 1.4241e-06 | 0 | 1.4241e-06 | 7.1203e-07 | 0 | 7.1203e-07 | 1.8309e-06 | 0 | 1.8309e-06 | [16 empty] | 7.3.1.3 Ignition probability mapping showing the probability of ignition along the electric lines and equipmentWLDFRAggregatedAggregated | WLDFR | HFTD - Distribution - Tier 2 - 1QU CoRE ¦ 1QU LoRE | Red Flag Warning - Large Fires | Aggregated | Aggregated | 2033 | 0.00021666 | 0 | 170.7528 | 0.036995 | 2033 | Mitigation | 0.08575 | 30 | 0 | esc | 0.0012005 | 2.601e-07 | 0.00060025 | 1.3005e-07 | 0.0015435 | 3.3441e-07
[35 empty] | 7.3.1.1 A summarized risk map that shows the overall ignition probability and estimated wildfire consequence along the electric lines and equipment | WLDFR | HFTD - Distribution - Tier 2 - 2QU CoRE ¦ 2QU LoRE | 2021 | 1 | 0.012625 | 2.9258 | 0 | 2.9258 | 0.0078586 | 1.8212 | 0 | 1.8212 | 0 | 0 | 0 | 0 | 0 | 0 | 0 | 0 | 2.9258 | 1.8212 | 0 | 0 | 0 | 0 | 0 | 0 | 0 | 0 | 0 | 0 | [11 empty] | WLDFR | HFTD - Distribution - Tier 2 - 1QU CoRE ¦ 1QU LoRE | Red Flag Warning - Large Fires | 2027 | 2.601e-07 | 1.3005e-07 | 3.3441e-07 | 5.475 | 0.71896 | 3.0715 | 1.6846 | 0 | 0 | 0 | 0.00021666 |  | 1.4241e-06 | 0 | 1.4241e-06 | 7.1203e-07 | 0 | 7.1203e-07 | 1.8309e-06 | 0 | 1.8309e-06 | [16 empty] | 7.3.1.3 Ignition probability mapping showing the probability of ignition along the electric lines and equipmentWLDFRAggregatedAggregated | WLDFR | HFTD - Distribution - Tier 2 - 1QU CoRE ¦ 1QU LoRE | Red Flag Warning - Large Fires | Aggregated | Aggregated | 2034 | 0.00021666 | 0 | 170.7528 | 0.036995 | 2034 | Mitigation | 0.08575 | 30 | 0 | esc | 0.0012005 | 2.601e-07 | 0.00060025 | 1.3005e-07 | 0.0015435 | 3.3441e-07
[35 empty] | 7.3.1.1 A summarized risk map that shows the overall ignition probability and estimated wildfire consequence along the electric lines and equipment | WLDFR | HFTD - Distribution - Tier 2 - 2QU CoRE ¦ 2QU LoRE | 2022 | 0.93458 | 0.01237 | 2.8227 | 0 | 2.8227 | 0.0077 | 1.757 | 0 | 1.757 | 0.018742 | 4.2765 | 0 | 4.2765 | 0 | 0 | 0 | 0 | 2.6381 | 1.6421 | 3.9968 | 0 | 0.018742 | 0.017515 | 4.2765 | 3.9968 | 0 | 0 | 4.2765 | 3.9968 | [11 empty] | WLDFR | HFTD - Distribution - Tier 2 - 1QU CoRE ¦ 1QU LoRE | Red Flag Warning - Large Fires | 2028 | 2.601e-07 | 1.3005e-07 | 3.3441e-07 | 5.777 | 0.74734 | 3.238 | 1.7917 | 0 | 0 | 0 | 0.00021666 |  | 1.5026e-06 | 0 | 1.5026e-06 | 7.513e-07 | 0 | 7.513e-07 | 1.9319e-06 | 0 | 1.9319e-06 | [16 empty] | 7.3.1.3 Ignition probability mapping showing the probability of ignition along the electric lines and equipmentWLDFRAggregatedAggregated | WLDFR | HFTD - Distribution - Tier 2 - 1QU CoRE ¦ 1QU LoRE | Red Flag Warning - Large Fires | Aggregated | Aggregated | 2035 | 0.00021666 | 0 | 170.7528 | 0.036995 | 2035 | Mitigation | 0.08575 | 30 | 0 | esc | 0.0012005 | 2.601e-07 | 0.00060025 | 1.3005e-07 | 0.0015435 | 3.3441e-07
[35 empty] | 7.3.1.1 A summarized risk map that shows the overall ignition probability and estimated wildfire consequence along the electric lines and equipment | WLDFR | HFTD - Distribution - Tier 2 - 2QU CoRE ¦ 2QU LoRE | 2023 | 0.87344 | 0.01237 | 2.9262 | 0 | 2.9262 | 0.0077 | 1.8214 | 0 | 1.8214 | 0.018742 | 4.4332 | 0 | 4.4332 | 0.019681 | 4.6555 | 0 | 4.6555 | 2.5558 | 1.5909 | 3.8722 | 4.0663 | 0.018742 | 0.01637 | 4.4332 | 3.8722 | 0 | 0 | 4.4332 | 3.8722 | [11 empty] | WLDFR | HFTD - Distribution - Tier 2 - 1QU CoRE ¦ 1QU LoRE | Red Flag Warning - Large Fires | 2029 | 2.601e-07 | 1.3005e-07 | 3.3441e-07 | 5.777 | 0.74734 | 3.238 | 1.7917 | 0 | 0 | 0 | 0.00021666 |  | 1.5026e-06 | 0 | 1.5026e-06 | 7.513e-07 | 0 | 7.513e-07 | 1.9319e-06 | 0 | 1.9319e-06 | [16 empty] | 7.3.1.3 Ignition probability mapping showing the probability of ignition along the electric lines and equipmentWLDFRAggregatedAggregated | WLDFR | HFTD - Distribution - Tier 2 - 1QU CoRE ¦ 1QU LoRE | Red Flag Warning - Large Fires | Aggregated | Aggregated | 2036 | 0.00021666 | 0 | 170.7528 | 0.036995 | 2036 | Mitigation | 0.08575 | 30 | 0 | esc | 0.0012005 | 2.601e-07 | 0.00060025 | 1.3005e-07 | 0.0015435 | 3.3441e-07
[35 empty] | 7.3.1.1 A summarized risk map that shows the overall ignition probability and estimated wildfire consequence along the electric lines and equipment | WLDFR | HFTD - Distribution - Tier 2 - 2QU CoRE ¦ 2QU LoRE | 2024 | 0.8163 | 0.01237 | 2.9262 | 0 | 2.9262 | 0.0077 | 1.8214 | 0 | 1.8214 | 0.018742 | 4.4332 | 0 | 4.4332 | 0.019681 | 4.6555 | 0 | 4.6555 | 2.3886 | 1.4868 | 3.6188 | 3.8003 | 0.018742 | 0.015299 | 4.4332 | 3.6188 | 0 | 0 | 4.4332 | 3.6188 | [11 empty] | WLDFR | HFTD - Distribution - Tier 2 - 1QU CoRE ¦ 1QU LoRE | Red Flag Warning - Large Fires | 2030 | 2.601e-07 | 1.3005e-07 | 3.3441e-07 | 5.777 | 0.74734 | 3.238 | 1.7917 | 0 | 0 | 0 | 0.00021666 |  | 1.5026e-06 | 0 | 1.5026e-06 | 7.513e-07 | 0 | 7.513e-07 | 1.9319e-06 | 0 | 1.9319e-06 | [16 empty] | 7.3.1.3 Ignition probability mapping showing the probability of ignition along the electric lines and equipmentWLDFRAggregatedAggregated | WLDFR | HFTD - Distribution - Tier 2 - 1QU CoRE ¦ 1QU LoRE | Red Flag Warning - Large Fires | Aggregated | Aggregated | 2037 | 0.00021666 | 0 | 170.7528 | 0.036995 | 2037 | Mitigation | 0.08575 | 30 | 0 | esc | 0.0012005 | 2.601e-07 | 0.00060025 | 1.3005e-07 | 0.0015435 | 3.3441e-07
[35 empty] | 7.3.1.1 A summarized risk map that shows the overall ignition probability and estimated wildfire consequence along the electric lines and equipment | WLDFR | HFTD - Distribution - Tier 2 - 2QU CoRE ¦ 2QU LoRE | 2025 | 0.7629 | 0.01237 | 2.9262 | 0 | 2.9262 | 0.0077 | 1.8214 | 0 | 1.8214 | 0.018742 | 4.4332 | 0 | 4.4332 | 0.019681 | 4.6555 | 0 | 4.6555 | 2.2324 | 1.3895 | 3.3821 | 3.5517 | 0.018742 | 0.014298 | 4.4332 | 3.3821 | 0 | 0 | 4.4332 | 3.3821 | [11 empty] | WLDFR | HFTD - Distribution - Tier 2 - 1QU CoRE ¦ 1QU LoRE | Red Flag Warning - Large Fires | 2031 | 2.601e-07 | 1.3005e-07 | 3.3441e-07 | 5.777 | 0.74734 | 3.238 | 1.7917 | 0 | 0 | 0 | 0.00021666 |  | 1.5026e-06 | 0 | 1.5026e-06 | 7.513e-07 | 0 | 7.513e-07 | 1.9319e-06 | 0 | 1.9319e-06 | [16 empty] | 7.3.1.3 Ignition probability mapping showing the probability of ignition along the electric lines and equipmentWLDFRAggregatedAggregated | WLDFR | HFTD - Distribution - Tier 2 - 1QU CoRE ¦ 1QU LoRE | Red Flag Warning - Large Fires | Aggregated | Aggregated | 2038 | 0.00021666 | 0 | 170.7528 | 0.036995 | 2038 | Mitigation | 0.08575 | 30 | 0 | esc | 0.0012005 | 2.601e-07 | 0.00060025 | 1.3005e-07 | 0.0015435 | 3.3441e-07
[35 empty] | 7.3.1.1 A summarized risk map that shows the overall ignition probability and estimated wildfire consequence along the electric lines and equipment | WLDFR | HFTD - Distribution - Tier 2 - 2QU CoRE ¦ 2QU LoRE | 2026 | 0.71299 | 0.01237 | 2.9262 | 0 | 2.9262 | 0.0077 | 1.8214 | 0 | 1.8214 | 0.018742 | 4.4332 | 0 | 4.4332 | 0.019681 | 4.6555 | 0 | 4.6555 | 2.0863 | 1.2986 | 3.1608 | 3.3193 | 0.018742 | 0.013362 | 4.4332 | 3.1608 | 0 | 0 | 4.4332 | 3.1608 | [11 empty] | WLDFR | HFTD - Distribution - Tier 2 - 1QU CoRE ¦ 1QU LoRE | Red Flag Warning - Large Fires | 2032 | 2.601e-07 | 1.3005e-07 | 3.3441e-07 | 5.777 | 0.74734 | 3.238 | 1.7917 | 0 | 0 | 0 | 0.00021666 |  | 1.5026e-06 | 0 | 1.5026e-06 | 7.513e-07 | 0 | 7.513e-07 | 1.9319e-06 | 0 | 1.9319e-06 | [16 empty] | 7.3.1.3 Ignition probability mapping showing the probability of ignition along the electric lines and equipmentWLDFRAggregatedAggregated | WLDFR | HFTD - Distribution - Tier 2 - 1QU CoRE ¦ 1QU LoRE | Red Flag Warning - Large Fires | Aggregated | Aggregated | 2039 | 0.00021666 | 0 | 170.7528 | 0.036995 | 2039 | Mitigation | 0.08575 | 30 | 0 | esc | 0.0012005 | 2.601e-07 | 0.00060025 | 1.3005e-07 | 0.0015435 | 3.3441e-07
[35 empty] | 7.3.1.1 A summarized risk map that shows the overall ignition probability and estimated wildfire consequence along the electric lines and equipment | WLDFR | HFTD - Distribution - Tier 2 - 2QU CoRE ¦ 2QU LoRE | 2027 | 0.66634 | 0.01237 | 2.9262 | 0 | 2.9262 | 0.0077 | 1.8214 | 0 | 1.8214 | 0.018742 | 4.4332 | 0 | 4.4332 | 0.019681 | 4.6555 | 0 | 4.6555 | 1.9498 | 1.2137 | 2.9541 | 3.1022 | 0.018742 | 0.012488 | 4.4332 | 2.9541 | 0 | 0 | 4.4332 | 2.9541 | [11 empty] | WLDFR | HFTD - Distribution - Tier 2 - 1QU CoRE ¦ 1QU LoRE | Red Flag Warning - Large Fires | 2033 | 2.601e-07 | 1.3005e-07 | 3.3441e-07 | 6.1205 | 0.77885 | 3.4265 | 1.9151 | 0 | 0 | 0 | 0.00021666 |  | 1.5919e-06 | 0 | 1.5919e-06 | 7.9597e-07 | 0 | 7.9597e-07 | 2.0468e-06 | 0 | 2.0468e-06 | [16 empty] | 7.3.1.3 Ignition probability mapping showing the probability of ignition along the electric lines and equipmentWLDFRAggregatedAggregated | WLDFR | HFTD - Distribution - Tier 2 - 1QU CoRE ¦ 1QU LoRE | Red Flag Warning - Large Fires | Aggregated | Aggregated | 2040 | 0.00021666 | 0 | 170.7528 | 0.036995 | 2040 | Mitigation | 0.08575 | 30 | 0 | esc | 0.0012005 | 2.601e-07 | 0.00060025 | 1.3005e-07 | 0.0015435 | 3.3441e-07
[35 empty] | 7.3.1.1 A summarized risk map that shows the overall ignition probability and estimated wildfire consequence along the electric lines and equipment | WLDFR | HFTD - Distribution - Tier 2 - 2QU CoRE ¦ 2QU LoRE | 2028 | 0.62275 | 0.01237 | 3.0565 | 0 | 3.0565 | 0.0077 | 1.9025 | 0 | 1.9025 | 0.018742 | 4.6307 | 0 | 4.6307 | 0.019681 | 4.8629 | 0 | 4.8629 | 1.9034 | 1.1848 | 2.8838 | 3.0284 | 0.018742 | 0.011671 | 4.6307 | 2.8838 | 0 | 0 | 4.6307 | 2.8838 | [11 empty] | WLDFR | HFTD - Distribution - Tier 2 - 1QU CoRE ¦ 1QU LoRE | Red Flag Warning - Large Fires | 2034 | 2.601e-07 | 1.3005e-07 | 3.3441e-07 | 6.1205 | 0.77885 | 3.4265 | 1.9151 | 0 | 0 | 0 | 0.00021666 |  | 1.5919e-06 | 0 | 1.5919e-06 | 7.9597e-07 | 0 | 7.9597e-07 | 2.0468e-06 | 0 | 2.0468e-06 | [16 empty] | 7.3.1.3 Ignition probability mapping showing the probability of ignition along the electric lines and equipmentWLDFRAggregatedAggregated | WLDFR | HFTD - Distribution - Tier 2 - 1QU CoRE ¦ 1QU LoRE | Red Flag Warning - Large Fires | Aggregated | Aggregated | 2041 | 0.00021666 | 0 | 170.7528 | 0.036995 | 2041 | Mitigation | 0.08575 | 30 | 0 | esc | 0.0012005 | 2.601e-07 | 0.00060025 | 1.3005e-07 | 0.0015435 | 3.3441e-07
[35 empty] | 7.3.1.1 A summarized risk map that shows the overall ignition probability and estimated wildfire consequence along the electric lines and equipment | WLDFR | HFTD - Distribution - Tier 2 - 2QU CoRE ¦ 2QU LoRE | 2029 | 0.58201 | 0.01237 | 3.0565 | 0 | 3.0565 | 0.0077 | 1.9025 | 0 | 1.9025 | 0.018742 | 4.6307 | 0 | 4.6307 | 0.019681 | 4.8629 | 0 | 4.8629 | 1.7789 | 1.1073 | 2.6951 | 2.8302 | 0.018742 | 0.010908 | 4.6307 | 2.6951 | 0 | 0 | 4.6307 | 2.6951 | [11 empty] | WLDFR | HFTD - Distribution - Tier 2 - 1QU CoRE ¦ 1QU LoRE | Red Flag Warning - Large Fires | 2035 | 2.601e-07 | 1.3005e-07 | 3.3441e-07 | 6.1205 | 0.77885 | 3.4265 | 1.9151 | 0 | 0 | 0 | 0.00021666 |  | 1.5919e-06 | 0 | 1.5919e-06 | 7.9597e-07 | 0 | 7.9597e-07 | 2.0468e-06 | 0 | 2.0468e-06 | [16 empty] | 7.3.1.3 Ignition probability mapping showing the probability of ignition along the electric lines and equipmentWLDFRAggregatedAggregated | WLDFR | HFTD - Distribution - Tier 2 - 1QU CoRE ¦ 1QU LoRE | Red Flag Warning - Large Fires | Aggregated | Aggregated | 2042 | 0.00021666 | 0 | 170.7528 | 0.036995 | 2042 | Mitigation | 0.08575 | 30 | 0 | esc | 0.0012005 | 2.601e-07 | 0.00060025 | 1.3005e-07 | 0.0015435 | 3.3441e-07
[35 empty] | 7.3.1.1 A summarized risk map that shows the overall ignition probability and estimated wildfire consequence along the electric lines and equipment | WLDFR | HFTD - Distribution - Tier 2 - 2QU CoRE ¦ 2QU LoRE | 2030 | 0.54393 | 0.01237 | 3.0565 | 0 | 3.0565 | 0.0077 | 1.9025 | 0 | 1.9025 | 0.018742 | 4.6307 | 0 | 4.6307 | 0.019681 | 4.8629 | 0 | 4.8629 | 1.6625 | 1.0348 | 2.5188 | 2.6451 | 0.018742 | 0.010194 | 4.6307 | 2.5188 | 0 | 0 | 4.6307 | 2.5188 | [11 empty] | WLDFR | HFTD - Distribution - Tier 2 - 1QU CoRE ¦ 1QU LoRE | Red Flag Warning - Large Fires | 2036 | 2.601e-07 | 1.3005e-07 | 3.3441e-07 | 6.1205 | 0.77885 | 3.4265 | 1.9151 | 0 | 0 | 0 | 0.00021666 |  | 1.5919e-06 | 0 | 1.5919e-06 | 7.9597e-07 | 0 | 7.9597e-07 | 2.0468e-06 | 0 | 2.0468e-06 | [16 empty] | 7.3.1.3 Ignition probability mapping showing the probability of ignition along the electric lines and equipmentWLDFRAggregatedAggregated | WLDFR | HFTD - Distribution - Tier 2 - 1QU CoRE ¦ 1QU LoRE | Red Flag Warning - Large Fires | Aggregated | Aggregated | 2043 | 0.00021666 | 0 | 170.7528 | 0.036995 | 2043 | Mitigation | 0.08575 | 30 | 0 | esc | 0.0012005 | 2.601e-07 | 0.00060025 | 1.3005e-07 | 0.0015435 | 3.3441e-07
[35 empty] | 7.3.1.1 A summarized risk map that shows the overall ignition probability and estimated wildfire consequence along the electric lines and equipment | WLDFR | HFTD - Distribution - Tier 2 - 2QU CoRE ¦ 2QU LoRE | 2031 | 0.50835 | 0.01237 | 3.0565 | 0 | 3.0565 | 0.0077 | 1.9025 | 0 | 1.9025 | 0.018742 | 4.6307 | 0 | 4.6307 | 0.019681 | 4.8629 | 0 | 4.8629 | 1.5538 | 0.96715 | 2.354 | 2.472 | 0.018742 | 0.0095272 | 4.6307 | 2.354 | 0 | 0 | 4.6307 | 2.354 | [11 empty] | WLDFR | HFTD - Distribution - Tier 2 - 1QU CoRE ¦ 1QU LoRE | Red Flag Warning - Large Fires | 2037 | 2.601e-07 | 1.3005e-07 | 3.3441e-07 | 6.1205 | 0.77885 | 3.4265 | 1.9151 | 0 | 0 | 0 | 0.00021666 |  | 1.5919e-06 | 0 | 1.5919e-06 | 7.9597e-07 | 0 | 7.9597e-07 | 2.0468e-06 | 0 | 2.0468e-06 | [16 empty] | 7.3.1.3 Ignition probability mapping showing the probability of ignition along the electric lines and equipmentWLDFRAggregatedAggregated | WLDFR | HFTD - Distribution - Tier 2 - 1QU CoRE ¦ 1QU LoRE | Red Flag Warning - Large Fires | Aggregated | Aggregated | 2044 | 0.00021666 | 0 | 170.7528 | 0.036995 | 2044 | Mitigation | 0.08575 | 30 | 0 | esc | 0.0012005 | 2.601e-07 | 0.00060025 | 1.3005e-07 | 0.0015435 | 3.3441e-07
[35 empty] | 7.3.1.1 A summarized risk map that shows the overall ignition probability and estimated wildfire consequence along the electric lines and equipment | WLDFR | HFTD - Distribution - Tier 2 - 2QU CoRE ¦ 2QU LoRE | 2032 | 0.47509 | 0.01237 | 3.0565 | 0 | 3.0565 | 0.0077 | 1.9025 | 0 | 1.9025 | 0.018742 | 4.6307 | 0 | 4.6307 | 0.019681 | 4.8629 | 0 | 4.8629 | 1.4521 | 0.90387 | 2.2 | 2.3103 | 0.018742 | 0.008904 | 4.6307 | 2.2 | 0 | 0 | 4.6307 | 2.2 | [11 empty] | WLDFR | HFTD - Distribution - Tier 2 - 1QU CoRE ¦ 1QU LoRE | Red Flag Warning - Large Fires | 2038 | 2.601e-07 | 1.3005e-07 | 3.3441e-07 | 6.5028 | 0.81304 | 3.6355 | 2.0543 | 0 | 0 | 0 | 0.00021666 |  | 1.6914e-06 | 0 | 1.6914e-06 | 8.4569e-07 | 0 | 8.4569e-07 | 2.1746e-06 | 0 | 2.1746e-06 | [16 empty] | 7.3.1.3 Ignition probability mapping showing the probability of ignition along the electric lines and equipmentWLDFRAggregatedAggregated | WLDFR | HFTD - Distribution - Tier 2 - 1QU CoRE ¦ 1QU LoRE | Red Flag Warning - Large Fires | Aggregated | Aggregated | 2045 | 0.00021666 | 0 | 170.7528 | 0.036995 | 2045 | Mitigation | 0.08575 | 30 | 0 | esc | 0.0012005 | 2.601e-07 | 0.00060025 | 1.3005e-07 | 0.0015435 | 3.3441e-07
[35 empty] | 7.3.1.1 A summarized risk map that shows the overall ignition probability and estimated wildfire consequence along the electric lines and equipment | WLDFR | HFTD - Distribution - Tier 2 - 2QU CoRE ¦ 2QU LoRE | 2033 | 0.44401 | 0.01237 | 3.2013 | 0 | 3.2013 | 0.0077 | 1.9927 | 0 | 1.9927 | 0.018742 | 4.8501 | 0 | 4.8501 | 0.019681 | 5.0933 | 0 | 5.0933 | 1.4214 | 0.88477 | 2.1535 | 2.2615 | 0.018742 | 0.0083215 | 4.8501 | 2.1535 | 0 | 0 | 4.8501 | 2.1535 | [11 empty] | WLDFR | HFTD - Distribution - Tier 2 - 1QU CoRE ¦ 1QU LoRE | Red Flag Warning - Large Fires | 2039 | 2.601e-07 | 1.3005e-07 | 3.3441e-07 | 6.5028 | 0.81304 | 3.6355 | 2.0543 | 0 | 0 | 0 | 0.00021666 |  | 1.6914e-06 | 0 | 1.6914e-06 | 8.4569e-07 | 0 | 8.4569e-07 | 2.1746e-06 | 0 | 2.1746e-06 | [16 empty] | 7.3.1.3 Ignition probability mapping showing the probability of ignition along the electric lines and equipmentWLDFRAggregatedAggregated | WLDFR | HFTD - Distribution - Tier 2 - 1QU CoRE ¦ 1QU LoRE | Red Flag Warning - Large Fires | Aggregated | Aggregated | 2046 | 0.00021666 | 0 | 170.7528 | 0.036995 | 2046 | Mitigation | 0.08575 | 30 | 0 | esc | 0.0012005 | 2.601e-07 | 0.00060025 | 1.3005e-07 | 0.0015435 | 3.3441e-07
[35 empty] | 7.3.1.1 A summarized risk map that shows the overall ignition probability and estimated wildfire consequence along the electric lines and equipment | WLDFR | HFTD - Distribution - Tier 2 - 2QU CoRE ¦ 2QU LoRE | 2034 | 0.41496 | 0.01237 | 3.2013 | 0 | 3.2013 | 0.0077 | 1.9927 | 0 | 1.9927 | 0.018742 | 4.8501 | 0 | 4.8501 | 0.019681 | 5.0933 | 0 | 5.0933 | 1.3284 | 0.82689 | 2.0126 | 2.1135 | 0.018742 | 0.0077771 | 4.8501 | 2.0126 | 0 | 0 | 4.8501 | 2.0126 | [11 empty] | WLDFR | HFTD - Distribution - Tier 2 - 1QU CoRE ¦ 1QU LoRE | Red Flag Warning - Large Fires | 2040 | 2.601e-07 | 1.3005e-07 | 3.3441e-07 | 6.5028 | 0.81304 | 3.6355 | 2.0543 | 0 | 0 | 0 | 0.00021666 |  | 1.6914e-06 | 0 | 1.6914e-06 | 8.4569e-07 | 0 | 8.4569e-07 | 2.1746e-06 | 0 | 2.1746e-06 | [16 empty] | 7.3.1.3 Ignition probability mapping showing the probability of ignition along the electric lines and equipmentWLDFRAggregatedAggregated | WLDFR | HFTD - Distribution - Tier 2 - 1QU CoRE ¦ 1QU LoRE | Red Flag Warning - Large Fires | Aggregated | Aggregated | 2047 | 0.00021666 | 0 | 170.7528 | 0.036995 | 2047 | Mitigation | 0.08575 | 30 | 0 | esc | 0.0012005 | 2.601e-07 | 0.00060025 | 1.3005e-07 | 0.0015435 | 3.3441e-07
[35 empty] | 7.3.1.1 A summarized risk map that shows the overall ignition probability and estimated wildfire consequence along the electric lines and equipment | WLDFR | HFTD - Distribution - Tier 2 - 2QU CoRE ¦ 2QU LoRE | 2035 | 0.38782 | 0.01237 | 3.2013 | 0 | 3.2013 | 0.0077 | 1.9927 | 0 | 1.9927 | 0.018742 | 4.8501 | 0 | 4.8501 | 0.019681 | 5.0933 | 0 | 5.0933 | 1.2415 | 0.77279 | 1.881 | 1.9753 | 0.018742 | 0.0072683 | 4.8501 | 1.881 | 0 | 0 | 4.8501 | 1.881 | [11 empty] | WLDFR | HFTD - Distribution - Tier 2 - 1QU CoRE ¦ 1QU LoRE | Red Flag Warning - Large Fires | 2041 | 2.601e-07 | 1.3005e-07 | 3.3441e-07 | 6.5028 | 0.81304 | 3.6355 | 2.0543 | 0 | 0 | 0 | 0.00021666 |  | 1.6914e-06 | 0 | 1.6914e-06 | 8.4569e-07 | 0 | 8.4569e-07 | 2.1746e-06 | 0 | 2.1746e-06 | [16 empty] | 7.3.1.3 Ignition probability mapping showing the probability of ignition along the electric lines and equipmentWLDFRAggregatedAggregated | WLDFR | HFTD - Distribution - Tier 2 - 1QU CoRE ¦ 1QU LoRE | Red Flag Warning - Large Fires | Aggregated | Aggregated | 2048 | 0.00021666 | 0 | 170.7528 | 0.036995 | 2048 | Mitigation | 0.08575 | 30 | 0 | esc | 0.0012005 | 2.601e-07 | 0.00060025 | 1.3005e-07 | 0.0015435 | 3.3441e-07
[35 empty] | 7.3.1.1 A summarized risk map that shows the overall ignition probability and estimated wildfire consequence along the electric lines and equipment | WLDFR | HFTD - Distribution - Tier 2 - 2QU CoRE ¦ 2QU LoRE | 2036 | 0.36245 | 0.01237 | 3.2013 | 0 | 3.2013 | 0.0077 | 1.9927 | 0 | 1.9927 | 0.018742 | 4.8501 | 0 | 4.8501 | 0.019681 | 5.0933 | 0 | 5.0933 | 1.1603 | 0.72224 | 1.7579 | 1.8461 | 0.018742 | 0.0067928 | 4.8501 | 1.7579 | 0 | 0 | 4.8501 | 1.7579 | [11 empty] | WLDFR | HFTD - Distribution - Tier 2 - 1QU CoRE ¦ 1QU LoRE | Red Flag Warning - Large Fires | 2042 | 2.601e-07 | 1.3005e-07 | 3.3441e-07 | 6.5028 | 0.81304 | 3.6355 | 2.0543 | 0 | 0 | 0 | 0.00021666 |  | 1.6914e-06 | 0 | 1.6914e-06 | 8.4569e-07 | 0 | 8.4569e-07 | 2.1746e-06 | 0 | 2.1746e-06 | [16 empty] | 7.3.1.3 Ignition probability mapping showing the probability of ignition along the electric lines and equipmentWLDFRAggregatedAggregated | WLDFR | HFTD - Distribution - Tier 2 - 1QU CoRE ¦ 1QU LoRE | Red Flag Warning - Large Fires | Aggregated | Aggregated | 2049 | 0.00021666 | 0 | 170.7528 | 0.036995 | 2049 | Mitigation | 0.08575 | 30 | 0 | esc | 0.0012005 | 2.601e-07 | 0.00060025 | 1.3005e-07 | 0.0015435 | 3.3441e-07
[35 empty] | 7.3.1.1 A summarized risk map that shows the overall ignition probability and estimated wildfire consequence along the electric lines and equipment | WLDFR | HFTD - Distribution - Tier 2 - 2QU CoRE ¦ 2QU LoRE | 2037 | 0.33873 | 0.01237 | 3.2013 | 0 | 3.2013 | 0.0077 | 1.9927 | 0 | 1.9927 | 0.018742 | 4.8501 | 0 | 4.8501 | 0.019681 | 5.0933 | 0 | 5.0933 | 1.0844 | 0.67499 | 1.6429 | 1.7253 | 0.018742 | 0.0063484 | 4.8501 | 1.6429 | 0 | 0 | 4.8501 | 1.6429 | [11 empty] | WLDFR | HFTD - Distribution - Tier 2 - 1QU CoRE ¦ 1QU LoRE | Red Flag Warning - Large Fires | 2043 | 2.601e-07 | 1.3005e-07 | 3.3441e-07 | 6.9209 | 0.84944 | 3.8632 | 2.2083 | 0 | 0 | 0 | 0.00021666 |  | 1.8001e-06 | 0 | 1.8001e-06 | 9.0007e-07 | 0 | 9.0007e-07 | 2.3145e-06 | 0 | 2.3145e-06 | [16 empty] | 7.3.1.3 Ignition probability mapping showing the probability of ignition along the electric lines and equipmentWLDFRAggregatedAggregated | WLDFR | HFTD - Distribution - Tier 2 - 1QU CoRE ¦ 1QU LoRE | Red Flag Warning - Large Fires | Aggregated | Aggregated | 2050 | 0.00021666 | 0 | 170.7528 | 0.036995 | 2050 | Mitigation | 0.08575 | 30 | 0 | esc | 0 | 0 | 0.00060025 | 1.3005e-07 | 0.0015435 | 3.3441e-07
[35 empty] | 7.3.1.1 A summarized risk map that shows the overall ignition probability and estimated wildfire consequence along the electric lines and equipment | WLDFR | HFTD - Distribution - Tier 2 - 2QU CoRE ¦ 2QU LoRE | 2038 | 0.31657 | 0.01237 | 3.3585 | 0 | 3.3585 | 0.0077 | 2.0905 | 0 | 2.0905 | 0.018742 | 5.0883 | 0 | 5.0883 | 0.019681 | 5.3434 | 0 | 5.3434 | 1.0632 | 0.66181 | 1.6108 | 1.6916 | 0.018742 | 0.0059331 | 5.0883 | 1.6108 | 0 | 0 | 5.0883 | 1.6108 | [11 empty] | WLDFR | HFTD - Distribution - Tier 2 - 1QU CoRE ¦ 1QU LoRE | Red Flag Warning - Large Fires | 2044 | 2.601e-07 | 1.3005e-07 | 3.3441e-07 | 6.9209 | 0.84944 | 3.8632 | 2.2083 | 0 | 0 | 0 | 0.00021666 |  | 1.8001e-06 | 0 | 1.8001e-06 | 9.0007e-07 | 0 | 9.0007e-07 | 2.3145e-06 | 0 | 2.3145e-06 | [16 empty] | 7.3.1.3 Ignition probability mapping showing the probability of ignition along the electric lines and equipmentWLDFRAggregatedAggregated | WLDFR | HFTD - Distribution - Tier 2 - 1QU CoRE ¦ 1QU LoRE | Red Flag Warning - Large Fires | Aggregated | Aggregated | 2051 | 0.00021666 | 0 | 170.7528 | 0.036995 | 2051 | Mitigation | 0.08575 | 30 | 0 | esc | 0 | 0 | 0 | 0 | 0.0015435 | 3.3441e-07
[35 empty] | 7.3.1.1 A summarized risk map that shows the overall ignition probability and estimated wildfire consequence along the electric lines and equipment | WLDFR | HFTD - Distribution - Tier 2 - 2QU CoRE ¦ 2QU LoRE | 2039 | 0.29586 | 0.01237 | 3.3585 | 0 | 3.3585 | 0.0077 | 2.0905 | 0 | 2.0905 | 0.018742 | 5.0883 | 0 | 5.0883 | 0.019681 | 5.3434 | 0 | 5.3434 | 0.99367 | 0.61851 | 1.5054 | 1.5809 | 0.018742 | 0.0055449 | 5.0883 | 1.5054 | 0 | 0 | 5.0883 | 1.5054 | [11 empty] | WLDFR | HFTD - Distribution - Tier 2 - 1QU CoRE ¦ 1QU LoRE | Red Flag Warning - Large Fires | 2045 | 2.601e-07 | 1.3005e-07 | 3.3441e-07 | 6.9209 | 0.84944 | 3.8632 | 2.2083 | 0 | 0 | 0 | 0.00021666 |  | 1.8001e-06 | 0 | 1.8001e-06 | 9.0007e-07 | 0 | 9.0007e-07 | 2.3145e-06 | 0 | 2.3145e-06 | [16 empty] | 7.3.1.3 Ignition probability mapping showing the probability of ignition along the electric lines and equipmentWLDFRAggregatedAggregated | WLDFR | HFTD - Distribution - Tier 2 - 1QU CoRE ¦ 1QU LoRE | Red Flag Warning - Small Fires | Aggregated | Aggregated | 2021 | 0.0010248 | 0 | 170.7528 | 0.17499 | 2021 | Mitigation | 0.08575 | 30 | 0 | esc | 0.0012005 | 1.2303e-06 | 0.00060025 | 6.1516e-07 | 0 | 0
[35 empty] | 7.3.1.1 A summarized risk map that shows the overall ignition probability and estimated wildfire consequence along the electric lines and equipment | WLDFR | HFTD - Distribution - Tier 2 - 2QU CoRE ¦ 2QU LoRE | 2040 | 0.27651 | 0.01237 | 3.3585 | 0 | 3.3585 | 0.0077 | 2.0905 | 0 | 2.0905 | 0.018742 | 5.0883 | 0 | 5.0883 | 0.019681 | 5.3434 | 0 | 5.3434 | 0.92866 | 0.57805 | 1.407 | 1.4775 | 0.018742 | 0.0051822 | 5.0883 | 1.407 | 0 | 0 | 5.0883 | 1.407 | [11 empty] | WLDFR | HFTD - Distribution - Tier 2 - 1QU CoRE ¦ 1QU LoRE | Red Flag Warning - Large Fires | 2046 | 2.601e-07 | 1.3005e-07 | 3.3441e-07 | 6.9209 | 0.84944 | 3.8632 | 2.2083 | 0 | 0 | 0 | 0.00021666 |  | 1.8001e-06 | 0 | 1.8001e-06 | 9.0007e-07 | 0 | 9.0007e-07 | 2.3145e-06 | 0 | 2.3145e-06 | [16 empty] | 7.3.1.3 Ignition probability mapping showing the probability of ignition along the electric lines and equipmentWLDFRAggregatedAggregated | WLDFR | HFTD - Distribution - Tier 2 - 1QU CoRE ¦ 1QU LoRE | Red Flag Warning - Small Fires | Aggregated | Aggregated | 2022 | 0.0010248 | 0 | 170.7528 | 0.17499 | 2022 | Mitigation | 0.08575 | 30 | 0 | esc | 0.0012005 | 1.2303e-06 | 0.00060025 | 6.1516e-07 | 0.0015435 | 1.5818e-06
[35 empty] | 7.3.1.1 A summarized risk map that shows the overall ignition probability and estimated wildfire consequence along the electric lines and equipment | WLDFR | HFTD - Distribution - Tier 2 - 2QU CoRE ¦ 2QU LoRE | 2041 | 0.25842 | 0.01237 | 3.3585 | 0 | 3.3585 | 0.0077 | 2.0905 | 0 | 2.0905 | 0.018742 | 5.0883 | 0 | 5.0883 | 0.019681 | 5.3434 | 0 | 5.3434 | 0.86791 | 0.54023 | 1.3149 | 1.3808 | 0.018742 | 0.0048432 | 5.0883 | 1.3149 | 0 | 0 | 5.0883 | 1.3149 | [11 empty] | WLDFR | HFTD - Distribution - Tier 2 - 1QU CoRE ¦ 1QU LoRE | Red Flag Warning - Large Fires | 2047 | 2.601e-07 | 1.3005e-07 | 3.3441e-07 | 6.9209 | 0.84944 | 3.8632 | 2.2083 | 0 | 0 | 0 | 0.00021666 |  | 1.8001e-06 | 0 | 1.8001e-06 | 9.0007e-07 | 0 | 9.0007e-07 | 2.3145e-06 | 0 | 2.3145e-06 | [16 empty] | 7.3.1.3 Ignition probability mapping showing the probability of ignition along the electric lines and equipmentWLDFRAggregatedAggregated | WLDFR | HFTD - Distribution - Tier 2 - 1QU CoRE ¦ 1QU LoRE | Red Flag Warning - Small Fires | Aggregated | Aggregated | 2023 | 0.0010248 | 0 | 170.7528 | 0.17499 | 2023 | Mitigation | 0.08575 | 30 | 0 | esc | 0.0012005 | 1.2303e-06 | 0.00060025 | 6.1516e-07 | 0.0015435 | 1.5818e-06
[35 empty] | 7.3.1.1 A summarized risk map that shows the overall ignition probability and estimated wildfire consequence along the electric lines and equipment | WLDFR | HFTD - Distribution - Tier 2 - 2QU CoRE ¦ 2QU LoRE | 2042 | 0.24151 | 0.01237 | 3.3585 | 0 | 3.3585 | 0.0077 | 2.0905 | 0 | 2.0905 | 0.018742 | 5.0883 | 0 | 5.0883 | 0.019681 | 5.3434 | 0 | 5.3434 | 0.81113 | 0.50489 | 1.2289 | 1.2905 | 0.018742 | 0.0045263 | 5.0883 | 1.2289 | 0 | 0 | 5.0883 | 1.2289 | [11 empty] | WLDFR | HFTD - Distribution - Tier 2 - 1QU CoRE ¦ 1QU LoRE | Red Flag Warning - Large Fires | 2048 | 2.601e-07 | 1.3005e-07 | 3.3441e-07 | 7.3713 | 0.88759 | 4.1075 | 2.3763 | 0 | 0 | 0 | 0.00021666 |  | 1.9173e-06 | 0 | 1.9173e-06 | 9.5864e-07 | 0 | 9.5864e-07 | 2.4651e-06 | 0 | 2.4651e-06 | [16 empty] | 7.3.1.3 Ignition probability mapping showing the probability of ignition along the electric lines and equipmentWLDFRAggregatedAggregated | WLDFR | HFTD - Distribution - Tier 2 - 1QU CoRE ¦ 1QU LoRE | Red Flag Warning - Small Fires | Aggregated | Aggregated | 2024 | 0.0010248 | 0 | 170.7528 | 0.17499 | 2024 | Mitigation | 0.08575 | 30 | 0 | esc | 0.0012005 | 1.2303e-06 | 0.00060025 | 6.1516e-07 | 0.0015435 | 1.5818e-06
[35 empty] | 7.3.1.1 A summarized risk map that shows the overall ignition probability and estimated wildfire consequence along the electric lines and equipment | WLDFR | HFTD - Distribution - Tier 2 - 2QU CoRE ¦ 2QU LoRE | 2043 | 0.22571 | 0.01237 | 3.526 | 0 | 3.526 | 0.0077 | 2.1948 | 0 | 2.1948 | 0.018742 | 5.342 | 0 | 5.342 | 0.019681 | 5.6098 | 0 | 5.6098 | 0.79586 | 0.49539 | 1.2058 | 1.2662 | 0.018742 | 0.0042302 | 5.342 | 1.2058 | 0 | 0 | 5.342 | 1.2058 | [11 empty] | WLDFR | HFTD - Distribution - Tier 2 - 1QU CoRE ¦ 1QU LoRE | Red Flag Warning - Large Fires | 2049 | 2.601e-07 | 1.3005e-07 | 3.3441e-07 | 7.3713 | 0.88759 | 4.1075 | 2.3763 | 0 | 0 | 0 | 0.00021666 |  | 1.9173e-06 | 0 | 1.9173e-06 | 9.5864e-07 | 0 | 9.5864e-07 | 2.4651e-06 | 0 | 2.4651e-06 | [16 empty] | 7.3.1.3 Ignition probability mapping showing the probability of ignition along the electric lines and equipmentWLDFRAggregatedAggregated | WLDFR | HFTD - Distribution - Tier 2 - 1QU CoRE ¦ 1QU LoRE | Red Flag Warning - Small Fires | Aggregated | Aggregated | 2025 | 0.0010248 | 0 | 170.7528 | 0.17499 | 2025 | Mitigation | 0.08575 | 30 | 0 | esc | 0.0012005 | 1.2303e-06 | 0.00060025 | 6.1516e-07 | 0.0015435 | 1.5818e-06
[35 empty] | 7.3.1.1 A summarized risk map that shows the overall ignition probability and estimated wildfire consequence along the electric lines and equipment | WLDFR | HFTD - Distribution - Tier 2 - 2QU CoRE ¦ 2QU LoRE | 2044 | 0.21095 | 0.01237 | 3.526 | 0 | 3.526 | 0.0077 | 2.1948 | 0 | 2.1948 | 0.018742 | 5.342 | 0 | 5.342 | 0.019681 | 5.6098 | 0 | 5.6098 | 0.74379 | 0.46298 | 1.1269 | 1.1834 | 0.018742 | 0.0039535 | 5.342 | 1.1269 | 0 | 0 | 5.342 | 1.1269 | [11 empty] | WLDFR | HFTD - Distribution - Tier 2 - 1QU CoRE ¦ 1QU LoRE | Red Flag Warning - Large Fires | 2050 | 0 | 1.3005e-07 | 3.3441e-07 | 7.3713 | 0.88759 | 4.1075 | 2.3763 | 0 | 0 | 0 | 0.00021666 |  | 0 | 0 | 0 | 9.5864e-07 | 0 | 9.5864e-07 | 2.4651e-06 | 0 | 2.4651e-06 | [16 empty] | 7.3.1.3 Ignition probability mapping showing the probability of ignition along the electric lines and equipmentWLDFRAggregatedAggregated | WLDFR | HFTD - Distribution - Tier 2 - 1QU CoRE ¦ 1QU LoRE | Red Flag Warning - Small Fires | Aggregated | Aggregated | 2026 | 0.0010248 | 0 | 170.7528 | 0.17499 | 2026 | Mitigation | 0.08575 | 30 | 0 | esc | 0.0012005 | 1.2303e-06 | 0.00060025 | 6.1516e-07 | 0.0015435 | 1.5818e-06
[35 empty] | 7.3.1.1 A summarized risk map that shows the overall ignition probability and estimated wildfire consequence along the electric lines and equipment | WLDFR | HFTD - Distribution - Tier 2 - 2QU CoRE ¦ 2QU LoRE | 2045 | 0.19715 | 0.01237 | 3.526 | 0 | 3.526 | 0.0077 | 2.1948 | 0 | 2.1948 | 0.018742 | 5.342 | 0 | 5.342 | 0.019681 | 5.6098 | 0 | 5.6098 | 0.69513 | 0.43269 | 1.0532 | 1.106 | 0.018742 | 0.0036948 | 5.342 | 1.0532 | 0 | 0 | 5.342 | 1.0532 | [11 empty] | WLDFR | HFTD - Distribution - Tier 2 - 1QU CoRE ¦ 1QU LoRE | Red Flag Warning - Large Fires | 2051 | 0 | 0 | 3.3441e-07 | 7.3713 | 0.88759 | 4.1075 | 2.3763 | 0 | 0 | 0 | 0.00021666 |  | 0 | 0 | 0 | 0 | 0 | 0 | 2.4651e-06 | 0 | 2.4651e-06 | [16 empty] | 7.3.1.3 Ignition probability mapping showing the probability of ignition along the electric lines and equipmentWLDFRAggregatedAggregated | WLDFR | HFTD - Distribution - Tier 2 - 1QU CoRE ¦ 1QU LoRE | Red Flag Warning - Small Fires | Aggregated | Aggregated | 2027 | 0.0010248 | 0 | 170.7528 | 0.17499 | 2027 | Mitigation | 0.08575 | 30 | 0 | esc | 0.0012005 | 1.2303e-06 | 0.00060025 | 6.1516e-07 | 0.0015435 | 1.5818e-06
[35 empty] | 7.3.1.1 A summarized risk map that shows the overall ignition probability and estimated wildfire consequence along the electric lines and equipment | WLDFR | HFTD - Distribution - Tier 2 - 2QU CoRE ¦ 2QU LoRE | 2046 | 0.18425 | 0.01237 | 3.526 | 0 | 3.526 | 0.0077 | 2.1948 | 0 | 2.1948 | 0.018742 | 5.342 | 0 | 5.342 | 0.019681 | 5.6098 | 0 | 5.6098 | 0.64966 | 0.40438 | 0.98425 | 1.0336 | 0.018742 | 0.0034531 | 5.342 | 0.98425 | 0 | 0 | 5.342 | 0.98425 | [11 empty] | WLDFR | HFTD - Distribution - Tier 2 - 1QU CoRE ¦ 1QU LoRE | Red Flag Warning - Small Fires | 2020 | 1.2303e-06 | 0 | 0 | 0.077901 | 0.036425 | 0.0015809 | 0.039895 | 0 | 0 | 0 | 0.0010248 |  | 9.5842e-08 | 0 | 9.5842e-08 | 0 | 0 | 0 | 0 | 0 | 0 | [16 empty] | 7.3.1.3 Ignition probability mapping showing the probability of ignition along the electric lines and equipmentWLDFRAggregatedAggregated | WLDFR | HFTD - Distribution - Tier 2 - 1QU CoRE ¦ 1QU LoRE | Red Flag Warning - Small Fires | Aggregated | Aggregated | 2028 | 0.0010248 | 0 | 170.7528 | 0.17499 | 2028 | Mitigation | 0.08575 | 30 | 0 | esc | 0.0012005 | 1.2303e-06 | 0.00060025 | 6.1516e-07 | 0.0015435 | 1.5818e-06
[35 empty] | 7.3.1.1 A summarized risk map that shows the overall ignition probability and estimated wildfire consequence along the electric lines and equipment | WLDFR | HFTD - Distribution - Tier 2 - 2QU CoRE ¦ 2QU LoRE | 2047 | 0.1722 | 0.01237 | 3.526 | 0 | 3.526 | 0.0077 | 2.1948 | 0 | 2.1948 | 0.018742 | 5.342 | 0 | 5.342 | 0.019681 | 5.6098 | 0 | 5.6098 | 0.60716 | 0.37793 | 0.91986 | 0.96599 | 0.018742 | 0.0032272 | 5.342 | 0.91986 | 0 | 0 | 5.342 | 0.91986 | [11 empty] | WLDFR | HFTD - Distribution - Tier 2 - 1QU CoRE ¦ 1QU LoRE | Red Flag Warning - Small Fires | 2021 | 1.2303e-06 | 6.1516e-07 | 0 | 0.077901 | 0.036425 | 0.0015809 | 0.039895 | 0 | 0 | 0 | 0.0010248 |  | 9.5842e-08 | 0 | 9.5842e-08 | 4.7921e-08 | 0 | 4.7921e-08 | 0 | 0 | 0 | [16 empty] | 7.3.1.3 Ignition probability mapping showing the probability of ignition along the electric lines and equipmentWLDFRAggregatedAggregated | WLDFR | HFTD - Distribution - Tier 2 - 1QU CoRE ¦ 1QU LoRE | Red Flag Warning - Small Fires | Aggregated | Aggregated | 2029 | 0.0010248 | 0 | 170.7528 | 0.17499 | 2029 | Mitigation | 0.08575 | 30 | 0 | esc | 0.0012005 | 1.2303e-06 | 0.00060025 | 6.1516e-07 | 0.0015435 | 1.5818e-06
[35 empty] | 7.3.1.1 A summarized risk map that shows the overall ignition probability and estimated wildfire consequence along the electric lines and equipment | WLDFR | HFTD - Distribution - Tier 2 - 2QU CoRE ¦ 2QU LoRE | 2048 | 0.16093 | 0.01237 | 3.7015 | 0 | 3.7015 | 0.0077 | 2.304 | 0 | 2.304 | 0.018742 | 5.6079 | 0 | 5.6079 | 0.019681 | 5.8891 | 0 | 5.8891 | 0.59568 | 0.37079 | 0.90248 | 0.94774 | 0.018742 | 0.0030161 | 5.6079 | 0.90248 | 0 | 0 | 5.6079 | 0.90248 | [11 empty] | WLDFR | HFTD - Distribution - Tier 2 - 1QU CoRE ¦ 1QU LoRE | Red Flag Warning - Small Fires | 2022 | 1.2303e-06 | 6.1516e-07 | 1.5818e-06 | 0.077901 | 0.036425 | 0.0015809 | 0.039895 | 0 | 0 | 0 | 0.0010248 |  | 9.5842e-08 | 0 | 9.5842e-08 | 4.7921e-08 | 0 | 4.7921e-08 | 1.2323e-07 | 0 | 1.2323e-07 | [16 empty] | 7.3.1.3 Ignition probability mapping showing the probability of ignition along the electric lines and equipmentWLDFRAggregatedAggregated | WLDFR | HFTD - Distribution - Tier 2 - 1QU CoRE ¦ 1QU LoRE | Red Flag Warning - Small Fires | Aggregated | Aggregated | 2030 | 0.0010248 | 0 | 170.7528 | 0.17499 | 2030 | Mitigation | 0.08575 | 30 | 0 | esc | 0.0012005 | 1.2303e-06 | 0.00060025 | 6.1516e-07 | 0.0015435 | 1.5818e-06
[35 empty] | 7.3.1.1 A summarized risk map that shows the overall ignition probability and estimated wildfire consequence along the electric lines and equipment | WLDFR | HFTD - Distribution - Tier 2 - 2QU CoRE ¦ 2QU LoRE | 2049 | 0.1504 | 0.01237 | 3.7015 | 0 | 3.7015 | 0.0077 | 2.304 | 0 | 2.304 | 0.018742 | 5.6079 | 0 | 5.6079 | 0.019681 | 5.8891 | 0 | 5.8891 | 0.55671 | 0.34653 | 0.84344 | 0.88573 | 0.018742 | 0.0028188 | 5.6079 | 0.84344 | 0 | 0 | 5.6079 | 0.84344 | [11 empty] | WLDFR | HFTD - Distribution - Tier 2 - 1QU CoRE ¦ 1QU LoRE | Red Flag Warning - Small Fires | 2023 | 1.2303e-06 | 6.1516e-07 | 1.5818e-06 | 0.080408 | 0.03759 | 0.0016314 | 0.041187 | 0 | 0 | 0 | 0.0010248 |  | 9.8927e-08 | 0 | 9.8927e-08 | 4.9464e-08 | 0 | 4.9464e-08 | 1.2719e-07 | 0 | 1.2719e-07 | [16 empty] | 7.3.1.3 Ignition probability mapping showing the probability of ignition along the electric lines and equipmentWLDFRAggregatedAggregated | WLDFR | HFTD - Distribution - Tier 2 - 1QU CoRE ¦ 1QU LoRE | Red Flag Warning - Small Fires | Aggregated | Aggregated | 2031 | 0.0010248 | 0 | 170.7528 | 0.17499 | 2031 | Mitigation | 0.08575 | 30 | 0 | esc | 0.0012005 | 1.2303e-06 | 0.00060025 | 6.1516e-07 | 0.0015435 | 1.5818e-06
[35 empty] | 7.3.1.1 A summarized risk map that shows the overall ignition probability and estimated wildfire consequence along the electric lines and equipment | WLDFR | HFTD - Distribution - Tier 2 - 2QU CoRE ¦ 2QU LoRE | 2050 | 0.14056 | 0 | 0 | 0 | 0 | 0.0077 | 2.304 | 0 | 2.304 | 0.018742 | 5.6079 | 0 | 5.6079 | 0.019681 | 5.8891 | 0 | 5.8891 | 0 | 0.32386 | 0.78826 | 0.82779 | 0.018742 | 0.0026344 | 5.6079 | 0.78826 | 0 | 0 | 5.6079 | 0.78826 | [11 empty] | WLDFR | HFTD - Distribution - Tier 2 - 1QU CoRE ¦ 1QU LoRE | Red Flag Warning - Small Fires | 2024 | 1.2303e-06 | 6.1516e-07 | 1.5818e-06 | 0.080408 | 0.03759 | 0.0016314 | 0.041187 | 0 | 0 | 0 | 0.0010248 |  | 9.8927e-08 | 0 | 9.8927e-08 | 4.9464e-08 | 0 | 4.9464e-08 | 1.2719e-07 | 0 | 1.2719e-07 | [16 empty] | 7.3.1.3 Ignition probability mapping showing the probability of ignition along the electric lines and equipmentWLDFRAggregatedAggregated | WLDFR | HFTD - Distribution - Tier 2 - 1QU CoRE ¦ 1QU LoRE | Red Flag Warning - Small Fires | Aggregated | Aggregated | 2032 | 0.0010248 | 0 | 170.7528 | 0.17499 | 2032 | Mitigation | 0.08575 | 30 | 0 | esc | 0.0012005 | 1.2303e-06 | 0.00060025 | 6.1516e-07 | 0.0015435 | 1.5818e-06
[35 empty] | 7.3.1.1 A summarized risk map that shows the overall ignition probability and estimated wildfire consequence along the electric lines and equipment | WLDFR | HFTD - Distribution - Tier 2 - 2QU CoRE ¦ 2QU LoRE | 2051 | 0.13137 | 0 | 0 | 0 | 0 | 0 | 0 | 0 | 0 | 0.018742 | 5.6079 | 0 | 5.6079 | 0.019681 | 5.8891 | 0 | 5.8891 | 0 | 0 | 0.73669 | 0.77363 | 0.018742 | 0.002462 | 5.6079 | 0.73669 | 0 | 0 | 5.6079 | 0.73669 | [11 empty] | WLDFR | HFTD - Distribution - Tier 2 - 1QU CoRE ¦ 1QU LoRE | Red Flag Warning - Small Fires | 2025 | 1.2303e-06 | 6.1516e-07 | 1.5818e-06 | 0.080408 | 0.03759 | 0.0016314 | 0.041187 | 0 | 0 | 0 | 0.0010248 |  | 9.8927e-08 | 0 | 9.8927e-08 | 4.9464e-08 | 0 | 4.9464e-08 | 1.2719e-07 | 0 | 1.2719e-07 | [16 empty] | 7.3.1.3 Ignition probability mapping showing the probability of ignition along the electric lines and equipmentWLDFRAggregatedAggregated | WLDFR | HFTD - Distribution - Tier 2 - 1QU CoRE ¦ 1QU LoRE | Red Flag Warning - Small Fires | Aggregated | Aggregated | 2033 | 0.0010248 | 0 | 170.7528 | 0.17499 | 2033 | Mitigation | 0.08575 | 30 | 0 | esc | 0.0012005 | 1.2303e-06 | 0.00060025 | 6.1516e-07 | 0.0015435 | 1.5818e-06
[35 empty] | 7.3.1.1 A summarized risk map that shows the overall ignition probability and estimated wildfire consequence along the electric lines and equipment | WLDFR | HFTD - Distribution - Tier 2 - 2QU CoRE ¦ 2QU LoRE | 2052 | 0.12277 | 0 | 0 | 0 | 0 | 0 | 0 | 0 | 0 | 0 | 0 | 0 | 0 | 0.019681 | 5.8891 | 0 | 5.8891 | 0 | 0 | 0 | 0.72302 | 0 | 0 | 0 | 0 | 0 | 0 | 0 | 0 | [11 empty] | WLDFR | HFTD - Distribution - Tier 2 - 1QU CoRE ¦ 1QU LoRE | Red Flag Warning - Small Fires | 2026 | 1.2303e-06 | 6.1516e-07 | 1.5818e-06 | 0.080408 | 0.03759 | 0.0016314 | 0.041187 | 0 | 0 | 0 | 0.0010248 |  | 9.8927e-08 | 0 | 9.8927e-08 | 4.9464e-08 | 0 | 4.9464e-08 | 1.2719e-07 | 0 | 1.2719e-07 | [16 empty] | 7.3.1.3 Ignition probability mapping showing the probability of ignition along the electric lines and equipmentWLDFRAggregatedAggregated | WLDFR | HFTD - Distribution - Tier 2 - 1QU CoRE ¦ 1QU LoRE | Red Flag Warning - Small Fires | Aggregated | Aggregated | 2034 | 0.0010248 | 0 | 170.7528 | 0.17499 | 2034 | Mitigation | 0.08575 | 30 | 0 | esc | 0.0012005 | 1.2303e-06 | 0.00060025 | 6.1516e-07 | 0.0015435 | 1.5818e-06
[35 empty] | 7.3.1.1 A summarized risk map that shows the overall ignition probability and estimated wildfire consequence along the electric lines and equipment | WLDFR | HFTD - Distribution - Tier 2 - 2QU CoRE ¦ 3QU LoRE | 2020 | 1 | 0.018817 | 4.4828 | 0 | 4.4828 | 0 | 0 | 0 | 0 | 0 | 0 | 0 | 0 | 0 | 0 | 0 | 0 | 4.4828 | 0 | 0 | 0 | 0 | 0 | 0 | 0 | 0 | 0 | 0 | 0 | [11 empty] | WLDFR | HFTD - Distribution - Tier 2 - 1QU CoRE ¦ 1QU LoRE | Red Flag Warning - Small Fires | 2027 | 1.2303e-06 | 6.1516e-07 | 1.5818e-06 | 0.080408 | 0.03759 | 0.0016314 | 0.041187 | 0 | 0 | 0 | 0.0010248 |  | 9.8927e-08 | 0 | 9.8927e-08 | 4.9464e-08 | 0 | 4.9464e-08 | 1.2719e-07 | 0 | 1.2719e-07 | [16 empty] | 7.3.1.3 Ignition probability mapping showing the probability of ignition along the electric lines and equipmentWLDFRAggregatedAggregated | WLDFR | HFTD - Distribution - Tier 2 - 1QU CoRE ¦ 1QU LoRE | Red Flag Warning - Small Fires | Aggregated | Aggregated | 2035 | 0.0010248 | 0 | 170.7528 | 0.17499 | 2035 | Mitigation | 0.08575 | 30 | 0 | esc | 0.0012005 | 1.2303e-06 | 0.00060025 | 6.1516e-07 | 0.0015435 | 1.5818e-06
[35 empty] | 7.3.1.1 A summarized risk map that shows the overall ignition probability and estimated wildfire consequence along the electric lines and equipment | WLDFR | HFTD - Distribution - Tier 2 - 2QU CoRE ¦ 3QU LoRE | 2021 | 1 | 0.018817 | 4.4828 | 0 | 4.4828 | 0.011713 | 2.7903 | 0 | 2.7903 | 0 | 0 | 0 | 0 | 0 | 0 | 0 | 0 | 4.4828 | 2.7903 | 0 | 0 | 0 | 0 | 0 | 0 | 0 | 0 | 0 | 0 | [11 empty] | WLDFR | HFTD - Distribution - Tier 2 - 1QU CoRE ¦ 1QU LoRE | Red Flag Warning - Small Fires | 2028 | 1.2303e-06 | 6.1516e-07 | 1.5818e-06 | 0.083606 | 0.039055 | 0.001695 | 0.042856 | 0 | 0 | 0 | 0.0010248 |  | 1.0286e-07 | 0 | 1.0286e-07 | 5.1431e-08 | 0 | 5.1431e-08 | 1.3225e-07 | 0 | 1.3225e-07 | [16 empty] | 7.3.1.3 Ignition probability mapping showing the probability of ignition along the electric lines and equipmentWLDFRAggregatedAggregated | WLDFR | HFTD - Distribution - Tier 2 - 1QU CoRE ¦ 1QU LoRE | Red Flag Warning - Small Fires | Aggregated | Aggregated | 2036 | 0.0010248 | 0 | 170.7528 | 0.17499 | 2036 | Mitigation | 0.08575 | 30 | 0 | esc | 0.0012005 | 1.2303e-06 | 0.00060025 | 6.1516e-07 | 0.0015435 | 1.5818e-06
[35 empty] | 7.3.1.1 A summarized risk map that shows the overall ignition probability and estimated wildfire consequence along the electric lines and equipment | WLDFR | HFTD - Distribution - Tier 2 - 2QU CoRE ¦ 3QU LoRE | 2022 | 0.93458 | 0.018413 | 4.4811 | 0 | 4.4811 | 0.011461 | 2.7893 | 0 | 2.7893 | 0.026056 | 6.3414 | 0 | 6.3414 | 0 | 0 | 0 | 0 | 4.188 | 2.6068 | 5.9265 | 0 | 0.026056 | 0.024351 | 6.3414 | 5.9265 | 0 | 0 | 6.3414 | 5.9265 | [11 empty] | WLDFR | HFTD - Distribution - Tier 2 - 1QU CoRE ¦ 1QU LoRE | Red Flag Warning - Small Fires | 2029 | 1.2303e-06 | 6.1516e-07 | 1.5818e-06 | 0.083606 | 0.039055 | 0.001695 | 0.042856 | 0 | 0 | 0 | 0.0010248 |  | 1.0286e-07 | 0 | 1.0286e-07 | 5.1431e-08 | 0 | 5.1431e-08 | 1.3225e-07 | 0 | 1.3225e-07 | [16 empty] | 7.3.1.3 Ignition probability mapping showing the probability of ignition along the electric lines and equipmentWLDFRAggregatedAggregated | WLDFR | HFTD - Distribution - Tier 2 - 1QU CoRE ¦ 1QU LoRE | Red Flag Warning - Small Fires | Aggregated | Aggregated | 2037 | 0.0010248 | 0 | 170.7528 | 0.17499 | 2037 | Mitigation | 0.08575 | 30 | 0 | esc | 0.0012005 | 1.2303e-06 | 0.00060025 | 6.1516e-07 | 0.0015435 | 1.5818e-06
[35 empty] | 7.3.1.1 A summarized risk map that shows the overall ignition probability and estimated wildfire consequence along the electric lines and equipment | WLDFR | HFTD - Distribution - Tier 2 - 2QU CoRE ¦ 3QU LoRE | 2023 | 0.87344 | 0.018413 | 4.6453 | 0 | 4.6453 | 0.011461 | 2.8915 | 0 | 2.8915 | 0.026056 | 6.5737 | 0 | 6.5737 | 0.027363 | 6.9034 | 0 | 6.9034 | 4.0574 | 2.5256 | 5.7417 | 6.0297 | 0.026056 | 0.022758 | 6.5737 | 5.7417 | 0 | 0 | 6.5737 | 5.7417 | [11 empty] | WLDFR | HFTD - Distribution - Tier 2 - 1QU CoRE ¦ 1QU LoRE | Red Flag Warning - Small Fires | 2030 | 1.2303e-06 | 6.1516e-07 | 1.5818e-06 | 0.083606 | 0.039055 | 0.001695 | 0.042856 | 0 | 0 | 0 | 0.0010248 |  | 1.0286e-07 | 0 | 1.0286e-07 | 5.1431e-08 | 0 | 5.1431e-08 | 1.3225e-07 | 0 | 1.3225e-07 | [16 empty] | 7.3.1.3 Ignition probability mapping showing the probability of ignition along the electric lines and equipmentWLDFRAggregatedAggregated | WLDFR | HFTD - Distribution - Tier 2 - 1QU CoRE ¦ 1QU LoRE | Red Flag Warning - Small Fires | Aggregated | Aggregated | 2038 | 0.0010248 | 0 | 170.7528 | 0.17499 | 2038 | Mitigation | 0.08575 | 30 | 0 | esc | 0.0012005 | 1.2303e-06 | 0.00060025 | 6.1516e-07 | 0.0015435 | 1.5818e-06
[35 empty] | 7.3.1.1 A summarized risk map that shows the overall ignition probability and estimated wildfire consequence along the electric lines and equipment | WLDFR | HFTD - Distribution - Tier 2 - 2QU CoRE ¦ 3QU LoRE | 2024 | 0.8163 | 0.018413 | 4.6453 | 0 | 4.6453 | 0.011461 | 2.8915 | 0 | 2.8915 | 0.026056 | 6.5737 | 0 | 6.5737 | 0.027363 | 6.9034 | 0 | 6.9034 | 3.792 | 2.3603 | 5.3661 | 5.6352 | 0.026056 | 0.021269 | 6.5737 | 5.3661 | 0 | 0 | 6.5737 | 5.3661 | [11 empty] | WLDFR | HFTD - Distribution - Tier 2 - 1QU CoRE ¦ 1QU LoRE | Red Flag Warning - Small Fires | 2031 | 1.2303e-06 | 6.1516e-07 | 1.5818e-06 | 0.083606 | 0.039055 | 0.001695 | 0.042856 | 0 | 0 | 0 | 0.0010248 |  | 1.0286e-07 | 0 | 1.0286e-07 | 5.1431e-08 | 0 | 5.1431e-08 | 1.3225e-07 | 0 | 1.3225e-07 | [16 empty] | 7.3.1.3 Ignition probability mapping showing the probability of ignition along the electric lines and equipmentWLDFRAggregatedAggregated | WLDFR | HFTD - Distribution - Tier 2 - 1QU CoRE ¦ 1QU LoRE | Red Flag Warning - Small Fires | Aggregated | Aggregated | 2039 | 0.0010248 | 0 | 170.7528 | 0.17499 | 2039 | Mitigation | 0.08575 | 30 | 0 | esc | 0.0012005 | 1.2303e-06 | 0.00060025 | 6.1516e-07 | 0.0015435 | 1.5818e-06
[35 empty] | 7.3.1.1 A summarized risk map that shows the overall ignition probability and estimated wildfire consequence along the electric lines and equipment | WLDFR | HFTD - Distribution - Tier 2 - 2QU CoRE ¦ 3QU LoRE | 2025 | 0.7629 | 0.018413 | 4.6453 | 0 | 4.6453 | 0.011461 | 2.8915 | 0 | 2.8915 | 0.026056 | 6.5737 | 0 | 6.5737 | 0.027363 | 6.9034 | 0 | 6.9034 | 3.5439 | 2.2059 | 5.0151 | 5.2665 | 0.026056 | 0.019878 | 6.5737 | 5.0151 | 0 | 0 | 6.5737 | 5.0151 | [11 empty] | WLDFR | HFTD - Distribution - Tier 2 - 1QU CoRE ¦ 1QU LoRE | Red Flag Warning - Small Fires | 2032 | 1.2303e-06 | 6.1516e-07 | 1.5818e-06 | 0.083606 | 0.039055 | 0.001695 | 0.042856 | 0 | 0 | 0 | 0.0010248 |  | 1.0286e-07 | 0 | 1.0286e-07 | 5.1431e-08 | 0 | 5.1431e-08 | 1.3225e-07 | 0 | 1.3225e-07 | [16 empty] | 7.3.1.3 Ignition probability mapping showing the probability of ignition along the electric lines and equipmentWLDFRAggregatedAggregated | WLDFR | HFTD - Distribution - Tier 2 - 1QU CoRE ¦ 1QU LoRE | Red Flag Warning - Small Fires | Aggregated | Aggregated | 2040 | 0.0010248 | 0 | 170.7528 | 0.17499 | 2040 | Mitigation | 0.08575 | 30 | 0 | esc | 0.0012005 | 1.2303e-06 | 0.00060025 | 6.1516e-07 | 0.0015435 | 1.5818e-06
[35 empty] | 7.3.1.1 A summarized risk map that shows the overall ignition probability and estimated wildfire consequence along the electric lines and equipment | WLDFR | HFTD - Distribution - Tier 2 - 2QU CoRE ¦ 3QU LoRE | 2026 | 0.71299 | 0.018413 | 4.6453 | 0 | 4.6453 | 0.011461 | 2.8915 | 0 | 2.8915 | 0.026056 | 6.5737 | 0 | 6.5737 | 0.027363 | 6.9034 | 0 | 6.9034 | 3.3121 | 2.0616 | 4.687 | 4.922 | 0.026056 | 0.018578 | 6.5737 | 4.687 | 0 | 0 | 6.5737 | 4.687 | [11 empty] | WLDFR | HFTD - Distribution - Tier 2 - 1QU CoRE ¦ 1QU LoRE | Red Flag Warning - Small Fires | 2033 | 1.2303e-06 | 6.1516e-07 | 1.5818e-06 | 0.087211 | 0.040679 | 0.0017655 | 0.044766 | 0 | 0 | 0 | 0.0010248 |  | 1.073e-07 | 0 | 1.073e-07 | 5.3648e-08 | 0 | 5.3648e-08 | 1.3795e-07 | 0 | 1.3795e-07 | [16 empty] | 7.3.1.3 Ignition probability mapping showing the probability of ignition along the electric lines and equipmentWLDFRAggregatedAggregated | WLDFR | HFTD - Distribution - Tier 2 - 1QU CoRE ¦ 1QU LoRE | Red Flag Warning - Small Fires | Aggregated | Aggregated | 2041 | 0.0010248 | 0 | 170.7528 | 0.17499 | 2041 | Mitigation | 0.08575 | 30 | 0 | esc | 0.0012005 | 1.2303e-06 | 0.00060025 | 6.1516e-07 | 0.0015435 | 1.5818e-06
[35 empty] | 7.3.1.1 A summarized risk map that shows the overall ignition probability and estimated wildfire consequence along the electric lines and equipment | WLDFR | HFTD - Distribution - Tier 2 - 2QU CoRE ¦ 3QU LoRE | 2027 | 0.66634 | 0.018413 | 4.6453 | 0 | 4.6453 | 0.011461 | 2.8915 | 0 | 2.8915 | 0.026056 | 6.5737 | 0 | 6.5737 | 0.027363 | 6.9034 | 0 | 6.9034 | 3.0954 | 1.9267 | 4.3803 | 4.6 | 0.026056 | 0.017362 | 6.5737 | 4.3803 | 0 | 0 | 6.5737 | 4.3803 | [11 empty] | WLDFR | HFTD - Distribution - Tier 2 - 1QU CoRE ¦ 1QU LoRE | Red Flag Warning - Small Fires | 2034 | 1.2303e-06 | 6.1516e-07 | 1.5818e-06 | 0.087211 | 0.040679 | 0.0017655 | 0.044766 | 0 | 0 | 0 | 0.0010248 |  | 1.073e-07 | 0 | 1.073e-07 | 5.3648e-08 | 0 | 5.3648e-08 | 1.3795e-07 | 0 | 1.3795e-07 | [16 empty] | 7.3.1.3 Ignition probability mapping showing the probability of ignition along the electric lines and equipmentWLDFRAggregatedAggregated | WLDFR | HFTD - Distribution - Tier 2 - 1QU CoRE ¦ 1QU LoRE | Red Flag Warning - Small Fires | Aggregated | Aggregated | 2042 | 0.0010248 | 0 | 170.7528 | 0.17499 | 2042 | Mitigation | 0.08575 | 30 | 0 | esc | 0.0012005 | 1.2303e-06 | 0.00060025 | 6.1516e-07 | 0.0015435 | 1.5818e-06
[35 empty] | 7.3.1.1 A summarized risk map that shows the overall ignition probability and estimated wildfire consequence along the electric lines and equipment | WLDFR | HFTD - Distribution - Tier 2 - 2QU CoRE ¦ 3QU LoRE | 2028 | 0.62275 | 0.018413 | 4.8522 | 0 | 4.8522 | 0.011461 | 3.0203 | 0 | 3.0203 | 0.026056 | 6.8665 | 0 | 6.8665 | 0.027363 | 7.2108 | 0 | 7.2108 | 3.0217 | 1.8809 | 4.2761 | 4.4905 | 0.026056 | 0.016226 | 6.8665 | 4.2761 | 0 | 0 | 6.8665 | 4.2761 | [11 empty] | WLDFR | HFTD - Distribution - Tier 2 - 1QU CoRE ¦ 1QU LoRE | Red Flag Warning - Small Fires | 2035 | 1.2303e-06 | 6.1516e-07 | 1.5818e-06 | 0.087211 | 0.040679 | 0.0017655 | 0.044766 | 0 | 0 | 0 | 0.0010248 |  | 1.073e-07 | 0 | 1.073e-07 | 5.3648e-08 | 0 | 5.3648e-08 | 1.3795e-07 | 0 | 1.3795e-07 | [16 empty] | 7.3.1.3 Ignition probability mapping showing the probability of ignition along the electric lines and equipmentWLDFRAggregatedAggregated | WLDFR | HFTD - Distribution - Tier 2 - 1QU CoRE ¦ 1QU LoRE | Red Flag Warning - Small Fires | Aggregated | Aggregated | 2043 | 0.0010248 | 0 | 170.7528 | 0.17499 | 2043 | Mitigation | 0.08575 | 30 | 0 | esc | 0.0012005 | 1.2303e-06 | 0.00060025 | 6.1516e-07 | 0.0015435 | 1.5818e-06
[35 empty] | 7.3.1.1 A summarized risk map that shows the overall ignition probability and estimated wildfire consequence along the electric lines and equipment | WLDFR | HFTD - Distribution - Tier 2 - 2QU CoRE ¦ 3QU LoRE | 2029 | 0.58201 | 0.018413 | 4.8522 | 0 | 4.8522 | 0.011461 | 3.0203 | 0 | 3.0203 | 0.026056 | 6.8665 | 0 | 6.8665 | 0.027363 | 7.2108 | 0 | 7.2108 | 2.824 | 1.7578 | 3.9964 | 4.1968 | 0.026056 | 0.015165 | 6.8665 | 3.9964 | 0 | 0 | 6.8665 | 3.9964 | [11 empty] | WLDFR | HFTD - Distribution - Tier 2 - 1QU CoRE ¦ 1QU LoRE | Red Flag Warning - Small Fires | 2036 | 1.2303e-06 | 6.1516e-07 | 1.5818e-06 | 0.087211 | 0.040679 | 0.0017655 | 0.044766 | 0 | 0 | 0 | 0.0010248 |  | 1.073e-07 | 0 | 1.073e-07 | 5.3648e-08 | 0 | 5.3648e-08 | 1.3795e-07 | 0 | 1.3795e-07 | [16 empty] | 7.3.1.3 Ignition probability mapping showing the probability of ignition along the electric lines and equipmentWLDFRAggregatedAggregated | WLDFR | HFTD - Distribution - Tier 2 - 1QU CoRE ¦ 1QU LoRE | Red Flag Warning - Small Fires | Aggregated | Aggregated | 2044 | 0.0010248 | 0 | 170.7528 | 0.17499 | 2044 | Mitigation | 0.08575 | 30 | 0 | esc | 0.0012005 | 1.2303e-06 | 0.00060025 | 6.1516e-07 | 0.0015435 | 1.5818e-06
[35 empty] | 7.3.1.1 A summarized risk map that shows the overall ignition probability and estimated wildfire consequence along the electric lines and equipment | WLDFR | HFTD - Distribution - Tier 2 - 2QU CoRE ¦ 3QU LoRE | 2030 | 0.54393 | 0.018413 | 4.8522 | 0 | 4.8522 | 0.011461 | 3.0203 | 0 | 3.0203 | 0.026056 | 6.8665 | 0 | 6.8665 | 0.027363 | 7.2108 | 0 | 7.2108 | 2.6393 | 1.6428 | 3.7349 | 3.9222 | 0.026056 | 0.014173 | 6.8665 | 3.7349 | 0 | 0 | 6.8665 | 3.7349 | [11 empty] | WLDFR | HFTD - Distribution - Tier 2 - 1QU CoRE ¦ 1QU LoRE | Red Flag Warning - Small Fires | 2037 | 1.2303e-06 | 6.1516e-07 | 1.5818e-06 | 0.087211 | 0.040679 | 0.0017655 | 0.044766 | 0 | 0 | 0 | 0.0010248 |  | 1.073e-07 | 0 | 1.073e-07 | 5.3648e-08 | 0 | 5.3648e-08 | 1.3795e-07 | 0 | 1.3795e-07 | [16 empty] | 7.3.1.3 Ignition probability mapping showing the probability of ignition along the electric lines and equipmentWLDFRAggregatedAggregated | WLDFR | HFTD - Distribution - Tier 2 - 1QU CoRE ¦ 1QU LoRE | Red Flag Warning - Small Fires | Aggregated | Aggregated | 2045 | 0.0010248 | 0 | 170.7528 | 0.17499 | 2045 | Mitigation | 0.08575 | 30 | 0 | esc | 0.0012005 | 1.2303e-06 | 0.00060025 | 6.1516e-07 | 0.0015435 | 1.5818e-06
[35 empty] | 7.3.1.1 A summarized risk map that shows the overall ignition probability and estimated wildfire consequence along the electric lines and equipment | WLDFR | HFTD - Distribution - Tier 2 - 2QU CoRE ¦ 3QU LoRE | 2031 | 0.50835 | 0.018413 | 4.8522 | 0 | 4.8522 | 0.011461 | 3.0203 | 0 | 3.0203 | 0.026056 | 6.8665 | 0 | 6.8665 | 0.027363 | 7.2108 | 0 | 7.2108 | 2.4666 | 1.5354 | 3.4906 | 3.6656 | 0.026056 | 0.013246 | 6.8665 | 3.4906 | 0 | 0 | 6.8665 | 3.4906 | [11 empty] | WLDFR | HFTD - Distribution - Tier 2 - 1QU CoRE ¦ 1QU LoRE | Red Flag Warning - Small Fires | 2038 | 1.2303e-06 | 6.1516e-07 | 1.5818e-06 | 0.091184 | 0.042438 | 0.0018418 | 0.046905 | 0 | 0 | 0 | 0.0010248 |  | 1.1219e-07 | 0 | 1.1219e-07 | 5.6093e-08 | 0 | 5.6093e-08 | 1.4424e-07 | 0 | 1.4424e-07 | [16 empty] | 7.3.1.3 Ignition probability mapping showing the probability of ignition along the electric lines and equipmentWLDFRAggregatedAggregated | WLDFR | HFTD - Distribution - Tier 2 - 1QU CoRE ¦ 1QU LoRE | Red Flag Warning - Small Fires | Aggregated | Aggregated | 2046 | 0.0010248 | 0 | 170.7528 | 0.17499 | 2046 | Mitigation | 0.08575 | 30 | 0 | esc | 0.0012005 | 1.2303e-06 | 0.00060025 | 6.1516e-07 | 0.0015435 | 1.5818e-06
[35 empty] | 7.3.1.1 A summarized risk map that shows the overall ignition probability and estimated wildfire consequence along the electric lines and equipment | WLDFR | HFTD - Distribution - Tier 2 - 2QU CoRE ¦ 3QU LoRE | 2032 | 0.47509 | 0.018413 | 4.8522 | 0 | 4.8522 | 0.011461 | 3.0203 | 0 | 3.0203 | 0.026056 | 6.8665 | 0 | 6.8665 | 0.027363 | 7.2108 | 0 | 7.2108 | 2.3053 | 1.4349 | 3.2622 | 3.4258 | 0.026056 | 0.012379 | 6.8665 | 3.2622 | 0 | 0 | 6.8665 | 3.2622 | [11 empty] | WLDFR | HFTD - Distribution - Tier 2 - 1QU CoRE ¦ 1QU LoRE | Red Flag Warning - Small Fires | 2039 | 1.2303e-06 | 6.1516e-07 | 1.5818e-06 | 0.091184 | 0.042438 | 0.0018418 | 0.046905 | 0 | 0 | 0 | 0.0010248 |  | 1.1219e-07 | 0 | 1.1219e-07 | 5.6093e-08 | 0 | 5.6093e-08 | 1.4424e-07 | 0 | 1.4424e-07 | [16 empty] | 7.3.1.3 Ignition probability mapping showing the probability of ignition along the electric lines and equipmentWLDFRAggregatedAggregated | WLDFR | HFTD - Distribution - Tier 2 - 1QU CoRE ¦ 1QU LoRE | Red Flag Warning - Small Fires | Aggregated | Aggregated | 2047 | 0.0010248 | 0 | 170.7528 | 0.17499 | 2047 | Mitigation | 0.08575 | 30 | 0 | esc | 0.0012005 | 1.2303e-06 | 0.00060025 | 6.1516e-07 | 0.0015435 | 1.5818e-06
[35 empty] | 7.3.1.1 A summarized risk map that shows the overall ignition probability and estimated wildfire consequence along the electric lines and equipment | WLDFR | HFTD - Distribution - Tier 2 - 2QU CoRE ¦ 3QU LoRE | 2033 | 0.44401 | 0.018413 | 5.0821 | 0 | 5.0821 | 0.011461 | 3.1634 | 0 | 3.1634 | 0.026056 | 7.1919 | 0 | 7.1919 | 0.027363 | 7.5525 | 0 | 7.5525 | 2.2565 | 1.4046 | 3.1933 | 3.3534 | 0.026056 | 0.011569 | 7.1919 | 3.1933 | 0 | 0 | 7.1919 | 3.1933 | [11 empty] | WLDFR | HFTD - Distribution - Tier 2 - 1QU CoRE ¦ 1QU LoRE | Red Flag Warning - Small Fires | 2040 | 1.2303e-06 | 6.1516e-07 | 1.5818e-06 | 0.091184 | 0.042438 | 0.0018418 | 0.046905 | 0 | 0 | 0 | 0.0010248 |  | 1.1219e-07 | 0 | 1.1219e-07 | 5.6093e-08 | 0 | 5.6093e-08 | 1.4424e-07 | 0 | 1.4424e-07 | [16 empty] | 7.3.1.3 Ignition probability mapping showing the probability of ignition along the electric lines and equipmentWLDFRAggregatedAggregated | WLDFR | HFTD - Distribution - Tier 2 - 1QU CoRE ¦ 1QU LoRE | Red Flag Warning - Small Fires | Aggregated | Aggregated | 2048 | 0.0010248 | 0 | 170.7528 | 0.17499 | 2048 | Mitigation | 0.08575 | 30 | 0 | esc | 0.0012005 | 1.2303e-06 | 0.00060025 | 6.1516e-07 | 0.0015435 | 1.5818e-06
[35 empty] | 7.3.1.1 A summarized risk map that shows the overall ignition probability and estimated wildfire consequence along the electric lines and equipment | WLDFR | HFTD - Distribution - Tier 2 - 2QU CoRE ¦ 3QU LoRE | 2034 | 0.41496 | 0.018413 | 5.0821 | 0 | 5.0821 | 0.011461 | 3.1634 | 0 | 3.1634 | 0.026056 | 7.1919 | 0 | 7.1919 | 0.027363 | 7.5525 | 0 | 7.5525 | 2.1089 | 1.3127 | 2.9844 | 3.134 | 0.026056 | 0.010812 | 7.1919 | 2.9844 | 0 | 0 | 7.1919 | 2.9844 | [11 empty] | WLDFR | HFTD - Distribution - Tier 2 - 1QU CoRE ¦ 1QU LoRE | Red Flag Warning - Small Fires | 2041 | 1.2303e-06 | 6.1516e-07 | 1.5818e-06 | 0.091184 | 0.042438 | 0.0018418 | 0.046905 | 0 | 0 | 0 | 0.0010248 |  | 1.1219e-07 | 0 | 1.1219e-07 | 5.6093e-08 | 0 | 5.6093e-08 | 1.4424e-07 | 0 | 1.4424e-07 | [16 empty] | 7.3.1.3 Ignition probability mapping showing the probability of ignition along the electric lines and equipmentWLDFRAggregatedAggregated | WLDFR | HFTD - Distribution - Tier 2 - 1QU CoRE ¦ 1QU LoRE | Red Flag Warning - Small Fires | Aggregated | Aggregated | 2049 | 0.0010248 | 0 | 170.7528 | 0.17499 | 2049 | Mitigation | 0.08575 | 30 | 0 | esc | 0.0012005 | 1.2303e-06 | 0.00060025 | 6.1516e-07 | 0.0015435 | 1.5818e-06
[35 empty] | 7.3.1.1 A summarized risk map that shows the overall ignition probability and estimated wildfire consequence along the electric lines and equipment | WLDFR | HFTD - Distribution - Tier 2 - 2QU CoRE ¦ 3QU LoRE | 2035 | 0.38782 | 0.018413 | 5.0821 | 0 | 5.0821 | 0.011461 | 3.1634 | 0 | 3.1634 | 0.026056 | 7.1919 | 0 | 7.1919 | 0.027363 | 7.5525 | 0 | 7.5525 | 1.9709 | 1.2268 | 2.7891 | 2.929 | 0.026056 | 0.010105 | 7.1919 | 2.7891 | 0 | 0 | 7.1919 | 2.7891 | [11 empty] | WLDFR | HFTD - Distribution - Tier 2 - 1QU CoRE ¦ 1QU LoRE | Red Flag Warning - Small Fires | 2042 | 1.2303e-06 | 6.1516e-07 | 1.5818e-06 | 0.091184 | 0.042438 | 0.0018418 | 0.046905 | 0 | 0 | 0 | 0.0010248 |  | 1.1219e-07 | 0 | 1.1219e-07 | 5.6093e-08 | 0 | 5.6093e-08 | 1.4424e-07 | 0 | 1.4424e-07 | [16 empty] | 7.3.1.3 Ignition probability mapping showing the probability of ignition along the electric lines and equipmentWLDFRAggregatedAggregated | WLDFR | HFTD - Distribution - Tier 2 - 1QU CoRE ¦ 1QU LoRE | Red Flag Warning - Small Fires | Aggregated | Aggregated | 2050 | 0.0010248 | 0 | 170.7528 | 0.17499 | 2050 | Mitigation | 0.08575 | 30 | 0 | esc | 0 | 0 | 0.00060025 | 6.1516e-07 | 0.0015435 | 1.5818e-06
[35 empty] | 7.3.1.1 A summarized risk map that shows the overall ignition probability and estimated wildfire consequence along the electric lines and equipment | WLDFR | HFTD - Distribution - Tier 2 - 2QU CoRE ¦ 3QU LoRE | 2036 | 0.36245 | 0.018413 | 5.0821 | 0 | 5.0821 | 0.011461 | 3.1634 | 0 | 3.1634 | 0.026056 | 7.1919 | 0 | 7.1919 | 0.027363 | 7.5525 | 0 | 7.5525 | 1.842 | 1.1466 | 2.6067 | 2.7374 | 0.026056 | 0.0094439 | 7.1919 | 2.6067 | 0 | 0 | 7.1919 | 2.6067 | [11 empty] | WLDFR | HFTD - Distribution - Tier 2 - 1QU CoRE ¦ 1QU LoRE | Red Flag Warning - Small Fires | 2043 | 1.2303e-06 | 6.1516e-07 | 1.5818e-06 | 0.095486 | 0.044306 | 0.0019228 | 0.049257 | 0 | 0 | 0 | 0.0010248 |  | 1.1748e-07 | 0 | 1.1748e-07 | 5.8739e-08 | 0 | 5.8739e-08 | 1.5104e-07 | 0 | 1.5104e-07 | [16 empty] | 7.3.1.3 Ignition probability mapping showing the probability of ignition along the electric lines and equipmentWLDFRAggregatedAggregated | WLDFR | HFTD - Distribution - Tier 2 - 1QU CoRE ¦ 1QU LoRE | Red Flag Warning - Small Fires | Aggregated | Aggregated | 2051 | 0.0010248 | 0 | 170.7528 | 0.17499 | 2051 | Mitigation | 0.08575 | 30 | 0 | esc | 0 | 0 | 0 | 0 | 0.0015435 | 1.5818e-06
[35 empty] | 7.3.1.1 A summarized risk map that shows the overall ignition probability and estimated wildfire consequence along the electric lines and equipment | WLDFR | HFTD - Distribution - Tier 2 - 2QU CoRE ¦ 3QU LoRE | 2037 | 0.33873 | 0.018413 | 5.0821 | 0 | 5.0821 | 0.011461 | 3.1634 | 0 | 3.1634 | 0.026056 | 7.1919 | 0 | 7.1919 | 0.027363 | 7.5525 | 0 | 7.5525 | 1.7215 | 1.0716 | 2.4361 | 2.5583 | 0.026056 | 0.0088261 | 7.1919 | 2.4361 | 0 | 0 | 7.1919 | 2.4361 | [11 empty] | WLDFR | HFTD - Distribution - Tier 2 - 1QU CoRE ¦ 1QU LoRE | Red Flag Warning - Small Fires | 2044 | 1.2303e-06 | 6.1516e-07 | 1.5818e-06 | 0.095486 | 0.044306 | 0.0019228 | 0.049257 | 0 | 0 | 0 | 0.0010248 |  | 1.1748e-07 | 0 | 1.1748e-07 | 5.8739e-08 | 0 | 5.8739e-08 | 1.5104e-07 | 0 | 1.5104e-07 | [16 empty] | 7.3.1.3 Ignition probability mapping showing the probability of ignition along the electric lines and equipmentWLDFRAggregatedAggregated | WLDFR | HFTD - Distribution - Tier 2 - 1QU CoRE ¦ 1QU LoRE | Seismic - Non-Red Flag Warning - Catastrophic Fires | Aggregated | Aggregated | 2021 | 1.1257e-09 | 0 | 170.7528 | 1.9222e-07 | 2021 | Mitigation | 0.08575 | 30 | 0 | esc | 0.0012005 | 1.3514e-12 | 0.00060025 | 6.757e-13 | 0 | 0
[35 empty] | 7.3.1.1 A summarized risk map that shows the overall ignition probability and estimated wildfire consequence along the electric lines and equipment | WLDFR | HFTD - Distribution - Tier 2 - 2QU CoRE ¦ 3QU LoRE | 2038 | 0.31657 | 0.018413 | 5.3317 | 0 | 5.3317 | 0.011461 | 3.3188 | 0 | 3.3188 | 0.026056 | 7.5451 | 0 | 7.5451 | 0.027363 | 7.9234 | 0 | 7.9234 | 1.6879 | 1.0506 | 2.3886 | 2.5083 | 0.026056 | 0.0082487 | 7.5451 | 2.3886 | 0 | 0 | 7.5451 | 2.3886 | [11 empty] | WLDFR | HFTD - Distribution - Tier 2 - 1QU CoRE ¦ 1QU LoRE | Red Flag Warning - Small Fires | 2045 | 1.2303e-06 | 6.1516e-07 | 1.5818e-06 | 0.095486 | 0.044306 | 0.0019228 | 0.049257 | 0 | 0 | 0 | 0.0010248 |  | 1.1748e-07 | 0 | 1.1748e-07 | 5.8739e-08 | 0 | 5.8739e-08 | 1.5104e-07 | 0 | 1.5104e-07 | [16 empty] | 7.3.1.3 Ignition probability mapping showing the probability of ignition along the electric lines and equipmentWLDFRAggregatedAggregated | WLDFR | HFTD - Distribution - Tier 2 - 1QU CoRE ¦ 1QU LoRE | Seismic - Non-Red Flag Warning - Catastrophic Fires | Aggregated | Aggregated | 2022 | 1.1257e-09 | 0 | 170.7528 | 1.9222e-07 | 2022 | Mitigation | 0.08575 | 30 | 0 | esc | 0.0012005 | 1.3514e-12 | 0.00060025 | 6.757e-13 | 0.0015435 | 1.7375e-12
[35 empty] | 7.3.1.1 A summarized risk map that shows the overall ignition probability and estimated wildfire consequence along the electric lines and equipment | WLDFR | HFTD - Distribution - Tier 2 - 2QU CoRE ¦ 3QU LoRE | 2039 | 0.29586 | 0.018413 | 5.3317 | 0 | 5.3317 | 0.011461 | 3.3188 | 0 | 3.3188 | 0.026056 | 7.5451 | 0 | 7.5451 | 0.027363 | 7.9234 | 0 | 7.9234 | 1.5775 | 0.9819 | 2.2323 | 2.3442 | 0.026056 | 0.007709 | 7.5451 | 2.2323 | 0 | 0 | 7.5451 | 2.2323 | [11 empty] | WLDFR | HFTD - Distribution - Tier 2 - 1QU CoRE ¦ 1QU LoRE | Red Flag Warning - Small Fires | 2046 | 1.2303e-06 | 6.1516e-07 | 1.5818e-06 | 0.095486 | 0.044306 | 0.0019228 | 0.049257 | 0 | 0 | 0 | 0.0010248 |  | 1.1748e-07 | 0 | 1.1748e-07 | 5.8739e-08 | 0 | 5.8739e-08 | 1.5104e-07 | 0 | 1.5104e-07 | [16 empty] | 7.3.1.3 Ignition probability mapping showing the probability of ignition along the electric lines and equipmentWLDFRAggregatedAggregated | WLDFR | HFTD - Distribution - Tier 2 - 1QU CoRE ¦ 1QU LoRE | Seismic - Non-Red Flag Warning - Catastrophic Fires | Aggregated | Aggregated | 2023 | 1.1257e-09 | 0 | 170.7528 | 1.9222e-07 | 2023 | Mitigation | 0.08575 | 30 | 0 | esc | 0.0012005 | 1.3514e-12 | 0.00060025 | 6.757e-13 | 0.0015435 | 1.7375e-12
[35 empty] | 7.3.1.1 A summarized risk map that shows the overall ignition probability and estimated wildfire consequence along the electric lines and equipment | WLDFR | HFTD - Distribution - Tier 2 - 2QU CoRE ¦ 3QU LoRE | 2040 | 0.27651 | 0.018413 | 5.3317 | 0 | 5.3317 | 0.011461 | 3.3188 | 0 | 3.3188 | 0.026056 | 7.5451 | 0 | 7.5451 | 0.027363 | 7.9234 | 0 | 7.9234 | 1.4743 | 0.91766 | 2.0863 | 2.1909 | 0.026056 | 0.0072047 | 7.5451 | 2.0863 | 0 | 0 | 7.5451 | 2.0863 | [11 empty] | WLDFR | HFTD - Distribution - Tier 2 - 1QU CoRE ¦ 1QU LoRE | Red Flag Warning - Small Fires | 2047 | 1.2303e-06 | 6.1516e-07 | 1.5818e-06 | 0.095486 | 0.044306 | 0.0019228 | 0.049257 | 0 | 0 | 0 | 0.0010248 |  | 1.1748e-07 | 0 | 1.1748e-07 | 5.8739e-08 | 0 | 5.8739e-08 | 1.5104e-07 | 0 | 1.5104e-07 | [16 empty] | 7.3.1.3 Ignition probability mapping showing the probability of ignition along the electric lines and equipmentWLDFRAggregatedAggregated | WLDFR | HFTD - Distribution - Tier 2 - 1QU CoRE ¦ 1QU LoRE | Seismic - Non-Red Flag Warning - Catastrophic Fires | Aggregated | Aggregated | 2024 | 1.1257e-09 | 0 | 170.7528 | 1.9222e-07 | 2024 | Mitigation | 0.08575 | 30 | 0 | esc | 0.0012005 | 1.3514e-12 | 0.00060025 | 6.757e-13 | 0.0015435 | 1.7375e-12
[35 empty] | 7.3.1.1 A summarized risk map that shows the overall ignition probability and estimated wildfire consequence along the electric lines and equipment | WLDFR | HFTD - Distribution - Tier 2 - 2QU CoRE ¦ 3QU LoRE | 2041 | 0.25842 | 0.018413 | 5.3317 | 0 | 5.3317 | 0.011461 | 3.3188 | 0 | 3.3188 | 0.026056 | 7.5451 | 0 | 7.5451 | 0.027363 | 7.9234 | 0 | 7.9234 | 1.3778 | 0.85763 | 1.9498 | 2.0476 | 0.026056 | 0.0067334 | 7.5451 | 1.9498 | 0 | 0 | 7.5451 | 1.9498 | [11 empty] | WLDFR | HFTD - Distribution - Tier 2 - 1QU CoRE ¦ 1QU LoRE | Red Flag Warning - Small Fires | 2048 | 1.2303e-06 | 6.1516e-07 | 1.5818e-06 | 0.10007 | 0.04626 | 0.0020076 | 0.051804 | 0 | 0 | 0 | 0.0010248 |  | 1.2312e-07 | 0 | 1.2312e-07 | 6.156e-08 | 0 | 6.156e-08 | 1.583e-07 | 0 | 1.583e-07 | [16 empty] | 7.3.1.3 Ignition probability mapping showing the probability of ignition along the electric lines and equipmentWLDFRAggregatedAggregated | WLDFR | HFTD - Distribution - Tier 2 - 1QU CoRE ¦ 1QU LoRE | Seismic - Non-Red Flag Warning - Catastrophic Fires | Aggregated | Aggregated | 2025 | 1.1257e-09 | 0 | 170.7528 | 1.9222e-07 | 2025 | Mitigation | 0.08575 | 30 | 0 | esc | 0.0012005 | 1.3514e-12 | 0.00060025 | 6.757e-13 | 0.0015435 | 1.7375e-12
[35 empty] | 7.3.1.1 A summarized risk map that shows the overall ignition probability and estimated wildfire consequence along the electric lines and equipment | WLDFR | HFTD - Distribution - Tier 2 - 2QU CoRE ¦ 3QU LoRE | 2042 | 0.24151 | 0.018413 | 5.3317 | 0 | 5.3317 | 0.011461 | 3.3188 | 0 | 3.3188 | 0.026056 | 7.5451 | 0 | 7.5451 | 0.027363 | 7.9234 | 0 | 7.9234 | 1.2877 | 0.80152 | 1.8222 | 1.9136 | 0.026056 | 0.0062929 | 7.5451 | 1.8222 | 0 | 0 | 7.5451 | 1.8222 | [11 empty] | WLDFR | HFTD - Distribution - Tier 2 - 1QU CoRE ¦ 1QU LoRE | Red Flag Warning - Small Fires | 2049 | 1.2303e-06 | 6.1516e-07 | 1.5818e-06 | 0.10007 | 0.04626 | 0.0020076 | 0.051804 | 0 | 0 | 0 | 0.0010248 |  | 1.2312e-07 | 0 | 1.2312e-07 | 6.156e-08 | 0 | 6.156e-08 | 1.583e-07 | 0 | 1.583e-07 | [16 empty] | 7.3.1.3 Ignition probability mapping showing the probability of ignition along the electric lines and equipmentWLDFRAggregatedAggregated | WLDFR | HFTD - Distribution - Tier 2 - 1QU CoRE ¦ 1QU LoRE | Seismic - Non-Red Flag Warning - Catastrophic Fires | Aggregated | Aggregated | 2026 | 1.1257e-09 | 0 | 170.7528 | 1.9222e-07 | 2026 | Mitigation | 0.08575 | 30 | 0 | esc | 0.0012005 | 1.3514e-12 | 0.00060025 | 6.757e-13 | 0.0015435 | 1.7375e-12
[35 empty] | 7.3.1.1 A summarized risk map that shows the overall ignition probability and estimated wildfire consequence along the electric lines and equipment | WLDFR | HFTD - Distribution - Tier 2 - 2QU CoRE ¦ 3QU LoRE | 2043 | 0.22571 | 0.018413 | 5.5976 | 0 | 5.5976 | 0.011461 | 3.4842 | 0 | 3.4842 | 0.026056 | 7.9213 | 0 | 7.9213 | 0.027363 | 8.3185 | 0 | 8.3185 | 1.2634 | 0.78644 | 1.7879 | 1.8776 | 0.026056 | 0.0058812 | 7.9213 | 1.7879 | 0 | 0 | 7.9213 | 1.7879 | [11 empty] | WLDFR | HFTD - Distribution - Tier 2 - 1QU CoRE ¦ 1QU LoRE | Red Flag Warning - Small Fires | 2050 | 0 | 6.1516e-07 | 1.5818e-06 | 0.10007 | 0.04626 | 0.0020076 | 0.051804 | 0 | 0 | 0 | 0.0010248 |  | 0 | 0 | 0 | 6.156e-08 | 0 | 6.156e-08 | 1.583e-07 | 0 | 1.583e-07 | [16 empty] | 7.3.1.3 Ignition probability mapping showing the probability of ignition along the electric lines and equipmentWLDFRAggregatedAggregated | WLDFR | HFTD - Distribution - Tier 2 - 1QU CoRE ¦ 1QU LoRE | Seismic - Non-Red Flag Warning - Catastrophic Fires | Aggregated | Aggregated | 2027 | 1.1257e-09 | 0 | 170.7528 | 1.9222e-07 | 2027 | Mitigation | 0.08575 | 30 | 0 | esc | 0.0012005 | 1.3514e-12 | 0.00060025 | 6.757e-13 | 0.0015435 | 1.7375e-12
[35 empty] | 7.3.1.1 A summarized risk map that shows the overall ignition probability and estimated wildfire consequence along the electric lines and equipment | WLDFR | HFTD - Distribution - Tier 2 - 2QU CoRE ¦ 3QU LoRE | 2044 | 0.21095 | 0.018413 | 5.5976 | 0 | 5.5976 | 0.011461 | 3.4842 | 0 | 3.4842 | 0.026056 | 7.9213 | 0 | 7.9213 | 0.027363 | 8.3185 | 0 | 8.3185 | 1.1808 | 0.73499 | 1.671 | 1.7548 | 0.026056 | 0.0054964 | 7.9213 | 1.671 | 0 | 0 | 7.9213 | 1.671 | [11 empty] | WLDFR | HFTD - Distribution - Tier 2 - 1QU CoRE ¦ 1QU LoRE | Red Flag Warning - Small Fires | 2051 | 0 | 0 | 1.5818e-06 | 0.10007 | 0.04626 | 0.0020076 | 0.051804 | 0 | 0 | 0 | 0.0010248 |  | 0 | 0 | 0 | 0 | 0 | 0 | 1.583e-07 | 0 | 1.583e-07 | [16 empty] | 7.3.1.3 Ignition probability mapping showing the probability of ignition along the electric lines and equipmentWLDFRAggregatedAggregated | WLDFR | HFTD - Distribution - Tier 2 - 1QU CoRE ¦ 1QU LoRE | Seismic - Non-Red Flag Warning - Catastrophic Fires | Aggregated | Aggregated | 2028 | 1.1257e-09 | 0 | 170.7528 | 1.9222e-07 | 2028 | Mitigation | 0.08575 | 30 | 0 | esc | 0.0012005 | 1.3514e-12 | 0.00060025 | 6.757e-13 | 0.0015435 | 1.7375e-12
[35 empty] | 7.3.1.1 A summarized risk map that shows the overall ignition probability and estimated wildfire consequence along the electric lines and equipment | WLDFR | HFTD - Distribution - Tier 2 - 2QU CoRE ¦ 3QU LoRE | 2045 | 0.19715 | 0.018413 | 5.5976 | 0 | 5.5976 | 0.011461 | 3.4842 | 0 | 3.4842 | 0.026056 | 7.9213 | 0 | 7.9213 | 0.027363 | 8.3185 | 0 | 8.3185 | 1.1035 | 0.6869 | 1.5616 | 1.64 | 0.026056 | 0.0051368 | 7.9213 | 1.5616 | 0 | 0 | 7.9213 | 1.5616 | [11 empty] | WLDFR | HFTD - Distribution - Tier 2 - 1QU CoRE ¦ 1QU LoRE | Seismic - Non-Red Flag Warning - Catastrophic Fires | 2020 | 1.3514e-12 | 0 | 0 | 21083.8428 | 409.2237 | 13469.0878 | 7205.5313 | 0 | 0 | 0 | 1.1257e-09 |  | 2.8493e-08 | 0 | 2.8493e-08 | 0 | 0 | 0 | 0 | 0 | 0 | [16 empty] | 7.3.1.3 Ignition probability mapping showing the probability of ignition along the electric lines and equipmentWLDFRAggregatedAggregated | WLDFR | HFTD - Distribution - Tier 2 - 1QU CoRE ¦ 1QU LoRE | Seismic - Non-Red Flag Warning - Catastrophic Fires | Aggregated | Aggregated | 2029 | 1.1257e-09 | 0 | 170.7528 | 1.9222e-07 | 2029 | Mitigation | 0.08575 | 30 | 0 | esc | 0.0012005 | 1.3514e-12 | 0.00060025 | 6.757e-13 | 0.0015435 | 1.7375e-12
[35 empty] | 7.3.1.1 A summarized risk map that shows the overall ignition probability and estimated wildfire consequence along the electric lines and equipment | WLDFR | HFTD - Distribution - Tier 2 - 2QU CoRE ¦ 3QU LoRE | 2046 | 0.18425 | 0.018413 | 5.5976 | 0 | 5.5976 | 0.011461 | 3.4842 | 0 | 3.4842 | 0.026056 | 7.9213 | 0 | 7.9213 | 0.027363 | 8.3185 | 0 | 8.3185 | 1.0313 | 0.64197 | 1.4595 | 1.5327 | 0.026056 | 0.0048008 | 7.9213 | 1.4595 | 0 | 0 | 7.9213 | 1.4595 | [11 empty] | WLDFR | HFTD - Distribution - Tier 2 - 1QU CoRE ¦ 1QU LoRE | Seismic - Non-Red Flag Warning - Catastrophic Fires | 2021 | 1.3514e-12 | 6.757e-13 | 0 | 21083.8428 | 409.2237 | 13469.0878 | 7205.5313 | 0 | 0 | 0 | 1.1257e-09 |  | 2.8493e-08 | 0 | 2.8493e-08 | 1.4246e-08 | 0 | 1.4246e-08 | 0 | 0 | 0 | [16 empty] | 7.3.1.3 Ignition probability mapping showing the probability of ignition along the electric lines and equipmentWLDFRAggregatedAggregated | WLDFR | HFTD - Distribution - Tier 2 - 1QU CoRE ¦ 1QU LoRE | Seismic - Non-Red Flag Warning - Catastrophic Fires | Aggregated | Aggregated | 2030 | 1.1257e-09 | 0 | 170.7528 | 1.9222e-07 | 2030 | Mitigation | 0.08575 | 30 | 0 | esc | 0.0012005 | 1.3514e-12 | 0.00060025 | 6.757e-13 | 0.0015435 | 1.7375e-12
[35 empty] | 7.3.1.1 A summarized risk map that shows the overall ignition probability and estimated wildfire consequence along the electric lines and equipment | WLDFR | HFTD - Distribution - Tier 2 - 2QU CoRE ¦ 3QU LoRE | 2047 | 0.1722 | 0.018413 | 5.5976 | 0 | 5.5976 | 0.011461 | 3.4842 | 0 | 3.4842 | 0.026056 | 7.9213 | 0 | 7.9213 | 0.027363 | 8.3185 | 0 | 8.3185 | 0.96388 | 0.59997 | 1.364 | 1.4324 | 0.026056 | 0.0044867 | 7.9213 | 1.364 | 0 | 0 | 7.9213 | 1.364 | [11 empty] | WLDFR | HFTD - Distribution - Tier 2 - 1QU CoRE ¦ 1QU LoRE | Seismic - Non-Red Flag Warning - Catastrophic Fires | 2022 | 1.3514e-12 | 6.757e-13 | 1.7375e-12 | 21083.8428 | 409.2237 | 13469.0878 | 7205.5313 | 0 | 0 | 0 | 1.1257e-09 |  | 2.8493e-08 | 0 | 2.8493e-08 | 1.4246e-08 | 0 | 1.4246e-08 | 3.6633e-08 | 0 | 3.6633e-08 | [16 empty] | 7.3.1.3 Ignition probability mapping showing the probability of ignition along the electric lines and equipmentWLDFRAggregatedAggregated | WLDFR | HFTD - Distribution - Tier 2 - 1QU CoRE ¦ 1QU LoRE | Seismic - Non-Red Flag Warning - Catastrophic Fires | Aggregated | Aggregated | 2031 | 1.1257e-09 | 0 | 170.7528 | 1.9222e-07 | 2031 | Mitigation | 0.08575 | 30 | 0 | esc | 0.0012005 | 1.3514e-12 | 0.00060025 | 6.757e-13 | 0.0015435 | 1.7375e-12
[35 empty] | 7.3.1.1 A summarized risk map that shows the overall ignition probability and estimated wildfire consequence along the electric lines and equipment | WLDFR | HFTD - Distribution - Tier 2 - 2QU CoRE ¦ 3QU LoRE | 2048 | 0.16093 | 0.018413 | 5.8762 | 0 | 5.8762 | 0.011461 | 3.6577 | 0 | 3.6577 | 0.026056 | 8.3156 | 0 | 8.3156 | 0.027363 | 8.7326 | 0 | 8.7326 | 0.94566 | 0.58863 | 1.3382 | 1.4053 | 0.026056 | 0.0041932 | 8.3156 | 1.3382 | 0 | 0 | 8.3156 | 1.3382 | [11 empty] | WLDFR | HFTD - Distribution - Tier 2 - 1QU CoRE ¦ 1QU LoRE | Seismic - Non-Red Flag Warning - Catastrophic Fires | 2023 | 1.3514e-12 | 6.757e-13 | 1.7375e-12 | 21835.9781 | 428.6023 | 13939.561 | 7467.8148 | 0 | 0 | 0 | 1.1257e-09 |  | 2.9509e-08 | 0 | 2.9509e-08 | 1.4755e-08 | 0 | 1.4755e-08 | 3.794e-08 | 0 | 3.794e-08 | [16 empty] | 7.3.1.3 Ignition probability mapping showing the probability of ignition along the electric lines and equipmentWLDFRAggregatedAggregated | WLDFR | HFTD - Distribution - Tier 2 - 1QU CoRE ¦ 1QU LoRE | Seismic - Non-Red Flag Warning - Catastrophic Fires | Aggregated | Aggregated | 2032 | 1.1257e-09 | 0 | 170.7528 | 1.9222e-07 | 2032 | Mitigation | 0.08575 | 30 | 0 | esc | 0.0012005 | 1.3514e-12 | 0.00060025 | 6.757e-13 | 0.0015435 | 1.7375e-12
[35 empty] | 7.3.1.1 A summarized risk map that shows the overall ignition probability and estimated wildfire consequence along the electric lines and equipment | WLDFR | HFTD - Distribution - Tier 2 - 2QU CoRE ¦ 3QU LoRE | 2049 | 0.1504 | 0.018413 | 5.8762 | 0 | 5.8762 | 0.011461 | 3.6577 | 0 | 3.6577 | 0.026056 | 8.3156 | 0 | 8.3156 | 0.027363 | 8.7326 | 0 | 8.7326 | 0.8838 | 0.55012 | 1.2507 | 1.3134 | 0.026056 | 0.0039189 | 8.3156 | 1.2507 | 0 | 0 | 8.3156 | 1.2507 | [11 empty] | WLDFR | HFTD - Distribution - Tier 2 - 1QU CoRE ¦ 1QU LoRE | Seismic - Non-Red Flag Warning - Catastrophic Fires | 2024 | 1.3514e-12 | 6.757e-13 | 1.7375e-12 | 21835.9781 | 428.6023 | 13939.561 | 7467.8148 | 0 | 0 | 0 | 1.1257e-09 |  | 2.9509e-08 | 0 | 2.9509e-08 | 1.4755e-08 | 0 | 1.4755e-08 | 3.794e-08 | 0 | 3.794e-08 | [16 empty] | 7.3.1.3 Ignition probability mapping showing the probability of ignition along the electric lines and equipmentWLDFRAggregatedAggregated | WLDFR | HFTD - Distribution - Tier 2 - 1QU CoRE ¦ 1QU LoRE | Seismic - Non-Red Flag Warning - Catastrophic Fires | Aggregated | Aggregated | 2033 | 1.1257e-09 | 0 | 170.7528 | 1.9222e-07 | 2033 | Mitigation | 0.08575 | 30 | 0 | esc | 0.0012005 | 1.3514e-12 | 0.00060025 | 6.757e-13 | 0.0015435 | 1.7375e-12
[35 empty] | 7.3.1.1 A summarized risk map that shows the overall ignition probability and estimated wildfire consequence along the electric lines and equipment | WLDFR | HFTD - Distribution - Tier 2 - 2QU CoRE ¦ 3QU LoRE | 2050 | 0.14056 | 0 | 0 | 0 | 0 | 0.011461 | 3.6577 | 0 | 3.6577 | 0.026056 | 8.3156 | 0 | 8.3156 | 0.027363 | 8.7326 | 0 | 8.7326 | 0 | 0.51413 | 1.1689 | 1.2275 | 0.026056 | 0.0036625 | 8.3156 | 1.1689 | 0 | 0 | 8.3156 | 1.1689 | [11 empty] | WLDFR | HFTD - Distribution - Tier 2 - 1QU CoRE ¦ 1QU LoRE | Seismic - Non-Red Flag Warning - Catastrophic Fires | 2025 | 1.3514e-12 | 6.757e-13 | 1.7375e-12 | 21835.9781 | 428.6023 | 13939.561 | 7467.8148 | 0 | 0 | 0 | 1.1257e-09 |  | 2.9509e-08 | 0 | 2.9509e-08 | 1.4755e-08 | 0 | 1.4755e-08 | 3.794e-08 | 0 | 3.794e-08 | [16 empty] | 7.3.1.3 Ignition probability mapping showing the probability of ignition along the electric lines and equipmentWLDFRAggregatedAggregated | WLDFR | HFTD - Distribution - Tier 2 - 1QU CoRE ¦ 1QU LoRE | Seismic - Non-Red Flag Warning - Catastrophic Fires | Aggregated | Aggregated | 2034 | 1.1257e-09 | 0 | 170.7528 | 1.9222e-07 | 2034 | Mitigation | 0.08575 | 30 | 0 | esc | 0.0012005 | 1.3514e-12 | 0.00060025 | 6.757e-13 | 0.0015435 | 1.7375e-12
[35 empty] | 7.3.1.1 A summarized risk map that shows the overall ignition probability and estimated wildfire consequence along the electric lines and equipment | WLDFR | HFTD - Distribution - Tier 2 - 2QU CoRE ¦ 3QU LoRE | 2051 | 0.13137 | 0 | 0 | 0 | 0 | 0 | 0 | 0 | 0 | 0.026056 | 8.3156 | 0 | 8.3156 | 0.027363 | 8.7326 | 0 | 8.7326 | 0 | 0 | 1.0924 | 1.1472 | 0.026056 | 0.0034229 | 8.3156 | 1.0924 | 0 | 0 | 8.3156 | 1.0924 | [11 empty] | WLDFR | HFTD - Distribution - Tier 2 - 1QU CoRE ¦ 1QU LoRE | Seismic - Non-Red Flag Warning - Catastrophic Fires | 2026 | 1.3514e-12 | 6.757e-13 | 1.7375e-12 | 21835.9781 | 428.6023 | 13939.561 | 7467.8148 | 0 | 0 | 0 | 1.1257e-09 |  | 2.9509e-08 | 0 | 2.9509e-08 | 1.4755e-08 | 0 | 1.4755e-08 | 3.794e-08 | 0 | 3.794e-08 | [16 empty] | 7.3.1.3 Ignition probability mapping showing the probability of ignition along the electric lines and equipmentWLDFRAggregatedAggregated | WLDFR | HFTD - Distribution - Tier 2 - 1QU CoRE ¦ 1QU LoRE | Seismic - Non-Red Flag Warning - Catastrophic Fires | Aggregated | Aggregated | 2035 | 1.1257e-09 | 0 | 170.7528 | 1.9222e-07 | 2035 | Mitigation | 0.08575 | 30 | 0 | esc | 0.0012005 | 1.3514e-12 | 0.00060025 | 6.757e-13 | 0.0015435 | 1.7375e-12
[35 empty] | 7.3.1.1 A summarized risk map that shows the overall ignition probability and estimated wildfire consequence along the electric lines and equipment | WLDFR | HFTD - Distribution - Tier 2 - 2QU CoRE ¦ 3QU LoRE | 2052 | 0.12277 | 0 | 0 | 0 | 0 | 0 | 0 | 0 | 0 | 0 | 0 | 0 | 0 | 0.027363 | 8.7326 | 0 | 8.7326 | 0 | 0 | 0 | 1.0721 | 0 | 0 | 0 | 0 | 0 | 0 | 0 | 0 | [11 empty] | WLDFR | HFTD - Distribution - Tier 2 - 1QU CoRE ¦ 1QU LoRE | Seismic - Non-Red Flag Warning - Catastrophic Fires | 2027 | 1.3514e-12 | 6.757e-13 | 1.7375e-12 | 21835.9781 | 428.6023 | 13939.561 | 7467.8148 | 0 | 0 | 0 | 1.1257e-09 |  | 2.9509e-08 | 0 | 2.9509e-08 | 1.4755e-08 | 0 | 1.4755e-08 | 3.794e-08 | 0 | 3.794e-08 | [16 empty] | 7.3.1.3 Ignition probability mapping showing the probability of ignition along the electric lines and equipmentWLDFRAggregatedAggregated | WLDFR | HFTD - Distribution - Tier 2 - 1QU CoRE ¦ 1QU LoRE | Seismic - Non-Red Flag Warning - Catastrophic Fires | Aggregated | Aggregated | 2036 | 1.1257e-09 | 0 | 170.7528 | 1.9222e-07 | 2036 | Mitigation | 0.08575 | 30 | 0 | esc | 0.0012005 | 1.3514e-12 | 0.00060025 | 6.757e-13 | 0.0015435 | 1.7375e-12
[35 empty] | 7.3.1.1 A summarized risk map that shows the overall ignition probability and estimated wildfire consequence along the electric lines and equipment | WLDFR | HFTD - Distribution - Tier 2 - 2QU CoRE ¦ 4QU LoRE | 2020 | 1 | 0.017893 | 4.3041 | 0 | 4.3041 | 0 | 0 | 0 | 0 | 0 | 0 | 0 | 0 | 0 | 0 | 0 | 0 | 4.3041 | 0 | 0 | 0 | 0 | 0 | 0 | 0 | 0 | 0 | 0 | 0 | [11 empty] | WLDFR | HFTD - Distribution - Tier 2 - 1QU CoRE ¦ 1QU LoRE | Seismic - Non-Red Flag Warning - Catastrophic Fires | 2028 | 1.3514e-12 | 6.757e-13 | 1.7375e-12 | 22783.187 | 453.261 | 14531.3357 | 7798.5904 | 0 | 0 | 0 | 1.1257e-09 |  | 3.0789e-08 | 0 | 3.0789e-08 | 1.5395e-08 | 0 | 1.5395e-08 | 3.9586e-08 | 0 | 3.9586e-08 | [16 empty] | 7.3.1.3 Ignition probability mapping showing the probability of ignition along the electric lines and equipmentWLDFRAggregatedAggregated | WLDFR | HFTD - Distribution - Tier 2 - 1QU CoRE ¦ 1QU LoRE | Seismic - Non-Red Flag Warning - Catastrophic Fires | Aggregated | Aggregated | 2037 | 1.1257e-09 | 0 | 170.7528 | 1.9222e-07 | 2037 | Mitigation | 0.08575 | 30 | 0 | esc | 0.0012005 | 1.3514e-12 | 0.00060025 | 6.757e-13 | 0.0015435 | 1.7375e-12
[35 empty] | 7.3.1.1 A summarized risk map that shows the overall ignition probability and estimated wildfire consequence along the electric lines and equipment | WLDFR | HFTD - Distribution - Tier 2 - 2QU CoRE ¦ 4QU LoRE | 2021 | 1 | 0.017893 | 4.3041 | 0 | 4.3041 | 0.011138 | 2.6791 | 0 | 2.6791 | 0 | 0 | 0 | 0 | 0 | 0 | 0 | 0 | 4.3041 | 2.6791 | 0 | 0 | 0 | 0 | 0 | 0 | 0 | 0 | 0 | 0 | [11 empty] | WLDFR | HFTD - Distribution - Tier 2 - 1QU CoRE ¦ 1QU LoRE | Seismic - Non-Red Flag Warning - Catastrophic Fires | 2029 | 1.3514e-12 | 6.757e-13 | 1.7375e-12 | 22783.187 | 453.261 | 14531.3357 | 7798.5904 | 0 | 0 | 0 | 1.1257e-09 |  | 3.0789e-08 | 0 | 3.0789e-08 | 1.5395e-08 | 0 | 1.5395e-08 | 3.9586e-08 | 0 | 3.9586e-08 | [16 empty] | 7.3.1.3 Ignition probability mapping showing the probability of ignition along the electric lines and equipmentWLDFRAggregatedAggregated | WLDFR | HFTD - Distribution - Tier 2 - 1QU CoRE ¦ 1QU LoRE | Seismic - Non-Red Flag Warning - Catastrophic Fires | Aggregated | Aggregated | 2038 | 1.1257e-09 | 0 | 170.7528 | 1.9222e-07 | 2038 | Mitigation | 0.08575 | 30 | 0 | esc | 0.0012005 | 1.3514e-12 | 0.00060025 | 6.757e-13 | 0.0015435 | 1.7375e-12
[35 empty] | 7.3.1.1 A summarized risk map that shows the overall ignition probability and estimated wildfire consequence along the electric lines and equipment | WLDFR | HFTD - Distribution - Tier 2 - 2QU CoRE ¦ 4QU LoRE | 2022 | 0.93458 | 0.017624 | 4.134 | 0 | 4.134 | 0.01097 | 2.5732 | 0 | 2.5732 | 0.023824 | 5.5883 | 0 | 5.5883 | 0 | 0 | 0 | 0 | 3.8636 | 2.4049 | 5.2227 | 0 | 0.023824 | 0.022265 | 5.5883 | 5.2227 | 0 | 0 | 5.5883 | 5.2227 | [11 empty] | WLDFR | HFTD - Distribution - Tier 2 - 1QU CoRE ¦ 1QU LoRE | Seismic - Non-Red Flag Warning - Catastrophic Fires | 2030 | 1.3514e-12 | 6.757e-13 | 1.7375e-12 | 22783.187 | 453.261 | 14531.3357 | 7798.5904 | 0 | 0 | 0 | 1.1257e-09 |  | 3.0789e-08 | 0 | 3.0789e-08 | 1.5395e-08 | 0 | 1.5395e-08 | 3.9586e-08 | 0 | 3.9586e-08 | [16 empty] | 7.3.1.3 Ignition probability mapping showing the probability of ignition along the electric lines and equipmentWLDFRAggregatedAggregated | WLDFR | HFTD - Distribution - Tier 2 - 1QU CoRE ¦ 1QU LoRE | Seismic - Non-Red Flag Warning - Catastrophic Fires | Aggregated | Aggregated | 2039 | 1.1257e-09 | 0 | 170.7528 | 1.9222e-07 | 2039 | Mitigation | 0.08575 | 30 | 0 | esc | 0.0012005 | 1.3514e-12 | 0.00060025 | 6.757e-13 | 0.0015435 | 1.7375e-12
[35 empty] | 7.3.1.1 A summarized risk map that shows the overall ignition probability and estimated wildfire consequence along the electric lines and equipment | WLDFR | HFTD - Distribution - Tier 2 - 2QU CoRE ¦ 4QU LoRE | 2023 | 0.87344 | 0.017624 | 4.2855 | 0 | 4.2855 | 0.01097 | 2.6675 | 0 | 2.6675 | 0.023824 | 5.7931 | 0 | 5.7931 | 0.025018 | 6.0836 | 0 | 6.0836 | 3.7431 | 2.3299 | 5.0599 | 5.3136 | 0.023824 | 0.020808 | 5.7931 | 5.0599 | 0 | 0 | 5.7931 | 5.0599 | [11 empty] | WLDFR | HFTD - Distribution - Tier 2 - 1QU CoRE ¦ 1QU LoRE | Seismic - Non-Red Flag Warning - Catastrophic Fires | 2031 | 1.3514e-12 | 6.757e-13 | 1.7375e-12 | 22783.187 | 453.261 | 14531.3357 | 7798.5904 | 0 | 0 | 0 | 1.1257e-09 |  | 3.0789e-08 | 0 | 3.0789e-08 | 1.5395e-08 | 0 | 1.5395e-08 | 3.9586e-08 | 0 | 3.9586e-08 | [16 empty] | 7.3.1.3 Ignition probability mapping showing the probability of ignition along the electric lines and equipmentWLDFRAggregatedAggregated | WLDFR | HFTD - Distribution - Tier 2 - 1QU CoRE ¦ 1QU LoRE | Seismic - Non-Red Flag Warning - Catastrophic Fires | Aggregated | Aggregated | 2040 | 1.1257e-09 | 0 | 170.7528 | 1.9222e-07 | 2040 | Mitigation | 0.08575 | 30 | 0 | esc | 0.0012005 | 1.3514e-12 | 0.00060025 | 6.757e-13 | 0.0015435 | 1.7375e-12
[35 empty] | 7.3.1.1 A summarized risk map that shows the overall ignition probability and estimated wildfire consequence along the electric lines and equipment | WLDFR | HFTD - Distribution - Tier 2 - 2QU CoRE ¦ 4QU LoRE | 2024 | 0.8163 | 0.017624 | 4.2855 | 0 | 4.2855 | 0.01097 | 2.6675 | 0 | 2.6675 | 0.023824 | 5.7931 | 0 | 5.7931 | 0.025018 | 6.0836 | 0 | 6.0836 | 3.4982 | 2.1775 | 4.7289 | 4.966 | 0.023824 | 0.019447 | 5.7931 | 4.7289 | 0 | 0 | 5.7931 | 4.7289 | [11 empty] | WLDFR | HFTD - Distribution - Tier 2 - 1QU CoRE ¦ 1QU LoRE | Seismic - Non-Red Flag Warning - Catastrophic Fires | 2032 | 1.3514e-12 | 6.757e-13 | 1.7375e-12 | 22783.187 | 453.261 | 14531.3357 | 7798.5904 | 0 | 0 | 0 | 1.1257e-09 |  | 3.0789e-08 | 0 | 3.0789e-08 | 1.5395e-08 | 0 | 1.5395e-08 | 3.9586e-08 | 0 | 3.9586e-08 | [16 empty] | 7.3.1.3 Ignition probability mapping showing the probability of ignition along the electric lines and equipmentWLDFRAggregatedAggregated | WLDFR | HFTD - Distribution - Tier 2 - 1QU CoRE ¦ 1QU LoRE | Seismic - Non-Red Flag Warning - Catastrophic Fires | Aggregated | Aggregated | 2041 | 1.1257e-09 | 0 | 170.7528 | 1.9222e-07 | 2041 | Mitigation | 0.08575 | 30 | 0 | esc | 0.0012005 | 1.3514e-12 | 0.00060025 | 6.757e-13 | 0.0015435 | 1.7375e-12
[35 empty] | 7.3.1.1 A summarized risk map that shows the overall ignition probability and estimated wildfire consequence along the electric lines and equipment | WLDFR | HFTD - Distribution - Tier 2 - 2QU CoRE ¦ 4QU LoRE | 2025 | 0.7629 | 0.017624 | 4.2855 | 0 | 4.2855 | 0.01097 | 2.6675 | 0 | 2.6675 | 0.023824 | 5.7931 | 0 | 5.7931 | 0.025018 | 6.0836 | 0 | 6.0836 | 3.2694 | 2.035 | 4.4195 | 4.6411 | 0.023824 | 0.018175 | 5.7931 | 4.4195 | 0 | 0 | 5.7931 | 4.4195 | [11 empty] | WLDFR | HFTD - Distribution - Tier 2 - 1QU CoRE ¦ 1QU LoRE | Seismic - Non-Red Flag Warning - Catastrophic Fires | 2033 | 1.3514e-12 | 6.757e-13 | 1.7375e-12 | 23835.2641 | 480.9649 | 15187.7294 | 8166.5698 | 0 | 0 | 0 | 1.1257e-09 |  | 3.2211e-08 | 0 | 3.2211e-08 | 1.6105e-08 | 0 | 1.6105e-08 | 4.1414e-08 | 0 | 4.1414e-08 | [16 empty] | 7.3.1.3 Ignition probability mapping showing the probability of ignition along the electric lines and equipmentWLDFRAggregatedAggregated | WLDFR | HFTD - Distribution - Tier 2 - 1QU CoRE ¦ 1QU LoRE | Seismic - Non-Red Flag Warning - Catastrophic Fires | Aggregated | Aggregated | 2042 | 1.1257e-09 | 0 | 170.7528 | 1.9222e-07 | 2042 | Mitigation | 0.08575 | 30 | 0 | esc | 0.0012005 | 1.3514e-12 | 0.00060025 | 6.757e-13 | 0.0015435 | 1.7375e-12
[35 empty] | 7.3.1.1 A summarized risk map that shows the overall ignition probability and estimated wildfire consequence along the electric lines and equipment | WLDFR | HFTD - Distribution - Tier 2 - 2QU CoRE ¦ 4QU LoRE | 2026 | 0.71299 | 0.017624 | 4.2855 | 0 | 4.2855 | 0.01097 | 2.6675 | 0 | 2.6675 | 0.023824 | 5.7931 | 0 | 5.7931 | 0.025018 | 6.0836 | 0 | 6.0836 | 3.0555 | 1.9019 | 4.1304 | 4.3375 | 0.023824 | 0.016986 | 5.7931 | 4.1304 | 0 | 0 | 5.7931 | 4.1304 | [11 empty] | WLDFR | HFTD - Distribution - Tier 2 - 1QU CoRE ¦ 1QU LoRE | Seismic - Non-Red Flag Warning - Catastrophic Fires | 2034 | 1.3514e-12 | 6.757e-13 | 1.7375e-12 | 23835.2641 | 480.9649 | 15187.7294 | 8166.5698 | 0 | 0 | 0 | 1.1257e-09 |  | 3.2211e-08 | 0 | 3.2211e-08 | 1.6105e-08 | 0 | 1.6105e-08 | 4.1414e-08 | 0 | 4.1414e-08 | [16 empty] | 7.3.1.3 Ignition probability mapping showing the probability of ignition along the electric lines and equipmentWLDFRAggregatedAggregated | WLDFR | HFTD - Distribution - Tier 2 - 1QU CoRE ¦ 1QU LoRE | Seismic - Non-Red Flag Warning - Catastrophic Fires | Aggregated | Aggregated | 2043 | 1.1257e-09 | 0 | 170.7528 | 1.9222e-07 | 2043 | Mitigation | 0.08575 | 30 | 0 | esc | 0.0012005 | 1.3514e-12 | 0.00060025 | 6.757e-13 | 0.0015435 | 1.7375e-12
[35 empty] | 7.3.1.1 A summarized risk map that shows the overall ignition probability and estimated wildfire consequence along the electric lines and equipment | WLDFR | HFTD - Distribution - Tier 2 - 2QU CoRE ¦ 4QU LoRE | 2027 | 0.66634 | 0.017624 | 4.2855 | 0 | 4.2855 | 0.01097 | 2.6675 | 0 | 2.6675 | 0.023824 | 5.7931 | 0 | 5.7931 | 0.025018 | 6.0836 | 0 | 6.0836 | 2.8556 | 1.7775 | 3.8602 | 4.0537 | 0.023824 | 0.015875 | 5.7931 | 3.8602 | 0 | 0 | 5.7931 | 3.8602 | [11 empty] | WLDFR | HFTD - Distribution - Tier 2 - 1QU CoRE ¦ 1QU LoRE | Seismic - Non-Red Flag Warning - Catastrophic Fires | 2035 | 1.3514e-12 | 6.757e-13 | 1.7375e-12 | 23835.2641 | 480.9649 | 15187.7294 | 8166.5698 | 0 | 0 | 0 | 1.1257e-09 |  | 3.2211e-08 | 0 | 3.2211e-08 | 1.6105e-08 | 0 | 1.6105e-08 | 4.1414e-08 | 0 | 4.1414e-08 | [16 empty] | 7.3.1.3 Ignition probability mapping showing the probability of ignition along the electric lines and equipmentWLDFRAggregatedAggregated | WLDFR | HFTD - Distribution - Tier 2 - 1QU CoRE ¦ 1QU LoRE | Seismic - Non-Red Flag Warning - Catastrophic Fires | Aggregated | Aggregated | 2044 | 1.1257e-09 | 0 | 170.7528 | 1.9222e-07 | 2044 | Mitigation | 0.08575 | 30 | 0 | esc | 0.0012005 | 1.3514e-12 | 0.00060025 | 6.757e-13 | 0.0015435 | 1.7375e-12
[35 empty] | 7.3.1.1 A summarized risk map that shows the overall ignition probability and estimated wildfire consequence along the electric lines and equipment | WLDFR | HFTD - Distribution - Tier 2 - 2QU CoRE ¦ 4QU LoRE | 2028 | 0.62275 | 0.017624 | 4.4764 | 0 | 4.4764 | 0.01097 | 2.7863 | 0 | 2.7863 | 0.023824 | 6.0511 | 0 | 6.0511 | 0.025018 | 6.3545 | 0 | 6.3545 | 2.7877 | 1.7352 | 3.7683 | 3.9573 | 0.023824 | 0.014836 | 6.0511 | 3.7683 | 0 | 0 | 6.0511 | 3.7683 | [11 empty] | WLDFR | HFTD - Distribution - Tier 2 - 1QU CoRE ¦ 1QU LoRE | Seismic - Non-Red Flag Warning - Catastrophic Fires | 2036 | 1.3514e-12 | 6.757e-13 | 1.7375e-12 | 23835.2641 | 480.9649 | 15187.7294 | 8166.5698 | 0 | 0 | 0 | 1.1257e-09 |  | 3.2211e-08 | 0 | 3.2211e-08 | 1.6105e-08 | 0 | 1.6105e-08 | 4.1414e-08 | 0 | 4.1414e-08 | [16 empty] | 7.3.1.3 Ignition probability mapping showing the probability of ignition along the electric lines and equipmentWLDFRAggregatedAggregated | WLDFR | HFTD - Distribution - Tier 2 - 1QU CoRE ¦ 1QU LoRE | Seismic - Non-Red Flag Warning - Catastrophic Fires | Aggregated | Aggregated | 2045 | 1.1257e-09 | 0 | 170.7528 | 1.9222e-07 | 2045 | Mitigation | 0.08575 | 30 | 0 | esc | 0.0012005 | 1.3514e-12 | 0.00060025 | 6.757e-13 | 0.0015435 | 1.7375e-12
[35 empty] | 7.3.1.1 A summarized risk map that shows the overall ignition probability and estimated wildfire consequence along the electric lines and equipment | WLDFR | HFTD - Distribution - Tier 2 - 2QU CoRE ¦ 4QU LoRE | 2029 | 0.58201 | 0.017624 | 4.4764 | 0 | 4.4764 | 0.01097 | 2.7863 | 0 | 2.7863 | 0.023824 | 6.0511 | 0 | 6.0511 | 0.025018 | 6.3545 | 0 | 6.3545 | 2.6053 | 1.6217 | 3.5218 | 3.6984 | 0.023824 | 0.013866 | 6.0511 | 3.5218 | 0 | 0 | 6.0511 | 3.5218 | [11 empty] | WLDFR | HFTD - Distribution - Tier 2 - 1QU CoRE ¦ 1QU LoRE | Seismic - Non-Red Flag Warning - Catastrophic Fires | 2037 | 1.3514e-12 | 6.757e-13 | 1.7375e-12 | 23835.2641 | 480.9649 | 15187.7294 | 8166.5698 | 0 | 0 | 0 | 1.1257e-09 |  | 3.2211e-08 | 0 | 3.2211e-08 | 1.6105e-08 | 0 | 1.6105e-08 | 4.1414e-08 | 0 | 4.1414e-08 | [16 empty] | 7.3.1.3 Ignition probability mapping showing the probability of ignition along the electric lines and equipmentWLDFRAggregatedAggregated | WLDFR | HFTD - Distribution - Tier 2 - 1QU CoRE ¦ 1QU LoRE | Seismic - Non-Red Flag Warning - Catastrophic Fires | Aggregated | Aggregated | 2046 | 1.1257e-09 | 0 | 170.7528 | 1.9222e-07 | 2046 | Mitigation | 0.08575 | 30 | 0 | esc | 0.0012005 | 1.3514e-12 | 0.00060025 | 6.757e-13 | 0.0015435 | 1.7375e-12
[35 empty] | 7.3.1.1 A summarized risk map that shows the overall ignition probability and estimated wildfire consequence along the electric lines and equipment | WLDFR | HFTD - Distribution - Tier 2 - 2QU CoRE ¦ 4QU LoRE | 2030 | 0.54393 | 0.017624 | 4.4764 | 0 | 4.4764 | 0.01097 | 2.7863 | 0 | 2.7863 | 0.023824 | 6.0511 | 0 | 6.0511 | 0.025018 | 6.3545 | 0 | 6.3545 | 2.4348 | 1.5156 | 3.2914 | 3.4564 | 0.023824 | 0.012958 | 6.0511 | 3.2914 | 0 | 0 | 6.0511 | 3.2914 | [11 empty] | WLDFR | HFTD - Distribution - Tier 2 - 1QU CoRE ¦ 1QU LoRE | Seismic - Non-Red Flag Warning - Catastrophic Fires | 2038 | 1.3514e-12 | 6.757e-13 | 1.7375e-12 | 24976.6418 | 511.3745 | 15898.8237 | 8566.4437 | 0 | 0 | 0 | 1.1257e-09 |  | 3.3753e-08 | 0 | 3.3753e-08 | 1.6877e-08 | 0 | 1.6877e-08 | 4.3397e-08 | 0 | 4.3397e-08 | [16 empty] | 7.3.1.3 Ignition probability mapping showing the probability of ignition along the electric lines and equipmentWLDFRAggregatedAggregated | WLDFR | HFTD - Distribution - Tier 2 - 1QU CoRE ¦ 1QU LoRE | Seismic - Non-Red Flag Warning - Catastrophic Fires | Aggregated | Aggregated | 2047 | 1.1257e-09 | 0 | 170.7528 | 1.9222e-07 | 2047 | Mitigation | 0.08575 | 30 | 0 | esc | 0.0012005 | 1.3514e-12 | 0.00060025 | 6.757e-13 | 0.0015435 | 1.7375e-12
[35 empty] | 7.3.1.1 A summarized risk map that shows the overall ignition probability and estimated wildfire consequence along the electric lines and equipment | WLDFR | HFTD - Distribution - Tier 2 - 2QU CoRE ¦ 4QU LoRE | 2031 | 0.50835 | 0.017624 | 4.4764 | 0 | 4.4764 | 0.01097 | 2.7863 | 0 | 2.7863 | 0.023824 | 6.0511 | 0 | 6.0511 | 0.025018 | 6.3545 | 0 | 6.3545 | 2.2756 | 1.4164 | 3.0761 | 3.2303 | 0.023824 | 0.012111 | 6.0511 | 3.0761 | 0 | 0 | 6.0511 | 3.0761 | [11 empty] | WLDFR | HFTD - Distribution - Tier 2 - 1QU CoRE ¦ 1QU LoRE | Seismic - Non-Red Flag Warning - Catastrophic Fires | 2039 | 1.3514e-12 | 6.757e-13 | 1.7375e-12 | 24976.6418 | 511.3745 | 15898.8237 | 8566.4437 | 0 | 0 | 0 | 1.1257e-09 |  | 3.3753e-08 | 0 | 3.3753e-08 | 1.6877e-08 | 0 | 1.6877e-08 | 4.3397e-08 | 0 | 4.3397e-08 | [16 empty] | 7.3.1.3 Ignition probability mapping showing the probability of ignition along the electric lines and equipmentWLDFRAggregatedAggregated | WLDFR | HFTD - Distribution - Tier 2 - 1QU CoRE ¦ 1QU LoRE | Seismic - Non-Red Flag Warning - Catastrophic Fires | Aggregated | Aggregated | 2048 | 1.1257e-09 | 0 | 170.7528 | 1.9222e-07 | 2048 | Mitigation | 0.08575 | 30 | 0 | esc | 0.0012005 | 1.3514e-12 | 0.00060025 | 6.757e-13 | 0.0015435 | 1.7375e-12
[35 empty] | 7.3.1.1 A summarized risk map that shows the overall ignition probability and estimated wildfire consequence along the electric lines and equipment | WLDFR | HFTD - Distribution - Tier 2 - 2QU CoRE ¦ 4QU LoRE | 2032 | 0.47509 | 0.017624 | 4.4764 | 0 | 4.4764 | 0.01097 | 2.7863 | 0 | 2.7863 | 0.023824 | 6.0511 | 0 | 6.0511 | 0.025018 | 6.3545 | 0 | 6.3545 | 2.1267 | 1.3238 | 2.8748 | 3.019 | 0.023824 | 0.011318 | 6.0511 | 2.8748 | 0 | 0 | 6.0511 | 2.8748 | [11 empty] | WLDFR | HFTD - Distribution - Tier 2 - 1QU CoRE ¦ 1QU LoRE | Seismic - Non-Red Flag Warning - Catastrophic Fires | 2040 | 1.3514e-12 | 6.757e-13 | 1.7375e-12 | 24976.6418 | 511.3745 | 15898.8237 | 8566.4437 | 0 | 0 | 0 | 1.1257e-09 |  | 3.3753e-08 | 0 | 3.3753e-08 | 1.6877e-08 | 0 | 1.6877e-08 | 4.3397e-08 | 0 | 4.3397e-08 | [16 empty] | 7.3.1.3 Ignition probability mapping showing the probability of ignition along the electric lines and equipmentWLDFRAggregatedAggregated | WLDFR | HFTD - Distribution - Tier 2 - 1QU CoRE ¦ 1QU LoRE | Seismic - Non-Red Flag Warning - Catastrophic Fires | Aggregated | Aggregated | 2049 | 1.1257e-09 | 0 | 170.7528 | 1.9222e-07 | 2049 | Mitigation | 0.08575 | 30 | 0 | esc | 0.0012005 | 1.3514e-12 | 0.00060025 | 6.757e-13 | 0.0015435 | 1.7375e-12
[35 empty] | 7.3.1.1 A summarized risk map that shows the overall ignition probability and estimated wildfire consequence along the electric lines and equipment | WLDFR | HFTD - Distribution - Tier 2 - 2QU CoRE ¦ 4QU LoRE | 2033 | 0.44401 | 0.017624 | 4.6885 | 0 | 4.6885 | 0.01097 | 2.9184 | 0 | 2.9184 | 0.023824 | 6.3378 | 0 | 6.3378 | 0.025018 | 6.6556 | 0 | 6.6556 | 2.0817 | 1.2958 | 2.8141 | 2.9552 | 0.023824 | 0.010578 | 6.3378 | 2.8141 | 0 | 0 | 6.3378 | 2.8141 | [11 empty] | WLDFR | HFTD - Distribution - Tier 2 - 1QU CoRE ¦ 1QU LoRE | Seismic - Non-Red Flag Warning - Catastrophic Fires | 2041 | 1.3514e-12 | 6.757e-13 | 1.7375e-12 | 24976.6418 | 511.3745 | 15898.8237 | 8566.4437 | 0 | 0 | 0 | 1.1257e-09 |  | 3.3753e-08 | 0 | 3.3753e-08 | 1.6877e-08 | 0 | 1.6877e-08 | 4.3397e-08 | 0 | 4.3397e-08 | [16 empty] | 7.3.1.3 Ignition probability mapping showing the probability of ignition along the electric lines and equipmentWLDFRAggregatedAggregated | WLDFR | HFTD - Distribution - Tier 2 - 1QU CoRE ¦ 1QU LoRE | Seismic - Non-Red Flag Warning - Catastrophic Fires | Aggregated | Aggregated | 2050 | 1.1257e-09 | 0 | 170.7528 | 1.9222e-07 | 2050 | Mitigation | 0.08575 | 30 | 0 | esc | 0 | 0 | 0.00060025 | 6.757e-13 | 0.0015435 | 1.7375e-12
[35 empty] | 7.3.1.1 A summarized risk map that shows the overall ignition probability and estimated wildfire consequence along the electric lines and equipment | WLDFR | HFTD - Distribution - Tier 2 - 2QU CoRE ¦ 4QU LoRE | 2034 | 0.41496 | 0.017624 | 4.6885 | 0 | 4.6885 | 0.01097 | 2.9184 | 0 | 2.9184 | 0.023824 | 6.3378 | 0 | 6.3378 | 0.025018 | 6.6556 | 0 | 6.6556 | 1.9456 | 1.211 | 2.63 | 2.7619 | 0.023824 | 0.0098859 | 6.3378 | 2.63 | 0 | 0 | 6.3378 | 2.63 | [11 empty] | WLDFR | HFTD - Distribution - Tier 2 - 1QU CoRE ¦ 1QU LoRE | Seismic - Non-Red Flag Warning - Catastrophic Fires | 2042 | 1.3514e-12 | 6.757e-13 | 1.7375e-12 | 24976.6418 | 511.3745 | 15898.8237 | 8566.4437 | 0 | 0 | 0 | 1.1257e-09 |  | 3.3753e-08 | 0 | 3.3753e-08 | 1.6877e-08 | 0 | 1.6877e-08 | 4.3397e-08 | 0 | 4.3397e-08 | [16 empty] | 7.3.1.3 Ignition probability mapping showing the probability of ignition along the electric lines and equipmentWLDFRAggregatedAggregated | WLDFR | HFTD - Distribution - Tier 2 - 1QU CoRE ¦ 1QU LoRE | Seismic - Non-Red Flag Warning - Catastrophic Fires | Aggregated | Aggregated | 2051 | 1.1257e-09 | 0 | 170.7528 | 1.9222e-07 | 2051 | Mitigation | 0.08575 | 30 | 0 | esc | 0 | 0 | 0 | 0 | 0.0015435 | 1.7375e-12
[35 empty] | 7.3.1.1 A summarized risk map that shows the overall ignition probability and estimated wildfire consequence along the electric lines and equipment | WLDFR | HFTD - Distribution - Tier 2 - 2QU CoRE ¦ 4QU LoRE | 2035 | 0.38782 | 0.017624 | 4.6885 | 0 | 4.6885 | 0.01097 | 2.9184 | 0 | 2.9184 | 0.023824 | 6.3378 | 0 | 6.3378 | 0.025018 | 6.6556 | 0 | 6.6556 | 1.8183 | 1.1318 | 2.4579 | 2.5812 | 0.023824 | 0.0092392 | 6.3378 | 2.4579 | 0 | 0 | 6.3378 | 2.4579 | [11 empty] | WLDFR | HFTD - Distribution - Tier 2 - 1QU CoRE ¦ 1QU LoRE | Seismic - Non-Red Flag Warning - Catastrophic Fires | 2043 | 1.3514e-12 | 6.757e-13 | 1.7375e-12 | 26191.7278 | 544.1291 | 16654.7414 | 8992.8573 | 0 | 0 | 0 | 1.1257e-09 |  | 3.5395e-08 | 0 | 3.5395e-08 | 1.7698e-08 | 0 | 1.7698e-08 | 4.5508e-08 | 0 | 4.5508e-08 | [16 empty] | 7.3.1.3 Ignition probability mapping showing the probability of ignition along the electric lines and equipmentWLDFRAggregatedAggregated | WLDFR | HFTD - Distribution - Tier 2 - 1QU CoRE ¦ 1QU LoRE | Seismic - Red Flag Warning - Catastrophic Fires | Aggregated | Aggregated | 2021 | 4.855e-08 | 0 | 170.7528 | 8.29e-06 | 2021 | Mitigation | 0.08575 | 30 | 0 | esc | 0.0012005 | 5.8284e-11 | 0.00060025 | 2.9142e-11 | 0 | 0
[35 empty] | 7.3.1.1 A summarized risk map that shows the overall ignition probability and estimated wildfire consequence along the electric lines and equipment | WLDFR | HFTD - Distribution - Tier 2 - 2QU CoRE ¦ 4QU LoRE | 2036 | 0.36245 | 0.017624 | 4.6885 | 0 | 4.6885 | 0.01097 | 2.9184 | 0 | 2.9184 | 0.023824 | 6.3378 | 0 | 6.3378 | 0.025018 | 6.6556 | 0 | 6.6556 | 1.6993 | 1.0577 | 2.2971 | 2.4123 | 0.023824 | 0.0086347 | 6.3378 | 2.2971 | 0 | 0 | 6.3378 | 2.2971 | [11 empty] | WLDFR | HFTD - Distribution - Tier 2 - 1QU CoRE ¦ 1QU LoRE | Seismic - Non-Red Flag Warning - Catastrophic Fires | 2044 | 1.3514e-12 | 6.757e-13 | 1.7375e-12 | 26191.7278 | 544.1291 | 16654.7414 | 8992.8573 | 0 | 0 | 0 | 1.1257e-09 |  | 3.5395e-08 | 0 | 3.5395e-08 | 1.7698e-08 | 0 | 1.7698e-08 | 4.5508e-08 | 0 | 4.5508e-08 | [16 empty] | 7.3.1.3 Ignition probability mapping showing the probability of ignition along the electric lines and equipmentWLDFRAggregatedAggregated | WLDFR | HFTD - Distribution - Tier 2 - 1QU CoRE ¦ 1QU LoRE | Seismic - Red Flag Warning - Catastrophic Fires | Aggregated | Aggregated | 2022 | 4.855e-08 | 0 | 170.7528 | 8.29e-06 | 2022 | Mitigation | 0.08575 | 30 | 0 | esc | 0.0012005 | 5.8284e-11 | 0.00060025 | 2.9142e-11 | 0.0015435 | 7.4937e-11
[35 empty] | 7.3.1.1 A summarized risk map that shows the overall ignition probability and estimated wildfire consequence along the electric lines and equipment | WLDFR | HFTD - Distribution - Tier 2 - 2QU CoRE ¦ 4QU LoRE | 2037 | 0.33873 | 0.017624 | 4.6885 | 0 | 4.6885 | 0.01097 | 2.9184 | 0 | 2.9184 | 0.023824 | 6.3378 | 0 | 6.3378 | 0.025018 | 6.6556 | 0 | 6.6556 | 1.5882 | 0.98855 | 2.1468 | 2.2545 | 0.023824 | 0.0080698 | 6.3378 | 2.1468 | 0 | 0 | 6.3378 | 2.1468 | [11 empty] | WLDFR | HFTD - Distribution - Tier 2 - 1QU CoRE ¦ 1QU LoRE | Seismic - Non-Red Flag Warning - Catastrophic Fires | 2045 | 1.3514e-12 | 6.757e-13 | 1.7375e-12 | 26191.7278 | 544.1291 | 16654.7414 | 8992.8573 | 0 | 0 | 0 | 1.1257e-09 |  | 3.5395e-08 | 0 | 3.5395e-08 | 1.7698e-08 | 0 | 1.7698e-08 | 4.5508e-08 | 0 | 4.5508e-08 | [16 empty] | 7.3.1.3 Ignition probability mapping showing the probability of ignition along the electric lines and equipmentWLDFRAggregatedAggregated | WLDFR | HFTD - Distribution - Tier 2 - 1QU CoRE ¦ 1QU LoRE | Seismic - Red Flag Warning - Catastrophic Fires | Aggregated | Aggregated | 2023 | 4.855e-08 | 0 | 170.7528 | 8.29e-06 | 2023 | Mitigation | 0.08575 | 30 | 0 | esc | 0.0012005 | 5.8284e-11 | 0.00060025 | 2.9142e-11 | 0.0015435 | 7.4937e-11
[35 empty] | 7.3.1.1 A summarized risk map that shows the overall ignition probability and estimated wildfire consequence along the electric lines and equipment | WLDFR | HFTD - Distribution - Tier 2 - 2QU CoRE ¦ 4QU LoRE | 2038 | 0.31657 | 0.017624 | 4.9187 | 0 | 4.9187 | 0.01097 | 3.0617 | 0 | 3.0617 | 0.023824 | 6.6491 | 0 | 6.6491 | 0.025018 | 6.9825 | 0 | 6.9825 | 1.5571 | 0.96925 | 2.1049 | 2.2105 | 0.023824 | 0.0075419 | 6.6491 | 2.1049 | 0 | 0 | 6.6491 | 2.1049 | [11 empty] | WLDFR | HFTD - Distribution - Tier 2 - 1QU CoRE ¦ 1QU LoRE | Seismic - Non-Red Flag Warning - Catastrophic Fires | 2046 | 1.3514e-12 | 6.757e-13 | 1.7375e-12 | 26191.7278 | 544.1291 | 16654.7414 | 8992.8573 | 0 | 0 | 0 | 1.1257e-09 |  | 3.5395e-08 | 0 | 3.5395e-08 | 1.7698e-08 | 0 | 1.7698e-08 | 4.5508e-08 | 0 | 4.5508e-08 | [16 empty] | 7.3.1.3 Ignition probability mapping showing the probability of ignition along the electric lines and equipmentWLDFRAggregatedAggregated | WLDFR | HFTD - Distribution - Tier 2 - 1QU CoRE ¦ 1QU LoRE | Seismic - Red Flag Warning - Catastrophic Fires | Aggregated | Aggregated | 2024 | 4.855e-08 | 0 | 170.7528 | 8.29e-06 | 2024 | Mitigation | 0.08575 | 30 | 0 | esc | 0.0012005 | 5.8284e-11 | 0.00060025 | 2.9142e-11 | 0.0015435 | 7.4937e-11
[35 empty] | 7.3.1.1 A summarized risk map that shows the overall ignition probability and estimated wildfire consequence along the electric lines and equipment | WLDFR | HFTD - Distribution - Tier 2 - 2QU CoRE ¦ 4QU LoRE | 2039 | 0.29586 | 0.017624 | 4.9187 | 0 | 4.9187 | 0.01097 | 3.0617 | 0 | 3.0617 | 0.023824 | 6.6491 | 0 | 6.6491 | 0.025018 | 6.9825 | 0 | 6.9825 | 1.4553 | 0.90584 | 1.9672 | 2.0659 | 0.023824 | 0.0070485 | 6.6491 | 1.9672 | 0 | 0 | 6.6491 | 1.9672 | [11 empty] | WLDFR | HFTD - Distribution - Tier 2 - 1QU CoRE ¦ 1QU LoRE | Seismic - Non-Red Flag Warning - Catastrophic Fires | 2047 | 1.3514e-12 | 6.757e-13 | 1.7375e-12 | 26191.7278 | 544.1291 | 16654.7414 | 8992.8573 | 0 | 0 | 0 | 1.1257e-09 |  | 3.5395e-08 | 0 | 3.5395e-08 | 1.7698e-08 | 0 | 1.7698e-08 | 4.5508e-08 | 0 | 4.5508e-08 | [16 empty] | 7.3.1.3 Ignition probability mapping showing the probability of ignition along the electric lines and equipmentWLDFRAggregatedAggregated | WLDFR | HFTD - Distribution - Tier 2 - 1QU CoRE ¦ 1QU LoRE | Seismic - Red Flag Warning - Catastrophic Fires | Aggregated | Aggregated | 2025 | 4.855e-08 | 0 | 170.7528 | 8.29e-06 | 2025 | Mitigation | 0.08575 | 30 | 0 | esc | 0.0012005 | 5.8284e-11 | 0.00060025 | 2.9142e-11 | 0.0015435 | 7.4937e-11
[35 empty] | 7.3.1.1 A summarized risk map that shows the overall ignition probability and estimated wildfire consequence along the electric lines and equipment | WLDFR | HFTD - Distribution - Tier 2 - 2QU CoRE ¦ 4QU LoRE | 2040 | 0.27651 | 0.017624 | 4.9187 | 0 | 4.9187 | 0.01097 | 3.0617 | 0 | 3.0617 | 0.023824 | 6.6491 | 0 | 6.6491 | 0.025018 | 6.9825 | 0 | 6.9825 | 1.3601 | 0.84658 | 1.8385 | 1.9307 | 0.023824 | 0.0065874 | 6.6491 | 1.8385 | 0 | 0 | 6.6491 | 1.8385 | [11 empty] | WLDFR | HFTD - Distribution - Tier 2 - 1QU CoRE ¦ 1QU LoRE | Seismic - Non-Red Flag Warning - Catastrophic Fires | 2048 | 1.3514e-12 | 6.757e-13 | 1.7375e-12 | 27464.7227 | 578.8407 | 17445.538 | 9440.3441 | 0 | 0 | 0 | 1.1257e-09 |  | 3.7116e-08 | 0 | 3.7116e-08 | 1.8558e-08 | 0 | 1.8558e-08 | 4.772e-08 | 0 | 4.772e-08 | [16 empty] | 7.3.1.3 Ignition probability mapping showing the probability of ignition along the electric lines and equipmentWLDFRAggregatedAggregated | WLDFR | HFTD - Distribution - Tier 2 - 1QU CoRE ¦ 1QU LoRE | Seismic - Red Flag Warning - Catastrophic Fires | Aggregated | Aggregated | 2026 | 4.855e-08 | 0 | 170.7528 | 8.29e-06 | 2026 | Mitigation | 0.08575 | 30 | 0 | esc | 0.0012005 | 5.8284e-11 | 0.00060025 | 2.9142e-11 | 0.0015435 | 7.4937e-11
[35 empty] | 7.3.1.1 A summarized risk map that shows the overall ignition probability and estimated wildfire consequence along the electric lines and equipment | WLDFR | HFTD - Distribution - Tier 2 - 2QU CoRE ¦ 4QU LoRE | 2041 | 0.25842 | 0.017624 | 4.9187 | 0 | 4.9187 | 0.01097 | 3.0617 | 0 | 3.0617 | 0.023824 | 6.6491 | 0 | 6.6491 | 0.025018 | 6.9825 | 0 | 6.9825 | 1.2711 | 0.7912 | 1.7182 | 1.8044 | 0.023824 | 0.0061564 | 6.6491 | 1.7182 | 0 | 0 | 6.6491 | 1.7182 | [11 empty] | WLDFR | HFTD - Distribution - Tier 2 - 1QU CoRE ¦ 1QU LoRE | Seismic - Non-Red Flag Warning - Catastrophic Fires | 2049 | 1.3514e-12 | 6.757e-13 | 1.7375e-12 | 27464.7227 | 578.8407 | 17445.538 | 9440.3441 | 0 | 0 | 0 | 1.1257e-09 |  | 3.7116e-08 | 0 | 3.7116e-08 | 1.8558e-08 | 0 | 1.8558e-08 | 4.772e-08 | 0 | 4.772e-08 | [16 empty] | 7.3.1.3 Ignition probability mapping showing the probability of ignition along the electric lines and equipmentWLDFRAggregatedAggregated | WLDFR | HFTD - Distribution - Tier 2 - 1QU CoRE ¦ 1QU LoRE | Seismic - Red Flag Warning - Catastrophic Fires | Aggregated | Aggregated | 2027 | 4.855e-08 | 0 | 170.7528 | 8.29e-06 | 2027 | Mitigation | 0.08575 | 30 | 0 | esc | 0.0012005 | 5.8284e-11 | 0.00060025 | 2.9142e-11 | 0.0015435 | 7.4937e-11
[35 empty] | 7.3.1.1 A summarized risk map that shows the overall ignition probability and estimated wildfire consequence along the electric lines and equipment | WLDFR | HFTD - Distribution - Tier 2 - 2QU CoRE ¦ 4QU LoRE | 2042 | 0.24151 | 0.017624 | 4.9187 | 0 | 4.9187 | 0.01097 | 3.0617 | 0 | 3.0617 | 0.023824 | 6.6491 | 0 | 6.6491 | 0.025018 | 6.9825 | 0 | 6.9825 | 1.1879 | 0.73944 | 1.6058 | 1.6864 | 0.023824 | 0.0057537 | 6.6491 | 1.6058 | 0 | 0 | 6.6491 | 1.6058 | [11 empty] | WLDFR | HFTD - Distribution - Tier 2 - 1QU CoRE ¦ 1QU LoRE | Seismic - Non-Red Flag Warning - Catastrophic Fires | 2050 | 0 | 6.757e-13 | 1.7375e-12 | 27464.7227 | 578.8407 | 17445.538 | 9440.3441 | 0 | 0 | 0 | 1.1257e-09 |  | 0 | 0 | 0 | 1.8558e-08 | 0 | 1.8558e-08 | 4.772e-08 | 0 | 4.772e-08 | [16 empty] | 7.3.1.3 Ignition probability mapping showing the probability of ignition along the electric lines and equipmentWLDFRAggregatedAggregated | WLDFR | HFTD - Distribution - Tier 2 - 1QU CoRE ¦ 1QU LoRE | Seismic - Red Flag Warning - Catastrophic Fires | Aggregated | Aggregated | 2028 | 4.855e-08 | 0 | 170.7528 | 8.29e-06 | 2028 | Mitigation | 0.08575 | 30 | 0 | esc | 0.0012005 | 5.8284e-11 | 0.00060025 | 2.9142e-11 | 0.0015435 | 7.4937e-11
[35 empty] | 7.3.1.1 A summarized risk map that shows the overall ignition probability and estimated wildfire consequence along the electric lines and equipment | WLDFR | HFTD - Distribution - Tier 2 - 2QU CoRE ¦ 4QU LoRE | 2043 | 0.22571 | 0.017624 | 5.164 | 0 | 5.164 | 0.01097 | 3.2143 | 0 | 3.2143 | 0.023824 | 6.9806 | 0 | 6.9806 | 0.025018 | 7.3306 | 0 | 7.3306 | 1.1656 | 0.72552 | 1.5756 | 1.6546 | 0.023824 | 0.0053773 | 6.9806 | 1.5756 | 0 | 0 | 6.9806 | 1.5756 | [11 empty] | WLDFR | HFTD - Distribution - Tier 2 - 1QU CoRE ¦ 1QU LoRE | Seismic - Non-Red Flag Warning - Catastrophic Fires | 2051 | 0 | 0 | 1.7375e-12 | 27464.7227 | 578.8407 | 17445.538 | 9440.3441 | 0 | 0 | 0 | 1.1257e-09 |  | 0 | 0 | 0 | 0 | 0 | 0 | 4.772e-08 | 0 | 4.772e-08 | [16 empty] | 7.3.1.3 Ignition probability mapping showing the probability of ignition along the electric lines and equipmentWLDFRAggregatedAggregated | WLDFR | HFTD - Distribution - Tier 2 - 1QU CoRE ¦ 1QU LoRE | Seismic - Red Flag Warning - Catastrophic Fires | Aggregated | Aggregated | 2029 | 4.855e-08 | 0 | 170.7528 | 8.29e-06 | 2029 | Mitigation | 0.08575 | 30 | 0 | esc | 0.0012005 | 5.8284e-11 | 0.00060025 | 2.9142e-11 | 0.0015435 | 7.4937e-11
[35 empty] | 7.3.1.1 A summarized risk map that shows the overall ignition probability and estimated wildfire consequence along the electric lines and equipment | WLDFR | HFTD - Distribution - Tier 2 - 2QU CoRE ¦ 4QU LoRE | 2044 | 0.21095 | 0.017624 | 5.164 | 0 | 5.164 | 0.01097 | 3.2143 | 0 | 3.2143 | 0.023824 | 6.9806 | 0 | 6.9806 | 0.025018 | 7.3306 | 0 | 7.3306 | 1.0893 | 0.67805 | 1.4725 | 1.5464 | 0.023824 | 0.0050255 | 6.9806 | 1.4725 | 0 | 0 | 6.9806 | 1.4725 | [11 empty] | WLDFR | HFTD - Distribution - Tier 2 - 1QU CoRE ¦ 1QU LoRE | Seismic - Red Flag Warning - Catastrophic Fires | 2020 | 5.8284e-11 | 0 | 0 | 21083.8428 | 409.2237 | 13469.0878 | 7205.5313 | 0 | 0 | 0 | 4.855e-08 |  | 1.2289e-06 | 0 | 1.2289e-06 | 0 | 0 | 0 | 0 | 0 | 0 | [16 empty] | 7.3.1.3 Ignition probability mapping showing the probability of ignition along the electric lines and equipmentWLDFRAggregatedAggregated | WLDFR | HFTD - Distribution - Tier 2 - 1QU CoRE ¦ 1QU LoRE | Seismic - Red Flag Warning - Catastrophic Fires | Aggregated | Aggregated | 2030 | 4.855e-08 | 0 | 170.7528 | 8.29e-06 | 2030 | Mitigation | 0.08575 | 30 | 0 | esc | 0.0012005 | 5.8284e-11 | 0.00060025 | 2.9142e-11 | 0.0015435 | 7.4937e-11
[35 empty] | 7.3.1.1 A summarized risk map that shows the overall ignition probability and estimated wildfire consequence along the electric lines and equipment | WLDFR | HFTD - Distribution - Tier 2 - 2QU CoRE ¦ 4QU LoRE | 2045 | 0.19715 | 0.017624 | 5.164 | 0 | 5.164 | 0.01097 | 3.2143 | 0 | 3.2143 | 0.023824 | 6.9806 | 0 | 6.9806 | 0.025018 | 7.3306 | 0 | 7.3306 | 1.0181 | 0.6337 | 1.3762 | 1.4452 | 0.023824 | 0.0046967 | 6.9806 | 1.3762 | 0 | 0 | 6.9806 | 1.3762 | [11 empty] | WLDFR | HFTD - Distribution - Tier 2 - 1QU CoRE ¦ 1QU LoRE | Seismic - Red Flag Warning - Catastrophic Fires | 2021 | 5.8284e-11 | 2.9142e-11 | 0 | 21083.8428 | 409.2237 | 13469.0878 | 7205.5313 | 0 | 0 | 0 | 4.855e-08 |  | 1.2289e-06 | 0 | 1.2289e-06 | 6.1443e-07 | 0 | 6.1443e-07 | 0 | 0 | 0 | [16 empty] | 7.3.1.3 Ignition probability mapping showing the probability of ignition along the electric lines and equipmentWLDFRAggregatedAggregated | WLDFR | HFTD - Distribution - Tier 2 - 1QU CoRE ¦ 1QU LoRE | Seismic - Red Flag Warning - Catastrophic Fires | Aggregated | Aggregated | 2031 | 4.855e-08 | 0 | 170.7528 | 8.29e-06 | 2031 | Mitigation | 0.08575 | 30 | 0 | esc | 0.0012005 | 5.8284e-11 | 0.00060025 | 2.9142e-11 | 0.0015435 | 7.4937e-11
[35 empty] | 7.3.1.1 A summarized risk map that shows the overall ignition probability and estimated wildfire consequence along the electric lines and equipment | WLDFR | HFTD - Distribution - Tier 2 - 2QU CoRE ¦ 4QU LoRE | 2046 | 0.18425 | 0.017624 | 5.164 | 0 | 5.164 | 0.01097 | 3.2143 | 0 | 3.2143 | 0.023824 | 6.9806 | 0 | 6.9806 | 0.025018 | 7.3306 | 0 | 7.3306 | 0.95146 | 0.59224 | 1.2862 | 1.3507 | 0.023824 | 0.0043895 | 6.9806 | 1.2862 | 0 | 0 | 6.9806 | 1.2862 | [11 empty] | WLDFR | HFTD - Distribution - Tier 2 - 1QU CoRE ¦ 1QU LoRE | Seismic - Red Flag Warning - Catastrophic Fires | 2022 | 5.8284e-11 | 2.9142e-11 | 7.4937e-11 | 21083.8428 | 409.2237 | 13469.0878 | 7205.5313 | 0 | 0 | 0 | 4.855e-08 |  | 1.2289e-06 | 0 | 1.2289e-06 | 6.1443e-07 | 0 | 6.1443e-07 | 1.58e-06 | 0 | 1.58e-06 | [16 empty] | 7.3.1.3 Ignition probability mapping showing the probability of ignition along the electric lines and equipmentWLDFRAggregatedAggregated | WLDFR | HFTD - Distribution - Tier 2 - 1QU CoRE ¦ 1QU LoRE | Seismic - Red Flag Warning - Catastrophic Fires | Aggregated | Aggregated | 2032 | 4.855e-08 | 0 | 170.7528 | 8.29e-06 | 2032 | Mitigation | 0.08575 | 30 | 0 | esc | 0.0012005 | 5.8284e-11 | 0.00060025 | 2.9142e-11 | 0.0015435 | 7.4937e-11
[35 empty] | 7.3.1.1 A summarized risk map that shows the overall ignition probability and estimated wildfire consequence along the electric lines and equipment | WLDFR | HFTD - Distribution - Tier 2 - 2QU CoRE ¦ 4QU LoRE | 2047 | 0.1722 | 0.017624 | 5.164 | 0 | 5.164 | 0.01097 | 3.2143 | 0 | 3.2143 | 0.023824 | 6.9806 | 0 | 6.9806 | 0.025018 | 7.3306 | 0 | 7.3306 | 0.88921 | 0.55349 | 1.202 | 1.2623 | 0.023824 | 0.0041023 | 6.9806 | 1.202 | 0 | 0 | 6.9806 | 1.202 | [11 empty] | WLDFR | HFTD - Distribution - Tier 2 - 1QU CoRE ¦ 1QU LoRE | Seismic - Red Flag Warning - Catastrophic Fires | 2023 | 5.8284e-11 | 2.9142e-11 | 7.4937e-11 | 21835.9781 | 428.6023 | 13939.561 | 7467.8148 | 0 | 0 | 0 | 4.855e-08 |  | 1.2727e-06 | 0 | 1.2727e-06 | 6.3635e-07 | 0 | 6.3635e-07 | 1.6363e-06 | 0 | 1.6363e-06 | [16 empty] | 7.3.1.3 Ignition probability mapping showing the probability of ignition along the electric lines and equipmentWLDFRAggregatedAggregated | WLDFR | HFTD - Distribution - Tier 2 - 1QU CoRE ¦ 1QU LoRE | Seismic - Red Flag Warning - Catastrophic Fires | Aggregated | Aggregated | 2033 | 4.855e-08 | 0 | 170.7528 | 8.29e-06 | 2033 | Mitigation | 0.08575 | 30 | 0 | esc | 0.0012005 | 5.8284e-11 | 0.00060025 | 2.9142e-11 | 0.0015435 | 7.4937e-11
[35 empty] | 7.3.1.1 A summarized risk map that shows the overall ignition probability and estimated wildfire consequence along the electric lines and equipment | WLDFR | HFTD - Distribution - Tier 2 - 2QU CoRE ¦ 4QU LoRE | 2048 | 0.16093 | 0.017624 | 5.421 | 0 | 5.421 | 0.01097 | 3.3744 | 0 | 3.3744 | 0.023824 | 7.3281 | 0 | 7.3281 | 0.025018 | 7.6956 | 0 | 7.6956 | 0.87241 | 0.54304 | 1.1793 | 1.2385 | 0.023824 | 0.0038339 | 7.3281 | 1.1793 | 0 | 0 | 7.3281 | 1.1793 | [11 empty] | WLDFR | HFTD - Distribution - Tier 2 - 1QU CoRE ¦ 1QU LoRE | Seismic - Red Flag Warning - Catastrophic Fires | 2024 | 5.8284e-11 | 2.9142e-11 | 7.4937e-11 | 21835.9781 | 428.6023 | 13939.561 | 7467.8148 | 0 | 0 | 0 | 4.855e-08 |  | 1.2727e-06 | 0 | 1.2727e-06 | 6.3635e-07 | 0 | 6.3635e-07 | 1.6363e-06 | 0 | 1.6363e-06 | [16 empty] | 7.3.1.3 Ignition probability mapping showing the probability of ignition along the electric lines and equipmentWLDFRAggregatedAggregated | WLDFR | HFTD - Distribution - Tier 2 - 1QU CoRE ¦ 1QU LoRE | Seismic - Red Flag Warning - Catastrophic Fires | Aggregated | Aggregated | 2034 | 4.855e-08 | 0 | 170.7528 | 8.29e-06 | 2034 | Mitigation | 0.08575 | 30 | 0 | esc | 0.0012005 | 5.8284e-11 | 0.00060025 | 2.9142e-11 | 0.0015435 | 7.4937e-11
[35 empty] | 7.3.1.1 A summarized risk map that shows the overall ignition probability and estimated wildfire consequence along the electric lines and equipment | WLDFR | HFTD - Distribution - Tier 2 - 2QU CoRE ¦ 4QU LoRE | 2049 | 0.1504 | 0.017624 | 5.421 | 0 | 5.421 | 0.01097 | 3.3744 | 0 | 3.3744 | 0.023824 | 7.3281 | 0 | 7.3281 | 0.025018 | 7.6956 | 0 | 7.6956 | 0.81534 | 0.50751 | 1.1022 | 1.1574 | 0.023824 | 0.0035831 | 7.3281 | 1.1022 | 0 | 0 | 7.3281 | 1.1022 | [11 empty] | WLDFR | HFTD - Distribution - Tier 2 - 1QU CoRE ¦ 1QU LoRE | Seismic - Red Flag Warning - Catastrophic Fires | 2025 | 5.8284e-11 | 2.9142e-11 | 7.4937e-11 | 21835.9781 | 428.6023 | 13939.561 | 7467.8148 | 0 | 0 | 0 | 4.855e-08 |  | 1.2727e-06 | 0 | 1.2727e-06 | 6.3635e-07 | 0 | 6.3635e-07 | 1.6363e-06 | 0 | 1.6363e-06 | [16 empty] | 7.3.1.3 Ignition probability mapping showing the probability of ignition along the electric lines and equipmentWLDFRAggregatedAggregated | WLDFR | HFTD - Distribution - Tier 2 - 1QU CoRE ¦ 1QU LoRE | Seismic - Red Flag Warning - Catastrophic Fires | Aggregated | Aggregated | 2035 | 4.855e-08 | 0 | 170.7528 | 8.29e-06 | 2035 | Mitigation | 0.08575 | 30 | 0 | esc | 0.0012005 | 5.8284e-11 | 0.00060025 | 2.9142e-11 | 0.0015435 | 7.4937e-11
[35 empty] | 7.3.1.1 A summarized risk map that shows the overall ignition probability and estimated wildfire consequence along the electric lines and equipment | WLDFR | HFTD - Distribution - Tier 2 - 2QU CoRE ¦ 4QU LoRE | 2050 | 0.14056 | 0 | 0 | 0 | 0 | 0.01097 | 3.3744 | 0 | 3.3744 | 0.023824 | 7.3281 | 0 | 7.3281 | 0.025018 | 7.6956 | 0 | 7.6956 | 0 | 0.47431 | 1.0301 | 1.0817 | 0.023824 | 0.0033487 | 7.3281 | 1.0301 | 0 | 0 | 7.3281 | 1.0301 | [11 empty] | WLDFR | HFTD - Distribution - Tier 2 - 1QU CoRE ¦ 1QU LoRE | Seismic - Red Flag Warning - Catastrophic Fires | 2026 | 5.8284e-11 | 2.9142e-11 | 7.4937e-11 | 21835.9781 | 428.6023 | 13939.561 | 7467.8148 | 0 | 0 | 0 | 4.855e-08 |  | 1.2727e-06 | 0 | 1.2727e-06 | 6.3635e-07 | 0 | 6.3635e-07 | 1.6363e-06 | 0 | 1.6363e-06 | [16 empty] | 7.3.1.3 Ignition probability mapping showing the probability of ignition along the electric lines and equipmentWLDFRAggregatedAggregated | WLDFR | HFTD - Distribution - Tier 2 - 1QU CoRE ¦ 1QU LoRE | Seismic - Red Flag Warning - Catastrophic Fires | Aggregated | Aggregated | 2036 | 4.855e-08 | 0 | 170.7528 | 8.29e-06 | 2036 | Mitigation | 0.08575 | 30 | 0 | esc | 0.0012005 | 5.8284e-11 | 0.00060025 | 2.9142e-11 | 0.0015435 | 7.4937e-11
[35 empty] | 7.3.1.1 A summarized risk map that shows the overall ignition probability and estimated wildfire consequence along the electric lines and equipment | WLDFR | HFTD - Distribution - Tier 2 - 2QU CoRE ¦ 4QU LoRE | 2051 | 0.13137 | 0 | 0 | 0 | 0 | 0 | 0 | 0 | 0 | 0.023824 | 7.3281 | 0 | 7.3281 | 0.025018 | 7.6956 | 0 | 7.6956 | 0 | 0 | 0.96267 | 1.0109 | 0.023824 | 0.0031296 | 7.3281 | 0.96267 | 0 | 0 | 7.3281 | 0.96267 | [11 empty] | WLDFR | HFTD - Distribution - Tier 2 - 1QU CoRE ¦ 1QU LoRE | Seismic - Red Flag Warning - Catastrophic Fires | 2027 | 5.8284e-11 | 2.9142e-11 | 7.4937e-11 | 21835.9781 | 428.6023 | 13939.561 | 7467.8148 | 0 | 0 | 0 | 4.855e-08 |  | 1.2727e-06 | 0 | 1.2727e-06 | 6.3635e-07 | 0 | 6.3635e-07 | 1.6363e-06 | 0 | 1.6363e-06 | [16 empty] | 7.3.1.3 Ignition probability mapping showing the probability of ignition along the electric lines and equipmentWLDFRAggregatedAggregated | WLDFR | HFTD - Distribution - Tier 2 - 1QU CoRE ¦ 1QU LoRE | Seismic - Red Flag Warning - Catastrophic Fires | Aggregated | Aggregated | 2037 | 4.855e-08 | 0 | 170.7528 | 8.29e-06 | 2037 | Mitigation | 0.08575 | 30 | 0 | esc | 0.0012005 | 5.8284e-11 | 0.00060025 | 2.9142e-11 | 0.0015435 | 7.4937e-11
[35 empty] | 7.3.1.1 A summarized risk map that shows the overall ignition probability and estimated wildfire consequence along the electric lines and equipment | WLDFR | HFTD - Distribution - Tier 2 - 2QU CoRE ¦ 4QU LoRE | 2052 | 0.12277 | 0 | 0 | 0 | 0 | 0 | 0 | 0 | 0 | 0 | 0 | 0 | 0 | 0.025018 | 7.6956 | 0 | 7.6956 | 0 | 0 | 0 | 0.94481 | 0 | 0 | 0 | 0 | 0 | 0 | 0 | 0 | [11 empty] | WLDFR | HFTD - Distribution - Tier 2 - 1QU CoRE ¦ 1QU LoRE | Seismic - Red Flag Warning - Catastrophic Fires | 2028 | 5.8284e-11 | 2.9142e-11 | 7.4937e-11 | 22783.187 | 453.261 | 14531.3357 | 7798.5904 | 0 | 0 | 0 | 4.855e-08 |  | 1.3279e-06 | 0 | 1.3279e-06 | 6.6395e-07 | 0 | 6.6395e-07 | 1.7073e-06 | 0 | 1.7073e-06 | [16 empty] | 7.3.1.3 Ignition probability mapping showing the probability of ignition along the electric lines and equipmentWLDFRAggregatedAggregated | WLDFR | HFTD - Distribution - Tier 2 - 1QU CoRE ¦ 1QU LoRE | Seismic - Red Flag Warning - Catastrophic Fires | Aggregated | Aggregated | 2038 | 4.855e-08 | 0 | 170.7528 | 8.29e-06 | 2038 | Mitigation | 0.08575 | 30 | 0 | esc | 0.0012005 | 5.8284e-11 | 0.00060025 | 2.9142e-11 | 0.0015435 | 7.4937e-11
[35 empty] | 7.3.1.1 A summarized risk map that shows the overall ignition probability and estimated wildfire consequence along the electric lines and equipment | WLDFR | HFTD - Distribution - Tier 2 - 2QU CoRE ¦ 5QU LoRE | 2020 | 1 | 0.016078 | 4.3343 | 0 | 4.3343 | 0 | 0 | 0 | 0 | 0 | 0 | 0 | 0 | 0 | 0 | 0 | 0 | 4.3343 | 0 | 0 | 0 | 0 | 0 | 0 | 0 | 0 | 0 | 0 | 0 | [11 empty] | WLDFR | HFTD - Distribution - Tier 2 - 1QU CoRE ¦ 1QU LoRE | Seismic - Red Flag Warning - Catastrophic Fires | 2029 | 5.8284e-11 | 2.9142e-11 | 7.4937e-11 | 22783.187 | 453.261 | 14531.3357 | 7798.5904 | 0 | 0 | 0 | 4.855e-08 |  | 1.3279e-06 | 0 | 1.3279e-06 | 6.6395e-07 | 0 | 6.6395e-07 | 1.7073e-06 | 0 | 1.7073e-06 | [16 empty] | 7.3.1.3 Ignition probability mapping showing the probability of ignition along the electric lines and equipmentWLDFRAggregatedAggregated | WLDFR | HFTD - Distribution - Tier 2 - 1QU CoRE ¦ 1QU LoRE | Seismic - Red Flag Warning - Catastrophic Fires | Aggregated | Aggregated | 2039 | 4.855e-08 | 0 | 170.7528 | 8.29e-06 | 2039 | Mitigation | 0.08575 | 30 | 0 | esc | 0.0012005 | 5.8284e-11 | 0.00060025 | 2.9142e-11 | 0.0015435 | 7.4937e-11
[35 empty] | 7.3.1.1 A summarized risk map that shows the overall ignition probability and estimated wildfire consequence along the electric lines and equipment | WLDFR | HFTD - Distribution - Tier 2 - 2QU CoRE ¦ 5QU LoRE | 2021 | 1 | 0.016078 | 4.3343 | 0 | 4.3343 | 0.010008 | 2.6979 | 0 | 2.6979 | 0 | 0 | 0 | 0 | 0 | 0 | 0 | 0 | 4.3343 | 2.6979 | 0 | 0 | 0 | 0 | 0 | 0 | 0 | 0 | 0 | 0 | [11 empty] | WLDFR | HFTD - Distribution - Tier 2 - 1QU CoRE ¦ 1QU LoRE | Seismic - Red Flag Warning - Catastrophic Fires | 2030 | 5.8284e-11 | 2.9142e-11 | 7.4937e-11 | 22783.187 | 453.261 | 14531.3357 | 7798.5904 | 0 | 0 | 0 | 4.855e-08 |  | 1.3279e-06 | 0 | 1.3279e-06 | 6.6395e-07 | 0 | 6.6395e-07 | 1.7073e-06 | 0 | 1.7073e-06 | [16 empty] | 7.3.1.3 Ignition probability mapping showing the probability of ignition along the electric lines and equipmentWLDFRAggregatedAggregated | WLDFR | HFTD - Distribution - Tier 2 - 1QU CoRE ¦ 1QU LoRE | Seismic - Red Flag Warning - Catastrophic Fires | Aggregated | Aggregated | 2040 | 4.855e-08 | 0 | 170.7528 | 8.29e-06 | 2040 | Mitigation | 0.08575 | 30 | 0 | esc | 0.0012005 | 5.8284e-11 | 0.00060025 | 2.9142e-11 | 0.0015435 | 7.4937e-11
[35 empty] | 7.3.1.1 A summarized risk map that shows the overall ignition probability and estimated wildfire consequence along the electric lines and equipment | WLDFR | HFTD - Distribution - Tier 2 - 2QU CoRE ¦ 5QU LoRE | 2022 | 0.93458 | 0.016053 | 4.2939 | 0 | 4.2939 | 0.0099926 | 2.6727 | 0 | 2.6727 | 0.022844 | 6.1101 | 0 | 6.1101 | 0 | 0 | 0 | 0 | 4.013 | 2.4979 | 5.7103 | 0 | 0.022844 | 0.021349 | 6.1101 | 5.7103 | 0 | 0 | 6.1101 | 5.7103 | [11 empty] | WLDFR | HFTD - Distribution - Tier 2 - 1QU CoRE ¦ 1QU LoRE | Seismic - Red Flag Warning - Catastrophic Fires | 2031 | 5.8284e-11 | 2.9142e-11 | 7.4937e-11 | 22783.187 | 453.261 | 14531.3357 | 7798.5904 | 0 | 0 | 0 | 4.855e-08 |  | 1.3279e-06 | 0 | 1.3279e-06 | 6.6395e-07 | 0 | 6.6395e-07 | 1.7073e-06 | 0 | 1.7073e-06 | [16 empty] | 7.3.1.3 Ignition probability mapping showing the probability of ignition along the electric lines and equipmentWLDFRAggregatedAggregated | WLDFR | HFTD - Distribution - Tier 2 - 1QU CoRE ¦ 1QU LoRE | Seismic - Red Flag Warning - Catastrophic Fires | Aggregated | Aggregated | 2041 | 4.855e-08 | 0 | 170.7528 | 8.29e-06 | 2041 | Mitigation | 0.08575 | 30 | 0 | esc | 0.0012005 | 5.8284e-11 | 0.00060025 | 2.9142e-11 | 0.0015435 | 7.4937e-11
[35 empty] | 7.3.1.1 A summarized risk map that shows the overall ignition probability and estimated wildfire consequence along the electric lines and equipment | WLDFR | HFTD - Distribution - Tier 2 - 2QU CoRE ¦ 5QU LoRE | 2023 | 0.87344 | 0.016053 | 4.4512 | 0 | 4.4512 | 0.0099926 | 2.7707 | 0 | 2.7707 | 0.022844 | 6.334 | 0 | 6.334 | 0.023989 | 6.6516 | 0 | 6.6516 | 3.8879 | 2.42 | 5.5323 | 5.8097 | 0.022844 | 0.019953 | 6.334 | 5.5323 | 0 | 0 | 6.334 | 5.5323 | [11 empty] | WLDFR | HFTD - Distribution - Tier 2 - 1QU CoRE ¦ 1QU LoRE | Seismic - Red Flag Warning - Catastrophic Fires | 2032 | 5.8284e-11 | 2.9142e-11 | 7.4937e-11 | 22783.187 | 453.261 | 14531.3357 | 7798.5904 | 0 | 0 | 0 | 4.855e-08 |  | 1.3279e-06 | 0 | 1.3279e-06 | 6.6395e-07 | 0 | 6.6395e-07 | 1.7073e-06 | 0 | 1.7073e-06 | [16 empty] | 7.3.1.3 Ignition probability mapping showing the probability of ignition along the electric lines and equipmentWLDFRAggregatedAggregated | WLDFR | HFTD - Distribution - Tier 2 - 1QU CoRE ¦ 1QU LoRE | Seismic - Red Flag Warning - Catastrophic Fires | Aggregated | Aggregated | 2042 | 4.855e-08 | 0 | 170.7528 | 8.29e-06 | 2042 | Mitigation | 0.08575 | 30 | 0 | esc | 0.0012005 | 5.8284e-11 | 0.00060025 | 2.9142e-11 | 0.0015435 | 7.4937e-11
[35 empty] | 7.3.1.1 A summarized risk map that shows the overall ignition probability and estimated wildfire consequence along the electric lines and equipment | WLDFR | HFTD - Distribution - Tier 2 - 2QU CoRE ¦ 5QU LoRE | 2024 | 0.8163 | 0.016053 | 4.4512 | 0 | 4.4512 | 0.0099926 | 2.7707 | 0 | 2.7707 | 0.022844 | 6.334 | 0 | 6.334 | 0.023989 | 6.6516 | 0 | 6.6516 | 3.6335 | 2.2617 | 5.1704 | 5.4297 | 0.022844 | 0.018647 | 6.334 | 5.1704 | 0 | 0 | 6.334 | 5.1704 | [11 empty] | WLDFR | HFTD - Distribution - Tier 2 - 1QU CoRE ¦ 1QU LoRE | Seismic - Red Flag Warning - Catastrophic Fires | 2033 | 5.8284e-11 | 2.9142e-11 | 7.4937e-11 | 23835.2641 | 480.9649 | 15187.7294 | 8166.5698 | 0 | 0 | 0 | 4.855e-08 |  | 1.3892e-06 | 0 | 1.3892e-06 | 6.9461e-07 | 0 | 6.9461e-07 | 1.7861e-06 | 0 | 1.7861e-06 | [16 empty] | 7.3.1.3 Ignition probability mapping showing the probability of ignition along the electric lines and equipmentWLDFRAggregatedAggregated | WLDFR | HFTD - Distribution - Tier 2 - 1QU CoRE ¦ 1QU LoRE | Seismic - Red Flag Warning - Catastrophic Fires | Aggregated | Aggregated | 2043 | 4.855e-08 | 0 | 170.7528 | 8.29e-06 | 2043 | Mitigation | 0.08575 | 30 | 0 | esc | 0.0012005 | 5.8284e-11 | 0.00060025 | 2.9142e-11 | 0.0015435 | 7.4937e-11
[35 empty] | 7.3.1.1 A summarized risk map that shows the overall ignition probability and estimated wildfire consequence along the electric lines and equipment | WLDFR | HFTD - Distribution - Tier 2 - 2QU CoRE ¦ 5QU LoRE | 2025 | 0.7629 | 0.016053 | 4.4512 | 0 | 4.4512 | 0.0099926 | 2.7707 | 0 | 2.7707 | 0.022844 | 6.334 | 0 | 6.334 | 0.023989 | 6.6516 | 0 | 6.6516 | 3.3958 | 2.1137 | 4.8321 | 5.0745 | 0.022844 | 0.017427 | 6.334 | 4.8321 | 0 | 0 | 6.334 | 4.8321 | [11 empty] | WLDFR | HFTD - Distribution - Tier 2 - 1QU CoRE ¦ 1QU LoRE | Seismic - Red Flag Warning - Catastrophic Fires | 2034 | 5.8284e-11 | 2.9142e-11 | 7.4937e-11 | 23835.2641 | 480.9649 | 15187.7294 | 8166.5698 | 0 | 0 | 0 | 4.855e-08 |  | 1.3892e-06 | 0 | 1.3892e-06 | 6.9461e-07 | 0 | 6.9461e-07 | 1.7861e-06 | 0 | 1.7861e-06 | [16 empty] | 7.3.1.3 Ignition probability mapping showing the probability of ignition along the electric lines and equipmentWLDFRAggregatedAggregated | WLDFR | HFTD - Distribution - Tier 2 - 1QU CoRE ¦ 1QU LoRE | Seismic - Red Flag Warning - Catastrophic Fires | Aggregated | Aggregated | 2044 | 4.855e-08 | 0 | 170.7528 | 8.29e-06 | 2044 | Mitigation | 0.08575 | 30 | 0 | esc | 0.0012005 | 5.8284e-11 | 0.00060025 | 2.9142e-11 | 0.0015435 | 7.4937e-11
[35 empty] | 7.3.1.1 A summarized risk map that shows the overall ignition probability and estimated wildfire consequence along the electric lines and equipment | WLDFR | HFTD - Distribution - Tier 2 - 2QU CoRE ¦ 5QU LoRE | 2026 | 0.71299 | 0.016053 | 4.4512 | 0 | 4.4512 | 0.0099926 | 2.7707 | 0 | 2.7707 | 0.022844 | 6.334 | 0 | 6.334 | 0.023989 | 6.6516 | 0 | 6.6516 | 3.1737 | 1.9755 | 4.516 | 4.7425 | 0.022844 | 0.016287 | 6.334 | 4.516 | 0 | 0 | 6.334 | 4.516 | [11 empty] | WLDFR | HFTD - Distribution - Tier 2 - 1QU CoRE ¦ 1QU LoRE | Seismic - Red Flag Warning - Catastrophic Fires | 2035 | 5.8284e-11 | 2.9142e-11 | 7.4937e-11 | 23835.2641 | 480.9649 | 15187.7294 | 8166.5698 | 0 | 0 | 0 | 4.855e-08 |  | 1.3892e-06 | 0 | 1.3892e-06 | 6.9461e-07 | 0 | 6.9461e-07 | 1.7861e-06 | 0 | 1.7861e-06 | [16 empty] | 7.3.1.3 Ignition probability mapping showing the probability of ignition along the electric lines and equipmentWLDFRAggregatedAggregated | WLDFR | HFTD - Distribution - Tier 2 - 1QU CoRE ¦ 1QU LoRE | Seismic - Red Flag Warning - Catastrophic Fires | Aggregated | Aggregated | 2045 | 4.855e-08 | 0 | 170.7528 | 8.29e-06 | 2045 | Mitigation | 0.08575 | 30 | 0 | esc | 0.0012005 | 5.8284e-11 | 0.00060025 | 2.9142e-11 | 0.0015435 | 7.4937e-11
[35 empty] | 7.3.1.1 A summarized risk map that shows the overall ignition probability and estimated wildfire consequence along the electric lines and equipment | WLDFR | HFTD - Distribution - Tier 2 - 2QU CoRE ¦ 5QU LoRE | 2027 | 0.66634 | 0.016053 | 4.4512 | 0 | 4.4512 | 0.0099926 | 2.7707 | 0 | 2.7707 | 0.022844 | 6.334 | 0 | 6.334 | 0.023989 | 6.6516 | 0 | 6.6516 | 2.966 | 1.8462 | 4.2206 | 4.4322 | 0.022844 | 0.015222 | 6.334 | 4.2206 | 0 | 0 | 6.334 | 4.2206 | [11 empty] | WLDFR | HFTD - Distribution - Tier 2 - 1QU CoRE ¦ 1QU LoRE | Seismic - Red Flag Warning - Catastrophic Fires | 2036 | 5.8284e-11 | 2.9142e-11 | 7.4937e-11 | 23835.2641 | 480.9649 | 15187.7294 | 8166.5698 | 0 | 0 | 0 | 4.855e-08 |  | 1.3892e-06 | 0 | 1.3892e-06 | 6.9461e-07 | 0 | 6.9461e-07 | 1.7861e-06 | 0 | 1.7861e-06 | [16 empty] | 7.3.1.3 Ignition probability mapping showing the probability of ignition along the electric lines and equipmentWLDFRAggregatedAggregated | WLDFR | HFTD - Distribution - Tier 2 - 1QU CoRE ¦ 1QU LoRE | Seismic - Red Flag Warning - Catastrophic Fires | Aggregated | Aggregated | 2046 | 4.855e-08 | 0 | 170.7528 | 8.29e-06 | 2046 | Mitigation | 0.08575 | 30 | 0 | esc | 0.0012005 | 5.8284e-11 | 0.00060025 | 2.9142e-11 | 0.0015435 | 7.4937e-11
[35 empty] | 7.3.1.1 A summarized risk map that shows the overall ignition probability and estimated wildfire consequence along the electric lines and equipment | WLDFR | HFTD - Distribution - Tier 2 - 2QU CoRE ¦ 5QU LoRE | 2028 | 0.62275 | 0.016053 | 4.6495 | 0 | 4.6495 | 0.0099926 | 2.8941 | 0 | 2.8941 | 0.022844 | 6.6161 | 0 | 6.6161 | 0.023989 | 6.9478 | 0 | 6.9478 | 2.8955 | 1.8023 | 4.1202 | 4.3268 | 0.022844 | 0.014226 | 6.6161 | 4.1202 | 0 | 0 | 6.6161 | 4.1202 | [11 empty] | WLDFR | HFTD - Distribution - Tier 2 - 1QU CoRE ¦ 1QU LoRE | Seismic - Red Flag Warning - Catastrophic Fires | 2037 | 5.8284e-11 | 2.9142e-11 | 7.4937e-11 | 23835.2641 | 480.9649 | 15187.7294 | 8166.5698 | 0 | 0 | 0 | 4.855e-08 |  | 1.3892e-06 | 0 | 1.3892e-06 | 6.9461e-07 | 0 | 6.9461e-07 | 1.7861e-06 | 0 | 1.7861e-06 | [16 empty] | 7.3.1.3 Ignition probability mapping showing the probability of ignition along the electric lines and equipmentWLDFRAggregatedAggregated | WLDFR | HFTD - Distribution - Tier 2 - 1QU CoRE ¦ 1QU LoRE | Seismic - Red Flag Warning - Catastrophic Fires | Aggregated | Aggregated | 2047 | 4.855e-08 | 0 | 170.7528 | 8.29e-06 | 2047 | Mitigation | 0.08575 | 30 | 0 | esc | 0.0012005 | 5.8284e-11 | 0.00060025 | 2.9142e-11 | 0.0015435 | 7.4937e-11
[35 empty] | 7.3.1.1 A summarized risk map that shows the overall ignition probability and estimated wildfire consequence along the electric lines and equipment | WLDFR | HFTD - Distribution - Tier 2 - 2QU CoRE ¦ 5QU LoRE | 2029 | 0.58201 | 0.016053 | 4.6495 | 0 | 4.6495 | 0.0099926 | 2.8941 | 0 | 2.8941 | 0.022844 | 6.6161 | 0 | 6.6161 | 0.023989 | 6.9478 | 0 | 6.9478 | 2.706 | 1.6844 | 3.8506 | 4.0437 | 0.022844 | 0.013295 | 6.6161 | 3.8506 | 0 | 0 | 6.6161 | 3.8506 | [11 empty] | WLDFR | HFTD - Distribution - Tier 2 - 1QU CoRE ¦ 1QU LoRE | Seismic - Red Flag Warning - Catastrophic Fires | 2038 | 5.8284e-11 | 2.9142e-11 | 7.4937e-11 | 24976.6418 | 511.3745 | 15898.8237 | 8566.4437 | 0 | 0 | 0 | 4.855e-08 |  | 1.4557e-06 | 0 | 1.4557e-06 | 7.2787e-07 | 0 | 7.2787e-07 | 1.8717e-06 | 0 | 1.8717e-06 | [16 empty] | 7.3.1.3 Ignition probability mapping showing the probability of ignition along the electric lines and equipmentWLDFRAggregatedAggregated | WLDFR | HFTD - Distribution - Tier 2 - 1QU CoRE ¦ 1QU LoRE | Seismic - Red Flag Warning - Catastrophic Fires | Aggregated | Aggregated | 2048 | 4.855e-08 | 0 | 170.7528 | 8.29e-06 | 2048 | Mitigation | 0.08575 | 30 | 0 | esc | 0.0012005 | 5.8284e-11 | 0.00060025 | 2.9142e-11 | 0.0015435 | 7.4937e-11
[35 empty] | 7.3.1.1 A summarized risk map that shows the overall ignition probability and estimated wildfire consequence along the electric lines and equipment | WLDFR | HFTD - Distribution - Tier 2 - 2QU CoRE ¦ 5QU LoRE | 2030 | 0.54393 | 0.016053 | 4.6495 | 0 | 4.6495 | 0.0099926 | 2.8941 | 0 | 2.8941 | 0.022844 | 6.6161 | 0 | 6.6161 | 0.023989 | 6.9478 | 0 | 6.9478 | 2.529 | 1.5742 | 3.5987 | 3.7792 | 0.022844 | 0.012425 | 6.6161 | 3.5987 | 0 | 0 | 6.6161 | 3.5987 | [11 empty] | WLDFR | HFTD - Distribution - Tier 2 - 1QU CoRE ¦ 1QU LoRE | Seismic - Red Flag Warning - Catastrophic Fires | 2039 | 5.8284e-11 | 2.9142e-11 | 7.4937e-11 | 24976.6418 | 511.3745 | 15898.8237 | 8566.4437 | 0 | 0 | 0 | 4.855e-08 |  | 1.4557e-06 | 0 | 1.4557e-06 | 7.2787e-07 | 0 | 7.2787e-07 | 1.8717e-06 | 0 | 1.8717e-06 | [16 empty] | 7.3.1.3 Ignition probability mapping showing the probability of ignition along the electric lines and equipmentWLDFRAggregatedAggregated | WLDFR | HFTD - Distribution - Tier 2 - 1QU CoRE ¦ 1QU LoRE | Seismic - Red Flag Warning - Catastrophic Fires | Aggregated | Aggregated | 2049 | 4.855e-08 | 0 | 170.7528 | 8.29e-06 | 2049 | Mitigation | 0.08575 | 30 | 0 | esc | 0.0012005 | 5.8284e-11 | 0.00060025 | 2.9142e-11 | 0.0015435 | 7.4937e-11
[35 empty] | 7.3.1.1 A summarized risk map that shows the overall ignition probability and estimated wildfire consequence along the electric lines and equipment | WLDFR | HFTD - Distribution - Tier 2 - 2QU CoRE ¦ 5QU LoRE | 2031 | 0.50835 | 0.016053 | 4.6495 | 0 | 4.6495 | 0.0099926 | 2.8941 | 0 | 2.8941 | 0.022844 | 6.6161 | 0 | 6.6161 | 0.023989 | 6.9478 | 0 | 6.9478 | 2.3636 | 1.4712 | 3.3633 | 3.5319 | 0.022844 | 0.011613 | 6.6161 | 3.3633 | 0 | 0 | 6.6161 | 3.3633 | [11 empty] | WLDFR | HFTD - Distribution - Tier 2 - 1QU CoRE ¦ 1QU LoRE | Seismic - Red Flag Warning - Catastrophic Fires | 2040 | 5.8284e-11 | 2.9142e-11 | 7.4937e-11 | 24976.6418 | 511.3745 | 15898.8237 | 8566.4437 | 0 | 0 | 0 | 4.855e-08 |  | 1.4557e-06 | 0 | 1.4557e-06 | 7.2787e-07 | 0 | 7.2787e-07 | 1.8717e-06 | 0 | 1.8717e-06 | [16 empty] | 7.3.1.3 Ignition probability mapping showing the probability of ignition along the electric lines and equipmentWLDFRAggregatedAggregated | WLDFR | HFTD - Distribution - Tier 2 - 1QU CoRE ¦ 1QU LoRE | Seismic - Red Flag Warning - Catastrophic Fires | Aggregated | Aggregated | 2050 | 4.855e-08 | 0 | 170.7528 | 8.29e-06 | 2050 | Mitigation | 0.08575 | 30 | 0 | esc | 0 | 0 | 0.00060025 | 2.9142e-11 | 0.0015435 | 7.4937e-11
[35 empty] | 7.3.1.1 A summarized risk map that shows the overall ignition probability and estimated wildfire consequence along the electric lines and equipment | WLDFR | HFTD - Distribution - Tier 2 - 2QU CoRE ¦ 5QU LoRE | 2032 | 0.47509 | 0.016053 | 4.6495 | 0 | 4.6495 | 0.0099926 | 2.8941 | 0 | 2.8941 | 0.022844 | 6.6161 | 0 | 6.6161 | 0.023989 | 6.9478 | 0 | 6.9478 | 2.2089 | 1.375 | 3.1432 | 3.3009 | 0.022844 | 0.010853 | 6.6161 | 3.1432 | 0 | 0 | 6.6161 | 3.1432 | [11 empty] | WLDFR | HFTD - Distribution - Tier 2 - 1QU CoRE ¦ 1QU LoRE | Seismic - Red Flag Warning - Catastrophic Fires | 2041 | 5.8284e-11 | 2.9142e-11 | 7.4937e-11 | 24976.6418 | 511.3745 | 15898.8237 | 8566.4437 | 0 | 0 | 0 | 4.855e-08 |  | 1.4557e-06 | 0 | 1.4557e-06 | 7.2787e-07 | 0 | 7.2787e-07 | 1.8717e-06 | 0 | 1.8717e-06 | [16 empty] | 7.3.1.3 Ignition probability mapping showing the probability of ignition along the electric lines and equipmentWLDFRAggregatedAggregated | WLDFR | HFTD - Distribution - Tier 2 - 1QU CoRE ¦ 1QU LoRE | Seismic - Red Flag Warning - Catastrophic Fires | Aggregated | Aggregated | 2051 | 4.855e-08 | 0 | 170.7528 | 8.29e-06 | 2051 | Mitigation | 0.08575 | 30 | 0 | esc | 0 | 0 | 0 | 0 | 0.0015435 | 7.4937e-11
[35 empty] | 7.3.1.1 A summarized risk map that shows the overall ignition probability and estimated wildfire consequence along the electric lines and equipment | WLDFR | HFTD - Distribution - Tier 2 - 2QU CoRE ¦ 5QU LoRE | 2033 | 0.44401 | 0.016053 | 4.8698 | 0 | 4.8698 | 0.0099926 | 3.0312 | 0 | 3.0312 | 0.022844 | 6.9296 | 0 | 6.9296 | 0.023989 | 7.2771 | 0 | 7.2771 | 2.1622 | 1.3459 | 3.0768 | 3.2311 | 0.022844 | 0.010143 | 6.9296 | 3.0768 | 0 | 0 | 6.9296 | 3.0768 | [11 empty] | WLDFR | HFTD - Distribution - Tier 2 - 1QU CoRE ¦ 1QU LoRE | Seismic - Red Flag Warning - Catastrophic Fires | 2042 | 5.8284e-11 | 2.9142e-11 | 7.4937e-11 | 24976.6418 | 511.3745 | 15898.8237 | 8566.4437 | 0 | 0 | 0 | 4.855e-08 |  | 1.4557e-06 | 0 | 1.4557e-06 | 7.2787e-07 | 0 | 7.2787e-07 | 1.8717e-06 | 0 | 1.8717e-06 | [16 empty] | 7.3.1.3 Ignition probability mapping showing the probability of ignition along the electric lines and equipmentWLDFRAggregatedAggregated | WLDFR | HFTD - Distribution - Tier 2 - 1QU CoRE ¦ 2QU LoRE | Non-Red Flag Warning - Catastrophic Fires | Aggregated | Aggregated | 2021 | 1.6639e-05 | 0 | 306.602 | 0.0051017 | 2021 | Mitigation | 0.08575 | 30 | 0 | esc | 0.0012005 | 1.9976e-08 | 0.00060025 | 9.9879e-09 | 0 | 0
[35 empty] | 7.3.1.1 A summarized risk map that shows the overall ignition probability and estimated wildfire consequence along the electric lines and equipment | WLDFR | HFTD - Distribution - Tier 2 - 2QU CoRE ¦ 5QU LoRE | 2034 | 0.41496 | 0.016053 | 4.8698 | 0 | 4.8698 | 0.0099926 | 3.0312 | 0 | 3.0312 | 0.022844 | 6.9296 | 0 | 6.9296 | 0.023989 | 7.2771 | 0 | 7.2771 | 2.0208 | 1.2578 | 2.8755 | 3.0197 | 0.022844 | 0.0094793 | 6.9296 | 2.8755 | 0 | 0 | 6.9296 | 2.8755 | [11 empty] | WLDFR | HFTD - Distribution - Tier 2 - 1QU CoRE ¦ 1QU LoRE | Seismic - Red Flag Warning - Catastrophic Fires | 2043 | 5.8284e-11 | 2.9142e-11 | 7.4937e-11 | 26191.7278 | 544.1291 | 16654.7414 | 8992.8573 | 0 | 0 | 0 | 4.855e-08 |  | 1.5266e-06 | 0 | 1.5266e-06 | 7.6328e-07 | 0 | 7.6328e-07 | 1.9627e-06 | 0 | 1.9627e-06 | [16 empty] | 7.3.1.3 Ignition probability mapping showing the probability of ignition along the electric lines and equipmentWLDFRAggregatedAggregated | WLDFR | HFTD - Distribution - Tier 2 - 1QU CoRE ¦ 2QU LoRE | Non-Red Flag Warning - Catastrophic Fires | Aggregated | Aggregated | 2022 | 1.6639e-05 | 0 | 306.602 | 0.0051017 | 2022 | Mitigation | 0.08575 | 30 | 0 | esc | 0.0012005 | 1.9976e-08 | 0.00060025 | 9.9879e-09 | 0.0015435 | 2.5683e-08
[35 empty] | 7.3.1.1 A summarized risk map that shows the overall ignition probability and estimated wildfire consequence along the electric lines and equipment | WLDFR | HFTD - Distribution - Tier 2 - 2QU CoRE ¦ 5QU LoRE | 2035 | 0.38782 | 0.016053 | 4.8698 | 0 | 4.8698 | 0.0099926 | 3.0312 | 0 | 3.0312 | 0.022844 | 6.9296 | 0 | 6.9296 | 0.023989 | 7.2771 | 0 | 7.2771 | 1.8886 | 1.1756 | 2.6874 | 2.8222 | 0.022844 | 0.0088592 | 6.9296 | 2.6874 | 0 | 0 | 6.9296 | 2.6874 | [11 empty] | WLDFR | HFTD - Distribution - Tier 2 - 1QU CoRE ¦ 1QU LoRE | Seismic - Red Flag Warning - Catastrophic Fires | 2044 | 5.8284e-11 | 2.9142e-11 | 7.4937e-11 | 26191.7278 | 544.1291 | 16654.7414 | 8992.8573 | 0 | 0 | 0 | 4.855e-08 |  | 1.5266e-06 | 0 | 1.5266e-06 | 7.6328e-07 | 0 | 7.6328e-07 | 1.9627e-06 | 0 | 1.9627e-06 | [16 empty] | 7.3.1.3 Ignition probability mapping showing the probability of ignition along the electric lines and equipmentWLDFRAggregatedAggregated | WLDFR | HFTD - Distribution - Tier 2 - 1QU CoRE ¦ 2QU LoRE | Non-Red Flag Warning - Catastrophic Fires | Aggregated | Aggregated | 2023 | 1.6639e-05 | 0 | 306.602 | 0.0051017 | 2023 | Mitigation | 0.08575 | 30 | 0 | esc | 0.0012005 | 1.9976e-08 | 0.00060025 | 9.9879e-09 | 0.0015435 | 2.5683e-08
[35 empty] | 7.3.1.1 A summarized risk map that shows the overall ignition probability and estimated wildfire consequence along the electric lines and equipment | WLDFR | HFTD - Distribution - Tier 2 - 2QU CoRE ¦ 5QU LoRE | 2036 | 0.36245 | 0.016053 | 4.8698 | 0 | 4.8698 | 0.0099926 | 3.0312 | 0 | 3.0312 | 0.022844 | 6.9296 | 0 | 6.9296 | 0.023989 | 7.2771 | 0 | 7.2771 | 1.765 | 1.0987 | 2.5116 | 2.6375 | 0.022844 | 0.0082796 | 6.9296 | 2.5116 | 0 | 0 | 6.9296 | 2.5116 | [11 empty] | WLDFR | HFTD - Distribution - Tier 2 - 1QU CoRE ¦ 1QU LoRE | Seismic - Red Flag Warning - Catastrophic Fires | 2045 | 5.8284e-11 | 2.9142e-11 | 7.4937e-11 | 26191.7278 | 544.1291 | 16654.7414 | 8992.8573 | 0 | 0 | 0 | 4.855e-08 |  | 1.5266e-06 | 0 | 1.5266e-06 | 7.6328e-07 | 0 | 7.6328e-07 | 1.9627e-06 | 0 | 1.9627e-06 | [16 empty] | 7.3.1.3 Ignition probability mapping showing the probability of ignition along the electric lines and equipmentWLDFRAggregatedAggregated | WLDFR | HFTD - Distribution - Tier 2 - 1QU CoRE ¦ 2QU LoRE | Non-Red Flag Warning - Catastrophic Fires | Aggregated | Aggregated | 2024 | 1.6639e-05 | 0 | 306.602 | 0.0051017 | 2024 | Mitigation | 0.08575 | 30 | 0 | esc | 0.0012005 | 1.9976e-08 | 0.00060025 | 9.9879e-09 | 0.0015435 | 2.5683e-08
[35 empty] | 7.3.1.1 A summarized risk map that shows the overall ignition probability and estimated wildfire consequence along the electric lines and equipment | WLDFR | HFTD - Distribution - Tier 2 - 2QU CoRE ¦ 5QU LoRE | 2037 | 0.33873 | 0.016053 | 4.8698 | 0 | 4.8698 | 0.0099926 | 3.0312 | 0 | 3.0312 | 0.022844 | 6.9296 | 0 | 6.9296 | 0.023989 | 7.2771 | 0 | 7.2771 | 1.6496 | 1.0268 | 2.3473 | 2.465 | 0.022844 | 0.0077379 | 6.9296 | 2.3473 | 0 | 0 | 6.9296 | 2.3473 | [11 empty] | WLDFR | HFTD - Distribution - Tier 2 - 1QU CoRE ¦ 1QU LoRE | Seismic - Red Flag Warning - Catastrophic Fires | 2046 | 5.8284e-11 | 2.9142e-11 | 7.4937e-11 | 26191.7278 | 544.1291 | 16654.7414 | 8992.8573 | 0 | 0 | 0 | 4.855e-08 |  | 1.5266e-06 | 0 | 1.5266e-06 | 7.6328e-07 | 0 | 7.6328e-07 | 1.9627e-06 | 0 | 1.9627e-06 | [16 empty] | 7.3.1.3 Ignition probability mapping showing the probability of ignition along the electric lines and equipmentWLDFRAggregatedAggregated | WLDFR | HFTD - Distribution - Tier 2 - 1QU CoRE ¦ 2QU LoRE | Non-Red Flag Warning - Catastrophic Fires | Aggregated | Aggregated | 2025 | 1.6639e-05 | 0 | 306.602 | 0.0051017 | 2025 | Mitigation | 0.08575 | 30 | 0 | esc | 0.0012005 | 1.9976e-08 | 0.00060025 | 9.9879e-09 | 0.0015435 | 2.5683e-08
[35 empty] | 7.3.1.1 A summarized risk map that shows the overall ignition probability and estimated wildfire consequence along the electric lines and equipment | WLDFR | HFTD - Distribution - Tier 2 - 2QU CoRE ¦ 5QU LoRE | 2038 | 0.31657 | 0.016053 | 5.1089 | 0 | 5.1089 | 0.0099926 | 3.1801 | 0 | 3.1801 | 0.022844 | 7.2699 | 0 | 7.2699 | 0.023989 | 7.6344 | 0 | 7.6344 | 1.6174 | 1.0067 | 2.3015 | 2.4169 | 0.022844 | 0.0072317 | 7.2699 | 2.3015 | 0 | 0 | 7.2699 | 2.3015 | [11 empty] | WLDFR | HFTD - Distribution - Tier 2 - 1QU CoRE ¦ 1QU LoRE | Seismic - Red Flag Warning - Catastrophic Fires | 2047 | 5.8284e-11 | 2.9142e-11 | 7.4937e-11 | 26191.7278 | 544.1291 | 16654.7414 | 8992.8573 | 0 | 0 | 0 | 4.855e-08 |  | 1.5266e-06 | 0 | 1.5266e-06 | 7.6328e-07 | 0 | 7.6328e-07 | 1.9627e-06 | 0 | 1.9627e-06 | [16 empty] | 7.3.1.3 Ignition probability mapping showing the probability of ignition along the electric lines and equipmentWLDFRAggregatedAggregated | WLDFR | HFTD - Distribution - Tier 2 - 1QU CoRE ¦ 2QU LoRE | Non-Red Flag Warning - Catastrophic Fires | Aggregated | Aggregated | 2026 | 1.6639e-05 | 0 | 306.602 | 0.0051017 | 2026 | Mitigation | 0.08575 | 30 | 0 | esc | 0.0012005 | 1.9976e-08 | 0.00060025 | 9.9879e-09 | 0.0015435 | 2.5683e-08
[35 empty] | 7.3.1.1 A summarized risk map that shows the overall ignition probability and estimated wildfire consequence along the electric lines and equipment | WLDFR | HFTD - Distribution - Tier 2 - 2QU CoRE ¦ 5QU LoRE | 2039 | 0.29586 | 0.016053 | 5.1089 | 0 | 5.1089 | 0.0099926 | 3.1801 | 0 | 3.1801 | 0.022844 | 7.2699 | 0 | 7.2699 | 0.023989 | 7.6344 | 0 | 7.6344 | 1.5116 | 0.94087 | 2.1509 | 2.2588 | 0.022844 | 0.0067586 | 7.2699 | 2.1509 | 0 | 0 | 7.2699 | 2.1509 | [11 empty] | WLDFR | HFTD - Distribution - Tier 2 - 1QU CoRE ¦ 1QU LoRE | Seismic - Red Flag Warning - Catastrophic Fires | 2048 | 5.8284e-11 | 2.9142e-11 | 7.4937e-11 | 27464.7227 | 578.8407 | 17445.538 | 9440.3441 | 0 | 0 | 0 | 4.855e-08 |  | 1.6008e-06 | 0 | 1.6008e-06 | 8.0038e-07 | 0 | 8.0038e-07 | 2.0581e-06 | 0 | 2.0581e-06 | [16 empty] | 7.3.1.3 Ignition probability mapping showing the probability of ignition along the electric lines and equipmentWLDFRAggregatedAggregated | WLDFR | HFTD - Distribution - Tier 2 - 1QU CoRE ¦ 2QU LoRE | Non-Red Flag Warning - Catastrophic Fires | Aggregated | Aggregated | 2027 | 1.6639e-05 | 0 | 306.602 | 0.0051017 | 2027 | Mitigation | 0.08575 | 30 | 0 | esc | 0.0012005 | 1.9976e-08 | 0.00060025 | 9.9879e-09 | 0.0015435 | 2.5683e-08
[35 empty] | 7.3.1.1 A summarized risk map that shows the overall ignition probability and estimated wildfire consequence along the electric lines and equipment | WLDFR | HFTD - Distribution - Tier 2 - 2QU CoRE ¦ 5QU LoRE | 2040 | 0.27651 | 0.016053 | 5.1089 | 0 | 5.1089 | 0.0099926 | 3.1801 | 0 | 3.1801 | 0.022844 | 7.2699 | 0 | 7.2699 | 0.023989 | 7.6344 | 0 | 7.6344 | 1.4127 | 0.87932 | 2.0102 | 2.111 | 0.022844 | 0.0063165 | 7.2699 | 2.0102 | 0 | 0 | 7.2699 | 2.0102 | [11 empty] | WLDFR | HFTD - Distribution - Tier 2 - 1QU CoRE ¦ 1QU LoRE | Seismic - Red Flag Warning - Catastrophic Fires | 2049 | 5.8284e-11 | 2.9142e-11 | 7.4937e-11 | 27464.7227 | 578.8407 | 17445.538 | 9440.3441 | 0 | 0 | 0 | 4.855e-08 |  | 1.6008e-06 | 0 | 1.6008e-06 | 8.0038e-07 | 0 | 8.0038e-07 | 2.0581e-06 | 0 | 2.0581e-06 | [16 empty] | 7.3.1.3 Ignition probability mapping showing the probability of ignition along the electric lines and equipmentWLDFRAggregatedAggregated | WLDFR | HFTD - Distribution - Tier 2 - 1QU CoRE ¦ 2QU LoRE | Non-Red Flag Warning - Catastrophic Fires | Aggregated | Aggregated | 2028 | 1.6639e-05 | 0 | 306.602 | 0.0051017 | 2028 | Mitigation | 0.08575 | 30 | 0 | esc | 0.0012005 | 1.9976e-08 | 0.00060025 | 9.9879e-09 | 0.0015435 | 2.5683e-08
[35 empty] | 7.3.1.1 A summarized risk map that shows the overall ignition probability and estimated wildfire consequence along the electric lines and equipment | WLDFR | HFTD - Distribution - Tier 2 - 2QU CoRE ¦ 5QU LoRE | 2041 | 0.25842 | 0.016053 | 5.1089 | 0 | 5.1089 | 0.0099926 | 3.1801 | 0 | 3.1801 | 0.022844 | 7.2699 | 0 | 7.2699 | 0.023989 | 7.6344 | 0 | 7.6344 | 1.3202 | 0.82179 | 1.8787 | 1.9729 | 0.022844 | 0.0059032 | 7.2699 | 1.8787 | 0 | 0 | 7.2699 | 1.8787 | [11 empty] | WLDFR | HFTD - Distribution - Tier 2 - 1QU CoRE ¦ 1QU LoRE | Seismic - Red Flag Warning - Catastrophic Fires | 2050 | 0 | 2.9142e-11 | 7.4937e-11 | 27464.7227 | 578.8407 | 17445.538 | 9440.3441 | 0 | 0 | 0 | 4.855e-08 |  | 0 | 0 | 0 | 8.0038e-07 | 0 | 8.0038e-07 | 2.0581e-06 | 0 | 2.0581e-06 | [16 empty] | 7.3.1.3 Ignition probability mapping showing the probability of ignition along the electric lines and equipmentWLDFRAggregatedAggregated | WLDFR | HFTD - Distribution - Tier 2 - 1QU CoRE ¦ 2QU LoRE | Non-Red Flag Warning - Catastrophic Fires | Aggregated | Aggregated | 2029 | 1.6639e-05 | 0 | 306.602 | 0.0051017 | 2029 | Mitigation | 0.08575 | 30 | 0 | esc | 0.0012005 | 1.9976e-08 | 0.00060025 | 9.9879e-09 | 0.0015435 | 2.5683e-08
[35 empty] | 7.3.1.1 A summarized risk map that shows the overall ignition probability and estimated wildfire consequence along the electric lines and equipment | WLDFR | HFTD - Distribution - Tier 2 - 2QU CoRE ¦ 5QU LoRE | 2042 | 0.24151 | 0.016053 | 5.1089 | 0 | 5.1089 | 0.0099926 | 3.1801 | 0 | 3.1801 | 0.022844 | 7.2699 | 0 | 7.2699 | 0.023989 | 7.6344 | 0 | 7.6344 | 1.2339 | 0.76803 | 1.7558 | 1.8438 | 0.022844 | 0.005517 | 7.2699 | 1.7558 | 0 | 0 | 7.2699 | 1.7558 | [11 empty] | WLDFR | HFTD - Distribution - Tier 2 - 1QU CoRE ¦ 1QU LoRE | Seismic - Red Flag Warning - Catastrophic Fires | 2051 | 0 | 0 | 7.4937e-11 | 27464.7227 | 578.8407 | 17445.538 | 9440.3441 | 0 | 0 | 0 | 4.855e-08 |  | 0 | 0 | 0 | 0 | 0 | 0 | 2.0581e-06 | 0 | 2.0581e-06 | [16 empty] | 7.3.1.3 Ignition probability mapping showing the probability of ignition along the electric lines and equipmentWLDFRAggregatedAggregated | WLDFR | HFTD - Distribution - Tier 2 - 1QU CoRE ¦ 2QU LoRE | Non-Red Flag Warning - Catastrophic Fires | Aggregated | Aggregated | 2030 | 1.6639e-05 | 0 | 306.602 | 0.0051017 | 2030 | Mitigation | 0.08575 | 30 | 0 | esc | 0.0012005 | 1.9976e-08 | 0.00060025 | 9.9879e-09 | 0.0015435 | 2.5683e-08
[35 empty] | 7.3.1.1 A summarized risk map that shows the overall ignition probability and estimated wildfire consequence along the electric lines and equipment | WLDFR | HFTD - Distribution - Tier 2 - 2QU CoRE ¦ 5QU LoRE | 2043 | 0.22571 | 0.016053 | 5.3637 | 0 | 5.3637 | 0.0099926 | 3.3386 | 0 | 3.3386 | 0.022844 | 7.6324 | 0 | 7.6324 | 0.023989 | 8.0151 | 0 | 8.0151 | 1.2107 | 0.75358 | 1.7227 | 1.8091 | 0.022844 | 0.0051561 | 7.6324 | 1.7227 | 0 | 0 | 7.6324 | 1.7227 | [11 empty] | WLDFR | HFTD - Distribution - Tier 2 - 1QU CoRE ¦ 2QU LoRE | Non-Red Flag Warning - Catastrophic Fires | 2020 | 1.9976e-08 | 0 | 0 | 14146.1306 | 222.2294 | 8585.7228 | 5338.1784 | 0 | 0 | 0 | 1.6639e-05 |  | 0.00028258 | 0 | 0.00028258 | 0 | 0 | 0 | 0 | 0 | 0 | [16 empty] | 7.3.1.3 Ignition probability mapping showing the probability of ignition along the electric lines and equipmentWLDFRAggregatedAggregated | WLDFR | HFTD - Distribution - Tier 2 - 1QU CoRE ¦ 2QU LoRE | Non-Red Flag Warning - Catastrophic Fires | Aggregated | Aggregated | 2031 | 1.6639e-05 | 0 | 306.602 | 0.0051017 | 2031 | Mitigation | 0.08575 | 30 | 0 | esc | 0.0012005 | 1.9976e-08 | 0.00060025 | 9.9879e-09 | 0.0015435 | 2.5683e-08
[35 empty] | 7.3.1.1 A summarized risk map that shows the overall ignition probability and estimated wildfire consequence along the electric lines and equipment | WLDFR | HFTD - Distribution - Tier 2 - 2QU CoRE ¦ 5QU LoRE | 2044 | 0.21095 | 0.016053 | 5.3637 | 0 | 5.3637 | 0.0099926 | 3.3386 | 0 | 3.3386 | 0.022844 | 7.6324 | 0 | 7.6324 | 0.023989 | 8.0151 | 0 | 8.0151 | 1.1315 | 0.70428 | 1.61 | 1.6908 | 0.022844 | 0.0048188 | 7.6324 | 1.61 | 0 | 0 | 7.6324 | 1.61 | [11 empty] | WLDFR | HFTD - Distribution - Tier 2 - 1QU CoRE ¦ 2QU LoRE | Non-Red Flag Warning - Catastrophic Fires | 2021 | 1.9976e-08 | 9.9879e-09 | 0 | 14146.1306 | 222.2294 | 8585.7228 | 5338.1784 | 0 | 0 | 0 | 1.6639e-05 |  | 0.00028258 | 0 | 0.00028258 | 0.00014129 | 0 | 0.00014129 | 0 | 0 | 0 | [16 empty] | 7.3.1.3 Ignition probability mapping showing the probability of ignition along the electric lines and equipmentWLDFRAggregatedAggregated | WLDFR | HFTD - Distribution - Tier 2 - 1QU CoRE ¦ 2QU LoRE | Non-Red Flag Warning - Catastrophic Fires | Aggregated | Aggregated | 2032 | 1.6639e-05 | 0 | 306.602 | 0.0051017 | 2032 | Mitigation | 0.08575 | 30 | 0 | esc | 0.0012005 | 1.9976e-08 | 0.00060025 | 9.9879e-09 | 0.0015435 | 2.5683e-08
[35 empty] | 7.3.1.1 A summarized risk map that shows the overall ignition probability and estimated wildfire consequence along the electric lines and equipment | WLDFR | HFTD - Distribution - Tier 2 - 2QU CoRE ¦ 5QU LoRE | 2045 | 0.19715 | 0.016053 | 5.3637 | 0 | 5.3637 | 0.0099926 | 3.3386 | 0 | 3.3386 | 0.022844 | 7.6324 | 0 | 7.6324 | 0.023989 | 8.0151 | 0 | 8.0151 | 1.0574 | 0.6582 | 1.5047 | 1.5801 | 0.022844 | 0.0045035 | 7.6324 | 1.5047 | 0 | 0 | 7.6324 | 1.5047 | [11 empty] | WLDFR | HFTD - Distribution - Tier 2 - 1QU CoRE ¦ 2QU LoRE | Non-Red Flag Warning - Catastrophic Fires | 2022 | 1.9976e-08 | 9.9879e-09 | 2.5683e-08 | 14146.1306 | 222.2294 | 8585.7228 | 5338.1784 | 0 | 0 | 0 | 1.6639e-05 |  | 0.00028258 | 0 | 0.00028258 | 0.00014129 | 0 | 0.00014129 | 0.00036332 | 0 | 0.00036332 | [16 empty] | 7.3.1.3 Ignition probability mapping showing the probability of ignition along the electric lines and equipmentWLDFRAggregatedAggregated | WLDFR | HFTD - Distribution - Tier 2 - 1QU CoRE ¦ 2QU LoRE | Non-Red Flag Warning - Catastrophic Fires | Aggregated | Aggregated | 2033 | 1.6639e-05 | 0 | 306.602 | 0.0051017 | 2033 | Mitigation | 0.08575 | 30 | 0 | esc | 0.0012005 | 1.9976e-08 | 0.00060025 | 9.9879e-09 | 0.0015435 | 2.5683e-08
[35 empty] | 7.3.1.1 A summarized risk map that shows the overall ignition probability and estimated wildfire consequence along the electric lines and equipment | WLDFR | HFTD - Distribution - Tier 2 - 2QU CoRE ¦ 5QU LoRE | 2046 | 0.18425 | 0.016053 | 5.3637 | 0 | 5.3637 | 0.0099926 | 3.3386 | 0 | 3.3386 | 0.022844 | 7.6324 | 0 | 7.6324 | 0.023989 | 8.0151 | 0 | 8.0151 | 0.98825 | 0.61514 | 1.4063 | 1.4768 | 0.022844 | 0.0042089 | 7.6324 | 1.4063 | 0 | 0 | 7.6324 | 1.4063 | [11 empty] | WLDFR | HFTD - Distribution - Tier 2 - 1QU CoRE ¦ 2QU LoRE | Non-Red Flag Warning - Catastrophic Fires | 2023 | 1.9976e-08 | 9.9879e-09 | 2.5683e-08 | 14664.6376 | 233.2301 | 8896.516 | 5534.8915 | 0 | 0 | 0 | 1.6639e-05 |  | 0.00029294 | 0 | 0.00029294 | 0.00014647 | 0 | 0.00014647 | 0.00037663 | 0 | 0.00037663 | [16 empty] | 7.3.1.3 Ignition probability mapping showing the probability of ignition along the electric lines and equipmentWLDFRAggregatedAggregated | WLDFR | HFTD - Distribution - Tier 2 - 1QU CoRE ¦ 2QU LoRE | Non-Red Flag Warning - Catastrophic Fires | Aggregated | Aggregated | 2034 | 1.6639e-05 | 0 | 306.602 | 0.0051017 | 2034 | Mitigation | 0.08575 | 30 | 0 | esc | 0.0012005 | 1.9976e-08 | 0.00060025 | 9.9879e-09 | 0.0015435 | 2.5683e-08
[35 empty] | 7.3.1.1 A summarized risk map that shows the overall ignition probability and estimated wildfire consequence along the electric lines and equipment | WLDFR | HFTD - Distribution - Tier 2 - 2QU CoRE ¦ 5QU LoRE | 2047 | 0.1722 | 0.016053 | 5.3637 | 0 | 5.3637 | 0.0099926 | 3.3386 | 0 | 3.3386 | 0.022844 | 7.6324 | 0 | 7.6324 | 0.023989 | 8.0151 | 0 | 8.0151 | 0.9236 | 0.5749 | 1.3143 | 1.3802 | 0.022844 | 0.0039336 | 7.6324 | 1.3143 | 0 | 0 | 7.6324 | 1.3143 | [11 empty] | WLDFR | HFTD - Distribution - Tier 2 - 1QU CoRE ¦ 2QU LoRE | Non-Red Flag Warning - Catastrophic Fires | 2024 | 1.9976e-08 | 9.9879e-09 | 2.5683e-08 | 14664.6376 | 233.2301 | 8896.516 | 5534.8915 | 0 | 0 | 0 | 1.6639e-05 |  | 0.00029294 | 0 | 0.00029294 | 0.00014647 | 0 | 0.00014647 | 0.00037663 | 0 | 0.00037663 | [16 empty] | 7.3.1.3 Ignition probability mapping showing the probability of ignition along the electric lines and equipmentWLDFRAggregatedAggregated | WLDFR | HFTD - Distribution - Tier 2 - 1QU CoRE ¦ 2QU LoRE | Non-Red Flag Warning - Catastrophic Fires | Aggregated | Aggregated | 2035 | 1.6639e-05 | 0 | 306.602 | 0.0051017 | 2035 | Mitigation | 0.08575 | 30 | 0 | esc | 0.0012005 | 1.9976e-08 | 0.00060025 | 9.9879e-09 | 0.0015435 | 2.5683e-08
[35 empty] | 7.3.1.1 A summarized risk map that shows the overall ignition probability and estimated wildfire consequence along the electric lines and equipment | WLDFR | HFTD - Distribution - Tier 2 - 2QU CoRE ¦ 5QU LoRE | 2048 | 0.16093 | 0.016053 | 5.6307 | 0 | 5.6307 | 0.0099926 | 3.5049 | 0 | 3.5049 | 0.022844 | 8.0123 | 0 | 8.0123 | 0.023989 | 8.4141 | 0 | 8.4141 | 0.90615 | 0.56404 | 1.2894 | 1.3541 | 0.022844 | 0.0036762 | 8.0123 | 1.2894 | 0 | 0 | 8.0123 | 1.2894 | [11 empty] | WLDFR | HFTD - Distribution - Tier 2 - 1QU CoRE ¦ 2QU LoRE | Non-Red Flag Warning - Catastrophic Fires | 2025 | 1.9976e-08 | 9.9879e-09 | 2.5683e-08 | 14664.6376 | 233.2301 | 8896.516 | 5534.8915 | 0 | 0 | 0 | 1.6639e-05 |  | 0.00029294 | 0 | 0.00029294 | 0.00014647 | 0 | 0.00014647 | 0.00037663 | 0 | 0.00037663 | [16 empty] | 7.3.1.3 Ignition probability mapping showing the probability of ignition along the electric lines and equipmentWLDFRAggregatedAggregated | WLDFR | HFTD - Distribution - Tier 2 - 1QU CoRE ¦ 2QU LoRE | Non-Red Flag Warning - Catastrophic Fires | Aggregated | Aggregated | 2036 | 1.6639e-05 | 0 | 306.602 | 0.0051017 | 2036 | Mitigation | 0.08575 | 30 | 0 | esc | 0.0012005 | 1.9976e-08 | 0.00060025 | 9.9879e-09 | 0.0015435 | 2.5683e-08
[35 empty] | 7.3.1.1 A summarized risk map that shows the overall ignition probability and estimated wildfire consequence along the electric lines and equipment | WLDFR | HFTD - Distribution - Tier 2 - 2QU CoRE ¦ 5QU LoRE | 2049 | 0.1504 | 0.016053 | 5.6307 | 0 | 5.6307 | 0.0099926 | 3.5049 | 0 | 3.5049 | 0.022844 | 8.0123 | 0 | 8.0123 | 0.023989 | 8.4141 | 0 | 8.4141 | 0.84687 | 0.52714 | 1.2051 | 1.2655 | 0.022844 | 0.0034357 | 8.0123 | 1.2051 | 0 | 0 | 8.0123 | 1.2051 | [11 empty] | WLDFR | HFTD - Distribution - Tier 2 - 1QU CoRE ¦ 2QU LoRE | Non-Red Flag Warning - Catastrophic Fires | 2026 | 1.9976e-08 | 9.9879e-09 | 2.5683e-08 | 14664.6376 | 233.2301 | 8896.516 | 5534.8915 | 0 | 0 | 0 | 1.6639e-05 |  | 0.00029294 | 0 | 0.00029294 | 0.00014647 | 0 | 0.00014647 | 0.00037663 | 0 | 0.00037663 | [16 empty] | 7.3.1.3 Ignition probability mapping showing the probability of ignition along the electric lines and equipmentWLDFRAggregatedAggregated | WLDFR | HFTD - Distribution - Tier 2 - 1QU CoRE ¦ 2QU LoRE | Non-Red Flag Warning - Catastrophic Fires | Aggregated | Aggregated | 2037 | 1.6639e-05 | 0 | 306.602 | 0.0051017 | 2037 | Mitigation | 0.08575 | 30 | 0 | esc | 0.0012005 | 1.9976e-08 | 0.00060025 | 9.9879e-09 | 0.0015435 | 2.5683e-08
[35 empty] | 7.3.1.1 A summarized risk map that shows the overall ignition probability and estimated wildfire consequence along the electric lines and equipment | WLDFR | HFTD - Distribution - Tier 2 - 2QU CoRE ¦ 5QU LoRE | 2050 | 0.14056 | 0 | 0 | 0 | 0 | 0.0099926 | 3.5049 | 0 | 3.5049 | 0.022844 | 8.0123 | 0 | 8.0123 | 0.023989 | 8.4141 | 0 | 8.4141 | 0 | 0.49265 | 1.1262 | 1.1827 | 0.022844 | 0.003211 | 8.0123 | 1.1262 | 0 | 0 | 8.0123 | 1.1262 | [11 empty] | WLDFR | HFTD - Distribution - Tier 2 - 1QU CoRE ¦ 2QU LoRE | Non-Red Flag Warning - Catastrophic Fires | 2027 | 1.9976e-08 | 9.9879e-09 | 2.5683e-08 | 14664.6376 | 233.2301 | 8896.516 | 5534.8915 | 0 | 0 | 0 | 1.6639e-05 |  | 0.00029294 | 0 | 0.00029294 | 0.00014647 | 0 | 0.00014647 | 0.00037663 | 0 | 0.00037663 | [16 empty] | 7.3.1.3 Ignition probability mapping showing the probability of ignition along the electric lines and equipmentWLDFRAggregatedAggregated | WLDFR | HFTD - Distribution - Tier 2 - 1QU CoRE ¦ 2QU LoRE | Non-Red Flag Warning - Catastrophic Fires | Aggregated | Aggregated | 2038 | 1.6639e-05 | 0 | 306.602 | 0.0051017 | 2038 | Mitigation | 0.08575 | 30 | 0 | esc | 0.0012005 | 1.9976e-08 | 0.00060025 | 9.9879e-09 | 0.0015435 | 2.5683e-08
[35 empty] | 7.3.1.1 A summarized risk map that shows the overall ignition probability and estimated wildfire consequence along the electric lines and equipment | WLDFR | HFTD - Distribution - Tier 2 - 2QU CoRE ¦ 5QU LoRE | 2051 | 0.13137 | 0 | 0 | 0 | 0 | 0 | 0 | 0 | 0 | 0.022844 | 8.0123 | 0 | 8.0123 | 0.023989 | 8.4141 | 0 | 8.4141 | 0 | 0 | 1.0526 | 1.1053 | 0.022844 | 0.0030009 | 8.0123 | 1.0526 | 0 | 0 | 8.0123 | 1.0526 | [11 empty] | WLDFR | HFTD - Distribution - Tier 2 - 1QU CoRE ¦ 2QU LoRE | Non-Red Flag Warning - Catastrophic Fires | 2028 | 1.9976e-08 | 9.9879e-09 | 2.5683e-08 | 15317.9909 | 247.273 | 9287.6491 | 5783.0689 | 0 | 0 | 0 | 1.6639e-05 |  | 0.00030599 | 0 | 0.00030599 | 0.00015299 | 0 | 0.00015299 | 0.00039341 | 0 | 0.00039341 | [16 empty] | 7.3.1.3 Ignition probability mapping showing the probability of ignition along the electric lines and equipmentWLDFRAggregatedAggregated | WLDFR | HFTD - Distribution - Tier 2 - 1QU CoRE ¦ 2QU LoRE | Non-Red Flag Warning - Catastrophic Fires | Aggregated | Aggregated | 2039 | 1.6639e-05 | 0 | 306.602 | 0.0051017 | 2039 | Mitigation | 0.08575 | 30 | 0 | esc | 0.0012005 | 1.9976e-08 | 0.00060025 | 9.9879e-09 | 0.0015435 | 2.5683e-08
[35 empty] | 7.3.1.1 A summarized risk map that shows the overall ignition probability and estimated wildfire consequence along the electric lines and equipment | WLDFR | HFTD - Distribution - Tier 2 - 2QU CoRE ¦ 5QU LoRE | 2052 | 0.12277 | 0 | 0 | 0 | 0 | 0 | 0 | 0 | 0 | 0 | 0 | 0 | 0 | 0.023989 | 8.4141 | 0 | 8.4141 | 0 | 0 | 0 | 1.033 | 0 | 0 | 0 | 0 | 0 | 0 | 0 | 0 | [11 empty] | WLDFR | HFTD - Distribution - Tier 2 - 1QU CoRE ¦ 2QU LoRE | Non-Red Flag Warning - Catastrophic Fires | 2029 | 1.9976e-08 | 9.9879e-09 | 2.5683e-08 | 15317.9909 | 247.273 | 9287.6491 | 5783.0689 | 0 | 0 | 0 | 1.6639e-05 |  | 0.00030599 | 0 | 0.00030599 | 0.00015299 | 0 | 0.00015299 | 0.00039341 | 0 | 0.00039341 | [16 empty] | 7.3.1.3 Ignition probability mapping showing the probability of ignition along the electric lines and equipmentWLDFRAggregatedAggregated | WLDFR | HFTD - Distribution - Tier 2 - 1QU CoRE ¦ 2QU LoRE | Non-Red Flag Warning - Catastrophic Fires | Aggregated | Aggregated | 2040 | 1.6639e-05 | 0 | 306.602 | 0.0051017 | 2040 | Mitigation | 0.08575 | 30 | 0 | esc | 0.0012005 | 1.9976e-08 | 0.00060025 | 9.9879e-09 | 0.0015435 | 2.5683e-08
[35 empty] | 7.3.1.1 A summarized risk map that shows the overall ignition probability and estimated wildfire consequence along the electric lines and equipment | WLDFR | HFTD - Distribution - Tier 2 - 3QU CoRE ¦ 1QU LoRE | 2020 | 1 | 0.020836 | 1.974 | 0 | 1.974 | 0 | 0 | 0 | 0 | 0 | 0 | 0 | 0 | 0 | 0 | 0 | 0 | 1.974 | 0 | 0 | 0 | 0 | 0 | 0 | 0 | 0 | 0 | 0 | 0 | [11 empty] | WLDFR | HFTD - Distribution - Tier 2 - 1QU CoRE ¦ 2QU LoRE | Non-Red Flag Warning - Catastrophic Fires | 2030 | 1.9976e-08 | 9.9879e-09 | 2.5683e-08 | 15317.9909 | 247.273 | 9287.6491 | 5783.0689 | 0 | 0 | 0 | 1.6639e-05 |  | 0.00030599 | 0 | 0.00030599 | 0.00015299 | 0 | 0.00015299 | 0.00039341 | 0 | 0.00039341 | [16 empty] | 7.3.1.3 Ignition probability mapping showing the probability of ignition along the electric lines and equipmentWLDFRAggregatedAggregated | WLDFR | HFTD - Distribution - Tier 2 - 1QU CoRE ¦ 2QU LoRE | Non-Red Flag Warning - Catastrophic Fires | Aggregated | Aggregated | 2041 | 1.6639e-05 | 0 | 306.602 | 0.0051017 | 2041 | Mitigation | 0.08575 | 30 | 0 | esc | 0.0012005 | 1.9976e-08 | 0.00060025 | 9.9879e-09 | 0.0015435 | 2.5683e-08
[35 empty] | 7.3.1.1 A summarized risk map that shows the overall ignition probability and estimated wildfire consequence along the electric lines and equipment | WLDFR | HFTD - Distribution - Tier 2 - 3QU CoRE ¦ 1QU LoRE | 2021 | 1 | 0.020836 | 1.974 | 0 | 1.974 | 0.01297 | 1.2287 | 0 | 1.2287 | 0 | 0 | 0 | 0 | 0 | 0 | 0 | 0 | 1.974 | 1.2287 | 0 | 0 | 0 | 0 | 0 | 0 | 0 | 0 | 0 | 0 | [11 empty] | WLDFR | HFTD - Distribution - Tier 2 - 1QU CoRE ¦ 2QU LoRE | Non-Red Flag Warning - Catastrophic Fires | 2031 | 1.9976e-08 | 9.9879e-09 | 2.5683e-08 | 15317.9909 | 247.273 | 9287.6491 | 5783.0689 | 0 | 0 | 0 | 1.6639e-05 |  | 0.00030599 | 0 | 0.00030599 | 0.00015299 | 0 | 0.00015299 | 0.00039341 | 0 | 0.00039341 | [16 empty] | 7.3.1.3 Ignition probability mapping showing the probability of ignition along the electric lines and equipmentWLDFRAggregatedAggregated | WLDFR | HFTD - Distribution - Tier 2 - 1QU CoRE ¦ 2QU LoRE | Non-Red Flag Warning - Catastrophic Fires | Aggregated | Aggregated | 2042 | 1.6639e-05 | 0 | 306.602 | 0.0051017 | 2042 | Mitigation | 0.08575 | 30 | 0 | esc | 0.0012005 | 1.9976e-08 | 0.00060025 | 9.9879e-09 | 0.0015435 | 2.5683e-08
[35 empty] | 7.3.1.1 A summarized risk map that shows the overall ignition probability and estimated wildfire consequence along the electric lines and equipment | WLDFR | HFTD - Distribution - Tier 2 - 3QU CoRE ¦ 1QU LoRE | 2022 | 0.93458 | 0.020857 | 1.9624 | 0 | 1.9624 | 0.012983 | 1.2215 | 0 | 1.2215 | 0.029354 | 2.7619 | 0 | 2.7619 | 0 | 0 | 0 | 0 | 1.834 | 1.1416 | 2.5812 | 0 | 0.029354 | 0.027433 | 2.7619 | 2.5812 | 0 | 0 | 2.7619 | 2.5812 | [11 empty] | WLDFR | HFTD - Distribution - Tier 2 - 1QU CoRE ¦ 2QU LoRE | Non-Red Flag Warning - Catastrophic Fires | 2032 | 1.9976e-08 | 9.9879e-09 | 2.5683e-08 | 15317.9909 | 247.273 | 9287.6491 | 5783.0689 | 0 | 0 | 0 | 1.6639e-05 |  | 0.00030599 | 0 | 0.00030599 | 0.00015299 | 0 | 0.00015299 | 0.00039341 | 0 | 0.00039341 | [16 empty] | 7.3.1.3 Ignition probability mapping showing the probability of ignition along the electric lines and equipmentWLDFRAggregatedAggregated | WLDFR | HFTD - Distribution - Tier 2 - 1QU CoRE ¦ 2QU LoRE | Non-Red Flag Warning - Catastrophic Fires | Aggregated | Aggregated | 2043 | 1.6639e-05 | 0 | 306.602 | 0.0051017 | 2043 | Mitigation | 0.08575 | 30 | 0 | esc | 0.0012005 | 1.9976e-08 | 0.00060025 | 9.9879e-09 | 0.0015435 | 2.5683e-08
[35 empty] | 7.3.1.1 A summarized risk map that shows the overall ignition probability and estimated wildfire consequence along the electric lines and equipment | WLDFR | HFTD - Distribution - Tier 2 - 3QU CoRE ¦ 1QU LoRE | 2023 | 0.87344 | 0.020857 | 2.0343 | 0 | 2.0343 | 0.012983 | 1.2663 | 0 | 1.2663 | 0.029354 | 2.8631 | 0 | 2.8631 | 0.030826 | 3.0066 | 0 | 3.0066 | 1.7769 | 1.106 | 2.5007 | 2.6261 | 0.029354 | 0.025639 | 2.8631 | 2.5007 | 0 | 0 | 2.8631 | 2.5007 | [11 empty] | WLDFR | HFTD - Distribution - Tier 2 - 1QU CoRE ¦ 2QU LoRE | Non-Red Flag Warning - Catastrophic Fires | 2033 | 1.9976e-08 | 9.9879e-09 | 2.5683e-08 | 16044.1264 | 263.1074 | 9721.74 | 6059.2791 | 0 | 0 | 0 | 1.6639e-05 |  | 0.00032049 | 0 | 0.00032049 | 0.00016025 | 0 | 0.00016025 | 0.00041206 | 0 | 0.00041206 | [16 empty] | 7.3.1.3 Ignition probability mapping showing the probability of ignition along the electric lines and equipmentWLDFRAggregatedAggregated | WLDFR | HFTD - Distribution - Tier 2 - 1QU CoRE ¦ 2QU LoRE | Non-Red Flag Warning - Catastrophic Fires | Aggregated | Aggregated | 2044 | 1.6639e-05 | 0 | 306.602 | 0.0051017 | 2044 | Mitigation | 0.08575 | 30 | 0 | esc | 0.0012005 | 1.9976e-08 | 0.00060025 | 9.9879e-09 | 0.0015435 | 2.5683e-08
[35 empty] | 7.3.1.1 A summarized risk map that shows the overall ignition probability and estimated wildfire consequence along the electric lines and equipment | WLDFR | HFTD - Distribution - Tier 2 - 3QU CoRE ¦ 1QU LoRE | 2024 | 0.8163 | 0.020857 | 2.0343 | 0 | 2.0343 | 0.012983 | 1.2663 | 0 | 1.2663 | 0.029354 | 2.8631 | 0 | 2.8631 | 0.030826 | 3.0066 | 0 | 3.0066 | 1.6606 | 1.0337 | 2.3371 | 2.4543 | 0.029354 | 0.023961 | 2.8631 | 2.3371 | 0 | 0 | 2.8631 | 2.3371 | [11 empty] | WLDFR | HFTD - Distribution - Tier 2 - 1QU CoRE ¦ 2QU LoRE | Non-Red Flag Warning - Catastrophic Fires | 2034 | 1.9976e-08 | 9.9879e-09 | 2.5683e-08 | 16044.1264 | 263.1074 | 9721.74 | 6059.2791 | 0 | 0 | 0 | 1.6639e-05 |  | 0.00032049 | 0 | 0.00032049 | 0.00016025 | 0 | 0.00016025 | 0.00041206 | 0 | 0.00041206 | [16 empty] | 7.3.1.3 Ignition probability mapping showing the probability of ignition along the electric lines and equipmentWLDFRAggregatedAggregated | WLDFR | HFTD - Distribution - Tier 2 - 1QU CoRE ¦ 2QU LoRE | Non-Red Flag Warning - Catastrophic Fires | Aggregated | Aggregated | 2045 | 1.6639e-05 | 0 | 306.602 | 0.0051017 | 2045 | Mitigation | 0.08575 | 30 | 0 | esc | 0.0012005 | 1.9976e-08 | 0.00060025 | 9.9879e-09 | 0.0015435 | 2.5683e-08
[35 empty] | 7.3.1.1 A summarized risk map that shows the overall ignition probability and estimated wildfire consequence along the electric lines and equipment | WLDFR | HFTD - Distribution - Tier 2 - 3QU CoRE ¦ 1QU LoRE | 2025 | 0.7629 | 0.020857 | 2.0343 | 0 | 2.0343 | 0.012983 | 1.2663 | 0 | 1.2663 | 0.029354 | 2.8631 | 0 | 2.8631 | 0.030826 | 3.0066 | 0 | 3.0066 | 1.552 | 0.96604 | 2.1842 | 2.2937 | 0.029354 | 0.022394 | 2.8631 | 2.1842 | 0 | 0 | 2.8631 | 2.1842 | [11 empty] | WLDFR | HFTD - Distribution - Tier 2 - 1QU CoRE ¦ 2QU LoRE | Non-Red Flag Warning - Catastrophic Fires | 2035 | 1.9976e-08 | 9.9879e-09 | 2.5683e-08 | 16044.1264 | 263.1074 | 9721.74 | 6059.2791 | 0 | 0 | 0 | 1.6639e-05 |  | 0.00032049 | 0 | 0.00032049 | 0.00016025 | 0 | 0.00016025 | 0.00041206 | 0 | 0.00041206 | [16 empty] | 7.3.1.3 Ignition probability mapping showing the probability of ignition along the electric lines and equipmentWLDFRAggregatedAggregated | WLDFR | HFTD - Distribution - Tier 2 - 1QU CoRE ¦ 2QU LoRE | Non-Red Flag Warning - Catastrophic Fires | Aggregated | Aggregated | 2046 | 1.6639e-05 | 0 | 306.602 | 0.0051017 | 2046 | Mitigation | 0.08575 | 30 | 0 | esc | 0.0012005 | 1.9976e-08 | 0.00060025 | 9.9879e-09 | 0.0015435 | 2.5683e-08
[35 empty] | 7.3.1.1 A summarized risk map that shows the overall ignition probability and estimated wildfire consequence along the electric lines and equipment | WLDFR | HFTD - Distribution - Tier 2 - 3QU CoRE ¦ 1QU LoRE | 2026 | 0.71299 | 0.020857 | 2.0343 | 0 | 2.0343 | 0.012983 | 1.2663 | 0 | 1.2663 | 0.029354 | 2.8631 | 0 | 2.8631 | 0.030826 | 3.0066 | 0 | 3.0066 | 1.4504 | 0.90284 | 2.0413 | 2.1437 | 0.029354 | 0.020929 | 2.8631 | 2.0413 | 0 | 0 | 2.8631 | 2.0413 | [11 empty] | WLDFR | HFTD - Distribution - Tier 2 - 1QU CoRE ¦ 2QU LoRE | Non-Red Flag Warning - Catastrophic Fires | 2036 | 1.9976e-08 | 9.9879e-09 | 2.5683e-08 | 16044.1264 | 263.1074 | 9721.74 | 6059.2791 | 0 | 0 | 0 | 1.6639e-05 |  | 0.00032049 | 0 | 0.00032049 | 0.00016025 | 0 | 0.00016025 | 0.00041206 | 0 | 0.00041206 | [16 empty] | 7.3.1.3 Ignition probability mapping showing the probability of ignition along the electric lines and equipmentWLDFRAggregatedAggregated | WLDFR | HFTD - Distribution - Tier 2 - 1QU CoRE ¦ 2QU LoRE | Non-Red Flag Warning - Catastrophic Fires | Aggregated | Aggregated | 2047 | 1.6639e-05 | 0 | 306.602 | 0.0051017 | 2047 | Mitigation | 0.08575 | 30 | 0 | esc | 0.0012005 | 1.9976e-08 | 0.00060025 | 9.9879e-09 | 0.0015435 | 2.5683e-08
[35 empty] | 7.3.1.1 A summarized risk map that shows the overall ignition probability and estimated wildfire consequence along the electric lines and equipment | WLDFR | HFTD - Distribution - Tier 2 - 3QU CoRE ¦ 1QU LoRE | 2027 | 0.66634 | 0.020857 | 2.0343 | 0 | 2.0343 | 0.012983 | 1.2663 | 0 | 1.2663 | 0.029354 | 2.8631 | 0 | 2.8631 | 0.030826 | 3.0066 | 0 | 3.0066 | 1.3556 | 0.84377 | 1.9078 | 2.0034 | 0.029354 | 0.01956 | 2.8631 | 1.9078 | 0 | 0 | 2.8631 | 1.9078 | [11 empty] | WLDFR | HFTD - Distribution - Tier 2 - 1QU CoRE ¦ 2QU LoRE | Non-Red Flag Warning - Catastrophic Fires | 2037 | 1.9976e-08 | 9.9879e-09 | 2.5683e-08 | 16044.1264 | 263.1074 | 9721.74 | 6059.2791 | 0 | 0 | 0 | 1.6639e-05 |  | 0.00032049 | 0 | 0.00032049 | 0.00016025 | 0 | 0.00016025 | 0.00041206 | 0 | 0.00041206 | [16 empty] | 7.3.1.3 Ignition probability mapping showing the probability of ignition along the electric lines and equipmentWLDFRAggregatedAggregated | WLDFR | HFTD - Distribution - Tier 2 - 1QU CoRE ¦ 2QU LoRE | Non-Red Flag Warning - Catastrophic Fires | Aggregated | Aggregated | 2048 | 1.6639e-05 | 0 | 306.602 | 0.0051017 | 2048 | Mitigation | 0.08575 | 30 | 0 | esc | 0.0012005 | 1.9976e-08 | 0.00060025 | 9.9879e-09 | 0.0015435 | 2.5683e-08
[35 empty] | 7.3.1.1 A summarized risk map that shows the overall ignition probability and estimated wildfire consequence along the electric lines and equipment | WLDFR | HFTD - Distribution - Tier 2 - 3QU CoRE ¦ 1QU LoRE | 2028 | 0.62275 | 0.020857 | 2.1249 | 0 | 2.1249 | 0.012983 | 1.3227 | 0 | 1.3227 | 0.029354 | 2.9906 | 0 | 2.9906 | 0.030826 | 3.1405 | 0 | 3.1405 | 1.3233 | 0.82369 | 1.8624 | 1.9558 | 0.029354 | 0.01828 | 2.9906 | 1.8624 | 0 | 0 | 2.9906 | 1.8624 | [11 empty] | WLDFR | HFTD - Distribution - Tier 2 - 1QU CoRE ¦ 2QU LoRE | Non-Red Flag Warning - Catastrophic Fires | 2038 | 1.9976e-08 | 9.9879e-09 | 2.5683e-08 | 16832.3912 | 280.5544 | 10192.2718 | 6359.5651 | 0 | 0 | 0 | 1.6639e-05 |  | 0.00033624 | 0 | 0.00033624 | 0.00016812 | 0 | 0.00016812 | 0.00043231 | 0 | 0.00043231 | [16 empty] | 7.3.1.3 Ignition probability mapping showing the probability of ignition along the electric lines and equipmentWLDFRAggregatedAggregated | WLDFR | HFTD - Distribution - Tier 2 - 1QU CoRE ¦ 2QU LoRE | Non-Red Flag Warning - Catastrophic Fires | Aggregated | Aggregated | 2049 | 1.6639e-05 | 0 | 306.602 | 0.0051017 | 2049 | Mitigation | 0.08575 | 30 | 0 | esc | 0.0012005 | 1.9976e-08 | 0.00060025 | 9.9879e-09 | 0.0015435 | 2.5683e-08
[35 empty] | 7.3.1.1 A summarized risk map that shows the overall ignition probability and estimated wildfire consequence along the electric lines and equipment | WLDFR | HFTD - Distribution - Tier 2 - 3QU CoRE ¦ 1QU LoRE | 2029 | 0.58201 | 0.020857 | 2.1249 | 0 | 2.1249 | 0.012983 | 1.3227 | 0 | 1.3227 | 0.029354 | 2.9906 | 0 | 2.9906 | 0.030826 | 3.1405 | 0 | 3.1405 | 1.2367 | 0.7698 | 1.7405 | 1.8278 | 0.029354 | 0.017084 | 2.9906 | 1.7405 | 0 | 0 | 2.9906 | 1.7405 | [11 empty] | WLDFR | HFTD - Distribution - Tier 2 - 1QU CoRE ¦ 2QU LoRE | Non-Red Flag Warning - Catastrophic Fires | 2039 | 1.9976e-08 | 9.9879e-09 | 2.5683e-08 | 16832.3912 | 280.5544 | 10192.2718 | 6359.5651 | 0 | 0 | 0 | 1.6639e-05 |  | 0.00033624 | 0 | 0.00033624 | 0.00016812 | 0 | 0.00016812 | 0.00043231 | 0 | 0.00043231 | [16 empty] | 7.3.1.3 Ignition probability mapping showing the probability of ignition along the electric lines and equipmentWLDFRAggregatedAggregated | WLDFR | HFTD - Distribution - Tier 2 - 1QU CoRE ¦ 2QU LoRE | Non-Red Flag Warning - Catastrophic Fires | Aggregated | Aggregated | 2050 | 1.6639e-05 | 0 | 306.602 | 0.0051017 | 2050 | Mitigation | 0.08575 | 30 | 0 | esc | 0 | 0 | 0.00060025 | 9.9879e-09 | 0.0015435 | 2.5683e-08
[35 empty] | 7.3.1.1 A summarized risk map that shows the overall ignition probability and estimated wildfire consequence along the electric lines and equipment | WLDFR | HFTD - Distribution - Tier 2 - 3QU CoRE ¦ 1QU LoRE | 2030 | 0.54393 | 0.020857 | 2.1249 | 0 | 2.1249 | 0.012983 | 1.3227 | 0 | 1.3227 | 0.029354 | 2.9906 | 0 | 2.9906 | 0.030826 | 3.1405 | 0 | 3.1405 | 1.1558 | 0.71944 | 1.6267 | 1.7082 | 0.029354 | 0.015966 | 2.9906 | 1.6267 | 0 | 0 | 2.9906 | 1.6267 | [11 empty] | WLDFR | HFTD - Distribution - Tier 2 - 1QU CoRE ¦ 2QU LoRE | Non-Red Flag Warning - Catastrophic Fires | 2040 | 1.9976e-08 | 9.9879e-09 | 2.5683e-08 | 16832.3912 | 280.5544 | 10192.2718 | 6359.5651 | 0 | 0 | 0 | 1.6639e-05 |  | 0.00033624 | 0 | 0.00033624 | 0.00016812 | 0 | 0.00016812 | 0.00043231 | 0 | 0.00043231 | [16 empty] | 7.3.1.3 Ignition probability mapping showing the probability of ignition along the electric lines and equipmentWLDFRAggregatedAggregated | WLDFR | HFTD - Distribution - Tier 2 - 1QU CoRE ¦ 2QU LoRE | Non-Red Flag Warning - Catastrophic Fires | Aggregated | Aggregated | 2051 | 1.6639e-05 | 0 | 306.602 | 0.0051017 | 2051 | Mitigation | 0.08575 | 30 | 0 | esc | 0 | 0 | 0 | 0 | 0.0015435 | 2.5683e-08
[35 empty] | 7.3.1.1 A summarized risk map that shows the overall ignition probability and estimated wildfire consequence along the electric lines and equipment | WLDFR | HFTD - Distribution - Tier 2 - 3QU CoRE ¦ 1QU LoRE | 2031 | 0.50835 | 0.020857 | 2.1249 | 0 | 2.1249 | 0.012983 | 1.3227 | 0 | 1.3227 | 0.029354 | 2.9906 | 0 | 2.9906 | 0.030826 | 3.1405 | 0 | 3.1405 | 1.0802 | 0.67238 | 1.5203 | 1.5965 | 0.029354 | 0.014922 | 2.9906 | 1.5203 | 0 | 0 | 2.9906 | 1.5203 | [11 empty] | WLDFR | HFTD - Distribution - Tier 2 - 1QU CoRE ¦ 2QU LoRE | Non-Red Flag Warning - Catastrophic Fires | 2041 | 1.9976e-08 | 9.9879e-09 | 2.5683e-08 | 16832.3912 | 280.5544 | 10192.2718 | 6359.5651 | 0 | 0 | 0 | 1.6639e-05 |  | 0.00033624 | 0 | 0.00033624 | 0.00016812 | 0 | 0.00016812 | 0.00043231 | 0 | 0.00043231 | [16 empty] | 7.3.1.3 Ignition probability mapping showing the probability of ignition along the electric lines and equipmentWLDFRAggregatedAggregated | WLDFR | HFTD - Distribution - Tier 2 - 1QU CoRE ¦ 2QU LoRE | Non-Red Flag Warning - Destructive Fires | Aggregated | Aggregated | 2021 | 1.6684e-05 | 0 | 306.602 | 0.0051155 | 2021 | Mitigation | 0.08575 | 30 | 0 | esc | 0.0012005 | 2.003e-08 | 0.00060025 | 1.0015e-08 | 0 | 0
[35 empty] | 7.3.1.1 A summarized risk map that shows the overall ignition probability and estimated wildfire consequence along the electric lines and equipment | WLDFR | HFTD - Distribution - Tier 2 - 3QU CoRE ¦ 1QU LoRE | 2032 | 0.47509 | 0.020857 | 2.1249 | 0 | 2.1249 | 0.012983 | 1.3227 | 0 | 1.3227 | 0.029354 | 2.9906 | 0 | 2.9906 | 0.030826 | 3.1405 | 0 | 3.1405 | 1.0095 | 0.62839 | 1.4208 | 1.492 | 0.029354 | 0.013946 | 2.9906 | 1.4208 | 0 | 0 | 2.9906 | 1.4208 | [11 empty] | WLDFR | HFTD - Distribution - Tier 2 - 1QU CoRE ¦ 2QU LoRE | Non-Red Flag Warning - Catastrophic Fires | 2042 | 1.9976e-08 | 9.9879e-09 | 2.5683e-08 | 16832.3912 | 280.5544 | 10192.2718 | 6359.5651 | 0 | 0 | 0 | 1.6639e-05 |  | 0.00033624 | 0 | 0.00033624 | 0.00016812 | 0 | 0.00016812 | 0.00043231 | 0 | 0.00043231 | [16 empty] | 7.3.1.3 Ignition probability mapping showing the probability of ignition along the electric lines and equipmentWLDFRAggregatedAggregated | WLDFR | HFTD - Distribution - Tier 2 - 1QU CoRE ¦ 2QU LoRE | Non-Red Flag Warning - Destructive Fires | Aggregated | Aggregated | 2022 | 1.6684e-05 | 0 | 306.602 | 0.0051155 | 2022 | Mitigation | 0.08575 | 30 | 0 | esc | 0.0012005 | 2.003e-08 | 0.00060025 | 1.0015e-08 | 0.0015435 | 2.5753e-08
[35 empty] | 7.3.1.1 A summarized risk map that shows the overall ignition probability and estimated wildfire consequence along the electric lines and equipment | WLDFR | HFTD - Distribution - Tier 2 - 3QU CoRE ¦ 1QU LoRE | 2033 | 0.44401 | 0.020857 | 2.2256 | 0 | 2.2256 | 0.012983 | 1.3853 | 0 | 1.3853 | 0.029354 | 3.1323 | 0 | 3.1323 | 0.030826 | 3.2893 | 0 | 3.2893 | 0.98819 | 0.6151 | 1.3908 | 1.4605 | 0.029354 | 0.013033 | 3.1323 | 1.3908 | 0 | 0 | 3.1323 | 1.3908 | [11 empty] | WLDFR | HFTD - Distribution - Tier 2 - 1QU CoRE ¦ 2QU LoRE | Non-Red Flag Warning - Catastrophic Fires | 2043 | 1.9976e-08 | 9.9879e-09 | 2.5683e-08 | 17672.0852 | 299.42 | 10692.7362 | 6679.929 | 0 | 0 | 0 | 1.6639e-05 |  | 0.00035301 | 0 | 0.00035301 | 0.00017651 | 0 | 0.00017651 | 0.00045387 | 0 | 0.00045387 | [16 empty] | 7.3.1.3 Ignition probability mapping showing the probability of ignition along the electric lines and equipmentWLDFRAggregatedAggregated | WLDFR | HFTD - Distribution - Tier 2 - 1QU CoRE ¦ 2QU LoRE | Non-Red Flag Warning - Destructive Fires | Aggregated | Aggregated | 2023 | 1.6684e-05 | 0 | 306.602 | 0.0051155 | 2023 | Mitigation | 0.08575 | 30 | 0 | esc | 0.0012005 | 2.003e-08 | 0.00060025 | 1.0015e-08 | 0.0015435 | 2.5753e-08
[35 empty] | 7.3.1.1 A summarized risk map that shows the overall ignition probability and estimated wildfire consequence along the electric lines and equipment | WLDFR | HFTD - Distribution - Tier 2 - 3QU CoRE ¦ 1QU LoRE | 2034 | 0.41496 | 0.020857 | 2.2256 | 0 | 2.2256 | 0.012983 | 1.3853 | 0 | 1.3853 | 0.029354 | 3.1323 | 0 | 3.1323 | 0.030826 | 3.2893 | 0 | 3.2893 | 0.92355 | 0.57486 | 1.2998 | 1.365 | 0.029354 | 0.012181 | 3.1323 | 1.2998 | 0 | 0 | 3.1323 | 1.2998 | [11 empty] | WLDFR | HFTD - Distribution - Tier 2 - 1QU CoRE ¦ 2QU LoRE | Non-Red Flag Warning - Catastrophic Fires | 2044 | 1.9976e-08 | 9.9879e-09 | 2.5683e-08 | 17672.0852 | 299.42 | 10692.7362 | 6679.929 | 0 | 0 | 0 | 1.6639e-05 |  | 0.00035301 | 0 | 0.00035301 | 0.00017651 | 0 | 0.00017651 | 0.00045387 | 0 | 0.00045387 | [16 empty] | 7.3.1.3 Ignition probability mapping showing the probability of ignition along the electric lines and equipmentWLDFRAggregatedAggregated | WLDFR | HFTD - Distribution - Tier 2 - 1QU CoRE ¦ 2QU LoRE | Non-Red Flag Warning - Destructive Fires | Aggregated | Aggregated | 2024 | 1.6684e-05 | 0 | 306.602 | 0.0051155 | 2024 | Mitigation | 0.08575 | 30 | 0 | esc | 0.0012005 | 2.003e-08 | 0.00060025 | 1.0015e-08 | 0.0015435 | 2.5753e-08
[35 empty] | 7.3.1.1 A summarized risk map that shows the overall ignition probability and estimated wildfire consequence along the electric lines and equipment | WLDFR | HFTD - Distribution - Tier 2 - 3QU CoRE ¦ 1QU LoRE | 2035 | 0.38782 | 0.020857 | 2.2256 | 0 | 2.2256 | 0.012983 | 1.3853 | 0 | 1.3853 | 0.029354 | 3.1323 | 0 | 3.1323 | 0.030826 | 3.2893 | 0 | 3.2893 | 0.86313 | 0.53726 | 1.2147 | 1.2757 | 0.029354 | 0.011384 | 3.1323 | 1.2147 | 0 | 0 | 3.1323 | 1.2147 | [11 empty] | WLDFR | HFTD - Distribution - Tier 2 - 1QU CoRE ¦ 2QU LoRE | Non-Red Flag Warning - Catastrophic Fires | 2045 | 1.9976e-08 | 9.9879e-09 | 2.5683e-08 | 17672.0852 | 299.42 | 10692.7362 | 6679.929 | 0 | 0 | 0 | 1.6639e-05 |  | 0.00035301 | 0 | 0.00035301 | 0.00017651 | 0 | 0.00017651 | 0.00045387 | 0 | 0.00045387 | [16 empty] | 7.3.1.3 Ignition probability mapping showing the probability of ignition along the electric lines and equipmentWLDFRAggregatedAggregated | WLDFR | HFTD - Distribution - Tier 2 - 1QU CoRE ¦ 2QU LoRE | Non-Red Flag Warning - Destructive Fires | Aggregated | Aggregated | 2025 | 1.6684e-05 | 0 | 306.602 | 0.0051155 | 2025 | Mitigation | 0.08575 | 30 | 0 | esc | 0.0012005 | 2.003e-08 | 0.00060025 | 1.0015e-08 | 0.0015435 | 2.5753e-08
[35 empty] | 7.3.1.1 A summarized risk map that shows the overall ignition probability and estimated wildfire consequence along the electric lines and equipment | WLDFR | HFTD - Distribution - Tier 2 - 3QU CoRE ¦ 1QU LoRE | 2036 | 0.36245 | 0.020857 | 2.2256 | 0 | 2.2256 | 0.012983 | 1.3853 | 0 | 1.3853 | 0.029354 | 3.1323 | 0 | 3.1323 | 0.030826 | 3.2893 | 0 | 3.2893 | 0.80666 | 0.50211 | 1.1353 | 1.1922 | 0.029354 | 0.010639 | 3.1323 | 1.1353 | 0 | 0 | 3.1323 | 1.1353 | [11 empty] | WLDFR | HFTD - Distribution - Tier 2 - 1QU CoRE ¦ 2QU LoRE | Non-Red Flag Warning - Catastrophic Fires | 2046 | 1.9976e-08 | 9.9879e-09 | 2.5683e-08 | 17672.0852 | 299.42 | 10692.7362 | 6679.929 | 0 | 0 | 0 | 1.6639e-05 |  | 0.00035301 | 0 | 0.00035301 | 0.00017651 | 0 | 0.00017651 | 0.00045387 | 0 | 0.00045387 | [16 empty] | 7.3.1.3 Ignition probability mapping showing the probability of ignition along the electric lines and equipmentWLDFRAggregatedAggregated | WLDFR | HFTD - Distribution - Tier 2 - 1QU CoRE ¦ 2QU LoRE | Non-Red Flag Warning - Destructive Fires | Aggregated | Aggregated | 2026 | 1.6684e-05 | 0 | 306.602 | 0.0051155 | 2026 | Mitigation | 0.08575 | 30 | 0 | esc | 0.0012005 | 2.003e-08 | 0.00060025 | 1.0015e-08 | 0.0015435 | 2.5753e-08
[35 empty] | 7.3.1.1 A summarized risk map that shows the overall ignition probability and estimated wildfire consequence along the electric lines and equipment | WLDFR | HFTD - Distribution - Tier 2 - 3QU CoRE ¦ 1QU LoRE | 2037 | 0.33873 | 0.020857 | 2.2256 | 0 | 2.2256 | 0.012983 | 1.3853 | 0 | 1.3853 | 0.029354 | 3.1323 | 0 | 3.1323 | 0.030826 | 3.2893 | 0 | 3.2893 | 0.75389 | 0.46926 | 1.061 | 1.1142 | 0.029354 | 0.0099431 | 3.1323 | 1.061 | 0 | 0 | 3.1323 | 1.061 | [11 empty] | WLDFR | HFTD - Distribution - Tier 2 - 1QU CoRE ¦ 2QU LoRE | Non-Red Flag Warning - Catastrophic Fires | 2047 | 1.9976e-08 | 9.9879e-09 | 2.5683e-08 | 17672.0852 | 299.42 | 10692.7362 | 6679.929 | 0 | 0 | 0 | 1.6639e-05 |  | 0.00035301 | 0 | 0.00035301 | 0.00017651 | 0 | 0.00017651 | 0.00045387 | 0 | 0.00045387 | [16 empty] | 7.3.1.3 Ignition probability mapping showing the probability of ignition along the electric lines and equipmentWLDFRAggregatedAggregated | WLDFR | HFTD - Distribution - Tier 2 - 1QU CoRE ¦ 2QU LoRE | Non-Red Flag Warning - Destructive Fires | Aggregated | Aggregated | 2027 | 1.6684e-05 | 0 | 306.602 | 0.0051155 | 2027 | Mitigation | 0.08575 | 30 | 0 | esc | 0.0012005 | 2.003e-08 | 0.00060025 | 1.0015e-08 | 0.0015435 | 2.5753e-08
[35 empty] | 7.3.1.1 A summarized risk map that shows the overall ignition probability and estimated wildfire consequence along the electric lines and equipment | WLDFR | HFTD - Distribution - Tier 2 - 3QU CoRE ¦ 1QU LoRE | 2038 | 0.31657 | 0.020857 | 2.3349 | 0 | 2.3349 | 0.012983 | 1.4534 | 0 | 1.4534 | 0.029354 | 3.2861 | 0 | 3.2861 | 0.030826 | 3.4508 | 0 | 3.4508 | 0.73916 | 0.4601 | 1.0403 | 1.0924 | 0.029354 | 0.0092926 | 3.2861 | 1.0403 | 0 | 0 | 3.2861 | 1.0403 | [11 empty] | WLDFR | HFTD - Distribution - Tier 2 - 1QU CoRE ¦ 2QU LoRE | Non-Red Flag Warning - Catastrophic Fires | 2048 | 1.9976e-08 | 9.9879e-09 | 2.5683e-08 | 18552.3348 | 319.4911 | 11216.5626 | 7016.281 | 0 | 0 | 0 | 1.6639e-05 |  | 0.0003706 | 0 | 0.0003706 | 0.0001853 | 0 | 0.0001853 | 0.00047648 | 0 | 0.00047648 | [16 empty] | 7.3.1.3 Ignition probability mapping showing the probability of ignition along the electric lines and equipmentWLDFRAggregatedAggregated | WLDFR | HFTD - Distribution - Tier 2 - 1QU CoRE ¦ 2QU LoRE | Non-Red Flag Warning - Destructive Fires | Aggregated | Aggregated | 2028 | 1.6684e-05 | 0 | 306.602 | 0.0051155 | 2028 | Mitigation | 0.08575 | 30 | 0 | esc | 0.0012005 | 2.003e-08 | 0.00060025 | 1.0015e-08 | 0.0015435 | 2.5753e-08
[35 empty] | 7.3.1.1 A summarized risk map that shows the overall ignition probability and estimated wildfire consequence along the electric lines and equipment | WLDFR | HFTD - Distribution - Tier 2 - 3QU CoRE ¦ 1QU LoRE | 2039 | 0.29586 | 0.020857 | 2.3349 | 0 | 2.3349 | 0.012983 | 1.4534 | 0 | 1.4534 | 0.029354 | 3.2861 | 0 | 3.2861 | 0.030826 | 3.4508 | 0 | 3.4508 | 0.69081 | 0.43 | 0.97222 | 1.021 | 0.029354 | 0.0086847 | 3.2861 | 0.97222 | 0 | 0 | 3.2861 | 0.97222 | [11 empty] | WLDFR | HFTD - Distribution - Tier 2 - 1QU CoRE ¦ 2QU LoRE | Non-Red Flag Warning - Catastrophic Fires | 2049 | 1.9976e-08 | 9.9879e-09 | 2.5683e-08 | 18552.3348 | 319.4911 | 11216.5626 | 7016.281 | 0 | 0 | 0 | 1.6639e-05 |  | 0.0003706 | 0 | 0.0003706 | 0.0001853 | 0 | 0.0001853 | 0.00047648 | 0 | 0.00047648 | [16 empty] | 7.3.1.3 Ignition probability mapping showing the probability of ignition along the electric lines and equipmentWLDFRAggregatedAggregated | WLDFR | HFTD - Distribution - Tier 2 - 1QU CoRE ¦ 2QU LoRE | Non-Red Flag Warning - Destructive Fires | Aggregated | Aggregated | 2029 | 1.6684e-05 | 0 | 306.602 | 0.0051155 | 2029 | Mitigation | 0.08575 | 30 | 0 | esc | 0.0012005 | 2.003e-08 | 0.00060025 | 1.0015e-08 | 0.0015435 | 2.5753e-08
[35 empty] | 7.3.1.1 A summarized risk map that shows the overall ignition probability and estimated wildfire consequence along the electric lines and equipment | WLDFR | HFTD - Distribution - Tier 2 - 3QU CoRE ¦ 1QU LoRE | 2040 | 0.27651 | 0.020857 | 2.3349 | 0 | 2.3349 | 0.012983 | 1.4534 | 0 | 1.4534 | 0.029354 | 3.2861 | 0 | 3.2861 | 0.030826 | 3.4508 | 0 | 3.4508 | 0.64561 | 0.40187 | 0.90862 | 0.95418 | 0.029354 | 0.0081166 | 3.2861 | 0.90862 | 0 | 0 | 3.2861 | 0.90862 | [11 empty] | WLDFR | HFTD - Distribution - Tier 2 - 1QU CoRE ¦ 2QU LoRE | Non-Red Flag Warning - Catastrophic Fires | 2050 | 0 | 9.9879e-09 | 2.5683e-08 | 18552.3348 | 319.4911 | 11216.5626 | 7016.281 | 0 | 0 | 0 | 1.6639e-05 |  | 0 | 0 | 0 | 0.0001853 | 0 | 0.0001853 | 0.00047648 | 0 | 0.00047648 | [16 empty] | 7.3.1.3 Ignition probability mapping showing the probability of ignition along the electric lines and equipmentWLDFRAggregatedAggregated | WLDFR | HFTD - Distribution - Tier 2 - 1QU CoRE ¦ 2QU LoRE | Non-Red Flag Warning - Destructive Fires | Aggregated | Aggregated | 2030 | 1.6684e-05 | 0 | 306.602 | 0.0051155 | 2030 | Mitigation | 0.08575 | 30 | 0 | esc | 0.0012005 | 2.003e-08 | 0.00060025 | 1.0015e-08 | 0.0015435 | 2.5753e-08
[35 empty] | 7.3.1.1 A summarized risk map that shows the overall ignition probability and estimated wildfire consequence along the electric lines and equipment | WLDFR | HFTD - Distribution - Tier 2 - 3QU CoRE ¦ 1QU LoRE | 2041 | 0.25842 | 0.020857 | 2.3349 | 0 | 2.3349 | 0.012983 | 1.4534 | 0 | 1.4534 | 0.029354 | 3.2861 | 0 | 3.2861 | 0.030826 | 3.4508 | 0 | 3.4508 | 0.60338 | 0.37558 | 0.84918 | 0.89176 | 0.029354 | 0.0075856 | 3.2861 | 0.84918 | 0 | 0 | 3.2861 | 0.84918 | [11 empty] | WLDFR | HFTD - Distribution - Tier 2 - 1QU CoRE ¦ 2QU LoRE | Non-Red Flag Warning - Catastrophic Fires | 2051 | 0 | 0 | 2.5683e-08 | 18552.3348 | 319.4911 | 11216.5626 | 7016.281 | 0 | 0 | 0 | 1.6639e-05 |  | 0 | 0 | 0 | 0 | 0 | 0 | 0.00047648 | 0 | 0.00047648 | [16 empty] | 7.3.1.3 Ignition probability mapping showing the probability of ignition along the electric lines and equipmentWLDFRAggregatedAggregated | WLDFR | HFTD - Distribution - Tier 2 - 1QU CoRE ¦ 2QU LoRE | Non-Red Flag Warning - Destructive Fires | Aggregated | Aggregated | 2031 | 1.6684e-05 | 0 | 306.602 | 0.0051155 | 2031 | Mitigation | 0.08575 | 30 | 0 | esc | 0.0012005 | 2.003e-08 | 0.00060025 | 1.0015e-08 | 0.0015435 | 2.5753e-08
[35 empty] | 7.3.1.1 A summarized risk map that shows the overall ignition probability and estimated wildfire consequence along the electric lines and equipment | WLDFR | HFTD - Distribution - Tier 2 - 3QU CoRE ¦ 1QU LoRE | 2042 | 0.24151 | 0.020857 | 2.3349 | 0 | 2.3349 | 0.012983 | 1.4534 | 0 | 1.4534 | 0.029354 | 3.2861 | 0 | 3.2861 | 0.030826 | 3.4508 | 0 | 3.4508 | 0.5639 | 0.351 | 0.79363 | 0.83342 | 0.029354 | 0.0070893 | 3.2861 | 0.79363 | 0 | 0 | 3.2861 | 0.79363 | [11 empty] | WLDFR | HFTD - Distribution - Tier 2 - 1QU CoRE ¦ 2QU LoRE | Non-Red Flag Warning - Destructive Fires | 2020 | 2.003e-08 | 0 | 0 | 8807.9522 | 222.2294 | 8585.7228 | 0 | 0 | 0 | 0 | 1.6684e-05 |  | 0.00017642 | 0 | 0.00017642 | 0 | 0 | 0 | 0 | 0 | 0 | [16 empty] | 7.3.1.3 Ignition probability mapping showing the probability of ignition along the electric lines and equipmentWLDFRAggregatedAggregated | WLDFR | HFTD - Distribution - Tier 2 - 1QU CoRE ¦ 2QU LoRE | Non-Red Flag Warning - Destructive Fires | Aggregated | Aggregated | 2032 | 1.6684e-05 | 0 | 306.602 | 0.0051155 | 2032 | Mitigation | 0.08575 | 30 | 0 | esc | 0.0012005 | 2.003e-08 | 0.00060025 | 1.0015e-08 | 0.0015435 | 2.5753e-08
[35 empty] | 7.3.1.1 A summarized risk map that shows the overall ignition probability and estimated wildfire consequence along the electric lines and equipment | WLDFR | HFTD - Distribution - Tier 2 - 3QU CoRE ¦ 1QU LoRE | 2043 | 0.22571 | 0.020857 | 2.4513 | 0 | 2.4513 | 0.012983 | 1.5258 | 0 | 1.5258 | 0.029354 | 3.4499 | 0 | 3.4499 | 0.030826 | 3.6229 | 0 | 3.6229 | 0.55329 | 0.3444 | 0.77868 | 0.81773 | 0.029354 | 0.0066255 | 3.4499 | 0.77868 | 0 | 0 | 3.4499 | 0.77868 | [11 empty] | WLDFR | HFTD - Distribution - Tier 2 - 1QU CoRE ¦ 2QU LoRE | Non-Red Flag Warning - Destructive Fires | 2021 | 2.003e-08 | 1.0015e-08 | 0 | 8807.9522 | 222.2294 | 8585.7228 | 0 | 0 | 0 | 0 | 1.6684e-05 |  | 0.00017642 | 0 | 0.00017642 | 8.821e-05 | 0 | 8.821e-05 | 0 | 0 | 0 | [16 empty] | 7.3.1.3 Ignition probability mapping showing the probability of ignition along the electric lines and equipmentWLDFRAggregatedAggregated | WLDFR | HFTD - Distribution - Tier 2 - 1QU CoRE ¦ 2QU LoRE | Non-Red Flag Warning - Destructive Fires | Aggregated | Aggregated | 2033 | 1.6684e-05 | 0 | 306.602 | 0.0051155 | 2033 | Mitigation | 0.08575 | 30 | 0 | esc | 0.0012005 | 2.003e-08 | 0.00060025 | 1.0015e-08 | 0.0015435 | 2.5753e-08
[35 empty] | 7.3.1.1 A summarized risk map that shows the overall ignition probability and estimated wildfire consequence along the electric lines and equipment | WLDFR | HFTD - Distribution - Tier 2 - 3QU CoRE ¦ 1QU LoRE | 2044 | 0.21095 | 0.020857 | 2.4513 | 0 | 2.4513 | 0.012983 | 1.5258 | 0 | 1.5258 | 0.029354 | 3.4499 | 0 | 3.4499 | 0.030826 | 3.6229 | 0 | 3.6229 | 0.51709 | 0.32187 | 0.72774 | 0.76423 | 0.029354 | 0.0061921 | 3.4499 | 0.72774 | 0 | 0 | 3.4499 | 0.72774 | [11 empty] | WLDFR | HFTD - Distribution - Tier 2 - 1QU CoRE ¦ 2QU LoRE | Non-Red Flag Warning - Destructive Fires | 2022 | 2.003e-08 | 1.0015e-08 | 2.5753e-08 | 8807.9522 | 222.2294 | 8585.7228 | 0 | 0 | 0 | 0 | 1.6684e-05 |  | 0.00017642 | 0 | 0.00017642 | 8.821e-05 | 0 | 8.821e-05 | 0.00022683 | 0 | 0.00022683 | [16 empty] | 7.3.1.3 Ignition probability mapping showing the probability of ignition along the electric lines and equipmentWLDFRAggregatedAggregated | WLDFR | HFTD - Distribution - Tier 2 - 1QU CoRE ¦ 2QU LoRE | Non-Red Flag Warning - Destructive Fires | Aggregated | Aggregated | 2034 | 1.6684e-05 | 0 | 306.602 | 0.0051155 | 2034 | Mitigation | 0.08575 | 30 | 0 | esc | 0.0012005 | 2.003e-08 | 0.00060025 | 1.0015e-08 | 0.0015435 | 2.5753e-08
[35 empty] | 7.3.1.1 A summarized risk map that shows the overall ignition probability and estimated wildfire consequence along the electric lines and equipment | WLDFR | HFTD - Distribution - Tier 2 - 3QU CoRE ¦ 1QU LoRE | 2045 | 0.19715 | 0.020857 | 2.4513 | 0 | 2.4513 | 0.012983 | 1.5258 | 0 | 1.5258 | 0.029354 | 3.4499 | 0 | 3.4499 | 0.030826 | 3.6229 | 0 | 3.6229 | 0.48326 | 0.30081 | 0.68013 | 0.71424 | 0.029354 | 0.005787 | 3.4499 | 0.68013 | 0 | 0 | 3.4499 | 0.68013 | [11 empty] | WLDFR | HFTD - Distribution - Tier 2 - 1QU CoRE ¦ 2QU LoRE | Non-Red Flag Warning - Destructive Fires | 2023 | 2.003e-08 | 1.0015e-08 | 2.5753e-08 | 9129.7461 | 233.2301 | 8896.516 | 0 | 0 | 0 | 0 | 1.6684e-05 |  | 0.00018287 | 0 | 0.00018287 | 9.1433e-05 | 0 | 9.1433e-05 | 0.00023511 | 0 | 0.00023511 | [16 empty] | 7.3.1.3 Ignition probability mapping showing the probability of ignition along the electric lines and equipmentWLDFRAggregatedAggregated | WLDFR | HFTD - Distribution - Tier 2 - 1QU CoRE ¦ 2QU LoRE | Non-Red Flag Warning - Destructive Fires | Aggregated | Aggregated | 2035 | 1.6684e-05 | 0 | 306.602 | 0.0051155 | 2035 | Mitigation | 0.08575 | 30 | 0 | esc | 0.0012005 | 2.003e-08 | 0.00060025 | 1.0015e-08 | 0.0015435 | 2.5753e-08
[35 empty] | 7.3.1.1 A summarized risk map that shows the overall ignition probability and estimated wildfire consequence along the electric lines and equipment | WLDFR | HFTD - Distribution - Tier 2 - 3QU CoRE ¦ 1QU LoRE | 2046 | 0.18425 | 0.020857 | 2.4513 | 0 | 2.4513 | 0.012983 | 1.5258 | 0 | 1.5258 | 0.029354 | 3.4499 | 0 | 3.4499 | 0.030826 | 3.6229 | 0 | 3.6229 | 0.45165 | 0.28113 | 0.63564 | 0.66751 | 0.029354 | 0.0054084 | 3.4499 | 0.63564 | 0 | 0 | 3.4499 | 0.63564 | [11 empty] | WLDFR | HFTD - Distribution - Tier 2 - 1QU CoRE ¦ 2QU LoRE | Non-Red Flag Warning - Destructive Fires | 2024 | 2.003e-08 | 1.0015e-08 | 2.5753e-08 | 9129.7461 | 233.2301 | 8896.516 | 0 | 0 | 0 | 0 | 1.6684e-05 |  | 0.00018287 | 0 | 0.00018287 | 9.1433e-05 | 0 | 9.1433e-05 | 0.00023511 | 0 | 0.00023511 | [16 empty] | 7.3.1.3 Ignition probability mapping showing the probability of ignition along the electric lines and equipmentWLDFRAggregatedAggregated | WLDFR | HFTD - Distribution - Tier 2 - 1QU CoRE ¦ 2QU LoRE | Non-Red Flag Warning - Destructive Fires | Aggregated | Aggregated | 2036 | 1.6684e-05 | 0 | 306.602 | 0.0051155 | 2036 | Mitigation | 0.08575 | 30 | 0 | esc | 0.0012005 | 2.003e-08 | 0.00060025 | 1.0015e-08 | 0.0015435 | 2.5753e-08
[35 empty] | 7.3.1.1 A summarized risk map that shows the overall ignition probability and estimated wildfire consequence along the electric lines and equipment | WLDFR | HFTD - Distribution - Tier 2 - 3QU CoRE ¦ 1QU LoRE | 2047 | 0.1722 | 0.020857 | 2.4513 | 0 | 2.4513 | 0.012983 | 1.5258 | 0 | 1.5258 | 0.029354 | 3.4499 | 0 | 3.4499 | 0.030826 | 3.6229 | 0 | 3.6229 | 0.4221 | 0.26274 | 0.59405 | 0.62384 | 0.029354 | 0.0050546 | 3.4499 | 0.59405 | 0 | 0 | 3.4499 | 0.59405 | [11 empty] | WLDFR | HFTD - Distribution - Tier 2 - 1QU CoRE ¦ 2QU LoRE | Non-Red Flag Warning - Destructive Fires | 2025 | 2.003e-08 | 1.0015e-08 | 2.5753e-08 | 9129.7461 | 233.2301 | 8896.516 | 0 | 0 | 0 | 0 | 1.6684e-05 |  | 0.00018287 | 0 | 0.00018287 | 9.1433e-05 | 0 | 9.1433e-05 | 0.00023511 | 0 | 0.00023511 | [16 empty] | 7.3.1.3 Ignition probability mapping showing the probability of ignition along the electric lines and equipmentWLDFRAggregatedAggregated | WLDFR | HFTD - Distribution - Tier 2 - 1QU CoRE ¦ 2QU LoRE | Non-Red Flag Warning - Destructive Fires | Aggregated | Aggregated | 2037 | 1.6684e-05 | 0 | 306.602 | 0.0051155 | 2037 | Mitigation | 0.08575 | 30 | 0 | esc | 0.0012005 | 2.003e-08 | 0.00060025 | 1.0015e-08 | 0.0015435 | 2.5753e-08
[35 empty] | 7.3.1.1 A summarized risk map that shows the overall ignition probability and estimated wildfire consequence along the electric lines and equipment | WLDFR | HFTD - Distribution - Tier 2 - 3QU CoRE ¦ 1QU LoRE | 2048 | 0.16093 | 0.020857 | 2.5733 | 0 | 2.5733 | 0.012983 | 1.6018 | 0 | 1.6018 | 0.029354 | 3.6216 | 0 | 3.6216 | 0.030826 | 3.8032 | 0 | 3.8032 | 0.41412 | 0.25777 | 0.58282 | 0.61205 | 0.029354 | 0.0047239 | 3.6216 | 0.58282 | 0 | 0 | 3.6216 | 0.58282 | [11 empty] | WLDFR | HFTD - Distribution - Tier 2 - 1QU CoRE ¦ 2QU LoRE | Non-Red Flag Warning - Destructive Fires | 2026 | 2.003e-08 | 1.0015e-08 | 2.5753e-08 | 9129.7461 | 233.2301 | 8896.516 | 0 | 0 | 0 | 0 | 1.6684e-05 |  | 0.00018287 | 0 | 0.00018287 | 9.1433e-05 | 0 | 9.1433e-05 | 0.00023511 | 0 | 0.00023511 | [16 empty] | 7.3.1.3 Ignition probability mapping showing the probability of ignition along the electric lines and equipmentWLDFRAggregatedAggregated | WLDFR | HFTD - Distribution - Tier 2 - 1QU CoRE ¦ 2QU LoRE | Non-Red Flag Warning - Destructive Fires | Aggregated | Aggregated | 2038 | 1.6684e-05 | 0 | 306.602 | 0.0051155 | 2038 | Mitigation | 0.08575 | 30 | 0 | esc | 0.0012005 | 2.003e-08 | 0.00060025 | 1.0015e-08 | 0.0015435 | 2.5753e-08
[35 empty] | 7.3.1.1 A summarized risk map that shows the overall ignition probability and estimated wildfire consequence along the electric lines and equipment | WLDFR | HFTD - Distribution - Tier 2 - 3QU CoRE ¦ 1QU LoRE | 2049 | 0.1504 | 0.020857 | 2.5733 | 0 | 2.5733 | 0.012983 | 1.6018 | 0 | 1.6018 | 0.029354 | 3.6216 | 0 | 3.6216 | 0.030826 | 3.8032 | 0 | 3.8032 | 0.38703 | 0.24091 | 0.5447 | 0.57201 | 0.029354 | 0.0044149 | 3.6216 | 0.5447 | 0 | 0 | 3.6216 | 0.5447 | [11 empty] | WLDFR | HFTD - Distribution - Tier 2 - 1QU CoRE ¦ 2QU LoRE | Non-Red Flag Warning - Destructive Fires | 2027 | 2.003e-08 | 1.0015e-08 | 2.5753e-08 | 9129.7461 | 233.2301 | 8896.516 | 0 | 0 | 0 | 0 | 1.6684e-05 |  | 0.00018287 | 0 | 0.00018287 | 9.1433e-05 | 0 | 9.1433e-05 | 0.00023511 | 0 | 0.00023511 | [16 empty] | 7.3.1.3 Ignition probability mapping showing the probability of ignition along the electric lines and equipmentWLDFRAggregatedAggregated | WLDFR | HFTD - Distribution - Tier 2 - 1QU CoRE ¦ 2QU LoRE | Non-Red Flag Warning - Destructive Fires | Aggregated | Aggregated | 2039 | 1.6684e-05 | 0 | 306.602 | 0.0051155 | 2039 | Mitigation | 0.08575 | 30 | 0 | esc | 0.0012005 | 2.003e-08 | 0.00060025 | 1.0015e-08 | 0.0015435 | 2.5753e-08
[35 empty] | 7.3.1.1 A summarized risk map that shows the overall ignition probability and estimated wildfire consequence along the electric lines and equipment | WLDFR | HFTD - Distribution - Tier 2 - 3QU CoRE ¦ 1QU LoRE | 2050 | 0.14056 | 0 | 0 | 0 | 0 | 0.012983 | 1.6018 | 0 | 1.6018 | 0.029354 | 3.6216 | 0 | 3.6216 | 0.030826 | 3.8032 | 0 | 3.8032 | 0 | 0.22515 | 0.50906 | 0.53459 | 0.029354 | 0.004126 | 3.6216 | 0.50906 | 0 | 0 | 3.6216 | 0.50906 | [11 empty] | WLDFR | HFTD - Distribution - Tier 2 - 1QU CoRE ¦ 2QU LoRE | Non-Red Flag Warning - Destructive Fires | 2028 | 2.003e-08 | 1.0015e-08 | 2.5753e-08 | 9534.9221 | 247.273 | 9287.6491 | 0 | 0 | 0 | 0 | 1.6684e-05 |  | 0.00019098 | 0 | 0.00019098 | 9.5491e-05 | 0 | 9.5491e-05 | 0.00024555 | 0 | 0.00024555 | [16 empty] | 7.3.1.3 Ignition probability mapping showing the probability of ignition along the electric lines and equipmentWLDFRAggregatedAggregated | WLDFR | HFTD - Distribution - Tier 2 - 1QU CoRE ¦ 2QU LoRE | Non-Red Flag Warning - Destructive Fires | Aggregated | Aggregated | 2040 | 1.6684e-05 | 0 | 306.602 | 0.0051155 | 2040 | Mitigation | 0.08575 | 30 | 0 | esc | 0.0012005 | 2.003e-08 | 0.00060025 | 1.0015e-08 | 0.0015435 | 2.5753e-08
[35 empty] | 7.3.1.1 A summarized risk map that shows the overall ignition probability and estimated wildfire consequence along the electric lines and equipment | WLDFR | HFTD - Distribution - Tier 2 - 3QU CoRE ¦ 1QU LoRE | 2051 | 0.13137 | 0 | 0 | 0 | 0 | 0 | 0 | 0 | 0 | 0.029354 | 3.6216 | 0 | 3.6216 | 0.030826 | 3.8032 | 0 | 3.8032 | 0 | 0 | 0.47576 | 0.49961 | 0.029354 | 0.0038561 | 3.6216 | 0.47576 | 0 | 0 | 3.6216 | 0.47576 | [11 empty] | WLDFR | HFTD - Distribution - Tier 2 - 1QU CoRE ¦ 2QU LoRE | Non-Red Flag Warning - Destructive Fires | 2029 | 2.003e-08 | 1.0015e-08 | 2.5753e-08 | 9534.9221 | 247.273 | 9287.6491 | 0 | 0 | 0 | 0 | 1.6684e-05 |  | 0.00019098 | 0 | 0.00019098 | 9.5491e-05 | 0 | 9.5491e-05 | 0.00024555 | 0 | 0.00024555 | [16 empty] | 7.3.1.3 Ignition probability mapping showing the probability of ignition along the electric lines and equipmentWLDFRAggregatedAggregated | WLDFR | HFTD - Distribution - Tier 2 - 1QU CoRE ¦ 2QU LoRE | Non-Red Flag Warning - Destructive Fires | Aggregated | Aggregated | 2041 | 1.6684e-05 | 0 | 306.602 | 0.0051155 | 2041 | Mitigation | 0.08575 | 30 | 0 | esc | 0.0012005 | 2.003e-08 | 0.00060025 | 1.0015e-08 | 0.0015435 | 2.5753e-08
[35 empty] | 7.3.1.1 A summarized risk map that shows the overall ignition probability and estimated wildfire consequence along the electric lines and equipment | WLDFR | HFTD - Distribution - Tier 2 - 3QU CoRE ¦ 1QU LoRE | 2052 | 0.12277 | 0 | 0 | 0 | 0 | 0 | 0 | 0 | 0 | 0 | 0 | 0 | 0 | 0.030826 | 3.8032 | 0 | 3.8032 | 0 | 0 | 0 | 0.46693 | 0 | 0 | 0 | 0 | 0 | 0 | 0 | 0 | [11 empty] | WLDFR | HFTD - Distribution - Tier 2 - 1QU CoRE ¦ 2QU LoRE | Non-Red Flag Warning - Destructive Fires | 2030 | 2.003e-08 | 1.0015e-08 | 2.5753e-08 | 9534.9221 | 247.273 | 9287.6491 | 0 | 0 | 0 | 0 | 1.6684e-05 |  | 0.00019098 | 0 | 0.00019098 | 9.5491e-05 | 0 | 9.5491e-05 | 0.00024555 | 0 | 0.00024555 | [16 empty] | 7.3.1.3 Ignition probability mapping showing the probability of ignition along the electric lines and equipmentWLDFRAggregatedAggregated | WLDFR | HFTD - Distribution - Tier 2 - 1QU CoRE ¦ 2QU LoRE | Non-Red Flag Warning - Destructive Fires | Aggregated | Aggregated | 2042 | 1.6684e-05 | 0 | 306.602 | 0.0051155 | 2042 | Mitigation | 0.08575 | 30 | 0 | esc | 0.0012005 | 2.003e-08 | 0.00060025 | 1.0015e-08 | 0.0015435 | 2.5753e-08
[35 empty] | 7.3.1.1 A summarized risk map that shows the overall ignition probability and estimated wildfire consequence along the electric lines and equipment | WLDFR | HFTD - Distribution - Tier 2 - 3QU CoRE ¦ 2QU LoRE | 2020 | 1 | 0.017998 | 1.908 | 0 | 1.908 | 0 | 0 | 0 | 0 | 0 | 0 | 0 | 0 | 0 | 0 | 0 | 0 | 1.908 | 0 | 0 | 0 | 0 | 0 | 0 | 0 | 0 | 0 | 0 | 0 | [11 empty] | WLDFR | HFTD - Distribution - Tier 2 - 1QU CoRE ¦ 2QU LoRE | Non-Red Flag Warning - Destructive Fires | 2031 | 2.003e-08 | 1.0015e-08 | 2.5753e-08 | 9534.9221 | 247.273 | 9287.6491 | 0 | 0 | 0 | 0 | 1.6684e-05 |  | 0.00019098 | 0 | 0.00019098 | 9.5491e-05 | 0 | 9.5491e-05 | 0.00024555 | 0 | 0.00024555 | [16 empty] | 7.3.1.3 Ignition probability mapping showing the probability of ignition along the electric lines and equipmentWLDFRAggregatedAggregated | WLDFR | HFTD - Distribution - Tier 2 - 1QU CoRE ¦ 2QU LoRE | Non-Red Flag Warning - Destructive Fires | Aggregated | Aggregated | 2043 | 1.6684e-05 | 0 | 306.602 | 0.0051155 | 2043 | Mitigation | 0.08575 | 30 | 0 | esc | 0.0012005 | 2.003e-08 | 0.00060025 | 1.0015e-08 | 0.0015435 | 2.5753e-08
[35 empty] | 7.3.1.1 A summarized risk map that shows the overall ignition probability and estimated wildfire consequence along the electric lines and equipment | WLDFR | HFTD - Distribution - Tier 2 - 3QU CoRE ¦ 2QU LoRE | 2021 | 1 | 0.017998 | 1.908 | 0 | 1.908 | 0.011203 | 1.1876 | 0 | 1.1876 | 0 | 0 | 0 | 0 | 0 | 0 | 0 | 0 | 1.908 | 1.1876 | 0 | 0 | 0 | 0 | 0 | 0 | 0 | 0 | 0 | 0 | [11 empty] | WLDFR | HFTD - Distribution - Tier 2 - 1QU CoRE ¦ 2QU LoRE | Non-Red Flag Warning - Destructive Fires | 2032 | 2.003e-08 | 1.0015e-08 | 2.5753e-08 | 9534.9221 | 247.273 | 9287.6491 | 0 | 0 | 0 | 0 | 1.6684e-05 |  | 0.00019098 | 0 | 0.00019098 | 9.5491e-05 | 0 | 9.5491e-05 | 0.00024555 | 0 | 0.00024555 | [16 empty] | 7.3.1.3 Ignition probability mapping showing the probability of ignition along the electric lines and equipmentWLDFRAggregatedAggregated | WLDFR | HFTD - Distribution - Tier 2 - 1QU CoRE ¦ 2QU LoRE | Non-Red Flag Warning - Destructive Fires | Aggregated | Aggregated | 2044 | 1.6684e-05 | 0 | 306.602 | 0.0051155 | 2044 | Mitigation | 0.08575 | 30 | 0 | esc | 0.0012005 | 2.003e-08 | 0.00060025 | 1.0015e-08 | 0.0015435 | 2.5753e-08
[35 empty] | 7.3.1.1 A summarized risk map that shows the overall ignition probability and estimated wildfire consequence along the electric lines and equipment | WLDFR | HFTD - Distribution - Tier 2 - 3QU CoRE ¦ 2QU LoRE | 2022 | 0.93458 | 0.017919 | 1.9056 | 0 | 1.9056 | 0.011154 | 1.1862 | 0 | 1.1862 | 0.027268 | 2.8998 | 0 | 2.8998 | 0 | 0 | 0 | 0 | 1.7809 | 1.1086 | 2.7101 | 0 | 0.027268 | 0.025484 | 2.8998 | 2.7101 | 0 | 0 | 2.8998 | 2.7101 | [11 empty] | WLDFR | HFTD - Distribution - Tier 2 - 1QU CoRE ¦ 2QU LoRE | Non-Red Flag Warning - Destructive Fires | 2033 | 2.003e-08 | 1.0015e-08 | 2.5753e-08 | 9984.8474 | 263.1074 | 9721.74 | 0 | 0 | 0 | 0 | 1.6684e-05 |  | 0.00019999 | 0 | 0.00019999 | 9.9997e-05 | 0 | 9.9997e-05 | 0.00025713 | 0 | 0.00025713 | [16 empty] | 7.3.1.3 Ignition probability mapping showing the probability of ignition along the electric lines and equipmentWLDFRAggregatedAggregated | WLDFR | HFTD - Distribution - Tier 2 - 1QU CoRE ¦ 2QU LoRE | Non-Red Flag Warning - Destructive Fires | Aggregated | Aggregated | 2045 | 1.6684e-05 | 0 | 306.602 | 0.0051155 | 2045 | Mitigation | 0.08575 | 30 | 0 | esc | 0.0012005 | 2.003e-08 | 0.00060025 | 1.0015e-08 | 0.0015435 | 2.5753e-08
[35 empty] | 7.3.1.1 A summarized risk map that shows the overall ignition probability and estimated wildfire consequence along the electric lines and equipment | WLDFR | HFTD - Distribution - Tier 2 - 3QU CoRE ¦ 2QU LoRE | 2023 | 0.87344 | 0.017919 | 1.9754 | 0 | 1.9754 | 0.011154 | 1.2296 | 0 | 1.2296 | 0.027268 | 3.006 | 0 | 3.006 | 0.028635 | 3.1568 | 0 | 3.1568 | 1.7254 | 1.074 | 2.6256 | 2.7572 | 0.027268 | 0.023817 | 3.006 | 2.6256 | 0 | 0 | 3.006 | 2.6256 | [11 empty] | WLDFR | HFTD - Distribution - Tier 2 - 1QU CoRE ¦ 2QU LoRE | Non-Red Flag Warning - Destructive Fires | 2034 | 2.003e-08 | 1.0015e-08 | 2.5753e-08 | 9984.8474 | 263.1074 | 9721.74 | 0 | 0 | 0 | 0 | 1.6684e-05 |  | 0.00019999 | 0 | 0.00019999 | 9.9997e-05 | 0 | 9.9997e-05 | 0.00025713 | 0 | 0.00025713 | [16 empty] | 7.3.1.3 Ignition probability mapping showing the probability of ignition along the electric lines and equipmentWLDFRAggregatedAggregated | WLDFR | HFTD - Distribution - Tier 2 - 1QU CoRE ¦ 2QU LoRE | Non-Red Flag Warning - Destructive Fires | Aggregated | Aggregated | 2046 | 1.6684e-05 | 0 | 306.602 | 0.0051155 | 2046 | Mitigation | 0.08575 | 30 | 0 | esc | 0.0012005 | 2.003e-08 | 0.00060025 | 1.0015e-08 | 0.0015435 | 2.5753e-08
[35 empty] | 7.3.1.1 A summarized risk map that shows the overall ignition probability and estimated wildfire consequence along the electric lines and equipment | WLDFR | HFTD - Distribution - Tier 2 - 3QU CoRE ¦ 2QU LoRE | 2024 | 0.8163 | 0.017919 | 1.9754 | 0 | 1.9754 | 0.011154 | 1.2296 | 0 | 1.2296 | 0.027268 | 3.006 | 0 | 3.006 | 0.028635 | 3.1568 | 0 | 3.1568 | 1.6125 | 1.0037 | 2.4538 | 2.5769 | 0.027268 | 0.022259 | 3.006 | 2.4538 | 0 | 0 | 3.006 | 2.4538 | [11 empty] | WLDFR | HFTD - Distribution - Tier 2 - 1QU CoRE ¦ 2QU LoRE | Non-Red Flag Warning - Destructive Fires | 2035 | 2.003e-08 | 1.0015e-08 | 2.5753e-08 | 9984.8474 | 263.1074 | 9721.74 | 0 | 0 | 0 | 0 | 1.6684e-05 |  | 0.00019999 | 0 | 0.00019999 | 9.9997e-05 | 0 | 9.9997e-05 | 0.00025713 | 0 | 0.00025713 | [16 empty] | 7.3.1.3 Ignition probability mapping showing the probability of ignition along the electric lines and equipmentWLDFRAggregatedAggregated | WLDFR | HFTD - Distribution - Tier 2 - 1QU CoRE ¦ 2QU LoRE | Non-Red Flag Warning - Destructive Fires | Aggregated | Aggregated | 2047 | 1.6684e-05 | 0 | 306.602 | 0.0051155 | 2047 | Mitigation | 0.08575 | 30 | 0 | esc | 0.0012005 | 2.003e-08 | 0.00060025 | 1.0015e-08 | 0.0015435 | 2.5753e-08
[35 empty] | 7.3.1.1 A summarized risk map that shows the overall ignition probability and estimated wildfire consequence along the electric lines and equipment | WLDFR | HFTD - Distribution - Tier 2 - 3QU CoRE ¦ 2QU LoRE | 2025 | 0.7629 | 0.017919 | 1.9754 | 0 | 1.9754 | 0.011154 | 1.2296 | 0 | 1.2296 | 0.027268 | 3.006 | 0 | 3.006 | 0.028635 | 3.1568 | 0 | 3.1568 | 1.5071 | 0.93807 | 2.2933 | 2.4083 | 0.027268 | 0.020802 | 3.006 | 2.2933 | 0 | 0 | 3.006 | 2.2933 | [11 empty] | WLDFR | HFTD - Distribution - Tier 2 - 1QU CoRE ¦ 2QU LoRE | Non-Red Flag Warning - Destructive Fires | 2036 | 2.003e-08 | 1.0015e-08 | 2.5753e-08 | 9984.8474 | 263.1074 | 9721.74 | 0 | 0 | 0 | 0 | 1.6684e-05 |  | 0.00019999 | 0 | 0.00019999 | 9.9997e-05 | 0 | 9.9997e-05 | 0.00025713 | 0 | 0.00025713 | [16 empty] | 7.3.1.3 Ignition probability mapping showing the probability of ignition along the electric lines and equipmentWLDFRAggregatedAggregated | WLDFR | HFTD - Distribution - Tier 2 - 1QU CoRE ¦ 2QU LoRE | Non-Red Flag Warning - Destructive Fires | Aggregated | Aggregated | 2048 | 1.6684e-05 | 0 | 306.602 | 0.0051155 | 2048 | Mitigation | 0.08575 | 30 | 0 | esc | 0.0012005 | 2.003e-08 | 0.00060025 | 1.0015e-08 | 0.0015435 | 2.5753e-08
[35 empty] | 7.3.1.1 A summarized risk map that shows the overall ignition probability and estimated wildfire consequence along the electric lines and equipment | WLDFR | HFTD - Distribution - Tier 2 - 3QU CoRE ¦ 2QU LoRE | 2026 | 0.71299 | 0.017919 | 1.9754 | 0 | 1.9754 | 0.011154 | 1.2296 | 0 | 1.2296 | 0.027268 | 3.006 | 0 | 3.006 | 0.028635 | 3.1568 | 0 | 3.1568 | 1.4085 | 0.8767 | 2.1432 | 2.2507 | 0.027268 | 0.019442 | 3.006 | 2.1432 | 0 | 0 | 3.006 | 2.1432 | [11 empty] | WLDFR | HFTD - Distribution - Tier 2 - 1QU CoRE ¦ 2QU LoRE | Non-Red Flag Warning - Destructive Fires | 2037 | 2.003e-08 | 1.0015e-08 | 2.5753e-08 | 9984.8474 | 263.1074 | 9721.74 | 0 | 0 | 0 | 0 | 1.6684e-05 |  | 0.00019999 | 0 | 0.00019999 | 9.9997e-05 | 0 | 9.9997e-05 | 0.00025713 | 0 | 0.00025713 | [16 empty] | 7.3.1.3 Ignition probability mapping showing the probability of ignition along the electric lines and equipmentWLDFRAggregatedAggregated | WLDFR | HFTD - Distribution - Tier 2 - 1QU CoRE ¦ 2QU LoRE | Non-Red Flag Warning - Destructive Fires | Aggregated | Aggregated | 2049 | 1.6684e-05 | 0 | 306.602 | 0.0051155 | 2049 | Mitigation | 0.08575 | 30 | 0 | esc | 0.0012005 | 2.003e-08 | 0.00060025 | 1.0015e-08 | 0.0015435 | 2.5753e-08
[35 empty] | 7.3.1.1 A summarized risk map that shows the overall ignition probability and estimated wildfire consequence along the electric lines and equipment | WLDFR | HFTD - Distribution - Tier 2 - 3QU CoRE ¦ 2QU LoRE | 2027 | 0.66634 | 0.017919 | 1.9754 | 0 | 1.9754 | 0.011154 | 1.2296 | 0 | 1.2296 | 0.027268 | 3.006 | 0 | 3.006 | 0.028635 | 3.1568 | 0 | 3.1568 | 1.3163 | 0.81935 | 2.003 | 2.1035 | 0.027268 | 0.01817 | 3.006 | 2.003 | 0 | 0 | 3.006 | 2.003 | [11 empty] | WLDFR | HFTD - Distribution - Tier 2 - 1QU CoRE ¦ 2QU LoRE | Non-Red Flag Warning - Destructive Fires | 2038 | 2.003e-08 | 1.0015e-08 | 2.5753e-08 | 10472.8261 | 280.5544 | 10192.2718 | 0 | 0 | 0 | 0 | 1.6684e-05 |  | 0.00020977 | 0 | 0.00020977 | 0.00010488 | 0 | 0.00010488 | 0.0002697 | 0 | 0.0002697 | [16 empty] | 7.3.1.3 Ignition probability mapping showing the probability of ignition along the electric lines and equipmentWLDFRAggregatedAggregated | WLDFR | HFTD - Distribution - Tier 2 - 1QU CoRE ¦ 2QU LoRE | Non-Red Flag Warning - Destructive Fires | Aggregated | Aggregated | 2050 | 1.6684e-05 | 0 | 306.602 | 0.0051155 | 2050 | Mitigation | 0.08575 | 30 | 0 | esc | 0 | 0 | 0.00060025 | 1.0015e-08 | 0.0015435 | 2.5753e-08
[35 empty] | 7.3.1.1 A summarized risk map that shows the overall ignition probability and estimated wildfire consequence along the electric lines and equipment | WLDFR | HFTD - Distribution - Tier 2 - 3QU CoRE ¦ 2QU LoRE | 2028 | 0.62275 | 0.017919 | 2.0634 | 0 | 2.0634 | 0.011154 | 1.2844 | 0 | 1.2844 | 0.027268 | 3.1399 | 0 | 3.1399 | 0.028635 | 3.2973 | 0 | 3.2973 | 1.285 | 0.79985 | 1.9554 | 2.0534 | 0.027268 | 0.016981 | 3.1399 | 1.9554 | 0 | 0 | 3.1399 | 1.9554 | [11 empty] | WLDFR | HFTD - Distribution - Tier 2 - 1QU CoRE ¦ 2QU LoRE | Non-Red Flag Warning - Destructive Fires | 2039 | 2.003e-08 | 1.0015e-08 | 2.5753e-08 | 10472.8261 | 280.5544 | 10192.2718 | 0 | 0 | 0 | 0 | 1.6684e-05 |  | 0.00020977 | 0 | 0.00020977 | 0.00010488 | 0 | 0.00010488 | 0.0002697 | 0 | 0.0002697 | [16 empty] | 7.3.1.3 Ignition probability mapping showing the probability of ignition along the electric lines and equipmentWLDFRAggregatedAggregated | WLDFR | HFTD - Distribution - Tier 2 - 1QU CoRE ¦ 2QU LoRE | Non-Red Flag Warning - Destructive Fires | Aggregated | Aggregated | 2051 | 1.6684e-05 | 0 | 306.602 | 0.0051155 | 2051 | Mitigation | 0.08575 | 30 | 0 | esc | 0 | 0 | 0 | 0 | 0.0015435 | 2.5753e-08
[35 empty] | 7.3.1.1 A summarized risk map that shows the overall ignition probability and estimated wildfire consequence along the electric lines and equipment | WLDFR | HFTD - Distribution - Tier 2 - 3QU CoRE ¦ 2QU LoRE | 2029 | 0.58201 | 0.017919 | 2.0634 | 0 | 2.0634 | 0.011154 | 1.2844 | 0 | 1.2844 | 0.027268 | 3.1399 | 0 | 3.1399 | 0.028635 | 3.2973 | 0 | 3.2973 | 1.2009 | 0.74752 | 1.8274 | 1.9191 | 0.027268 | 0.01587 | 3.1399 | 1.8274 | 0 | 0 | 3.1399 | 1.8274 | [11 empty] | WLDFR | HFTD - Distribution - Tier 2 - 1QU CoRE ¦ 2QU LoRE | Non-Red Flag Warning - Destructive Fires | 2040 | 2.003e-08 | 1.0015e-08 | 2.5753e-08 | 10472.8261 | 280.5544 | 10192.2718 | 0 | 0 | 0 | 0 | 1.6684e-05 |  | 0.00020977 | 0 | 0.00020977 | 0.00010488 | 0 | 0.00010488 | 0.0002697 | 0 | 0.0002697 | [16 empty] | 7.3.1.3 Ignition probability mapping showing the probability of ignition along the electric lines and equipmentWLDFRAggregatedAggregated | WLDFR | HFTD - Distribution - Tier 2 - 1QU CoRE ¦ 2QU LoRE | Non-Red Flag Warning - Large Fires | Aggregated | Aggregated | 2021 | 7.8852e-05 | 0 | 306.602 | 0.024176 | 2021 | Mitigation | 0.08575 | 30 | 0 | esc | 0.0012005 | 9.4662e-08 | 0.00060025 | 4.7331e-08 | 0 | 0
[35 empty] | 7.3.1.1 A summarized risk map that shows the overall ignition probability and estimated wildfire consequence along the electric lines and equipment | WLDFR | HFTD - Distribution - Tier 2 - 3QU CoRE ¦ 2QU LoRE | 2030 | 0.54393 | 0.017919 | 2.0634 | 0 | 2.0634 | 0.011154 | 1.2844 | 0 | 1.2844 | 0.027268 | 3.1399 | 0 | 3.1399 | 0.028635 | 3.2973 | 0 | 3.2973 | 1.1224 | 0.69862 | 1.7079 | 1.7935 | 0.027268 | 0.014832 | 3.1399 | 1.7079 | 0 | 0 | 3.1399 | 1.7079 | [11 empty] | WLDFR | HFTD - Distribution - Tier 2 - 1QU CoRE ¦ 2QU LoRE | Non-Red Flag Warning - Destructive Fires | 2041 | 2.003e-08 | 1.0015e-08 | 2.5753e-08 | 10472.8261 | 280.5544 | 10192.2718 | 0 | 0 | 0 | 0 | 1.6684e-05 |  | 0.00020977 | 0 | 0.00020977 | 0.00010488 | 0 | 0.00010488 | 0.0002697 | 0 | 0.0002697 | [16 empty] | 7.3.1.3 Ignition probability mapping showing the probability of ignition along the electric lines and equipmentWLDFRAggregatedAggregated | WLDFR | HFTD - Distribution - Tier 2 - 1QU CoRE ¦ 2QU LoRE | Non-Red Flag Warning - Large Fires | Aggregated | Aggregated | 2022 | 7.8852e-05 | 0 | 306.602 | 0.024176 | 2022 | Mitigation | 0.08575 | 30 | 0 | esc | 0.0012005 | 9.4662e-08 | 0.00060025 | 4.7331e-08 | 0.0015435 | 1.2171e-07
[35 empty] | 7.3.1.1 A summarized risk map that shows the overall ignition probability and estimated wildfire consequence along the electric lines and equipment | WLDFR | HFTD - Distribution - Tier 2 - 3QU CoRE ¦ 2QU LoRE | 2031 | 0.50835 | 0.017919 | 2.0634 | 0 | 2.0634 | 0.011154 | 1.2844 | 0 | 1.2844 | 0.027268 | 3.1399 | 0 | 3.1399 | 0.028635 | 3.2973 | 0 | 3.2973 | 1.0489 | 0.65291 | 1.5962 | 1.6762 | 0.027268 | 0.013862 | 3.1399 | 1.5962 | 0 | 0 | 3.1399 | 1.5962 | [11 empty] | WLDFR | HFTD - Distribution - Tier 2 - 1QU CoRE ¦ 2QU LoRE | Non-Red Flag Warning - Destructive Fires | 2042 | 2.003e-08 | 1.0015e-08 | 2.5753e-08 | 10472.8261 | 280.5544 | 10192.2718 | 0 | 0 | 0 | 0 | 1.6684e-05 |  | 0.00020977 | 0 | 0.00020977 | 0.00010488 | 0 | 0.00010488 | 0.0002697 | 0 | 0.0002697 | [16 empty] | 7.3.1.3 Ignition probability mapping showing the probability of ignition along the electric lines and equipmentWLDFRAggregatedAggregated | WLDFR | HFTD - Distribution - Tier 2 - 1QU CoRE ¦ 2QU LoRE | Non-Red Flag Warning - Large Fires | Aggregated | Aggregated | 2023 | 7.8852e-05 | 0 | 306.602 | 0.024176 | 2023 | Mitigation | 0.08575 | 30 | 0 | esc | 0.0012005 | 9.4662e-08 | 0.00060025 | 4.7331e-08 | 0.0015435 | 1.2171e-07
[35 empty] | 7.3.1.1 A summarized risk map that shows the overall ignition probability and estimated wildfire consequence along the electric lines and equipment | WLDFR | HFTD - Distribution - Tier 2 - 3QU CoRE ¦ 2QU LoRE | 2032 | 0.47509 | 0.017919 | 2.0634 | 0 | 2.0634 | 0.011154 | 1.2844 | 0 | 1.2844 | 0.027268 | 3.1399 | 0 | 3.1399 | 0.028635 | 3.2973 | 0 | 3.2973 | 0.98031 | 0.6102 | 1.4917 | 1.5665 | 0.027268 | 0.012955 | 3.1399 | 1.4917 | 0 | 0 | 3.1399 | 1.4917 | [11 empty] | WLDFR | HFTD - Distribution - Tier 2 - 1QU CoRE ¦ 2QU LoRE | Non-Red Flag Warning - Destructive Fires | 2043 | 2.003e-08 | 1.0015e-08 | 2.5753e-08 | 10992.1562 | 299.42 | 10692.7362 | 0 | 0 | 0 | 0 | 1.6684e-05 |  | 0.00022017 | 0 | 0.00022017 | 0.00011008 | 0 | 0.00011008 | 0.00028308 | 0 | 0.00028308 | [16 empty] | 7.3.1.3 Ignition probability mapping showing the probability of ignition along the electric lines and equipmentWLDFRAggregatedAggregated | WLDFR | HFTD - Distribution - Tier 2 - 1QU CoRE ¦ 2QU LoRE | Non-Red Flag Warning - Large Fires | Aggregated | Aggregated | 2024 | 7.8852e-05 | 0 | 306.602 | 0.024176 | 2024 | Mitigation | 0.08575 | 30 | 0 | esc | 0.0012005 | 9.4662e-08 | 0.00060025 | 4.7331e-08 | 0.0015435 | 1.2171e-07
[35 empty] | 7.3.1.1 A summarized risk map that shows the overall ignition probability and estimated wildfire consequence along the electric lines and equipment | WLDFR | HFTD - Distribution - Tier 2 - 3QU CoRE ¦ 2QU LoRE | 2033 | 0.44401 | 0.017919 | 2.1612 | 0 | 2.1612 | 0.011154 | 1.3452 | 0 | 1.3452 | 0.027268 | 3.2887 | 0 | 3.2887 | 0.028635 | 3.4536 | 0 | 3.4536 | 0.95959 | 0.5973 | 1.4602 | 1.5334 | 0.027268 | 0.012107 | 3.2887 | 1.4602 | 0 | 0 | 3.2887 | 1.4602 | [11 empty] | WLDFR | HFTD - Distribution - Tier 2 - 1QU CoRE ¦ 2QU LoRE | Non-Red Flag Warning - Destructive Fires | 2044 | 2.003e-08 | 1.0015e-08 | 2.5753e-08 | 10992.1562 | 299.42 | 10692.7362 | 0 | 0 | 0 | 0 | 1.6684e-05 |  | 0.00022017 | 0 | 0.00022017 | 0.00011008 | 0 | 0.00011008 | 0.00028308 | 0 | 0.00028308 | [16 empty] | 7.3.1.3 Ignition probability mapping showing the probability of ignition along the electric lines and equipmentWLDFRAggregatedAggregated | WLDFR | HFTD - Distribution - Tier 2 - 1QU CoRE ¦ 2QU LoRE | Non-Red Flag Warning - Large Fires | Aggregated | Aggregated | 2025 | 7.8852e-05 | 0 | 306.602 | 0.024176 | 2025 | Mitigation | 0.08575 | 30 | 0 | esc | 0.0012005 | 9.4662e-08 | 0.00060025 | 4.7331e-08 | 0.0015435 | 1.2171e-07
[35 empty] | 7.3.1.1 A summarized risk map that shows the overall ignition probability and estimated wildfire consequence along the electric lines and equipment | WLDFR | HFTD - Distribution - Tier 2 - 3QU CoRE ¦ 2QU LoRE | 2034 | 0.41496 | 0.017919 | 2.1612 | 0 | 2.1612 | 0.011154 | 1.3452 | 0 | 1.3452 | 0.027268 | 3.2887 | 0 | 3.2887 | 0.028635 | 3.4536 | 0 | 3.4536 | 0.89682 | 0.55823 | 1.3647 | 1.4331 | 0.027268 | 0.011315 | 3.2887 | 1.3647 | 0 | 0 | 3.2887 | 1.3647 | [11 empty] | WLDFR | HFTD - Distribution - Tier 2 - 1QU CoRE ¦ 2QU LoRE | Non-Red Flag Warning - Destructive Fires | 2045 | 2.003e-08 | 1.0015e-08 | 2.5753e-08 | 10992.1562 | 299.42 | 10692.7362 | 0 | 0 | 0 | 0 | 1.6684e-05 |  | 0.00022017 | 0 | 0.00022017 | 0.00011008 | 0 | 0.00011008 | 0.00028308 | 0 | 0.00028308 | [16 empty] | 7.3.1.3 Ignition probability mapping showing the probability of ignition along the electric lines and equipmentWLDFRAggregatedAggregated | WLDFR | HFTD - Distribution - Tier 2 - 1QU CoRE ¦ 2QU LoRE | Non-Red Flag Warning - Large Fires | Aggregated | Aggregated | 2026 | 7.8852e-05 | 0 | 306.602 | 0.024176 | 2026 | Mitigation | 0.08575 | 30 | 0 | esc | 0.0012005 | 9.4662e-08 | 0.00060025 | 4.7331e-08 | 0.0015435 | 1.2171e-07
[35 empty] | 7.3.1.1 A summarized risk map that shows the overall ignition probability and estimated wildfire consequence along the electric lines and equipment | WLDFR | HFTD - Distribution - Tier 2 - 3QU CoRE ¦ 2QU LoRE | 2035 | 0.38782 | 0.017919 | 2.1612 | 0 | 2.1612 | 0.011154 | 1.3452 | 0 | 1.3452 | 0.027268 | 3.2887 | 0 | 3.2887 | 0.028635 | 3.4536 | 0 | 3.4536 | 0.83815 | 0.52171 | 1.2754 | 1.3394 | 0.027268 | 0.010575 | 3.2887 | 1.2754 | 0 | 0 | 3.2887 | 1.2754 | [11 empty] | WLDFR | HFTD - Distribution - Tier 2 - 1QU CoRE ¦ 2QU LoRE | Non-Red Flag Warning - Destructive Fires | 2046 | 2.003e-08 | 1.0015e-08 | 2.5753e-08 | 10992.1562 | 299.42 | 10692.7362 | 0 | 0 | 0 | 0 | 1.6684e-05 |  | 0.00022017 | 0 | 0.00022017 | 0.00011008 | 0 | 0.00011008 | 0.00028308 | 0 | 0.00028308 | [16 empty] | 7.3.1.3 Ignition probability mapping showing the probability of ignition along the electric lines and equipmentWLDFRAggregatedAggregated | WLDFR | HFTD - Distribution - Tier 2 - 1QU CoRE ¦ 2QU LoRE | Non-Red Flag Warning - Large Fires | Aggregated | Aggregated | 2027 | 7.8852e-05 | 0 | 306.602 | 0.024176 | 2027 | Mitigation | 0.08575 | 30 | 0 | esc | 0.0012005 | 9.4662e-08 | 0.00060025 | 4.7331e-08 | 0.0015435 | 1.2171e-07
[35 empty] | 7.3.1.1 A summarized risk map that shows the overall ignition probability and estimated wildfire consequence along the electric lines and equipment | WLDFR | HFTD - Distribution - Tier 2 - 3QU CoRE ¦ 2QU LoRE | 2036 | 0.36245 | 0.017919 | 2.1612 | 0 | 2.1612 | 0.011154 | 1.3452 | 0 | 1.3452 | 0.027268 | 3.2887 | 0 | 3.2887 | 0.028635 | 3.4536 | 0 | 3.4536 | 0.78331 | 0.48758 | 1.192 | 1.2517 | 0.027268 | 0.0098831 | 3.2887 | 1.192 | 0 | 0 | 3.2887 | 1.192 | [11 empty] | WLDFR | HFTD - Distribution - Tier 2 - 1QU CoRE ¦ 2QU LoRE | Non-Red Flag Warning - Destructive Fires | 2047 | 2.003e-08 | 1.0015e-08 | 2.5753e-08 | 10992.1562 | 299.42 | 10692.7362 | 0 | 0 | 0 | 0 | 1.6684e-05 |  | 0.00022017 | 0 | 0.00022017 | 0.00011008 | 0 | 0.00011008 | 0.00028308 | 0 | 0.00028308 | [16 empty] | 7.3.1.3 Ignition probability mapping showing the probability of ignition along the electric lines and equipmentWLDFRAggregatedAggregated | WLDFR | HFTD - Distribution - Tier 2 - 1QU CoRE ¦ 2QU LoRE | Non-Red Flag Warning - Large Fires | Aggregated | Aggregated | 2028 | 7.8852e-05 | 0 | 306.602 | 0.024176 | 2028 | Mitigation | 0.08575 | 30 | 0 | esc | 0.0012005 | 9.4662e-08 | 0.00060025 | 4.7331e-08 | 0.0015435 | 1.2171e-07
[35 empty] | 7.3.1.1 A summarized risk map that shows the overall ignition probability and estimated wildfire consequence along the electric lines and equipment | WLDFR | HFTD - Distribution - Tier 2 - 3QU CoRE ¦ 2QU LoRE | 2037 | 0.33873 | 0.017919 | 2.1612 | 0 | 2.1612 | 0.011154 | 1.3452 | 0 | 1.3452 | 0.027268 | 3.2887 | 0 | 3.2887 | 0.028635 | 3.4536 | 0 | 3.4536 | 0.73207 | 0.45568 | 1.114 | 1.1698 | 0.027268 | 0.0092365 | 3.2887 | 1.114 | 0 | 0 | 3.2887 | 1.114 | [11 empty] | WLDFR | HFTD - Distribution - Tier 2 - 1QU CoRE ¦ 2QU LoRE | Non-Red Flag Warning - Destructive Fires | 2048 | 2.003e-08 | 1.0015e-08 | 2.5753e-08 | 11536.0538 | 319.4911 | 11216.5626 | 0 | 0 | 0 | 0 | 1.6684e-05 |  | 0.00023106 | 0 | 0.00023106 | 0.00011553 | 0 | 0.00011553 | 0.00029708 | 0 | 0.00029708 | [16 empty] | 7.3.1.3 Ignition probability mapping showing the probability of ignition along the electric lines and equipmentWLDFRAggregatedAggregated | WLDFR | HFTD - Distribution - Tier 2 - 1QU CoRE ¦ 2QU LoRE | Non-Red Flag Warning - Large Fires | Aggregated | Aggregated | 2029 | 7.8852e-05 | 0 | 306.602 | 0.024176 | 2029 | Mitigation | 0.08575 | 30 | 0 | esc | 0.0012005 | 9.4662e-08 | 0.00060025 | 4.7331e-08 | 0.0015435 | 1.2171e-07
[35 empty] | 7.3.1.1 A summarized risk map that shows the overall ignition probability and estimated wildfire consequence along the electric lines and equipment | WLDFR | HFTD - Distribution - Tier 2 - 3QU CoRE ¦ 2QU LoRE | 2038 | 0.31657 | 0.017919 | 2.2673 | 0 | 2.2673 | 0.011154 | 1.4113 | 0 | 1.4113 | 0.027268 | 3.4502 | 0 | 3.4502 | 0.028635 | 3.6232 | 0 | 3.6232 | 0.71778 | 0.44678 | 1.0922 | 1.147 | 0.027268 | 0.0086323 | 3.4502 | 1.0922 | 0 | 0 | 3.4502 | 1.0922 | [11 empty] | WLDFR | HFTD - Distribution - Tier 2 - 1QU CoRE ¦ 2QU LoRE | Non-Red Flag Warning - Destructive Fires | 2049 | 2.003e-08 | 1.0015e-08 | 2.5753e-08 | 11536.0538 | 319.4911 | 11216.5626 | 0 | 0 | 0 | 0 | 1.6684e-05 |  | 0.00023106 | 0 | 0.00023106 | 0.00011553 | 0 | 0.00011553 | 0.00029708 | 0 | 0.00029708 | [16 empty] | 7.3.1.3 Ignition probability mapping showing the probability of ignition along the electric lines and equipmentWLDFRAggregatedAggregated | WLDFR | HFTD - Distribution - Tier 2 - 1QU CoRE ¦ 2QU LoRE | Non-Red Flag Warning - Large Fires | Aggregated | Aggregated | 2030 | 7.8852e-05 | 0 | 306.602 | 0.024176 | 2030 | Mitigation | 0.08575 | 30 | 0 | esc | 0.0012005 | 9.4662e-08 | 0.00060025 | 4.7331e-08 | 0.0015435 | 1.2171e-07
[35 empty] | 7.3.1.1 A summarized risk map that shows the overall ignition probability and estimated wildfire consequence along the electric lines and equipment | WLDFR | HFTD - Distribution - Tier 2 - 3QU CoRE ¦ 2QU LoRE | 2039 | 0.29586 | 0.017919 | 2.2673 | 0 | 2.2673 | 0.011154 | 1.4113 | 0 | 1.4113 | 0.027268 | 3.4502 | 0 | 3.4502 | 0.028635 | 3.6232 | 0 | 3.6232 | 0.67082 | 0.41755 | 1.0208 | 1.072 | 0.027268 | 0.0080675 | 3.4502 | 1.0208 | 0 | 0 | 3.4502 | 1.0208 | [11 empty] | WLDFR | HFTD - Distribution - Tier 2 - 1QU CoRE ¦ 2QU LoRE | Non-Red Flag Warning - Destructive Fires | 2050 | 0 | 1.0015e-08 | 2.5753e-08 | 11536.0538 | 319.4911 | 11216.5626 | 0 | 0 | 0 | 0 | 1.6684e-05 |  | 0 | 0 | 0 | 0.00011553 | 0 | 0.00011553 | 0.00029708 | 0 | 0.00029708 | [16 empty] | 7.3.1.3 Ignition probability mapping showing the probability of ignition along the electric lines and equipmentWLDFRAggregatedAggregated | WLDFR | HFTD - Distribution - Tier 2 - 1QU CoRE ¦ 2QU LoRE | Non-Red Flag Warning - Large Fires | Aggregated | Aggregated | 2031 | 7.8852e-05 | 0 | 306.602 | 0.024176 | 2031 | Mitigation | 0.08575 | 30 | 0 | esc | 0.0012005 | 9.4662e-08 | 0.00060025 | 4.7331e-08 | 0.0015435 | 1.2171e-07
[35 empty] | 7.3.1.1 A summarized risk map that shows the overall ignition probability and estimated wildfire consequence along the electric lines and equipment | WLDFR | HFTD - Distribution - Tier 2 - 3QU CoRE ¦ 2QU LoRE | 2040 | 0.27651 | 0.017919 | 2.2673 | 0 | 2.2673 | 0.011154 | 1.4113 | 0 | 1.4113 | 0.027268 | 3.4502 | 0 | 3.4502 | 0.028635 | 3.6232 | 0 | 3.6232 | 0.62693 | 0.39024 | 0.954 | 1.0018 | 0.027268 | 0.0075398 | 3.4502 | 0.954 | 0 | 0 | 3.4502 | 0.954 | [11 empty] | WLDFR | HFTD - Distribution - Tier 2 - 1QU CoRE ¦ 2QU LoRE | Non-Red Flag Warning - Destructive Fires | 2051 | 0 | 0 | 2.5753e-08 | 11536.0538 | 319.4911 | 11216.5626 | 0 | 0 | 0 | 0 | 1.6684e-05 |  | 0 | 0 | 0 | 0 | 0 | 0 | 0.00029708 | 0 | 0.00029708 | [16 empty] | 7.3.1.3 Ignition probability mapping showing the probability of ignition along the electric lines and equipmentWLDFRAggregatedAggregated | WLDFR | HFTD - Distribution - Tier 2 - 1QU CoRE ¦ 2QU LoRE | Non-Red Flag Warning - Large Fires | Aggregated | Aggregated | 2032 | 7.8852e-05 | 0 | 306.602 | 0.024176 | 2032 | Mitigation | 0.08575 | 30 | 0 | esc | 0.0012005 | 9.4662e-08 | 0.00060025 | 4.7331e-08 | 0.0015435 | 1.2171e-07
[35 empty] | 7.3.1.1 A summarized risk map that shows the overall ignition probability and estimated wildfire consequence along the electric lines and equipment | WLDFR | HFTD - Distribution - Tier 2 - 3QU CoRE ¦ 2QU LoRE | 2041 | 0.25842 | 0.017919 | 2.2673 | 0 | 2.2673 | 0.011154 | 1.4113 | 0 | 1.4113 | 0.027268 | 3.4502 | 0 | 3.4502 | 0.028635 | 3.6232 | 0 | 3.6232 | 0.58592 | 0.36471 | 0.89159 | 0.9363 | 0.027268 | 0.0070465 | 3.4502 | 0.89159 | 0 | 0 | 3.4502 | 0.89159 | [11 empty] | WLDFR | HFTD - Distribution - Tier 2 - 1QU CoRE ¦ 2QU LoRE | Non-Red Flag Warning - Large Fires | 2020 | 9.4662e-08 | 0 | 0 | 5.2406 | 0.69642 | 2.942 | 1.6022 | 0 | 0 | 0 | 7.8852e-05 |  | 4.9608e-07 | 0 | 4.9608e-07 | 0 | 0 | 0 | 0 | 0 | 0 | [16 empty] | 7.3.1.3 Ignition probability mapping showing the probability of ignition along the electric lines and equipmentWLDFRAggregatedAggregated | WLDFR | HFTD - Distribution - Tier 2 - 1QU CoRE ¦ 2QU LoRE | Non-Red Flag Warning - Large Fires | Aggregated | Aggregated | 2033 | 7.8852e-05 | 0 | 306.602 | 0.024176 | 2033 | Mitigation | 0.08575 | 30 | 0 | esc | 0.0012005 | 9.4662e-08 | 0.00060025 | 4.7331e-08 | 0.0015435 | 1.2171e-07
[35 empty] | 7.3.1.1 A summarized risk map that shows the overall ignition probability and estimated wildfire consequence along the electric lines and equipment | WLDFR | HFTD - Distribution - Tier 2 - 3QU CoRE ¦ 2QU LoRE | 2042 | 0.24151 | 0.017919 | 2.2673 | 0 | 2.2673 | 0.011154 | 1.4113 | 0 | 1.4113 | 0.027268 | 3.4502 | 0 | 3.4502 | 0.028635 | 3.6232 | 0 | 3.6232 | 0.54759 | 0.34085 | 0.83326 | 0.87505 | 0.027268 | 0.0065855 | 3.4502 | 0.83326 | 0 | 0 | 3.4502 | 0.83326 | [11 empty] | WLDFR | HFTD - Distribution - Tier 2 - 1QU CoRE ¦ 2QU LoRE | Non-Red Flag Warning - Large Fires | 2021 | 9.4662e-08 | 4.7331e-08 | 0 | 5.2406 | 0.69642 | 2.942 | 1.6022 | 0 | 0 | 0 | 7.8852e-05 |  | 4.9608e-07 | 0 | 4.9608e-07 | 2.4804e-07 | 0 | 2.4804e-07 | 0 | 0 | 0 | [16 empty] | 7.3.1.3 Ignition probability mapping showing the probability of ignition along the electric lines and equipmentWLDFRAggregatedAggregated | WLDFR | HFTD - Distribution - Tier 2 - 1QU CoRE ¦ 2QU LoRE | Non-Red Flag Warning - Large Fires | Aggregated | Aggregated | 2034 | 7.8852e-05 | 0 | 306.602 | 0.024176 | 2034 | Mitigation | 0.08575 | 30 | 0 | esc | 0.0012005 | 9.4662e-08 | 0.00060025 | 4.7331e-08 | 0.0015435 | 1.2171e-07
[35 empty] | 7.3.1.1 A summarized risk map that shows the overall ignition probability and estimated wildfire consequence along the electric lines and equipment | WLDFR | HFTD - Distribution - Tier 2 - 3QU CoRE ¦ 2QU LoRE | 2043 | 0.22571 | 0.017919 | 2.3804 | 0 | 2.3804 | 0.011154 | 1.4817 | 0 | 1.4817 | 0.027268 | 3.6222 | 0 | 3.6222 | 0.028635 | 3.8038 | 0 | 3.8038 | 0.53728 | 0.33443 | 0.81758 | 0.85857 | 0.027268 | 0.0061547 | 3.6222 | 0.81758 | 0 | 0 | 3.6222 | 0.81758 | [11 empty] | WLDFR | HFTD - Distribution - Tier 2 - 1QU CoRE ¦ 2QU LoRE | Non-Red Flag Warning - Large Fires | 2022 | 9.4662e-08 | 4.7331e-08 | 1.2171e-07 | 5.2406 | 0.69642 | 2.942 | 1.6022 | 0 | 0 | 0 | 7.8852e-05 |  | 4.9608e-07 | 0 | 4.9608e-07 | 2.4804e-07 | 0 | 2.4804e-07 | 6.3782e-07 | 0 | 6.3782e-07 | [16 empty] | 7.3.1.3 Ignition probability mapping showing the probability of ignition along the electric lines and equipmentWLDFRAggregatedAggregated | WLDFR | HFTD - Distribution - Tier 2 - 1QU CoRE ¦ 2QU LoRE | Non-Red Flag Warning - Large Fires | Aggregated | Aggregated | 2035 | 7.8852e-05 | 0 | 306.602 | 0.024176 | 2035 | Mitigation | 0.08575 | 30 | 0 | esc | 0.0012005 | 9.4662e-08 | 0.00060025 | 4.7331e-08 | 0.0015435 | 1.2171e-07
[35 empty] | 7.3.1.1 A summarized risk map that shows the overall ignition probability and estimated wildfire consequence along the electric lines and equipment | WLDFR | HFTD - Distribution - Tier 2 - 3QU CoRE ¦ 2QU LoRE | 2044 | 0.21095 | 0.017919 | 2.3804 | 0 | 2.3804 | 0.011154 | 1.4817 | 0 | 1.4817 | 0.027268 | 3.6222 | 0 | 3.6222 | 0.028635 | 3.8038 | 0 | 3.8038 | 0.50213 | 0.31255 | 0.76409 | 0.80241 | 0.027268 | 0.005752 | 3.6222 | 0.76409 | 0 | 0 | 3.6222 | 0.76409 | [11 empty] | WLDFR | HFTD - Distribution - Tier 2 - 1QU CoRE ¦ 2QU LoRE | Non-Red Flag Warning - Large Fires | 2023 | 9.4662e-08 | 4.7331e-08 | 1.2171e-07 | 5.475 | 0.71896 | 3.0715 | 1.6846 | 0 | 0 | 0 | 7.8852e-05 |  | 5.1828e-07 | 0 | 5.1828e-07 | 2.5914e-07 | 0 | 2.5914e-07 | 6.6636e-07 | 0 | 6.6636e-07 | [16 empty] | 7.3.1.3 Ignition probability mapping showing the probability of ignition along the electric lines and equipmentWLDFRAggregatedAggregated | WLDFR | HFTD - Distribution - Tier 2 - 1QU CoRE ¦ 2QU LoRE | Non-Red Flag Warning - Large Fires | Aggregated | Aggregated | 2036 | 7.8852e-05 | 0 | 306.602 | 0.024176 | 2036 | Mitigation | 0.08575 | 30 | 0 | esc | 0.0012005 | 9.4662e-08 | 0.00060025 | 4.7331e-08 | 0.0015435 | 1.2171e-07
[35 empty] | 7.3.1.1 A summarized risk map that shows the overall ignition probability and estimated wildfire consequence along the electric lines and equipment | WLDFR | HFTD - Distribution - Tier 2 - 3QU CoRE ¦ 2QU LoRE | 2045 | 0.19715 | 0.017919 | 2.3804 | 0 | 2.3804 | 0.011154 | 1.4817 | 0 | 1.4817 | 0.027268 | 3.6222 | 0 | 3.6222 | 0.028635 | 3.8038 | 0 | 3.8038 | 0.46928 | 0.29211 | 0.7141 | 0.74991 | 0.027268 | 0.0053757 | 3.6222 | 0.7141 | 0 | 0 | 3.6222 | 0.7141 | [11 empty] | WLDFR | HFTD - Distribution - Tier 2 - 1QU CoRE ¦ 2QU LoRE | Non-Red Flag Warning - Large Fires | 2024 | 9.4662e-08 | 4.7331e-08 | 1.2171e-07 | 5.475 | 0.71896 | 3.0715 | 1.6846 | 0 | 0 | 0 | 7.8852e-05 |  | 5.1828e-07 | 0 | 5.1828e-07 | 2.5914e-07 | 0 | 2.5914e-07 | 6.6636e-07 | 0 | 6.6636e-07 | [16 empty] | 7.3.1.3 Ignition probability mapping showing the probability of ignition along the electric lines and equipmentWLDFRAggregatedAggregated | WLDFR | HFTD - Distribution - Tier 2 - 1QU CoRE ¦ 2QU LoRE | Non-Red Flag Warning - Large Fires | Aggregated | Aggregated | 2037 | 7.8852e-05 | 0 | 306.602 | 0.024176 | 2037 | Mitigation | 0.08575 | 30 | 0 | esc | 0.0012005 | 9.4662e-08 | 0.00060025 | 4.7331e-08 | 0.0015435 | 1.2171e-07
[35 empty] | 7.3.1.1 A summarized risk map that shows the overall ignition probability and estimated wildfire consequence along the electric lines and equipment | WLDFR | HFTD - Distribution - Tier 2 - 3QU CoRE ¦ 2QU LoRE | 2046 | 0.18425 | 0.017919 | 2.3804 | 0 | 2.3804 | 0.011154 | 1.4817 | 0 | 1.4817 | 0.027268 | 3.6222 | 0 | 3.6222 | 0.028635 | 3.8038 | 0 | 3.8038 | 0.43858 | 0.273 | 0.66739 | 0.70085 | 0.027268 | 0.0050241 | 3.6222 | 0.66739 | 0 | 0 | 3.6222 | 0.66739 | [11 empty] | WLDFR | HFTD - Distribution - Tier 2 - 1QU CoRE ¦ 2QU LoRE | Non-Red Flag Warning - Large Fires | 2025 | 9.4662e-08 | 4.7331e-08 | 1.2171e-07 | 5.475 | 0.71896 | 3.0715 | 1.6846 | 0 | 0 | 0 | 7.8852e-05 |  | 5.1828e-07 | 0 | 5.1828e-07 | 2.5914e-07 | 0 | 2.5914e-07 | 6.6636e-07 | 0 | 6.6636e-07 | [16 empty] | 7.3.1.3 Ignition probability mapping showing the probability of ignition along the electric lines and equipmentWLDFRAggregatedAggregated | WLDFR | HFTD - Distribution - Tier 2 - 1QU CoRE ¦ 2QU LoRE | Non-Red Flag Warning - Large Fires | Aggregated | Aggregated | 2038 | 7.8852e-05 | 0 | 306.602 | 0.024176 | 2038 | Mitigation | 0.08575 | 30 | 0 | esc | 0.0012005 | 9.4662e-08 | 0.00060025 | 4.7331e-08 | 0.0015435 | 1.2171e-07
[35 empty] | 7.3.1.1 A summarized risk map that shows the overall ignition probability and estimated wildfire consequence along the electric lines and equipment | WLDFR | HFTD - Distribution - Tier 2 - 3QU CoRE ¦ 2QU LoRE | 2047 | 0.1722 | 0.017919 | 2.3804 | 0 | 2.3804 | 0.011154 | 1.4817 | 0 | 1.4817 | 0.027268 | 3.6222 | 0 | 3.6222 | 0.028635 | 3.8038 | 0 | 3.8038 | 0.40989 | 0.25514 | 0.62373 | 0.655 | 0.027268 | 0.0046954 | 3.6222 | 0.62373 | 0 | 0 | 3.6222 | 0.62373 | [11 empty] | WLDFR | HFTD - Distribution - Tier 2 - 1QU CoRE ¦ 2QU LoRE | Non-Red Flag Warning - Large Fires | 2026 | 9.4662e-08 | 4.7331e-08 | 1.2171e-07 | 5.475 | 0.71896 | 3.0715 | 1.6846 | 0 | 0 | 0 | 7.8852e-05 |  | 5.1828e-07 | 0 | 5.1828e-07 | 2.5914e-07 | 0 | 2.5914e-07 | 6.6636e-07 | 0 | 6.6636e-07 | [16 empty] | 7.3.1.3 Ignition probability mapping showing the probability of ignition along the electric lines and equipmentWLDFRAggregatedAggregated | WLDFR | HFTD - Distribution - Tier 2 - 1QU CoRE ¦ 2QU LoRE | Non-Red Flag Warning - Large Fires | Aggregated | Aggregated | 2039 | 7.8852e-05 | 0 | 306.602 | 0.024176 | 2039 | Mitigation | 0.08575 | 30 | 0 | esc | 0.0012005 | 9.4662e-08 | 0.00060025 | 4.7331e-08 | 0.0015435 | 1.2171e-07
[35 empty] | 7.3.1.1 A summarized risk map that shows the overall ignition probability and estimated wildfire consequence along the electric lines and equipment | WLDFR | HFTD - Distribution - Tier 2 - 3QU CoRE ¦ 2QU LoRE | 2048 | 0.16093 | 0.017919 | 2.4989 | 0 | 2.4989 | 0.011154 | 1.5554 | 0 | 1.5554 | 0.027268 | 3.8025 | 0 | 3.8025 | 0.028635 | 3.9932 | 0 | 3.9932 | 0.40214 | 0.25032 | 0.61194 | 0.64263 | 0.027268 | 0.0043882 | 3.8025 | 0.61194 | 0 | 0 | 3.8025 | 0.61194 | [11 empty] | WLDFR | HFTD - Distribution - Tier 2 - 1QU CoRE ¦ 2QU LoRE | Non-Red Flag Warning - Large Fires | 2027 | 9.4662e-08 | 4.7331e-08 | 1.2171e-07 | 5.475 | 0.71896 | 3.0715 | 1.6846 | 0 | 0 | 0 | 7.8852e-05 |  | 5.1828e-07 | 0 | 5.1828e-07 | 2.5914e-07 | 0 | 2.5914e-07 | 6.6636e-07 | 0 | 6.6636e-07 | [16 empty] | 7.3.1.3 Ignition probability mapping showing the probability of ignition along the electric lines and equipmentWLDFRAggregatedAggregated | WLDFR | HFTD - Distribution - Tier 2 - 1QU CoRE ¦ 2QU LoRE | Non-Red Flag Warning - Large Fires | Aggregated | Aggregated | 2040 | 7.8852e-05 | 0 | 306.602 | 0.024176 | 2040 | Mitigation | 0.08575 | 30 | 0 | esc | 0.0012005 | 9.4662e-08 | 0.00060025 | 4.7331e-08 | 0.0015435 | 1.2171e-07
[35 empty] | 7.3.1.1 A summarized risk map that shows the overall ignition probability and estimated wildfire consequence along the electric lines and equipment | WLDFR | HFTD - Distribution - Tier 2 - 3QU CoRE ¦ 2QU LoRE | 2049 | 0.1504 | 0.017919 | 2.4989 | 0 | 2.4989 | 0.011154 | 1.5554 | 0 | 1.5554 | 0.027268 | 3.8025 | 0 | 3.8025 | 0.028635 | 3.9932 | 0 | 3.9932 | 0.37584 | 0.23394 | 0.57191 | 0.60059 | 0.027268 | 0.0041011 | 3.8025 | 0.57191 | 0 | 0 | 3.8025 | 0.57191 | [11 empty] | WLDFR | HFTD - Distribution - Tier 2 - 1QU CoRE ¦ 2QU LoRE | Non-Red Flag Warning - Large Fires | 2028 | 9.4662e-08 | 4.7331e-08 | 1.2171e-07 | 5.777 | 0.74734 | 3.238 | 1.7917 | 0 | 0 | 0 | 7.8852e-05 |  | 5.4686e-07 | 0 | 5.4686e-07 | 2.7343e-07 | 0 | 2.7343e-07 | 7.0311e-07 | 0 | 7.0311e-07 | [16 empty] | 7.3.1.3 Ignition probability mapping showing the probability of ignition along the electric lines and equipmentWLDFRAggregatedAggregated | WLDFR | HFTD - Distribution - Tier 2 - 1QU CoRE ¦ 2QU LoRE | Non-Red Flag Warning - Large Fires | Aggregated | Aggregated | 2041 | 7.8852e-05 | 0 | 306.602 | 0.024176 | 2041 | Mitigation | 0.08575 | 30 | 0 | esc | 0.0012005 | 9.4662e-08 | 0.00060025 | 4.7331e-08 | 0.0015435 | 1.2171e-07
[35 empty] | 7.3.1.1 A summarized risk map that shows the overall ignition probability and estimated wildfire consequence along the electric lines and equipment | WLDFR | HFTD - Distribution - Tier 2 - 3QU CoRE ¦ 2QU LoRE | 2050 | 0.14056 | 0 | 0 | 0 | 0 | 0.011154 | 1.5554 | 0 | 1.5554 | 0.027268 | 3.8025 | 0 | 3.8025 | 0.028635 | 3.9932 | 0 | 3.9932 | 0 | 0.21864 | 0.53449 | 0.56129 | 0.027268 | 0.0038328 | 3.8025 | 0.53449 | 0 | 0 | 3.8025 | 0.53449 | [11 empty] | WLDFR | HFTD - Distribution - Tier 2 - 1QU CoRE ¦ 2QU LoRE | Non-Red Flag Warning - Large Fires | 2029 | 9.4662e-08 | 4.7331e-08 | 1.2171e-07 | 5.777 | 0.74734 | 3.238 | 1.7917 | 0 | 0 | 0 | 7.8852e-05 |  | 5.4686e-07 | 0 | 5.4686e-07 | 2.7343e-07 | 0 | 2.7343e-07 | 7.0311e-07 | 0 | 7.0311e-07 | [16 empty] | 7.3.1.3 Ignition probability mapping showing the probability of ignition along the electric lines and equipmentWLDFRAggregatedAggregated | WLDFR | HFTD - Distribution - Tier 2 - 1QU CoRE ¦ 2QU LoRE | Non-Red Flag Warning - Large Fires | Aggregated | Aggregated | 2042 | 7.8852e-05 | 0 | 306.602 | 0.024176 | 2042 | Mitigation | 0.08575 | 30 | 0 | esc | 0.0012005 | 9.4662e-08 | 0.00060025 | 4.7331e-08 | 0.0015435 | 1.2171e-07
[35 empty] | 7.3.1.1 A summarized risk map that shows the overall ignition probability and estimated wildfire consequence along the electric lines and equipment | WLDFR | HFTD - Distribution - Tier 2 - 3QU CoRE ¦ 2QU LoRE | 2051 | 0.13137 | 0 | 0 | 0 | 0 | 0 | 0 | 0 | 0 | 0.027268 | 3.8025 | 0 | 3.8025 | 0.028635 | 3.9932 | 0 | 3.9932 | 0 | 0 | 0.49953 | 0.52457 | 0.027268 | 0.0035821 | 3.8025 | 0.49953 | 0 | 0 | 3.8025 | 0.49953 | [11 empty] | WLDFR | HFTD - Distribution - Tier 2 - 1QU CoRE ¦ 2QU LoRE | Non-Red Flag Warning - Large Fires | 2030 | 9.4662e-08 | 4.7331e-08 | 1.2171e-07 | 5.777 | 0.74734 | 3.238 | 1.7917 | 0 | 0 | 0 | 7.8852e-05 |  | 5.4686e-07 | 0 | 5.4686e-07 | 2.7343e-07 | 0 | 2.7343e-07 | 7.0311e-07 | 0 | 7.0311e-07 | [16 empty] | 7.3.1.3 Ignition probability mapping showing the probability of ignition along the electric lines and equipmentWLDFRAggregatedAggregated | WLDFR | HFTD - Distribution - Tier 2 - 1QU CoRE ¦ 2QU LoRE | Non-Red Flag Warning - Large Fires | Aggregated | Aggregated | 2043 | 7.8852e-05 | 0 | 306.602 | 0.024176 | 2043 | Mitigation | 0.08575 | 30 | 0 | esc | 0.0012005 | 9.4662e-08 | 0.00060025 | 4.7331e-08 | 0.0015435 | 1.2171e-07
[35 empty] | 7.3.1.1 A summarized risk map that shows the overall ignition probability and estimated wildfire consequence along the electric lines and equipment | WLDFR | HFTD - Distribution - Tier 2 - 3QU CoRE ¦ 2QU LoRE | 2052 | 0.12277 | 0 | 0 | 0 | 0 | 0 | 0 | 0 | 0 | 0 | 0 | 0 | 0 | 0.028635 | 3.9932 | 0 | 3.9932 | 0 | 0 | 0 | 0.49026 | 0 | 0 | 0 | 0 | 0 | 0 | 0 | 0 | [11 empty] | WLDFR | HFTD - Distribution - Tier 2 - 1QU CoRE ¦ 2QU LoRE | Non-Red Flag Warning - Large Fires | 2031 | 9.4662e-08 | 4.7331e-08 | 1.2171e-07 | 5.777 | 0.74734 | 3.238 | 1.7917 | 0 | 0 | 0 | 7.8852e-05 |  | 5.4686e-07 | 0 | 5.4686e-07 | 2.7343e-07 | 0 | 2.7343e-07 | 7.0311e-07 | 0 | 7.0311e-07 | [16 empty] | 7.3.1.3 Ignition probability mapping showing the probability of ignition along the electric lines and equipmentWLDFRAggregatedAggregated | WLDFR | HFTD - Distribution - Tier 2 - 1QU CoRE ¦ 2QU LoRE | Non-Red Flag Warning - Large Fires | Aggregated | Aggregated | 2044 | 7.8852e-05 | 0 | 306.602 | 0.024176 | 2044 | Mitigation | 0.08575 | 30 | 0 | esc | 0.0012005 | 9.4662e-08 | 0.00060025 | 4.7331e-08 | 0.0015435 | 1.2171e-07
[35 empty] | 7.3.1.1 A summarized risk map that shows the overall ignition probability and estimated wildfire consequence along the electric lines and equipment | WLDFR | HFTD - Distribution - Tier 2 - 3QU CoRE ¦ 3QU LoRE | 2020 | 1 | 0.015962 | 1.6286 | 0 | 1.6286 | 0 | 0 | 0 | 0 | 0 | 0 | 0 | 0 | 0 | 0 | 0 | 0 | 1.6286 | 0 | 0 | 0 | 0 | 0 | 0 | 0 | 0 | 0 | 0 | 0 | [11 empty] | WLDFR | HFTD - Distribution - Tier 2 - 1QU CoRE ¦ 2QU LoRE | Non-Red Flag Warning - Large Fires | 2032 | 9.4662e-08 | 4.7331e-08 | 1.2171e-07 | 5.777 | 0.74734 | 3.238 | 1.7917 | 0 | 0 | 0 | 7.8852e-05 |  | 5.4686e-07 | 0 | 5.4686e-07 | 2.7343e-07 | 0 | 2.7343e-07 | 7.0311e-07 | 0 | 7.0311e-07 | [16 empty] | 7.3.1.3 Ignition probability mapping showing the probability of ignition along the electric lines and equipmentWLDFRAggregatedAggregated | WLDFR | HFTD - Distribution - Tier 2 - 1QU CoRE ¦ 2QU LoRE | Non-Red Flag Warning - Large Fires | Aggregated | Aggregated | 2045 | 7.8852e-05 | 0 | 306.602 | 0.024176 | 2045 | Mitigation | 0.08575 | 30 | 0 | esc | 0.0012005 | 9.4662e-08 | 0.00060025 | 4.7331e-08 | 0.0015435 | 1.2171e-07
[35 empty] | 7.3.1.1 A summarized risk map that shows the overall ignition probability and estimated wildfire consequence along the electric lines and equipment | WLDFR | HFTD - Distribution - Tier 2 - 3QU CoRE ¦ 3QU LoRE | 2021 | 1 | 0.015962 | 1.6286 | 0 | 1.6286 | 0.0099353 | 1.0137 | 0 | 1.0137 | 0 | 0 | 0 | 0 | 0 | 0 | 0 | 0 | 1.6286 | 1.0137 | 0 | 0 | 0 | 0 | 0 | 0 | 0 | 0 | 0 | 0 | [11 empty] | WLDFR | HFTD - Distribution - Tier 2 - 1QU CoRE ¦ 2QU LoRE | Non-Red Flag Warning - Large Fires | 2033 | 9.4662e-08 | 4.7331e-08 | 1.2171e-07 | 6.1205 | 0.77885 | 3.4265 | 1.9151 | 0 | 0 | 0 | 7.8852e-05 |  | 5.7938e-07 | 0 | 5.7938e-07 | 2.8969e-07 | 0 | 2.8969e-07 | 7.4491e-07 | 0 | 7.4491e-07 | [16 empty] | 7.3.1.3 Ignition probability mapping showing the probability of ignition along the electric lines and equipmentWLDFRAggregatedAggregated | WLDFR | HFTD - Distribution - Tier 2 - 1QU CoRE ¦ 2QU LoRE | Non-Red Flag Warning - Large Fires | Aggregated | Aggregated | 2046 | 7.8852e-05 | 0 | 306.602 | 0.024176 | 2046 | Mitigation | 0.08575 | 30 | 0 | esc | 0.0012005 | 9.4662e-08 | 0.00060025 | 4.7331e-08 | 0.0015435 | 1.2171e-07
[35 empty] | 7.3.1.1 A summarized risk map that shows the overall ignition probability and estimated wildfire consequence along the electric lines and equipment | WLDFR | HFTD - Distribution - Tier 2 - 3QU CoRE ¦ 3QU LoRE | 2022 | 0.93458 | 0.015788 | 1.6194 | 0 | 1.6194 | 0.0098272 | 1.008 | 0 | 1.008 | 0.0223 | 2.2874 | 0 | 2.2874 | 0 | 0 | 0 | 0 | 1.5135 | 0.94206 | 2.1377 | 0 | 0.0223 | 0.020841 | 2.2874 | 2.1377 | 0 | 0 | 2.2874 | 2.1377 | [11 empty] | WLDFR | HFTD - Distribution - Tier 2 - 1QU CoRE ¦ 2QU LoRE | Non-Red Flag Warning - Large Fires | 2034 | 9.4662e-08 | 4.7331e-08 | 1.2171e-07 | 6.1205 | 0.77885 | 3.4265 | 1.9151 | 0 | 0 | 0 | 7.8852e-05 |  | 5.7938e-07 | 0 | 5.7938e-07 | 2.8969e-07 | 0 | 2.8969e-07 | 7.4491e-07 | 0 | 7.4491e-07 | [16 empty] | 7.3.1.3 Ignition probability mapping showing the probability of ignition along the electric lines and equipmentWLDFRAggregatedAggregated | WLDFR | HFTD - Distribution - Tier 2 - 1QU CoRE ¦ 2QU LoRE | Non-Red Flag Warning - Large Fires | Aggregated | Aggregated | 2047 | 7.8852e-05 | 0 | 306.602 | 0.024176 | 2047 | Mitigation | 0.08575 | 30 | 0 | esc | 0.0012005 | 9.4662e-08 | 0.00060025 | 4.7331e-08 | 0.0015435 | 1.2171e-07
[35 empty] | 7.3.1.1 A summarized risk map that shows the overall ignition probability and estimated wildfire consequence along the electric lines and equipment | WLDFR | HFTD - Distribution - Tier 2 - 3QU CoRE ¦ 3QU LoRE | 2023 | 0.87344 | 0.015788 | 1.6787 | 0 | 1.6787 | 0.0098272 | 1.0449 | 0 | 1.0449 | 0.0223 | 2.3712 | 0 | 2.3712 | 0.023418 | 2.4901 | 0 | 2.4901 | 1.4663 | 0.91269 | 2.0711 | 2.1749 | 0.0223 | 0.019478 | 2.3712 | 2.0711 | 0 | 0 | 2.3712 | 2.0711 | [11 empty] | WLDFR | HFTD - Distribution - Tier 2 - 1QU CoRE ¦ 2QU LoRE | Non-Red Flag Warning - Large Fires | 2035 | 9.4662e-08 | 4.7331e-08 | 1.2171e-07 | 6.1205 | 0.77885 | 3.4265 | 1.9151 | 0 | 0 | 0 | 7.8852e-05 |  | 5.7938e-07 | 0 | 5.7938e-07 | 2.8969e-07 | 0 | 2.8969e-07 | 7.4491e-07 | 0 | 7.4491e-07 | [16 empty] | 7.3.1.3 Ignition probability mapping showing the probability of ignition along the electric lines and equipmentWLDFRAggregatedAggregated | WLDFR | HFTD - Distribution - Tier 2 - 1QU CoRE ¦ 2QU LoRE | Non-Red Flag Warning - Large Fires | Aggregated | Aggregated | 2048 | 7.8852e-05 | 0 | 306.602 | 0.024176 | 2048 | Mitigation | 0.08575 | 30 | 0 | esc | 0.0012005 | 9.4662e-08 | 0.00060025 | 4.7331e-08 | 0.0015435 | 1.2171e-07
[35 empty] | 7.3.1.1 A summarized risk map that shows the overall ignition probability and estimated wildfire consequence along the electric lines and equipment | WLDFR | HFTD - Distribution - Tier 2 - 3QU CoRE ¦ 3QU LoRE | 2024 | 0.8163 | 0.015788 | 1.6787 | 0 | 1.6787 | 0.0098272 | 1.0449 | 0 | 1.0449 | 0.0223 | 2.3712 | 0 | 2.3712 | 0.023418 | 2.4901 | 0 | 2.4901 | 1.3703 | 0.85298 | 1.9356 | 2.0327 | 0.0223 | 0.018204 | 2.3712 | 1.9356 | 0 | 0 | 2.3712 | 1.9356 | [11 empty] | WLDFR | HFTD - Distribution - Tier 2 - 1QU CoRE ¦ 2QU LoRE | Non-Red Flag Warning - Large Fires | 2036 | 9.4662e-08 | 4.7331e-08 | 1.2171e-07 | 6.1205 | 0.77885 | 3.4265 | 1.9151 | 0 | 0 | 0 | 7.8852e-05 |  | 5.7938e-07 | 0 | 5.7938e-07 | 2.8969e-07 | 0 | 2.8969e-07 | 7.4491e-07 | 0 | 7.4491e-07 | [16 empty] | 7.3.1.3 Ignition probability mapping showing the probability of ignition along the electric lines and equipmentWLDFRAggregatedAggregated | WLDFR | HFTD - Distribution - Tier 2 - 1QU CoRE ¦ 2QU LoRE | Non-Red Flag Warning - Large Fires | Aggregated | Aggregated | 2049 | 7.8852e-05 | 0 | 306.602 | 0.024176 | 2049 | Mitigation | 0.08575 | 30 | 0 | esc | 0.0012005 | 9.4662e-08 | 0.00060025 | 4.7331e-08 | 0.0015435 | 1.2171e-07
[35 empty] | 7.3.1.1 A summarized risk map that shows the overall ignition probability and estimated wildfire consequence along the electric lines and equipment | WLDFR | HFTD - Distribution - Tier 2 - 3QU CoRE ¦ 3QU LoRE | 2025 | 0.7629 | 0.015788 | 1.6787 | 0 | 1.6787 | 0.0098272 | 1.0449 | 0 | 1.0449 | 0.0223 | 2.3712 | 0 | 2.3712 | 0.023418 | 2.4901 | 0 | 2.4901 | 1.2807 | 0.79718 | 1.809 | 1.8997 | 0.0223 | 0.017013 | 2.3712 | 1.809 | 0 | 0 | 2.3712 | 1.809 | [11 empty] | WLDFR | HFTD - Distribution - Tier 2 - 1QU CoRE ¦ 2QU LoRE | Non-Red Flag Warning - Large Fires | 2037 | 9.4662e-08 | 4.7331e-08 | 1.2171e-07 | 6.1205 | 0.77885 | 3.4265 | 1.9151 | 0 | 0 | 0 | 7.8852e-05 |  | 5.7938e-07 | 0 | 5.7938e-07 | 2.8969e-07 | 0 | 2.8969e-07 | 7.4491e-07 | 0 | 7.4491e-07 | [16 empty] | 7.3.1.3 Ignition probability mapping showing the probability of ignition along the electric lines and equipmentWLDFRAggregatedAggregated | WLDFR | HFTD - Distribution - Tier 2 - 1QU CoRE ¦ 2QU LoRE | Non-Red Flag Warning - Large Fires | Aggregated | Aggregated | 2050 | 7.8852e-05 | 0 | 306.602 | 0.024176 | 2050 | Mitigation | 0.08575 | 30 | 0 | esc | 0 | 0 | 0.00060025 | 4.7331e-08 | 0.0015435 | 1.2171e-07
[35 empty] | 7.3.1.1 A summarized risk map that shows the overall ignition probability and estimated wildfire consequence along the electric lines and equipment | WLDFR | HFTD - Distribution - Tier 2 - 3QU CoRE ¦ 3QU LoRE | 2026 | 0.71299 | 0.015788 | 1.6787 | 0 | 1.6787 | 0.0098272 | 1.0449 | 0 | 1.0449 | 0.0223 | 2.3712 | 0 | 2.3712 | 0.023418 | 2.4901 | 0 | 2.4901 | 1.1969 | 0.74502 | 1.6906 | 1.7754 | 0.0223 | 0.0159 | 2.3712 | 1.6906 | 0 | 0 | 2.3712 | 1.6906 | [11 empty] | WLDFR | HFTD - Distribution - Tier 2 - 1QU CoRE ¦ 2QU LoRE | Non-Red Flag Warning - Large Fires | 2038 | 9.4662e-08 | 4.7331e-08 | 1.2171e-07 | 6.5028 | 0.81304 | 3.6355 | 2.0543 | 0 | 0 | 0 | 7.8852e-05 |  | 6.1557e-07 | 0 | 6.1557e-07 | 3.0778e-07 | 0 | 3.0778e-07 | 7.9144e-07 | 0 | 7.9144e-07 | [16 empty] | 7.3.1.3 Ignition probability mapping showing the probability of ignition along the electric lines and equipmentWLDFRAggregatedAggregated | WLDFR | HFTD - Distribution - Tier 2 - 1QU CoRE ¦ 2QU LoRE | Non-Red Flag Warning - Large Fires | Aggregated | Aggregated | 2051 | 7.8852e-05 | 0 | 306.602 | 0.024176 | 2051 | Mitigation | 0.08575 | 30 | 0 | esc | 0 | 0 | 0 | 0 | 0.0015435 | 1.2171e-07
[35 empty] | 7.3.1.1 A summarized risk map that shows the overall ignition probability and estimated wildfire consequence along the electric lines and equipment | WLDFR | HFTD - Distribution - Tier 2 - 3QU CoRE ¦ 3QU LoRE | 2027 | 0.66634 | 0.015788 | 1.6787 | 0 | 1.6787 | 0.0098272 | 1.0449 | 0 | 1.0449 | 0.0223 | 2.3712 | 0 | 2.3712 | 0.023418 | 2.4901 | 0 | 2.4901 | 1.1186 | 0.69628 | 1.58 | 1.6593 | 0.0223 | 0.01486 | 2.3712 | 1.58 | 0 | 0 | 2.3712 | 1.58 | [11 empty] | WLDFR | HFTD - Distribution - Tier 2 - 1QU CoRE ¦ 2QU LoRE | Non-Red Flag Warning - Large Fires | 2039 | 9.4662e-08 | 4.7331e-08 | 1.2171e-07 | 6.5028 | 0.81304 | 3.6355 | 2.0543 | 0 | 0 | 0 | 7.8852e-05 |  | 6.1557e-07 | 0 | 6.1557e-07 | 3.0778e-07 | 0 | 3.0778e-07 | 7.9144e-07 | 0 | 7.9144e-07 | [16 empty] | 7.3.1.3 Ignition probability mapping showing the probability of ignition along the electric lines and equipmentWLDFRAggregatedAggregated | WLDFR | HFTD - Distribution - Tier 2 - 1QU CoRE ¦ 2QU LoRE | Non-Red Flag Warning - Small Fires | Aggregated | Aggregated | 2021 | 0.0052408 | 0 | 306.602 | 1.6068 | 2021 | Mitigation | 0.08575 | 30 | 0 | esc | 0.0012005 | 6.2916e-06 | 0.00060025 | 3.1458e-06 | 0 | 0
[35 empty] | 7.3.1.1 A summarized risk map that shows the overall ignition probability and estimated wildfire consequence along the electric lines and equipment | WLDFR | HFTD - Distribution - Tier 2 - 3QU CoRE ¦ 3QU LoRE | 2028 | 0.62275 | 0.015788 | 1.7535 | 0 | 1.7535 | 0.0098272 | 1.0915 | 0 | 1.0915 | 0.0223 | 2.4768 | 0 | 2.4768 | 0.023418 | 2.601 | 0 | 2.601 | 1.092 | 0.67972 | 1.5424 | 1.6198 | 0.0223 | 0.013887 | 2.4768 | 1.5424 | 0 | 0 | 2.4768 | 1.5424 | [11 empty] | WLDFR | HFTD - Distribution - Tier 2 - 1QU CoRE ¦ 2QU LoRE | Non-Red Flag Warning - Large Fires | 2040 | 9.4662e-08 | 4.7331e-08 | 1.2171e-07 | 6.5028 | 0.81304 | 3.6355 | 2.0543 | 0 | 0 | 0 | 7.8852e-05 |  | 6.1557e-07 | 0 | 6.1557e-07 | 3.0778e-07 | 0 | 3.0778e-07 | 7.9144e-07 | 0 | 7.9144e-07 | [16 empty] | 7.3.1.3 Ignition probability mapping showing the probability of ignition along the electric lines and equipmentWLDFRAggregatedAggregated | WLDFR | HFTD - Distribution - Tier 2 - 1QU CoRE ¦ 2QU LoRE | Non-Red Flag Warning - Small Fires | Aggregated | Aggregated | 2022 | 0.0052408 | 0 | 306.602 | 1.6068 | 2022 | Mitigation | 0.08575 | 30 | 0 | esc | 0.0012005 | 6.2916e-06 | 0.00060025 | 3.1458e-06 | 0.0015435 | 8.0891e-06
[35 empty] | 7.3.1.1 A summarized risk map that shows the overall ignition probability and estimated wildfire consequence along the electric lines and equipment | WLDFR | HFTD - Distribution - Tier 2 - 3QU CoRE ¦ 3QU LoRE | 2029 | 0.58201 | 0.015788 | 1.7535 | 0 | 1.7535 | 0.0098272 | 1.0915 | 0 | 1.0915 | 0.0223 | 2.4768 | 0 | 2.4768 | 0.023418 | 2.601 | 0 | 2.601 | 1.0206 | 0.63525 | 1.4415 | 1.5138 | 0.0223 | 0.012979 | 2.4768 | 1.4415 | 0 | 0 | 2.4768 | 1.4415 | [11 empty] | WLDFR | HFTD - Distribution - Tier 2 - 1QU CoRE ¦ 2QU LoRE | Non-Red Flag Warning - Large Fires | 2041 | 9.4662e-08 | 4.7331e-08 | 1.2171e-07 | 6.5028 | 0.81304 | 3.6355 | 2.0543 | 0 | 0 | 0 | 7.8852e-05 |  | 6.1557e-07 | 0 | 6.1557e-07 | 3.0778e-07 | 0 | 3.0778e-07 | 7.9144e-07 | 0 | 7.9144e-07 | [16 empty] | 7.3.1.3 Ignition probability mapping showing the probability of ignition along the electric lines and equipmentWLDFRAggregatedAggregated | WLDFR | HFTD - Distribution - Tier 2 - 1QU CoRE ¦ 2QU LoRE | Non-Red Flag Warning - Small Fires | Aggregated | Aggregated | 2023 | 0.0052408 | 0 | 306.602 | 1.6068 | 2023 | Mitigation | 0.08575 | 30 | 0 | esc | 0.0012005 | 6.2916e-06 | 0.00060025 | 3.1458e-06 | 0.0015435 | 8.0891e-06
[35 empty] | 7.3.1.1 A summarized risk map that shows the overall ignition probability and estimated wildfire consequence along the electric lines and equipment | WLDFR | HFTD - Distribution - Tier 2 - 3QU CoRE ¦ 3QU LoRE | 2030 | 0.54393 | 0.015788 | 1.7535 | 0 | 1.7535 | 0.0098272 | 1.0915 | 0 | 1.0915 | 0.0223 | 2.4768 | 0 | 2.4768 | 0.023418 | 2.601 | 0 | 2.601 | 0.95379 | 0.59369 | 1.3472 | 1.4148 | 0.0223 | 0.01213 | 2.4768 | 1.3472 | 0 | 0 | 2.4768 | 1.3472 | [11 empty] | WLDFR | HFTD - Distribution - Tier 2 - 1QU CoRE ¦ 2QU LoRE | Non-Red Flag Warning - Large Fires | 2042 | 9.4662e-08 | 4.7331e-08 | 1.2171e-07 | 6.5028 | 0.81304 | 3.6355 | 2.0543 | 0 | 0 | 0 | 7.8852e-05 |  | 6.1557e-07 | 0 | 6.1557e-07 | 3.0778e-07 | 0 | 3.0778e-07 | 7.9144e-07 | 0 | 7.9144e-07 | [16 empty] | 7.3.1.3 Ignition probability mapping showing the probability of ignition along the electric lines and equipmentWLDFRAggregatedAggregated | WLDFR | HFTD - Distribution - Tier 2 - 1QU CoRE ¦ 2QU LoRE | Non-Red Flag Warning - Small Fires | Aggregated | Aggregated | 2024 | 0.0052408 | 0 | 306.602 | 1.6068 | 2024 | Mitigation | 0.08575 | 30 | 0 | esc | 0.0012005 | 6.2916e-06 | 0.00060025 | 3.1458e-06 | 0.0015435 | 8.0891e-06
[35 empty] | 7.3.1.1 A summarized risk map that shows the overall ignition probability and estimated wildfire consequence along the electric lines and equipment | WLDFR | HFTD - Distribution - Tier 2 - 3QU CoRE ¦ 3QU LoRE | 2031 | 0.50835 | 0.015788 | 1.7535 | 0 | 1.7535 | 0.0098272 | 1.0915 | 0 | 1.0915 | 0.0223 | 2.4768 | 0 | 2.4768 | 0.023418 | 2.601 | 0 | 2.601 | 0.89139 | 0.55485 | 1.2591 | 1.3222 | 0.0223 | 0.011336 | 2.4768 | 1.2591 | 0 | 0 | 2.4768 | 1.2591 | [11 empty] | WLDFR | HFTD - Distribution - Tier 2 - 1QU CoRE ¦ 2QU LoRE | Non-Red Flag Warning - Large Fires | 2043 | 9.4662e-08 | 4.7331e-08 | 1.2171e-07 | 6.9209 | 0.84944 | 3.8632 | 2.2083 | 0 | 0 | 0 | 7.8852e-05 |  | 6.5515e-07 | 0 | 6.5515e-07 | 3.2757e-07 | 0 | 3.2757e-07 | 8.4233e-07 | 0 | 8.4233e-07 | [16 empty] | 7.3.1.3 Ignition probability mapping showing the probability of ignition along the electric lines and equipmentWLDFRAggregatedAggregated | WLDFR | HFTD - Distribution - Tier 2 - 1QU CoRE ¦ 2QU LoRE | Non-Red Flag Warning - Small Fires | Aggregated | Aggregated | 2025 | 0.0052408 | 0 | 306.602 | 1.6068 | 2025 | Mitigation | 0.08575 | 30 | 0 | esc | 0.0012005 | 6.2916e-06 | 0.00060025 | 3.1458e-06 | 0.0015435 | 8.0891e-06
[35 empty] | 7.3.1.1 A summarized risk map that shows the overall ignition probability and estimated wildfire consequence along the electric lines and equipment | WLDFR | HFTD - Distribution - Tier 2 - 3QU CoRE ¦ 3QU LoRE | 2032 | 0.47509 | 0.015788 | 1.7535 | 0 | 1.7535 | 0.0098272 | 1.0915 | 0 | 1.0915 | 0.0223 | 2.4768 | 0 | 2.4768 | 0.023418 | 2.601 | 0 | 2.601 | 0.83308 | 0.51855 | 1.1767 | 1.2357 | 0.0223 | 0.010595 | 2.4768 | 1.1767 | 0 | 0 | 2.4768 | 1.1767 | [11 empty] | WLDFR | HFTD - Distribution - Tier 2 - 1QU CoRE ¦ 2QU LoRE | Non-Red Flag Warning - Large Fires | 2044 | 9.4662e-08 | 4.7331e-08 | 1.2171e-07 | 6.9209 | 0.84944 | 3.8632 | 2.2083 | 0 | 0 | 0 | 7.8852e-05 |  | 6.5515e-07 | 0 | 6.5515e-07 | 3.2757e-07 | 0 | 3.2757e-07 | 8.4233e-07 | 0 | 8.4233e-07 | [16 empty] | 7.3.1.3 Ignition probability mapping showing the probability of ignition along the electric lines and equipmentWLDFRAggregatedAggregated | WLDFR | HFTD - Distribution - Tier 2 - 1QU CoRE ¦ 2QU LoRE | Non-Red Flag Warning - Small Fires | Aggregated | Aggregated | 2026 | 0.0052408 | 0 | 306.602 | 1.6068 | 2026 | Mitigation | 0.08575 | 30 | 0 | esc | 0.0012005 | 6.2916e-06 | 0.00060025 | 3.1458e-06 | 0.0015435 | 8.0891e-06
[35 empty] | 7.3.1.1 A summarized risk map that shows the overall ignition probability and estimated wildfire consequence along the electric lines and equipment | WLDFR | HFTD - Distribution - Tier 2 - 3QU CoRE ¦ 3QU LoRE | 2033 | 0.44401 | 0.015788 | 1.8366 | 0 | 1.8366 | 0.0098272 | 1.1432 | 0 | 1.1432 | 0.0223 | 2.5942 | 0 | 2.5942 | 0.023418 | 2.7242 | 0 | 2.7242 | 0.81547 | 0.50759 | 1.1518 | 1.2096 | 0.0223 | 0.0099015 | 2.5942 | 1.1518 | 0 | 0 | 2.5942 | 1.1518 | [11 empty] | WLDFR | HFTD - Distribution - Tier 2 - 1QU CoRE ¦ 2QU LoRE | Non-Red Flag Warning - Large Fires | 2045 | 9.4662e-08 | 4.7331e-08 | 1.2171e-07 | 6.9209 | 0.84944 | 3.8632 | 2.2083 | 0 | 0 | 0 | 7.8852e-05 |  | 6.5515e-07 | 0 | 6.5515e-07 | 3.2757e-07 | 0 | 3.2757e-07 | 8.4233e-07 | 0 | 8.4233e-07 | [16 empty] | 7.3.1.3 Ignition probability mapping showing the probability of ignition along the electric lines and equipmentWLDFRAggregatedAggregated | WLDFR | HFTD - Distribution - Tier 2 - 1QU CoRE ¦ 2QU LoRE | Non-Red Flag Warning - Small Fires | Aggregated | Aggregated | 2027 | 0.0052408 | 0 | 306.602 | 1.6068 | 2027 | Mitigation | 0.08575 | 30 | 0 | esc | 0.0012005 | 6.2916e-06 | 0.00060025 | 3.1458e-06 | 0.0015435 | 8.0891e-06
[35 empty] | 7.3.1.1 A summarized risk map that shows the overall ignition probability and estimated wildfire consequence along the electric lines and equipment | WLDFR | HFTD - Distribution - Tier 2 - 3QU CoRE ¦ 3QU LoRE | 2034 | 0.41496 | 0.015788 | 1.8366 | 0 | 1.8366 | 0.0098272 | 1.1432 | 0 | 1.1432 | 0.0223 | 2.5942 | 0 | 2.5942 | 0.023418 | 2.7242 | 0 | 2.7242 | 0.76212 | 0.47438 | 1.0765 | 1.1305 | 0.0223 | 0.0092538 | 2.5942 | 1.0765 | 0 | 0 | 2.5942 | 1.0765 | [11 empty] | WLDFR | HFTD - Distribution - Tier 2 - 1QU CoRE ¦ 2QU LoRE | Non-Red Flag Warning - Large Fires | 2046 | 9.4662e-08 | 4.7331e-08 | 1.2171e-07 | 6.9209 | 0.84944 | 3.8632 | 2.2083 | 0 | 0 | 0 | 7.8852e-05 |  | 6.5515e-07 | 0 | 6.5515e-07 | 3.2757e-07 | 0 | 3.2757e-07 | 8.4233e-07 | 0 | 8.4233e-07 | [16 empty] | 7.3.1.3 Ignition probability mapping showing the probability of ignition along the electric lines and equipmentWLDFRAggregatedAggregated | WLDFR | HFTD - Distribution - Tier 2 - 1QU CoRE ¦ 2QU LoRE | Non-Red Flag Warning - Small Fires | Aggregated | Aggregated | 2028 | 0.0052408 | 0 | 306.602 | 1.6068 | 2028 | Mitigation | 0.08575 | 30 | 0 | esc | 0.0012005 | 6.2916e-06 | 0.00060025 | 3.1458e-06 | 0.0015435 | 8.0891e-06
[35 empty] | 7.3.1.1 A summarized risk map that shows the overall ignition probability and estimated wildfire consequence along the electric lines and equipment | WLDFR | HFTD - Distribution - Tier 2 - 3QU CoRE ¦ 3QU LoRE | 2035 | 0.38782 | 0.015788 | 1.8366 | 0 | 1.8366 | 0.0098272 | 1.1432 | 0 | 1.1432 | 0.0223 | 2.5942 | 0 | 2.5942 | 0.023418 | 2.7242 | 0 | 2.7242 | 0.71226 | 0.44335 | 1.0061 | 1.0565 | 0.0223 | 0.0086484 | 2.5942 | 1.0061 | 0 | 0 | 2.5942 | 1.0061 | [11 empty] | WLDFR | HFTD - Distribution - Tier 2 - 1QU CoRE ¦ 2QU LoRE | Non-Red Flag Warning - Large Fires | 2047 | 9.4662e-08 | 4.7331e-08 | 1.2171e-07 | 6.9209 | 0.84944 | 3.8632 | 2.2083 | 0 | 0 | 0 | 7.8852e-05 |  | 6.5515e-07 | 0 | 6.5515e-07 | 3.2757e-07 | 0 | 3.2757e-07 | 8.4233e-07 | 0 | 8.4233e-07 | [16 empty] | 7.3.1.3 Ignition probability mapping showing the probability of ignition along the electric lines and equipmentWLDFRAggregatedAggregated | WLDFR | HFTD - Distribution - Tier 2 - 1QU CoRE ¦ 2QU LoRE | Non-Red Flag Warning - Small Fires | Aggregated | Aggregated | 2029 | 0.0052408 | 0 | 306.602 | 1.6068 | 2029 | Mitigation | 0.08575 | 30 | 0 | esc | 0.0012005 | 6.2916e-06 | 0.00060025 | 3.1458e-06 | 0.0015435 | 8.0891e-06
[35 empty] | 7.3.1.1 A summarized risk map that shows the overall ignition probability and estimated wildfire consequence along the electric lines and equipment | WLDFR | HFTD - Distribution - Tier 2 - 3QU CoRE ¦ 3QU LoRE | 2036 | 0.36245 | 0.015788 | 1.8366 | 0 | 1.8366 | 0.0098272 | 1.1432 | 0 | 1.1432 | 0.0223 | 2.5942 | 0 | 2.5942 | 0.023418 | 2.7242 | 0 | 2.7242 | 0.66567 | 0.41435 | 0.94024 | 0.98739 | 0.0223 | 0.0080826 | 2.5942 | 0.94024 | 0 | 0 | 2.5942 | 0.94024 | [11 empty] | WLDFR | HFTD - Distribution - Tier 2 - 1QU CoRE ¦ 2QU LoRE | Non-Red Flag Warning - Large Fires | 2048 | 9.4662e-08 | 4.7331e-08 | 1.2171e-07 | 7.3713 | 0.88759 | 4.1075 | 2.3763 | 0 | 0 | 0 | 7.8852e-05 |  | 6.9778e-07 | 0 | 6.9778e-07 | 3.4889e-07 | 0 | 3.4889e-07 | 8.9715e-07 | 0 | 8.9715e-07 | [16 empty] | 7.3.1.3 Ignition probability mapping showing the probability of ignition along the electric lines and equipmentWLDFRAggregatedAggregated | WLDFR | HFTD - Distribution - Tier 2 - 1QU CoRE ¦ 2QU LoRE | Non-Red Flag Warning - Small Fires | Aggregated | Aggregated | 2030 | 0.0052408 | 0 | 306.602 | 1.6068 | 2030 | Mitigation | 0.08575 | 30 | 0 | esc | 0.0012005 | 6.2916e-06 | 0.00060025 | 3.1458e-06 | 0.0015435 | 8.0891e-06
[35 empty] | 7.3.1.1 A summarized risk map that shows the overall ignition probability and estimated wildfire consequence along the electric lines and equipment | WLDFR | HFTD - Distribution - Tier 2 - 3QU CoRE ¦ 3QU LoRE | 2037 | 0.33873 | 0.015788 | 1.8366 | 0 | 1.8366 | 0.0098272 | 1.1432 | 0 | 1.1432 | 0.0223 | 2.5942 | 0 | 2.5942 | 0.023418 | 2.7242 | 0 | 2.7242 | 0.62212 | 0.38724 | 0.87873 | 0.9228 | 0.0223 | 0.0075538 | 2.5942 | 0.87873 | 0 | 0 | 2.5942 | 0.87873 | [11 empty] | WLDFR | HFTD - Distribution - Tier 2 - 1QU CoRE ¦ 2QU LoRE | Non-Red Flag Warning - Large Fires | 2049 | 9.4662e-08 | 4.7331e-08 | 1.2171e-07 | 7.3713 | 0.88759 | 4.1075 | 2.3763 | 0 | 0 | 0 | 7.8852e-05 |  | 6.9778e-07 | 0 | 6.9778e-07 | 3.4889e-07 | 0 | 3.4889e-07 | 8.9715e-07 | 0 | 8.9715e-07 | [16 empty] | 7.3.1.3 Ignition probability mapping showing the probability of ignition along the electric lines and equipmentWLDFRAggregatedAggregated | WLDFR | HFTD - Distribution - Tier 2 - 1QU CoRE ¦ 2QU LoRE | Non-Red Flag Warning - Small Fires | Aggregated | Aggregated | 2031 | 0.0052408 | 0 | 306.602 | 1.6068 | 2031 | Mitigation | 0.08575 | 30 | 0 | esc | 0.0012005 | 6.2916e-06 | 0.00060025 | 3.1458e-06 | 0.0015435 | 8.0891e-06
[35 empty] | 7.3.1.1 A summarized risk map that shows the overall ignition probability and estimated wildfire consequence along the electric lines and equipment | WLDFR | HFTD - Distribution - Tier 2 - 3QU CoRE ¦ 3QU LoRE | 2038 | 0.31657 | 0.015788 | 1.9268 | 0 | 1.9268 | 0.0098272 | 1.1993 | 0 | 1.1993 | 0.0223 | 2.7216 | 0 | 2.7216 | 0.023418 | 2.858 | 0 | 2.858 | 0.60997 | 0.37968 | 0.86158 | 0.90478 | 0.0223 | 0.0070597 | 2.7216 | 0.86158 | 0 | 0 | 2.7216 | 0.86158 | [11 empty] | WLDFR | HFTD - Distribution - Tier 2 - 1QU CoRE ¦ 2QU LoRE | Non-Red Flag Warning - Large Fires | 2050 | 0 | 4.7331e-08 | 1.2171e-07 | 7.3713 | 0.88759 | 4.1075 | 2.3763 | 0 | 0 | 0 | 7.8852e-05 |  | 0 | 0 | 0 | 3.4889e-07 | 0 | 3.4889e-07 | 8.9715e-07 | 0 | 8.9715e-07 | [16 empty] | 7.3.1.3 Ignition probability mapping showing the probability of ignition along the electric lines and equipmentWLDFRAggregatedAggregated | WLDFR | HFTD - Distribution - Tier 2 - 1QU CoRE ¦ 2QU LoRE | Non-Red Flag Warning - Small Fires | Aggregated | Aggregated | 2032 | 0.0052408 | 0 | 306.602 | 1.6068 | 2032 | Mitigation | 0.08575 | 30 | 0 | esc | 0.0012005 | 6.2916e-06 | 0.00060025 | 3.1458e-06 | 0.0015435 | 8.0891e-06
[35 empty] | 7.3.1.1 A summarized risk map that shows the overall ignition probability and estimated wildfire consequence along the electric lines and equipment | WLDFR | HFTD - Distribution - Tier 2 - 3QU CoRE ¦ 3QU LoRE | 2039 | 0.29586 | 0.015788 | 1.9268 | 0 | 1.9268 | 0.0098272 | 1.1993 | 0 | 1.1993 | 0.0223 | 2.7216 | 0 | 2.7216 | 0.023418 | 2.858 | 0 | 2.858 | 0.57007 | 0.35484 | 0.80521 | 0.84559 | 0.0223 | 0.0065978 | 2.7216 | 0.80521 | 0 | 0 | 2.7216 | 0.80521 | [11 empty] | WLDFR | HFTD - Distribution - Tier 2 - 1QU CoRE ¦ 2QU LoRE | Non-Red Flag Warning - Large Fires | 2051 | 0 | 0 | 1.2171e-07 | 7.3713 | 0.88759 | 4.1075 | 2.3763 | 0 | 0 | 0 | 7.8852e-05 |  | 0 | 0 | 0 | 0 | 0 | 0 | 8.9715e-07 | 0 | 8.9715e-07 | [16 empty] | 7.3.1.3 Ignition probability mapping showing the probability of ignition along the electric lines and equipmentWLDFRAggregatedAggregated | WLDFR | HFTD - Distribution - Tier 2 - 1QU CoRE ¦ 2QU LoRE | Non-Red Flag Warning - Small Fires | Aggregated | Aggregated | 2033 | 0.0052408 | 0 | 306.602 | 1.6068 | 2033 | Mitigation | 0.08575 | 30 | 0 | esc | 0.0012005 | 6.2916e-06 | 0.00060025 | 3.1458e-06 | 0.0015435 | 8.0891e-06
[35 empty] | 7.3.1.1 A summarized risk map that shows the overall ignition probability and estimated wildfire consequence along the electric lines and equipment | WLDFR | HFTD - Distribution - Tier 2 - 3QU CoRE ¦ 3QU LoRE | 2040 | 0.27651 | 0.015788 | 1.9268 | 0 | 1.9268 | 0.0098272 | 1.1993 | 0 | 1.1993 | 0.0223 | 2.7216 | 0 | 2.7216 | 0.023418 | 2.858 | 0 | 2.858 | 0.53277 | 0.33163 | 0.75253 | 0.79027 | 0.0223 | 0.0061662 | 2.7216 | 0.75253 | 0 | 0 | 2.7216 | 0.75253 | [11 empty] | WLDFR | HFTD - Distribution - Tier 2 - 1QU CoRE ¦ 2QU LoRE | Non-Red Flag Warning - Small Fires | 2020 | 6.2916e-06 | 0 | 0 | 0.077901 | 0.036425 | 0.0015809 | 0.039895 | 0 | 0 | 0 | 0.0052408 |  | 4.9012e-07 | 0 | 4.9012e-07 | 0 | 0 | 0 | 0 | 0 | 0 | [16 empty] | 7.3.1.3 Ignition probability mapping showing the probability of ignition along the electric lines and equipmentWLDFRAggregatedAggregated | WLDFR | HFTD - Distribution - Tier 2 - 1QU CoRE ¦ 2QU LoRE | Non-Red Flag Warning - Small Fires | Aggregated | Aggregated | 2034 | 0.0052408 | 0 | 306.602 | 1.6068 | 2034 | Mitigation | 0.08575 | 30 | 0 | esc | 0.0012005 | 6.2916e-06 | 0.00060025 | 3.1458e-06 | 0.0015435 | 8.0891e-06
[35 empty] | 7.3.1.1 A summarized risk map that shows the overall ignition probability and estimated wildfire consequence along the electric lines and equipment | WLDFR | HFTD - Distribution - Tier 2 - 3QU CoRE ¦ 3QU LoRE | 2041 | 0.25842 | 0.015788 | 1.9268 | 0 | 1.9268 | 0.0098272 | 1.1993 | 0 | 1.1993 | 0.0223 | 2.7216 | 0 | 2.7216 | 0.023418 | 2.858 | 0 | 2.858 | 0.49792 | 0.30993 | 0.7033 | 0.73857 | 0.0223 | 0.0057628 | 2.7216 | 0.7033 | 0 | 0 | 2.7216 | 0.7033 | [11 empty] | WLDFR | HFTD - Distribution - Tier 2 - 1QU CoRE ¦ 2QU LoRE | Non-Red Flag Warning - Small Fires | 2021 | 6.2916e-06 | 3.1458e-06 | 0 | 0.077901 | 0.036425 | 0.0015809 | 0.039895 | 0 | 0 | 0 | 0.0052408 |  | 4.9012e-07 | 0 | 4.9012e-07 | 2.4506e-07 | 0 | 2.4506e-07 | 0 | 0 | 0 | [16 empty] | 7.3.1.3 Ignition probability mapping showing the probability of ignition along the electric lines and equipmentWLDFRAggregatedAggregated | WLDFR | HFTD - Distribution - Tier 2 - 1QU CoRE ¦ 2QU LoRE | Non-Red Flag Warning - Small Fires | Aggregated | Aggregated | 2035 | 0.0052408 | 0 | 306.602 | 1.6068 | 2035 | Mitigation | 0.08575 | 30 | 0 | esc | 0.0012005 | 6.2916e-06 | 0.00060025 | 3.1458e-06 | 0.0015435 | 8.0891e-06
[35 empty] | 7.3.1.1 A summarized risk map that shows the overall ignition probability and estimated wildfire consequence along the electric lines and equipment | WLDFR | HFTD - Distribution - Tier 2 - 3QU CoRE ¦ 3QU LoRE | 2042 | 0.24151 | 0.015788 | 1.9268 | 0 | 1.9268 | 0.0098272 | 1.1993 | 0 | 1.1993 | 0.0223 | 2.7216 | 0 | 2.7216 | 0.023418 | 2.858 | 0 | 2.858 | 0.46534 | 0.28966 | 0.65729 | 0.69025 | 0.0223 | 0.0053858 | 2.7216 | 0.65729 | 0 | 0 | 2.7216 | 0.65729 | [11 empty] | WLDFR | HFTD - Distribution - Tier 2 - 1QU CoRE ¦ 2QU LoRE | Non-Red Flag Warning - Small Fires | 2022 | 6.2916e-06 | 3.1458e-06 | 8.0891e-06 | 0.077901 | 0.036425 | 0.0015809 | 0.039895 | 0 | 0 | 0 | 0.0052408 |  | 4.9012e-07 | 0 | 4.9012e-07 | 2.4506e-07 | 0 | 2.4506e-07 | 6.3015e-07 | 0 | 6.3015e-07 | [16 empty] | 7.3.1.3 Ignition probability mapping showing the probability of ignition along the electric lines and equipmentWLDFRAggregatedAggregated | WLDFR | HFTD - Distribution - Tier 2 - 1QU CoRE ¦ 2QU LoRE | Non-Red Flag Warning - Small Fires | Aggregated | Aggregated | 2036 | 0.0052408 | 0 | 306.602 | 1.6068 | 2036 | Mitigation | 0.08575 | 30 | 0 | esc | 0.0012005 | 6.2916e-06 | 0.00060025 | 3.1458e-06 | 0.0015435 | 8.0891e-06
[35 empty] | 7.3.1.1 A summarized risk map that shows the overall ignition probability and estimated wildfire consequence along the electric lines and equipment | WLDFR | HFTD - Distribution - Tier 2 - 3QU CoRE ¦ 3QU LoRE | 2043 | 0.22571 | 0.015788 | 2.0229 | 0 | 2.0229 | 0.0098272 | 1.2591 | 0 | 1.2591 | 0.0223 | 2.8573 | 0 | 2.8573 | 0.023418 | 3.0005 | 0 | 3.0005 | 0.45659 | 0.2842 | 0.64492 | 0.67726 | 0.0223 | 0.0050334 | 2.8573 | 0.64492 | 0 | 0 | 2.8573 | 0.64492 | [11 empty] | WLDFR | HFTD - Distribution - Tier 2 - 1QU CoRE ¦ 2QU LoRE | Non-Red Flag Warning - Small Fires | 2023 | 6.2916e-06 | 3.1458e-06 | 8.0891e-06 | 0.080408 | 0.03759 | 0.0016314 | 0.041187 | 0 | 0 | 0 | 0.0052408 |  | 5.0589e-07 | 0 | 5.0589e-07 | 2.5295e-07 | 0 | 2.5295e-07 | 6.5043e-07 | 0 | 6.5043e-07 | [16 empty] | 7.3.1.3 Ignition probability mapping showing the probability of ignition along the electric lines and equipmentWLDFRAggregatedAggregated | WLDFR | HFTD - Distribution - Tier 2 - 1QU CoRE ¦ 2QU LoRE | Non-Red Flag Warning - Small Fires | Aggregated | Aggregated | 2037 | 0.0052408 | 0 | 306.602 | 1.6068 | 2037 | Mitigation | 0.08575 | 30 | 0 | esc | 0.0012005 | 6.2916e-06 | 0.00060025 | 3.1458e-06 | 0.0015435 | 8.0891e-06
[35 empty] | 7.3.1.1 A summarized risk map that shows the overall ignition probability and estimated wildfire consequence along the electric lines and equipment | WLDFR | HFTD - Distribution - Tier 2 - 3QU CoRE ¦ 3QU LoRE | 2044 | 0.21095 | 0.015788 | 2.0229 | 0 | 2.0229 | 0.0098272 | 1.2591 | 0 | 1.2591 | 0.0223 | 2.8573 | 0 | 2.8573 | 0.023418 | 3.0005 | 0 | 3.0005 | 0.42672 | 0.26561 | 0.60273 | 0.63295 | 0.0223 | 0.0047042 | 2.8573 | 0.60273 | 0 | 0 | 2.8573 | 0.60273 | [11 empty] | WLDFR | HFTD - Distribution - Tier 2 - 1QU CoRE ¦ 2QU LoRE | Non-Red Flag Warning - Small Fires | 2024 | 6.2916e-06 | 3.1458e-06 | 8.0891e-06 | 0.080408 | 0.03759 | 0.0016314 | 0.041187 | 0 | 0 | 0 | 0.0052408 |  | 5.0589e-07 | 0 | 5.0589e-07 | 2.5295e-07 | 0 | 2.5295e-07 | 6.5043e-07 | 0 | 6.5043e-07 | [16 empty] | 7.3.1.3 Ignition probability mapping showing the probability of ignition along the electric lines and equipmentWLDFRAggregatedAggregated | WLDFR | HFTD - Distribution - Tier 2 - 1QU CoRE ¦ 2QU LoRE | Non-Red Flag Warning - Small Fires | Aggregated | Aggregated | 2038 | 0.0052408 | 0 | 306.602 | 1.6068 | 2038 | Mitigation | 0.08575 | 30 | 0 | esc | 0.0012005 | 6.2916e-06 | 0.00060025 | 3.1458e-06 | 0.0015435 | 8.0891e-06
[35 empty] | 7.3.1.1 A summarized risk map that shows the overall ignition probability and estimated wildfire consequence along the electric lines and equipment | WLDFR | HFTD - Distribution - Tier 2 - 3QU CoRE ¦ 3QU LoRE | 2045 | 0.19715 | 0.015788 | 2.0229 | 0 | 2.0229 | 0.0098272 | 1.2591 | 0 | 1.2591 | 0.0223 | 2.8573 | 0 | 2.8573 | 0.023418 | 3.0005 | 0 | 3.0005 | 0.3988 | 0.24823 | 0.5633 | 0.59154 | 0.0223 | 0.0043964 | 2.8573 | 0.5633 | 0 | 0 | 2.8573 | 0.5633 | [11 empty] | WLDFR | HFTD - Distribution - Tier 2 - 1QU CoRE ¦ 2QU LoRE | Non-Red Flag Warning - Small Fires | 2025 | 6.2916e-06 | 3.1458e-06 | 8.0891e-06 | 0.080408 | 0.03759 | 0.0016314 | 0.041187 | 0 | 0 | 0 | 0.0052408 |  | 5.0589e-07 | 0 | 5.0589e-07 | 2.5295e-07 | 0 | 2.5295e-07 | 6.5043e-07 | 0 | 6.5043e-07 | [16 empty] | 7.3.1.3 Ignition probability mapping showing the probability of ignition along the electric lines and equipmentWLDFRAggregatedAggregated | WLDFR | HFTD - Distribution - Tier 2 - 1QU CoRE ¦ 2QU LoRE | Non-Red Flag Warning - Small Fires | Aggregated | Aggregated | 2039 | 0.0052408 | 0 | 306.602 | 1.6068 | 2039 | Mitigation | 0.08575 | 30 | 0 | esc | 0.0012005 | 6.2916e-06 | 0.00060025 | 3.1458e-06 | 0.0015435 | 8.0891e-06
[35 empty] | 7.3.1.1 A summarized risk map that shows the overall ignition probability and estimated wildfire consequence along the electric lines and equipment | WLDFR | HFTD - Distribution - Tier 2 - 3QU CoRE ¦ 3QU LoRE | 2046 | 0.18425 | 0.015788 | 2.0229 | 0 | 2.0229 | 0.0098272 | 1.2591 | 0 | 1.2591 | 0.0223 | 2.8573 | 0 | 2.8573 | 0.023418 | 3.0005 | 0 | 3.0005 | 0.37271 | 0.23199 | 0.52645 | 0.55285 | 0.0223 | 0.0041088 | 2.8573 | 0.52645 | 0 | 0 | 2.8573 | 0.52645 | [11 empty] | WLDFR | HFTD - Distribution - Tier 2 - 1QU CoRE ¦ 2QU LoRE | Non-Red Flag Warning - Small Fires | 2026 | 6.2916e-06 | 3.1458e-06 | 8.0891e-06 | 0.080408 | 0.03759 | 0.0016314 | 0.041187 | 0 | 0 | 0 | 0.0052408 |  | 5.0589e-07 | 0 | 5.0589e-07 | 2.5295e-07 | 0 | 2.5295e-07 | 6.5043e-07 | 0 | 6.5043e-07 | [16 empty] | 7.3.1.3 Ignition probability mapping showing the probability of ignition along the electric lines and equipmentWLDFRAggregatedAggregated | WLDFR | HFTD - Distribution - Tier 2 - 1QU CoRE ¦ 2QU LoRE | Non-Red Flag Warning - Small Fires | Aggregated | Aggregated | 2040 | 0.0052408 | 0 | 306.602 | 1.6068 | 2040 | Mitigation | 0.08575 | 30 | 0 | esc | 0.0012005 | 6.2916e-06 | 0.00060025 | 3.1458e-06 | 0.0015435 | 8.0891e-06
[35 empty] | 7.3.1.1 A summarized risk map that shows the overall ignition probability and estimated wildfire consequence along the electric lines and equipment | WLDFR | HFTD - Distribution - Tier 2 - 3QU CoRE ¦ 3QU LoRE | 2047 | 0.1722 | 0.015788 | 2.0229 | 0 | 2.0229 | 0.0098272 | 1.2591 | 0 | 1.2591 | 0.0223 | 2.8573 | 0 | 2.8573 | 0.023418 | 3.0005 | 0 | 3.0005 | 0.34833 | 0.21682 | 0.49201 | 0.51668 | 0.0223 | 0.00384 | 2.8573 | 0.49201 | 0 | 0 | 2.8573 | 0.49201 | [11 empty] | WLDFR | HFTD - Distribution - Tier 2 - 1QU CoRE ¦ 2QU LoRE | Non-Red Flag Warning - Small Fires | 2027 | 6.2916e-06 | 3.1458e-06 | 8.0891e-06 | 0.080408 | 0.03759 | 0.0016314 | 0.041187 | 0 | 0 | 0 | 0.0052408 |  | 5.0589e-07 | 0 | 5.0589e-07 | 2.5295e-07 | 0 | 2.5295e-07 | 6.5043e-07 | 0 | 6.5043e-07 | [16 empty] | 7.3.1.3 Ignition probability mapping showing the probability of ignition along the electric lines and equipmentWLDFRAggregatedAggregated | WLDFR | HFTD - Distribution - Tier 2 - 1QU CoRE ¦ 2QU LoRE | Non-Red Flag Warning - Small Fires | Aggregated | Aggregated | 2041 | 0.0052408 | 0 | 306.602 | 1.6068 | 2041 | Mitigation | 0.08575 | 30 | 0 | esc | 0.0012005 | 6.2916e-06 | 0.00060025 | 3.1458e-06 | 0.0015435 | 8.0891e-06
[35 empty] | 7.3.1.1 A summarized risk map that shows the overall ignition probability and estimated wildfire consequence along the electric lines and equipment | WLDFR | HFTD - Distribution - Tier 2 - 3QU CoRE ¦ 3QU LoRE | 2048 | 0.16093 | 0.015788 | 2.1236 | 0 | 2.1236 | 0.0098272 | 1.3218 | 0 | 1.3218 | 0.0223 | 2.9995 | 0 | 2.9995 | 0.023418 | 3.1499 | 0 | 3.1499 | 0.34175 | 0.21272 | 0.48271 | 0.50692 | 0.0223 | 0.0035888 | 2.9995 | 0.48271 | 0 | 0 | 2.9995 | 0.48271 | [11 empty] | WLDFR | HFTD - Distribution - Tier 2 - 1QU CoRE ¦ 2QU LoRE | Non-Red Flag Warning - Small Fires | 2028 | 6.2916e-06 | 3.1458e-06 | 8.0891e-06 | 0.083606 | 0.039055 | 0.001695 | 0.042856 | 0 | 0 | 0 | 0.0052408 |  | 5.2601e-07 | 0 | 5.2601e-07 | 2.6301e-07 | 0 | 2.6301e-07 | 6.763e-07 | 0 | 6.763e-07 | [16 empty] | 7.3.1.3 Ignition probability mapping showing the probability of ignition along the electric lines and equipmentWLDFRAggregatedAggregated | WLDFR | HFTD - Distribution - Tier 2 - 1QU CoRE ¦ 2QU LoRE | Non-Red Flag Warning - Small Fires | Aggregated | Aggregated | 2042 | 0.0052408 | 0 | 306.602 | 1.6068 | 2042 | Mitigation | 0.08575 | 30 | 0 | esc | 0.0012005 | 6.2916e-06 | 0.00060025 | 3.1458e-06 | 0.0015435 | 8.0891e-06
[35 empty] | 7.3.1.1 A summarized risk map that shows the overall ignition probability and estimated wildfire consequence along the electric lines and equipment | WLDFR | HFTD - Distribution - Tier 2 - 3QU CoRE ¦ 3QU LoRE | 2049 | 0.1504 | 0.015788 | 2.1236 | 0 | 2.1236 | 0.0098272 | 1.3218 | 0 | 1.3218 | 0.0223 | 2.9995 | 0 | 2.9995 | 0.023418 | 3.1499 | 0 | 3.1499 | 0.31939 | 0.1988 | 0.45113 | 0.47375 | 0.0223 | 0.003354 | 2.9995 | 0.45113 | 0 | 0 | 2.9995 | 0.45113 | [11 empty] | WLDFR | HFTD - Distribution - Tier 2 - 1QU CoRE ¦ 2QU LoRE | Non-Red Flag Warning - Small Fires | 2029 | 6.2916e-06 | 3.1458e-06 | 8.0891e-06 | 0.083606 | 0.039055 | 0.001695 | 0.042856 | 0 | 0 | 0 | 0.0052408 |  | 5.2601e-07 | 0 | 5.2601e-07 | 2.6301e-07 | 0 | 2.6301e-07 | 6.763e-07 | 0 | 6.763e-07 | [16 empty] | 7.3.1.3 Ignition probability mapping showing the probability of ignition along the electric lines and equipmentWLDFRAggregatedAggregated | WLDFR | HFTD - Distribution - Tier 2 - 1QU CoRE ¦ 2QU LoRE | Non-Red Flag Warning - Small Fires | Aggregated | Aggregated | 2043 | 0.0052408 | 0 | 306.602 | 1.6068 | 2043 | Mitigation | 0.08575 | 30 | 0 | esc | 0.0012005 | 6.2916e-06 | 0.00060025 | 3.1458e-06 | 0.0015435 | 8.0891e-06
[35 empty] | 7.3.1.1 A summarized risk map that shows the overall ignition probability and estimated wildfire consequence along the electric lines and equipment | WLDFR | HFTD - Distribution - Tier 2 - 3QU CoRE ¦ 3QU LoRE | 2050 | 0.14056 | 0 | 0 | 0 | 0 | 0.0098272 | 1.3218 | 0 | 1.3218 | 0.0223 | 2.9995 | 0 | 2.9995 | 0.023418 | 3.1499 | 0 | 3.1499 | 0 | 0.1858 | 0.42162 | 0.44276 | 0.0223 | 0.0031346 | 2.9995 | 0.42162 | 0 | 0 | 2.9995 | 0.42162 | [11 empty] | WLDFR | HFTD - Distribution - Tier 2 - 1QU CoRE ¦ 2QU LoRE | Non-Red Flag Warning - Small Fires | 2030 | 6.2916e-06 | 3.1458e-06 | 8.0891e-06 | 0.083606 | 0.039055 | 0.001695 | 0.042856 | 0 | 0 | 0 | 0.0052408 |  | 5.2601e-07 | 0 | 5.2601e-07 | 2.6301e-07 | 0 | 2.6301e-07 | 6.763e-07 | 0 | 6.763e-07 | [16 empty] | 7.3.1.3 Ignition probability mapping showing the probability of ignition along the electric lines and equipmentWLDFRAggregatedAggregated | WLDFR | HFTD - Distribution - Tier 2 - 1QU CoRE ¦ 2QU LoRE | Non-Red Flag Warning - Small Fires | Aggregated | Aggregated | 2044 | 0.0052408 | 0 | 306.602 | 1.6068 | 2044 | Mitigation | 0.08575 | 30 | 0 | esc | 0.0012005 | 6.2916e-06 | 0.00060025 | 3.1458e-06 | 0.0015435 | 8.0891e-06
[35 empty] | 7.3.1.1 A summarized risk map that shows the overall ignition probability and estimated wildfire consequence along the electric lines and equipment | WLDFR | HFTD - Distribution - Tier 2 - 3QU CoRE ¦ 3QU LoRE | 2051 | 0.13137 | 0 | 0 | 0 | 0 | 0 | 0 | 0 | 0 | 0.0223 | 2.9995 | 0 | 2.9995 | 0.023418 | 3.1499 | 0 | 3.1499 | 0 | 0 | 0.39404 | 0.41379 | 0.0223 | 0.0029295 | 2.9995 | 0.39404 | 0 | 0 | 2.9995 | 0.39404 | [11 empty] | WLDFR | HFTD - Distribution - Tier 2 - 1QU CoRE ¦ 2QU LoRE | Non-Red Flag Warning - Small Fires | 2031 | 6.2916e-06 | 3.1458e-06 | 8.0891e-06 | 0.083606 | 0.039055 | 0.001695 | 0.042856 | 0 | 0 | 0 | 0.0052408 |  | 5.2601e-07 | 0 | 5.2601e-07 | 2.6301e-07 | 0 | 2.6301e-07 | 6.763e-07 | 0 | 6.763e-07 | [16 empty] | 7.3.1.3 Ignition probability mapping showing the probability of ignition along the electric lines and equipmentWLDFRAggregatedAggregated | WLDFR | HFTD - Distribution - Tier 2 - 1QU CoRE ¦ 2QU LoRE | Non-Red Flag Warning - Small Fires | Aggregated | Aggregated | 2045 | 0.0052408 | 0 | 306.602 | 1.6068 | 2045 | Mitigation | 0.08575 | 30 | 0 | esc | 0.0012005 | 6.2916e-06 | 0.00060025 | 3.1458e-06 | 0.0015435 | 8.0891e-06
[35 empty] | 7.3.1.1 A summarized risk map that shows the overall ignition probability and estimated wildfire consequence along the electric lines and equipment | WLDFR | HFTD - Distribution - Tier 2 - 3QU CoRE ¦ 3QU LoRE | 2052 | 0.12277 | 0 | 0 | 0 | 0 | 0 | 0 | 0 | 0 | 0 | 0 | 0 | 0 | 0.023418 | 3.1499 | 0 | 3.1499 | 0 | 0 | 0 | 0.38672 | 0 | 0 | 0 | 0 | 0 | 0 | 0 | 0 | [11 empty] | WLDFR | HFTD - Distribution - Tier 2 - 1QU CoRE ¦ 2QU LoRE | Non-Red Flag Warning - Small Fires | 2032 | 6.2916e-06 | 3.1458e-06 | 8.0891e-06 | 0.083606 | 0.039055 | 0.001695 | 0.042856 | 0 | 0 | 0 | 0.0052408 |  | 5.2601e-07 | 0 | 5.2601e-07 | 2.6301e-07 | 0 | 2.6301e-07 | 6.763e-07 | 0 | 6.763e-07 | [16 empty] | 7.3.1.3 Ignition probability mapping showing the probability of ignition along the electric lines and equipmentWLDFRAggregatedAggregated | WLDFR | HFTD - Distribution - Tier 2 - 1QU CoRE ¦ 2QU LoRE | Non-Red Flag Warning - Small Fires | Aggregated | Aggregated | 2046 | 0.0052408 | 0 | 306.602 | 1.6068 | 2046 | Mitigation | 0.08575 | 30 | 0 | esc | 0.0012005 | 6.2916e-06 | 0.00060025 | 3.1458e-06 | 0.0015435 | 8.0891e-06
[35 empty] | 7.3.1.1 A summarized risk map that shows the overall ignition probability and estimated wildfire consequence along the electric lines and equipment | WLDFR | HFTD - Distribution - Tier 2 - 3QU CoRE ¦ 4QU LoRE | 2020 | 1 | 0.01142 | 1.2056 | 0 | 1.2056 | 0 | 0 | 0 | 0 | 0 | 0 | 0 | 0 | 0 | 0 | 0 | 0 | 1.2056 | 0 | 0 | 0 | 0 | 0 | 0 | 0 | 0 | 0 | 0 | 0 | [11 empty] | WLDFR | HFTD - Distribution - Tier 2 - 1QU CoRE ¦ 2QU LoRE | Non-Red Flag Warning - Small Fires | 2033 | 6.2916e-06 | 3.1458e-06 | 8.0891e-06 | 0.087211 | 0.040679 | 0.0017655 | 0.044766 | 0 | 0 | 0 | 0.0052408 |  | 5.4869e-07 | 0 | 5.4869e-07 | 2.7435e-07 | 0 | 2.7435e-07 | 7.0546e-07 | 0 | 7.0546e-07 | [16 empty] | 7.3.1.3 Ignition probability mapping showing the probability of ignition along the electric lines and equipmentWLDFRAggregatedAggregated | WLDFR | HFTD - Distribution - Tier 2 - 1QU CoRE ¦ 2QU LoRE | Non-Red Flag Warning - Small Fires | Aggregated | Aggregated | 2047 | 0.0052408 | 0 | 306.602 | 1.6068 | 2047 | Mitigation | 0.08575 | 30 | 0 | esc | 0.0012005 | 6.2916e-06 | 0.00060025 | 3.1458e-06 | 0.0015435 | 8.0891e-06
[35 empty] | 7.3.1.1 A summarized risk map that shows the overall ignition probability and estimated wildfire consequence along the electric lines and equipment | WLDFR | HFTD - Distribution - Tier 2 - 3QU CoRE ¦ 4QU LoRE | 2021 | 1 | 0.01142 | 1.2056 | 0 | 1.2056 | 0.0071086 | 0.75044 | 0 | 0.75044 | 0 | 0 | 0 | 0 | 0 | 0 | 0 | 0 | 1.2056 | 0.75044 | 0 | 0 | 0 | 0 | 0 | 0 | 0 | 0 | 0 | 0 | [11 empty] | WLDFR | HFTD - Distribution - Tier 2 - 1QU CoRE ¦ 2QU LoRE | Non-Red Flag Warning - Small Fires | 2034 | 6.2916e-06 | 3.1458e-06 | 8.0891e-06 | 0.087211 | 0.040679 | 0.0017655 | 0.044766 | 0 | 0 | 0 | 0.0052408 |  | 5.4869e-07 | 0 | 5.4869e-07 | 2.7435e-07 | 0 | 2.7435e-07 | 7.0546e-07 | 0 | 7.0546e-07 | [16 empty] | 7.3.1.3 Ignition probability mapping showing the probability of ignition along the electric lines and equipmentWLDFRAggregatedAggregated | WLDFR | HFTD - Distribution - Tier 2 - 1QU CoRE ¦ 2QU LoRE | Non-Red Flag Warning - Small Fires | Aggregated | Aggregated | 2048 | 0.0052408 | 0 | 306.602 | 1.6068 | 2048 | Mitigation | 0.08575 | 30 | 0 | esc | 0.0012005 | 6.2916e-06 | 0.00060025 | 3.1458e-06 | 0.0015435 | 8.0891e-06
[35 empty] | 7.3.1.1 A summarized risk map that shows the overall ignition probability and estimated wildfire consequence along the electric lines and equipment | WLDFR | HFTD - Distribution - Tier 2 - 3QU CoRE ¦ 4QU LoRE | 2022 | 0.93458 | 0.011331 | 1.1733 | 0 | 1.1733 | 0.0070532 | 0.73031 | 0 | 0.73031 | 0.015766 | 1.6324 | 0 | 1.6324 | 0 | 0 | 0 | 0 | 1.0965 | 0.68253 | 1.5256 | 0 | 0.015766 | 0.014734 | 1.6324 | 1.5256 | 0 | 0 | 1.6324 | 1.5256 | [11 empty] | WLDFR | HFTD - Distribution - Tier 2 - 1QU CoRE ¦ 2QU LoRE | Non-Red Flag Warning - Small Fires | 2035 | 6.2916e-06 | 3.1458e-06 | 8.0891e-06 | 0.087211 | 0.040679 | 0.0017655 | 0.044766 | 0 | 0 | 0 | 0.0052408 |  | 5.4869e-07 | 0 | 5.4869e-07 | 2.7435e-07 | 0 | 2.7435e-07 | 7.0546e-07 | 0 | 7.0546e-07 | [16 empty] | 7.3.1.3 Ignition probability mapping showing the probability of ignition along the electric lines and equipmentWLDFRAggregatedAggregated | WLDFR | HFTD - Distribution - Tier 2 - 1QU CoRE ¦ 2QU LoRE | Non-Red Flag Warning - Small Fires | Aggregated | Aggregated | 2049 | 0.0052408 | 0 | 306.602 | 1.6068 | 2049 | Mitigation | 0.08575 | 30 | 0 | esc | 0.0012005 | 6.2916e-06 | 0.00060025 | 3.1458e-06 | 0.0015435 | 8.0891e-06
[35 empty] | 7.3.1.1 A summarized risk map that shows the overall ignition probability and estimated wildfire consequence along the electric lines and equipment | WLDFR | HFTD - Distribution - Tier 2 - 3QU CoRE ¦ 4QU LoRE | 2023 | 0.87344 | 0.011331 | 1.2163 | 0 | 1.2163 | 0.0070532 | 0.75707 | 0 | 0.75707 | 0.015766 | 1.6922 | 0 | 1.6922 | 0.016556 | 1.7771 | 0 | 1.7771 | 1.0623 | 0.66125 | 1.4781 | 1.5522 | 0.015766 | 0.01377 | 1.6922 | 1.4781 | 0 | 0 | 1.6922 | 1.4781 | [11 empty] | WLDFR | HFTD - Distribution - Tier 2 - 1QU CoRE ¦ 2QU LoRE | Non-Red Flag Warning - Small Fires | 2036 | 6.2916e-06 | 3.1458e-06 | 8.0891e-06 | 0.087211 | 0.040679 | 0.0017655 | 0.044766 | 0 | 0 | 0 | 0.0052408 |  | 5.4869e-07 | 0 | 5.4869e-07 | 2.7435e-07 | 0 | 2.7435e-07 | 7.0546e-07 | 0 | 7.0546e-07 | [16 empty] | 7.3.1.3 Ignition probability mapping showing the probability of ignition along the electric lines and equipmentWLDFRAggregatedAggregated | WLDFR | HFTD - Distribution - Tier 2 - 1QU CoRE ¦ 2QU LoRE | Non-Red Flag Warning - Small Fires | Aggregated | Aggregated | 2050 | 0.0052408 | 0 | 306.602 | 1.6068 | 2050 | Mitigation | 0.08575 | 30 | 0 | esc | 0 | 0 | 0.00060025 | 3.1458e-06 | 0.0015435 | 8.0891e-06
[35 empty] | 7.3.1.1 A summarized risk map that shows the overall ignition probability and estimated wildfire consequence along the electric lines and equipment | WLDFR | HFTD - Distribution - Tier 2 - 3QU CoRE ¦ 4QU LoRE | 2024 | 0.8163 | 0.011331 | 1.2163 | 0 | 1.2163 | 0.0070532 | 0.75707 | 0 | 0.75707 | 0.015766 | 1.6922 | 0 | 1.6922 | 0.016556 | 1.7771 | 0 | 1.7771 | 0.99284 | 0.61799 | 1.3814 | 1.4506 | 0.015766 | 0.012869 | 1.6922 | 1.3814 | 0 | 0 | 1.6922 | 1.3814 | [11 empty] | WLDFR | HFTD - Distribution - Tier 2 - 1QU CoRE ¦ 2QU LoRE | Non-Red Flag Warning - Small Fires | 2037 | 6.2916e-06 | 3.1458e-06 | 8.0891e-06 | 0.087211 | 0.040679 | 0.0017655 | 0.044766 | 0 | 0 | 0 | 0.0052408 |  | 5.4869e-07 | 0 | 5.4869e-07 | 2.7435e-07 | 0 | 2.7435e-07 | 7.0546e-07 | 0 | 7.0546e-07 | [16 empty] | 7.3.1.3 Ignition probability mapping showing the probability of ignition along the electric lines and equipmentWLDFRAggregatedAggregated | WLDFR | HFTD - Distribution - Tier 2 - 1QU CoRE ¦ 2QU LoRE | Non-Red Flag Warning - Small Fires | Aggregated | Aggregated | 2051 | 0.0052408 | 0 | 306.602 | 1.6068 | 2051 | Mitigation | 0.08575 | 30 | 0 | esc | 0 | 0 | 0 | 0 | 0.0015435 | 8.0891e-06
[35 empty] | 7.3.1.1 A summarized risk map that shows the overall ignition probability and estimated wildfire consequence along the electric lines and equipment | WLDFR | HFTD - Distribution - Tier 2 - 3QU CoRE ¦ 4QU LoRE | 2025 | 0.7629 | 0.011331 | 1.2163 | 0 | 1.2163 | 0.0070532 | 0.75707 | 0 | 0.75707 | 0.015766 | 1.6922 | 0 | 1.6922 | 0.016556 | 1.7771 | 0 | 1.7771 | 0.92788 | 0.57756 | 1.291 | 1.3557 | 0.015766 | 0.012028 | 1.6922 | 1.291 | 0 | 0 | 1.6922 | 1.291 | [11 empty] | WLDFR | HFTD - Distribution - Tier 2 - 1QU CoRE ¦ 2QU LoRE | Non-Red Flag Warning - Small Fires | 2038 | 6.2916e-06 | 3.1458e-06 | 8.0891e-06 | 0.091184 | 0.042438 | 0.0018418 | 0.046905 | 0 | 0 | 0 | 0.0052408 |  | 5.7369e-07 | 0 | 5.7369e-07 | 2.8685e-07 | 0 | 2.8685e-07 | 7.376e-07 | 0 | 7.376e-07 | [16 empty] | 7.3.1.3 Ignition probability mapping showing the probability of ignition along the electric lines and equipmentWLDFRAggregatedAggregated | WLDFR | HFTD - Distribution - Tier 2 - 1QU CoRE ¦ 2QU LoRE | Red Flag Warning - Catastrophic Fires | Aggregated | Aggregated | 2021 | 0.00024551 | 0 | 306.602 | 0.075274 | 2021 | Mitigation | 0.08575 | 30 | 0 | esc | 0.0012005 | 2.9474e-07 | 0.00060025 | 1.4737e-07 | 0 | 0
[35 empty] | 7.3.1.1 A summarized risk map that shows the overall ignition probability and estimated wildfire consequence along the electric lines and equipment | WLDFR | HFTD - Distribution - Tier 2 - 3QU CoRE ¦ 4QU LoRE | 2026 | 0.71299 | 0.011331 | 1.2163 | 0 | 1.2163 | 0.0070532 | 0.75707 | 0 | 0.75707 | 0.015766 | 1.6922 | 0 | 1.6922 | 0.016556 | 1.7771 | 0 | 1.7771 | 0.86718 | 0.53978 | 1.2065 | 1.2671 | 0.015766 | 0.011241 | 1.6922 | 1.2065 | 0 | 0 | 1.6922 | 1.2065 | [11 empty] | WLDFR | HFTD - Distribution - Tier 2 - 1QU CoRE ¦ 2QU LoRE | Non-Red Flag Warning - Small Fires | 2039 | 6.2916e-06 | 3.1458e-06 | 8.0891e-06 | 0.091184 | 0.042438 | 0.0018418 | 0.046905 | 0 | 0 | 0 | 0.0052408 |  | 5.7369e-07 | 0 | 5.7369e-07 | 2.8685e-07 | 0 | 2.8685e-07 | 7.376e-07 | 0 | 7.376e-07 | [16 empty] | 7.3.1.3 Ignition probability mapping showing the probability of ignition along the electric lines and equipmentWLDFRAggregatedAggregated | WLDFR | HFTD - Distribution - Tier 2 - 1QU CoRE ¦ 2QU LoRE | Red Flag Warning - Catastrophic Fires | Aggregated | Aggregated | 2022 | 0.00024551 | 0 | 306.602 | 0.075274 | 2022 | Mitigation | 0.08575 | 30 | 0 | esc | 0.0012005 | 2.9474e-07 | 0.00060025 | 1.4737e-07 | 0.0015435 | 3.7895e-07
[35 empty] | 7.3.1.1 A summarized risk map that shows the overall ignition probability and estimated wildfire consequence along the electric lines and equipment | WLDFR | HFTD - Distribution - Tier 2 - 3QU CoRE ¦ 4QU LoRE | 2027 | 0.66634 | 0.011331 | 1.2163 | 0 | 1.2163 | 0.0070532 | 0.75707 | 0 | 0.75707 | 0.015766 | 1.6922 | 0 | 1.6922 | 0.016556 | 1.7771 | 0 | 1.7771 | 0.81045 | 0.50447 | 1.1276 | 1.1842 | 0.015766 | 0.010505 | 1.6922 | 1.1276 | 0 | 0 | 1.6922 | 1.1276 | [11 empty] | WLDFR | HFTD - Distribution - Tier 2 - 1QU CoRE ¦ 2QU LoRE | Non-Red Flag Warning - Small Fires | 2040 | 6.2916e-06 | 3.1458e-06 | 8.0891e-06 | 0.091184 | 0.042438 | 0.0018418 | 0.046905 | 0 | 0 | 0 | 0.0052408 |  | 5.7369e-07 | 0 | 5.7369e-07 | 2.8685e-07 | 0 | 2.8685e-07 | 7.376e-07 | 0 | 7.376e-07 | [16 empty] | 7.3.1.3 Ignition probability mapping showing the probability of ignition along the electric lines and equipmentWLDFRAggregatedAggregated | WLDFR | HFTD - Distribution - Tier 2 - 1QU CoRE ¦ 2QU LoRE | Red Flag Warning - Catastrophic Fires | Aggregated | Aggregated | 2023 | 0.00024551 | 0 | 306.602 | 0.075274 | 2023 | Mitigation | 0.08575 | 30 | 0 | esc | 0.0012005 | 2.9474e-07 | 0.00060025 | 1.4737e-07 | 0.0015435 | 3.7895e-07
[35 empty] | 7.3.1.1 A summarized risk map that shows the overall ignition probability and estimated wildfire consequence along the electric lines and equipment | WLDFR | HFTD - Distribution - Tier 2 - 3QU CoRE ¦ 4QU LoRE | 2028 | 0.62275 | 0.011331 | 1.2704 | 0 | 1.2704 | 0.0070532 | 0.79079 | 0 | 0.79079 | 0.015766 | 1.7676 | 0 | 1.7676 | 0.016556 | 1.8563 | 0 | 1.8563 | 0.79116 | 0.49246 | 1.1008 | 1.156 | 0.015766 | 0.009818 | 1.7676 | 1.1008 | 0 | 0 | 1.7676 | 1.1008 | [11 empty] | WLDFR | HFTD - Distribution - Tier 2 - 1QU CoRE ¦ 2QU LoRE | Non-Red Flag Warning - Small Fires | 2041 | 6.2916e-06 | 3.1458e-06 | 8.0891e-06 | 0.091184 | 0.042438 | 0.0018418 | 0.046905 | 0 | 0 | 0 | 0.0052408 |  | 5.7369e-07 | 0 | 5.7369e-07 | 2.8685e-07 | 0 | 2.8685e-07 | 7.376e-07 | 0 | 7.376e-07 | [16 empty] | 7.3.1.3 Ignition probability mapping showing the probability of ignition along the electric lines and equipmentWLDFRAggregatedAggregated | WLDFR | HFTD - Distribution - Tier 2 - 1QU CoRE ¦ 2QU LoRE | Red Flag Warning - Catastrophic Fires | Aggregated | Aggregated | 2024 | 0.00024551 | 0 | 306.602 | 0.075274 | 2024 | Mitigation | 0.08575 | 30 | 0 | esc | 0.0012005 | 2.9474e-07 | 0.00060025 | 1.4737e-07 | 0.0015435 | 3.7895e-07
[35 empty] | 7.3.1.1 A summarized risk map that shows the overall ignition probability and estimated wildfire consequence along the electric lines and equipment | WLDFR | HFTD - Distribution - Tier 2 - 3QU CoRE ¦ 4QU LoRE | 2029 | 0.58201 | 0.011331 | 1.2704 | 0 | 1.2704 | 0.0070532 | 0.79079 | 0 | 0.79079 | 0.015766 | 1.7676 | 0 | 1.7676 | 0.016556 | 1.8563 | 0 | 1.8563 | 0.73941 | 0.46025 | 1.0288 | 1.0804 | 0.015766 | 0.0091757 | 1.7676 | 1.0288 | 0 | 0 | 1.7676 | 1.0288 | [11 empty] | WLDFR | HFTD - Distribution - Tier 2 - 1QU CoRE ¦ 2QU LoRE | Non-Red Flag Warning - Small Fires | 2042 | 6.2916e-06 | 3.1458e-06 | 8.0891e-06 | 0.091184 | 0.042438 | 0.0018418 | 0.046905 | 0 | 0 | 0 | 0.0052408 |  | 5.7369e-07 | 0 | 5.7369e-07 | 2.8685e-07 | 0 | 2.8685e-07 | 7.376e-07 | 0 | 7.376e-07 | [16 empty] | 7.3.1.3 Ignition probability mapping showing the probability of ignition along the electric lines and equipmentWLDFRAggregatedAggregated | WLDFR | HFTD - Distribution - Tier 2 - 1QU CoRE ¦ 2QU LoRE | Red Flag Warning - Catastrophic Fires | Aggregated | Aggregated | 2025 | 0.00024551 | 0 | 306.602 | 0.075274 | 2025 | Mitigation | 0.08575 | 30 | 0 | esc | 0.0012005 | 2.9474e-07 | 0.00060025 | 1.4737e-07 | 0.0015435 | 3.7895e-07
[35 empty] | 7.3.1.1 A summarized risk map that shows the overall ignition probability and estimated wildfire consequence along the electric lines and equipment | WLDFR | HFTD - Distribution - Tier 2 - 3QU CoRE ¦ 4QU LoRE | 2030 | 0.54393 | 0.011331 | 1.2704 | 0 | 1.2704 | 0.0070532 | 0.79079 | 0 | 0.79079 | 0.015766 | 1.7676 | 0 | 1.7676 | 0.016556 | 1.8563 | 0 | 1.8563 | 0.69103 | 0.43014 | 0.96147 | 1.0097 | 0.015766 | 0.0085755 | 1.7676 | 0.96147 | 0 | 0 | 1.7676 | 0.96147 | [11 empty] | WLDFR | HFTD - Distribution - Tier 2 - 1QU CoRE ¦ 2QU LoRE | Non-Red Flag Warning - Small Fires | 2043 | 6.2916e-06 | 3.1458e-06 | 8.0891e-06 | 0.095486 | 0.044306 | 0.0019228 | 0.049257 | 0 | 0 | 0 | 0.0052408 |  | 6.0075e-07 | 0 | 6.0075e-07 | 3.0038e-07 | 0 | 3.0038e-07 | 7.724e-07 | 0 | 7.724e-07 | [16 empty] | 7.3.1.3 Ignition probability mapping showing the probability of ignition along the electric lines and equipmentWLDFRAggregatedAggregated | WLDFR | HFTD - Distribution - Tier 2 - 1QU CoRE ¦ 2QU LoRE | Red Flag Warning - Catastrophic Fires | Aggregated | Aggregated | 2026 | 0.00024551 | 0 | 306.602 | 0.075274 | 2026 | Mitigation | 0.08575 | 30 | 0 | esc | 0.0012005 | 2.9474e-07 | 0.00060025 | 1.4737e-07 | 0.0015435 | 3.7895e-07
[35 empty] | 7.3.1.1 A summarized risk map that shows the overall ignition probability and estimated wildfire consequence along the electric lines and equipment | WLDFR | HFTD - Distribution - Tier 2 - 3QU CoRE ¦ 4QU LoRE | 2031 | 0.50835 | 0.011331 | 1.2704 | 0 | 1.2704 | 0.0070532 | 0.79079 | 0 | 0.79079 | 0.015766 | 1.7676 | 0 | 1.7676 | 0.016556 | 1.8563 | 0 | 1.8563 | 0.64583 | 0.402 | 0.89857 | 0.94363 | 0.015766 | 0.0080144 | 1.7676 | 0.89857 | 0 | 0 | 1.7676 | 0.89857 | [11 empty] | WLDFR | HFTD - Distribution - Tier 2 - 1QU CoRE ¦ 2QU LoRE | Non-Red Flag Warning - Small Fires | 2044 | 6.2916e-06 | 3.1458e-06 | 8.0891e-06 | 0.095486 | 0.044306 | 0.0019228 | 0.049257 | 0 | 0 | 0 | 0.0052408 |  | 6.0075e-07 | 0 | 6.0075e-07 | 3.0038e-07 | 0 | 3.0038e-07 | 7.724e-07 | 0 | 7.724e-07 | [16 empty] | 7.3.1.3 Ignition probability mapping showing the probability of ignition along the electric lines and equipmentWLDFRAggregatedAggregated | WLDFR | HFTD - Distribution - Tier 2 - 1QU CoRE ¦ 2QU LoRE | Red Flag Warning - Catastrophic Fires | Aggregated | Aggregated | 2027 | 0.00024551 | 0 | 306.602 | 0.075274 | 2027 | Mitigation | 0.08575 | 30 | 0 | esc | 0.0012005 | 2.9474e-07 | 0.00060025 | 1.4737e-07 | 0.0015435 | 3.7895e-07
[35 empty] | 7.3.1.1 A summarized risk map that shows the overall ignition probability and estimated wildfire consequence along the electric lines and equipment | WLDFR | HFTD - Distribution - Tier 2 - 3QU CoRE ¦ 4QU LoRE | 2032 | 0.47509 | 0.011331 | 1.2704 | 0 | 1.2704 | 0.0070532 | 0.79079 | 0 | 0.79079 | 0.015766 | 1.7676 | 0 | 1.7676 | 0.016556 | 1.8563 | 0 | 1.8563 | 0.60358 | 0.3757 | 0.83978 | 0.88189 | 0.015766 | 0.0074901 | 1.7676 | 0.83978 | 0 | 0 | 1.7676 | 0.83978 | [11 empty] | WLDFR | HFTD - Distribution - Tier 2 - 1QU CoRE ¦ 2QU LoRE | Non-Red Flag Warning - Small Fires | 2045 | 6.2916e-06 | 3.1458e-06 | 8.0891e-06 | 0.095486 | 0.044306 | 0.0019228 | 0.049257 | 0 | 0 | 0 | 0.0052408 |  | 6.0075e-07 | 0 | 6.0075e-07 | 3.0038e-07 | 0 | 3.0038e-07 | 7.724e-07 | 0 | 7.724e-07 | [16 empty] | 7.3.1.3 Ignition probability mapping showing the probability of ignition along the electric lines and equipmentWLDFRAggregatedAggregated | WLDFR | HFTD - Distribution - Tier 2 - 1QU CoRE ¦ 2QU LoRE | Red Flag Warning - Catastrophic Fires | Aggregated | Aggregated | 2028 | 0.00024551 | 0 | 306.602 | 0.075274 | 2028 | Mitigation | 0.08575 | 30 | 0 | esc | 0.0012005 | 2.9474e-07 | 0.00060025 | 1.4737e-07 | 0.0015435 | 3.7895e-07
[35 empty] | 7.3.1.1 A summarized risk map that shows the overall ignition probability and estimated wildfire consequence along the electric lines and equipment | WLDFR | HFTD - Distribution - Tier 2 - 3QU CoRE ¦ 4QU LoRE | 2033 | 0.44401 | 0.011331 | 1.3306 | 0 | 1.3306 | 0.0070532 | 0.82826 | 0 | 0.82826 | 0.015766 | 1.8514 | 0 | 1.8514 | 0.016556 | 1.9442 | 0 | 1.9442 | 0.59082 | 0.36776 | 0.82203 | 0.86325 | 0.015766 | 0.0070001 | 1.8514 | 0.82203 | 0 | 0 | 1.8514 | 0.82203 | [11 empty] | WLDFR | HFTD - Distribution - Tier 2 - 1QU CoRE ¦ 2QU LoRE | Non-Red Flag Warning - Small Fires | 2046 | 6.2916e-06 | 3.1458e-06 | 8.0891e-06 | 0.095486 | 0.044306 | 0.0019228 | 0.049257 | 0 | 0 | 0 | 0.0052408 |  | 6.0075e-07 | 0 | 6.0075e-07 | 3.0038e-07 | 0 | 3.0038e-07 | 7.724e-07 | 0 | 7.724e-07 | [16 empty] | 7.3.1.3 Ignition probability mapping showing the probability of ignition along the electric lines and equipmentWLDFRAggregatedAggregated | WLDFR | HFTD - Distribution - Tier 2 - 1QU CoRE ¦ 2QU LoRE | Red Flag Warning - Catastrophic Fires | Aggregated | Aggregated | 2029 | 0.00024551 | 0 | 306.602 | 0.075274 | 2029 | Mitigation | 0.08575 | 30 | 0 | esc | 0.0012005 | 2.9474e-07 | 0.00060025 | 1.4737e-07 | 0.0015435 | 3.7895e-07
[35 empty] | 7.3.1.1 A summarized risk map that shows the overall ignition probability and estimated wildfire consequence along the electric lines and equipment | WLDFR | HFTD - Distribution - Tier 2 - 3QU CoRE ¦ 4QU LoRE | 2034 | 0.41496 | 0.011331 | 1.3306 | 0 | 1.3306 | 0.0070532 | 0.82826 | 0 | 0.82826 | 0.015766 | 1.8514 | 0 | 1.8514 | 0.016556 | 1.9442 | 0 | 1.9442 | 0.55217 | 0.3437 | 0.76826 | 0.80678 | 0.015766 | 0.0065422 | 1.8514 | 0.76826 | 0 | 0 | 1.8514 | 0.76826 | [11 empty] | WLDFR | HFTD - Distribution - Tier 2 - 1QU CoRE ¦ 2QU LoRE | Non-Red Flag Warning - Small Fires | 2047 | 6.2916e-06 | 3.1458e-06 | 8.0891e-06 | 0.095486 | 0.044306 | 0.0019228 | 0.049257 | 0 | 0 | 0 | 0.0052408 |  | 6.0075e-07 | 0 | 6.0075e-07 | 3.0038e-07 | 0 | 3.0038e-07 | 7.724e-07 | 0 | 7.724e-07 | [16 empty] | 7.3.1.3 Ignition probability mapping showing the probability of ignition along the electric lines and equipmentWLDFRAggregatedAggregated | WLDFR | HFTD - Distribution - Tier 2 - 1QU CoRE ¦ 2QU LoRE | Red Flag Warning - Catastrophic Fires | Aggregated | Aggregated | 2030 | 0.00024551 | 0 | 306.602 | 0.075274 | 2030 | Mitigation | 0.08575 | 30 | 0 | esc | 0.0012005 | 2.9474e-07 | 0.00060025 | 1.4737e-07 | 0.0015435 | 3.7895e-07
[35 empty] | 7.3.1.1 A summarized risk map that shows the overall ignition probability and estimated wildfire consequence along the electric lines and equipment | WLDFR | HFTD - Distribution - Tier 2 - 3QU CoRE ¦ 4QU LoRE | 2035 | 0.38782 | 0.011331 | 1.3306 | 0 | 1.3306 | 0.0070532 | 0.82826 | 0 | 0.82826 | 0.015766 | 1.8514 | 0 | 1.8514 | 0.016556 | 1.9442 | 0 | 1.9442 | 0.51604 | 0.32121 | 0.718 | 0.754 | 0.015766 | 0.0061142 | 1.8514 | 0.718 | 0 | 0 | 1.8514 | 0.718 | [11 empty] | WLDFR | HFTD - Distribution - Tier 2 - 1QU CoRE ¦ 2QU LoRE | Non-Red Flag Warning - Small Fires | 2048 | 6.2916e-06 | 3.1458e-06 | 8.0891e-06 | 0.10007 | 0.04626 | 0.0020076 | 0.051804 | 0 | 0 | 0 | 0.0052408 |  | 6.2961e-07 | 0 | 6.2961e-07 | 3.148e-07 | 0 | 3.148e-07 | 8.0949e-07 | 0 | 8.0949e-07 | [16 empty] | 7.3.1.3 Ignition probability mapping showing the probability of ignition along the electric lines and equipmentWLDFRAggregatedAggregated | WLDFR | HFTD - Distribution - Tier 2 - 1QU CoRE ¦ 2QU LoRE | Red Flag Warning - Catastrophic Fires | Aggregated | Aggregated | 2031 | 0.00024551 | 0 | 306.602 | 0.075274 | 2031 | Mitigation | 0.08575 | 30 | 0 | esc | 0.0012005 | 2.9474e-07 | 0.00060025 | 1.4737e-07 | 0.0015435 | 3.7895e-07
[35 empty] | 7.3.1.1 A summarized risk map that shows the overall ignition probability and estimated wildfire consequence along the electric lines and equipment | WLDFR | HFTD - Distribution - Tier 2 - 3QU CoRE ¦ 4QU LoRE | 2036 | 0.36245 | 0.011331 | 1.3306 | 0 | 1.3306 | 0.0070532 | 0.82826 | 0 | 0.82826 | 0.015766 | 1.8514 | 0 | 1.8514 | 0.016556 | 1.9442 | 0 | 1.9442 | 0.48228 | 0.3002 | 0.67102 | 0.70467 | 0.015766 | 0.0057142 | 1.8514 | 0.67102 | 0 | 0 | 1.8514 | 0.67102 | [11 empty] | WLDFR | HFTD - Distribution - Tier 2 - 1QU CoRE ¦ 2QU LoRE | Non-Red Flag Warning - Small Fires | 2049 | 6.2916e-06 | 3.1458e-06 | 8.0891e-06 | 0.10007 | 0.04626 | 0.0020076 | 0.051804 | 0 | 0 | 0 | 0.0052408 |  | 6.2961e-07 | 0 | 6.2961e-07 | 3.148e-07 | 0 | 3.148e-07 | 8.0949e-07 | 0 | 8.0949e-07 | [16 empty] | 7.3.1.3 Ignition probability mapping showing the probability of ignition along the electric lines and equipmentWLDFRAggregatedAggregated | WLDFR | HFTD - Distribution - Tier 2 - 1QU CoRE ¦ 2QU LoRE | Red Flag Warning - Catastrophic Fires | Aggregated | Aggregated | 2032 | 0.00024551 | 0 | 306.602 | 0.075274 | 2032 | Mitigation | 0.08575 | 30 | 0 | esc | 0.0012005 | 2.9474e-07 | 0.00060025 | 1.4737e-07 | 0.0015435 | 3.7895e-07
[35 empty] | 7.3.1.1 A summarized risk map that shows the overall ignition probability and estimated wildfire consequence along the electric lines and equipment | WLDFR | HFTD - Distribution - Tier 2 - 3QU CoRE ¦ 4QU LoRE | 2037 | 0.33873 | 0.011331 | 1.3306 | 0 | 1.3306 | 0.0070532 | 0.82826 | 0 | 0.82826 | 0.015766 | 1.8514 | 0 | 1.8514 | 0.016556 | 1.9442 | 0 | 1.9442 | 0.45073 | 0.28056 | 0.62713 | 0.65857 | 0.015766 | 0.0053404 | 1.8514 | 0.62713 | 0 | 0 | 1.8514 | 0.62713 | [11 empty] | WLDFR | HFTD - Distribution - Tier 2 - 1QU CoRE ¦ 2QU LoRE | Non-Red Flag Warning - Small Fires | 2050 | 0 | 3.1458e-06 | 8.0891e-06 | 0.10007 | 0.04626 | 0.0020076 | 0.051804 | 0 | 0 | 0 | 0.0052408 |  | 0 | 0 | 0 | 3.148e-07 | 0 | 3.148e-07 | 8.0949e-07 | 0 | 8.0949e-07 | [16 empty] | 7.3.1.3 Ignition probability mapping showing the probability of ignition along the electric lines and equipmentWLDFRAggregatedAggregated | WLDFR | HFTD - Distribution - Tier 2 - 1QU CoRE ¦ 2QU LoRE | Red Flag Warning - Catastrophic Fires | Aggregated | Aggregated | 2033 | 0.00024551 | 0 | 306.602 | 0.075274 | 2033 | Mitigation | 0.08575 | 30 | 0 | esc | 0.0012005 | 2.9474e-07 | 0.00060025 | 1.4737e-07 | 0.0015435 | 3.7895e-07
[35 empty] | 7.3.1.1 A summarized risk map that shows the overall ignition probability and estimated wildfire consequence along the electric lines and equipment | WLDFR | HFTD - Distribution - Tier 2 - 3QU CoRE ¦ 4QU LoRE | 2038 | 0.31657 | 0.011331 | 1.396 | 0 | 1.396 | 0.0070532 | 0.86894 | 0 | 0.86894 | 0.015766 | 1.9423 | 0 | 1.9423 | 0.016556 | 2.0397 | 0 | 2.0397 | 0.44193 | 0.27508 | 0.61488 | 0.64572 | 0.015766 | 0.004991 | 1.9423 | 0.61488 | 0 | 0 | 1.9423 | 0.61488 | [11 empty] | WLDFR | HFTD - Distribution - Tier 2 - 1QU CoRE ¦ 2QU LoRE | Non-Red Flag Warning - Small Fires | 2051 | 0 | 0 | 8.0891e-06 | 0.10007 | 0.04626 | 0.0020076 | 0.051804 | 0 | 0 | 0 | 0.0052408 |  | 0 | 0 | 0 | 0 | 0 | 0 | 8.0949e-07 | 0 | 8.0949e-07 | [16 empty] | 7.3.1.3 Ignition probability mapping showing the probability of ignition along the electric lines and equipmentWLDFRAggregatedAggregated | WLDFR | HFTD - Distribution - Tier 2 - 1QU CoRE ¦ 2QU LoRE | Red Flag Warning - Catastrophic Fires | Aggregated | Aggregated | 2034 | 0.00024551 | 0 | 306.602 | 0.075274 | 2034 | Mitigation | 0.08575 | 30 | 0 | esc | 0.0012005 | 2.9474e-07 | 0.00060025 | 1.4737e-07 | 0.0015435 | 3.7895e-07
[35 empty] | 7.3.1.1 A summarized risk map that shows the overall ignition probability and estimated wildfire consequence along the electric lines and equipment | WLDFR | HFTD - Distribution - Tier 2 - 3QU CoRE ¦ 4QU LoRE | 2039 | 0.29586 | 0.011331 | 1.396 | 0 | 1.396 | 0.0070532 | 0.86894 | 0 | 0.86894 | 0.015766 | 1.9423 | 0 | 1.9423 | 0.016556 | 2.0397 | 0 | 2.0397 | 0.41302 | 0.25709 | 0.57466 | 0.60347 | 0.015766 | 0.0046645 | 1.9423 | 0.57466 | 0 | 0 | 1.9423 | 0.57466 | [11 empty] | WLDFR | HFTD - Distribution - Tier 2 - 1QU CoRE ¦ 2QU LoRE | Red Flag Warning - Catastrophic Fires | 2020 | 2.9474e-07 | 0 | 0 | 14146.1306 | 222.2294 | 8585.7228 | 5338.1784 | 0 | 0 | 0 | 0.00024551 |  | 0.0041694 | 0 | 0.0041694 | 0 | 0 | 0 | 0 | 0 | 0 | [16 empty] | 7.3.1.3 Ignition probability mapping showing the probability of ignition along the electric lines and equipmentWLDFRAggregatedAggregated | WLDFR | HFTD - Distribution - Tier 2 - 1QU CoRE ¦ 2QU LoRE | Red Flag Warning - Catastrophic Fires | Aggregated | Aggregated | 2035 | 0.00024551 | 0 | 306.602 | 0.075274 | 2035 | Mitigation | 0.08575 | 30 | 0 | esc | 0.0012005 | 2.9474e-07 | 0.00060025 | 1.4737e-07 | 0.0015435 | 3.7895e-07
[35 empty] | 7.3.1.1 A summarized risk map that shows the overall ignition probability and estimated wildfire consequence along the electric lines and equipment | WLDFR | HFTD - Distribution - Tier 2 - 3QU CoRE ¦ 4QU LoRE | 2040 | 0.27651 | 0.011331 | 1.396 | 0 | 1.396 | 0.0070532 | 0.86894 | 0 | 0.86894 | 0.015766 | 1.9423 | 0 | 1.9423 | 0.016556 | 2.0397 | 0 | 2.0397 | 0.386 | 0.24027 | 0.53706 | 0.56399 | 0.015766 | 0.0043593 | 1.9423 | 0.53706 | 0 | 0 | 1.9423 | 0.53706 | [11 empty] | WLDFR | HFTD - Distribution - Tier 2 - 1QU CoRE ¦ 2QU LoRE | Red Flag Warning - Catastrophic Fires | 2021 | 2.9474e-07 | 1.4737e-07 | 0 | 14146.1306 | 222.2294 | 8585.7228 | 5338.1784 | 0 | 0 | 0 | 0.00024551 |  | 0.0041694 | 0 | 0.0041694 | 0.0020847 | 0 | 0.0020847 | 0 | 0 | 0 | [16 empty] | 7.3.1.3 Ignition probability mapping showing the probability of ignition along the electric lines and equipmentWLDFRAggregatedAggregated | WLDFR | HFTD - Distribution - Tier 2 - 1QU CoRE ¦ 2QU LoRE | Red Flag Warning - Catastrophic Fires | Aggregated | Aggregated | 2036 | 0.00024551 | 0 | 306.602 | 0.075274 | 2036 | Mitigation | 0.08575 | 30 | 0 | esc | 0.0012005 | 2.9474e-07 | 0.00060025 | 1.4737e-07 | 0.0015435 | 3.7895e-07
[35 empty] | 7.3.1.1 A summarized risk map that shows the overall ignition probability and estimated wildfire consequence along the electric lines and equipment | WLDFR | HFTD - Distribution - Tier 2 - 3QU CoRE ¦ 4QU LoRE | 2041 | 0.25842 | 0.011331 | 1.396 | 0 | 1.396 | 0.0070532 | 0.86894 | 0 | 0.86894 | 0.015766 | 1.9423 | 0 | 1.9423 | 0.016556 | 2.0397 | 0 | 2.0397 | 0.36075 | 0.22455 | 0.50193 | 0.5271 | 0.015766 | 0.0040741 | 1.9423 | 0.50193 | 0 | 0 | 1.9423 | 0.50193 | [11 empty] | WLDFR | HFTD - Distribution - Tier 2 - 1QU CoRE ¦ 2QU LoRE | Red Flag Warning - Catastrophic Fires | 2022 | 2.9474e-07 | 1.4737e-07 | 3.7895e-07 | 14146.1306 | 222.2294 | 8585.7228 | 5338.1784 | 0 | 0 | 0 | 0.00024551 |  | 0.0041694 | 0 | 0.0041694 | 0.0020847 | 0 | 0.0020847 | 0.0053606 | 0 | 0.0053606 | [16 empty] | 7.3.1.3 Ignition probability mapping showing the probability of ignition along the electric lines and equipmentWLDFRAggregatedAggregated | WLDFR | HFTD - Distribution - Tier 2 - 1QU CoRE ¦ 2QU LoRE | Red Flag Warning - Catastrophic Fires | Aggregated | Aggregated | 2037 | 0.00024551 | 0 | 306.602 | 0.075274 | 2037 | Mitigation | 0.08575 | 30 | 0 | esc | 0.0012005 | 2.9474e-07 | 0.00060025 | 1.4737e-07 | 0.0015435 | 3.7895e-07
[35 empty] | 7.3.1.1 A summarized risk map that shows the overall ignition probability and estimated wildfire consequence along the electric lines and equipment | WLDFR | HFTD - Distribution - Tier 2 - 3QU CoRE ¦ 4QU LoRE | 2042 | 0.24151 | 0.011331 | 1.396 | 0 | 1.396 | 0.0070532 | 0.86894 | 0 | 0.86894 | 0.015766 | 1.9423 | 0 | 1.9423 | 0.016556 | 2.0397 | 0 | 2.0397 | 0.33715 | 0.20986 | 0.46909 | 0.49261 | 0.015766 | 0.0038076 | 1.9423 | 0.46909 | 0 | 0 | 1.9423 | 0.46909 | [11 empty] | WLDFR | HFTD - Distribution - Tier 2 - 1QU CoRE ¦ 2QU LoRE | Red Flag Warning - Catastrophic Fires | 2023 | 2.9474e-07 | 1.4737e-07 | 3.7895e-07 | 14664.6376 | 233.2301 | 8896.516 | 5534.8915 | 0 | 0 | 0 | 0.00024551 |  | 0.0043222 | 0 | 0.0043222 | 0.0021611 | 0 | 0.0021611 | 0.0055571 | 0 | 0.0055571 | [16 empty] | 7.3.1.3 Ignition probability mapping showing the probability of ignition along the electric lines and equipmentWLDFRAggregatedAggregated | WLDFR | HFTD - Distribution - Tier 2 - 1QU CoRE ¦ 2QU LoRE | Red Flag Warning - Catastrophic Fires | Aggregated | Aggregated | 2038 | 0.00024551 | 0 | 306.602 | 0.075274 | 2038 | Mitigation | 0.08575 | 30 | 0 | esc | 0.0012005 | 2.9474e-07 | 0.00060025 | 1.4737e-07 | 0.0015435 | 3.7895e-07
[35 empty] | 7.3.1.1 A summarized risk map that shows the overall ignition probability and estimated wildfire consequence along the electric lines and equipment | WLDFR | HFTD - Distribution - Tier 2 - 3QU CoRE ¦ 4QU LoRE | 2043 | 0.22571 | 0.011331 | 1.4656 | 0 | 1.4656 | 0.0070532 | 0.91226 | 0 | 0.91226 | 0.015766 | 2.0391 | 0 | 2.0391 | 0.016556 | 2.1414 | 0 | 2.1414 | 0.3308 | 0.20591 | 0.46026 | 0.48334 | 0.015766 | 0.0035585 | 2.0391 | 0.46026 | 0 | 0 | 2.0391 | 0.46026 | [11 empty] | WLDFR | HFTD - Distribution - Tier 2 - 1QU CoRE ¦ 2QU LoRE | Red Flag Warning - Catastrophic Fires | 2024 | 2.9474e-07 | 1.4737e-07 | 3.7895e-07 | 14664.6376 | 233.2301 | 8896.516 | 5534.8915 | 0 | 0 | 0 | 0.00024551 |  | 0.0043222 | 0 | 0.0043222 | 0.0021611 | 0 | 0.0021611 | 0.0055571 | 0 | 0.0055571 | [16 empty] | 7.3.1.3 Ignition probability mapping showing the probability of ignition along the electric lines and equipmentWLDFRAggregatedAggregated | WLDFR | HFTD - Distribution - Tier 2 - 1QU CoRE ¦ 2QU LoRE | Red Flag Warning - Catastrophic Fires | Aggregated | Aggregated | 2039 | 0.00024551 | 0 | 306.602 | 0.075274 | 2039 | Mitigation | 0.08575 | 30 | 0 | esc | 0.0012005 | 2.9474e-07 | 0.00060025 | 1.4737e-07 | 0.0015435 | 3.7895e-07
[35 empty] | 7.3.1.1 A summarized risk map that shows the overall ignition probability and estimated wildfire consequence along the electric lines and equipment | WLDFR | HFTD - Distribution - Tier 2 - 3QU CoRE ¦ 4QU LoRE | 2044 | 0.21095 | 0.011331 | 1.4656 | 0 | 1.4656 | 0.0070532 | 0.91226 | 0 | 0.91226 | 0.015766 | 2.0391 | 0 | 2.0391 | 0.016556 | 2.1414 | 0 | 2.1414 | 0.30916 | 0.19244 | 0.43015 | 0.45172 | 0.015766 | 0.0033257 | 2.0391 | 0.43015 | 0 | 0 | 2.0391 | 0.43015 | [11 empty] | WLDFR | HFTD - Distribution - Tier 2 - 1QU CoRE ¦ 2QU LoRE | Red Flag Warning - Catastrophic Fires | 2025 | 2.9474e-07 | 1.4737e-07 | 3.7895e-07 | 14664.6376 | 233.2301 | 8896.516 | 5534.8915 | 0 | 0 | 0 | 0.00024551 |  | 0.0043222 | 0 | 0.0043222 | 0.0021611 | 0 | 0.0021611 | 0.0055571 | 0 | 0.0055571 | [16 empty] | 7.3.1.3 Ignition probability mapping showing the probability of ignition along the electric lines and equipmentWLDFRAggregatedAggregated | WLDFR | HFTD - Distribution - Tier 2 - 1QU CoRE ¦ 2QU LoRE | Red Flag Warning - Catastrophic Fires | Aggregated | Aggregated | 2040 | 0.00024551 | 0 | 306.602 | 0.075274 | 2040 | Mitigation | 0.08575 | 30 | 0 | esc | 0.0012005 | 2.9474e-07 | 0.00060025 | 1.4737e-07 | 0.0015435 | 3.7895e-07
[35 empty] | 7.3.1.1 A summarized risk map that shows the overall ignition probability and estimated wildfire consequence along the electric lines and equipment | WLDFR | HFTD - Distribution - Tier 2 - 3QU CoRE ¦ 4QU LoRE | 2045 | 0.19715 | 0.011331 | 1.4656 | 0 | 1.4656 | 0.0070532 | 0.91226 | 0 | 0.91226 | 0.015766 | 2.0391 | 0 | 2.0391 | 0.016556 | 2.1414 | 0 | 2.1414 | 0.28894 | 0.17985 | 0.40201 | 0.42217 | 0.015766 | 0.0031081 | 2.0391 | 0.40201 | 0 | 0 | 2.0391 | 0.40201 | [11 empty] | WLDFR | HFTD - Distribution - Tier 2 - 1QU CoRE ¦ 2QU LoRE | Red Flag Warning - Catastrophic Fires | 2026 | 2.9474e-07 | 1.4737e-07 | 3.7895e-07 | 14664.6376 | 233.2301 | 8896.516 | 5534.8915 | 0 | 0 | 0 | 0.00024551 |  | 0.0043222 | 0 | 0.0043222 | 0.0021611 | 0 | 0.0021611 | 0.0055571 | 0 | 0.0055571 | [16 empty] | 7.3.1.3 Ignition probability mapping showing the probability of ignition along the electric lines and equipmentWLDFRAggregatedAggregated | WLDFR | HFTD - Distribution - Tier 2 - 1QU CoRE ¦ 2QU LoRE | Red Flag Warning - Catastrophic Fires | Aggregated | Aggregated | 2041 | 0.00024551 | 0 | 306.602 | 0.075274 | 2041 | Mitigation | 0.08575 | 30 | 0 | esc | 0.0012005 | 2.9474e-07 | 0.00060025 | 1.4737e-07 | 0.0015435 | 3.7895e-07
[35 empty] | 7.3.1.1 A summarized risk map that shows the overall ignition probability and estimated wildfire consequence along the electric lines and equipment | WLDFR | HFTD - Distribution - Tier 2 - 3QU CoRE ¦ 4QU LoRE | 2046 | 0.18425 | 0.011331 | 1.4656 | 0 | 1.4656 | 0.0070532 | 0.91226 | 0 | 0.91226 | 0.015766 | 2.0391 | 0 | 2.0391 | 0.016556 | 2.1414 | 0 | 2.1414 | 0.27003 | 0.16808 | 0.37571 | 0.39455 | 0.015766 | 0.0029048 | 2.0391 | 0.37571 | 0 | 0 | 2.0391 | 0.37571 | [11 empty] | WLDFR | HFTD - Distribution - Tier 2 - 1QU CoRE ¦ 2QU LoRE | Red Flag Warning - Catastrophic Fires | 2027 | 2.9474e-07 | 1.4737e-07 | 3.7895e-07 | 14664.6376 | 233.2301 | 8896.516 | 5534.8915 | 0 | 0 | 0 | 0.00024551 |  | 0.0043222 | 0 | 0.0043222 | 0.0021611 | 0 | 0.0021611 | 0.0055571 | 0 | 0.0055571 | [16 empty] | 7.3.1.3 Ignition probability mapping showing the probability of ignition along the electric lines and equipmentWLDFRAggregatedAggregated | WLDFR | HFTD - Distribution - Tier 2 - 1QU CoRE ¦ 2QU LoRE | Red Flag Warning - Catastrophic Fires | Aggregated | Aggregated | 2042 | 0.00024551 | 0 | 306.602 | 0.075274 | 2042 | Mitigation | 0.08575 | 30 | 0 | esc | 0.0012005 | 2.9474e-07 | 0.00060025 | 1.4737e-07 | 0.0015435 | 3.7895e-07
[35 empty] | 7.3.1.1 A summarized risk map that shows the overall ignition probability and estimated wildfire consequence along the electric lines and equipment | WLDFR | HFTD - Distribution - Tier 2 - 3QU CoRE ¦ 4QU LoRE | 2047 | 0.1722 | 0.011331 | 1.4656 | 0 | 1.4656 | 0.0070532 | 0.91226 | 0 | 0.91226 | 0.015766 | 2.0391 | 0 | 2.0391 | 0.016556 | 2.1414 | 0 | 2.1414 | 0.25237 | 0.15709 | 0.35113 | 0.36874 | 0.015766 | 0.0027148 | 2.0391 | 0.35113 | 0 | 0 | 2.0391 | 0.35113 | [11 empty] | WLDFR | HFTD - Distribution - Tier 2 - 1QU CoRE ¦ 2QU LoRE | Red Flag Warning - Catastrophic Fires | 2028 | 2.9474e-07 | 1.4737e-07 | 3.7895e-07 | 15317.9909 | 247.273 | 9287.6491 | 5783.0689 | 0 | 0 | 0 | 0.00024551 |  | 0.0045148 | 0 | 0.0045148 | 0.0022574 | 0 | 0.0022574 | 0.0058047 | 0 | 0.0058047 | [16 empty] | 7.3.1.3 Ignition probability mapping showing the probability of ignition along the electric lines and equipmentWLDFRAggregatedAggregated | WLDFR | HFTD - Distribution - Tier 2 - 1QU CoRE ¦ 2QU LoRE | Red Flag Warning - Catastrophic Fires | Aggregated | Aggregated | 2043 | 0.00024551 | 0 | 306.602 | 0.075274 | 2043 | Mitigation | 0.08575 | 30 | 0 | esc | 0.0012005 | 2.9474e-07 | 0.00060025 | 1.4737e-07 | 0.0015435 | 3.7895e-07
[35 empty] | 7.3.1.1 A summarized risk map that shows the overall ignition probability and estimated wildfire consequence along the electric lines and equipment | WLDFR | HFTD - Distribution - Tier 2 - 3QU CoRE ¦ 4QU LoRE | 2048 | 0.16093 | 0.011331 | 1.5386 | 0 | 1.5386 | 0.0070532 | 0.95768 | 0 | 0.95768 | 0.015766 | 2.1407 | 0 | 2.1407 | 0.016556 | 2.248 | 0 | 2.248 | 0.2476 | 0.15412 | 0.3445 | 0.36177 | 0.015766 | 0.0025372 | 2.1407 | 0.3445 | 0 | 0 | 2.1407 | 0.3445 | [11 empty] | WLDFR | HFTD - Distribution - Tier 2 - 1QU CoRE ¦ 2QU LoRE | Red Flag Warning - Catastrophic Fires | 2029 | 2.9474e-07 | 1.4737e-07 | 3.7895e-07 | 15317.9909 | 247.273 | 9287.6491 | 5783.0689 | 0 | 0 | 0 | 0.00024551 |  | 0.0045148 | 0 | 0.0045148 | 0.0022574 | 0 | 0.0022574 | 0.0058047 | 0 | 0.0058047 | [16 empty] | 7.3.1.3 Ignition probability mapping showing the probability of ignition along the electric lines and equipmentWLDFRAggregatedAggregated | WLDFR | HFTD - Distribution - Tier 2 - 1QU CoRE ¦ 2QU LoRE | Red Flag Warning - Catastrophic Fires | Aggregated | Aggregated | 2044 | 0.00024551 | 0 | 306.602 | 0.075274 | 2044 | Mitigation | 0.08575 | 30 | 0 | esc | 0.0012005 | 2.9474e-07 | 0.00060025 | 1.4737e-07 | 0.0015435 | 3.7895e-07
[35 empty] | 7.3.1.1 A summarized risk map that shows the overall ignition probability and estimated wildfire consequence along the electric lines and equipment | WLDFR | HFTD - Distribution - Tier 2 - 3QU CoRE ¦ 4QU LoRE | 2049 | 0.1504 | 0.011331 | 1.5386 | 0 | 1.5386 | 0.0070532 | 0.95768 | 0 | 0.95768 | 0.015766 | 2.1407 | 0 | 2.1407 | 0.016556 | 2.248 | 0 | 2.248 | 0.2314 | 0.14404 | 0.32196 | 0.33811 | 0.015766 | 0.0023712 | 2.1407 | 0.32196 | 0 | 0 | 2.1407 | 0.32196 | [11 empty] | WLDFR | HFTD - Distribution - Tier 2 - 1QU CoRE ¦ 2QU LoRE | Red Flag Warning - Catastrophic Fires | 2030 | 2.9474e-07 | 1.4737e-07 | 3.7895e-07 | 15317.9909 | 247.273 | 9287.6491 | 5783.0689 | 0 | 0 | 0 | 0.00024551 |  | 0.0045148 | 0 | 0.0045148 | 0.0022574 | 0 | 0.0022574 | 0.0058047 | 0 | 0.0058047 | [16 empty] | 7.3.1.3 Ignition probability mapping showing the probability of ignition along the electric lines and equipmentWLDFRAggregatedAggregated | WLDFR | HFTD - Distribution - Tier 2 - 1QU CoRE ¦ 2QU LoRE | Red Flag Warning - Catastrophic Fires | Aggregated | Aggregated | 2045 | 0.00024551 | 0 | 306.602 | 0.075274 | 2045 | Mitigation | 0.08575 | 30 | 0 | esc | 0.0012005 | 2.9474e-07 | 0.00060025 | 1.4737e-07 | 0.0015435 | 3.7895e-07
[35 empty] | 7.3.1.1 A summarized risk map that shows the overall ignition probability and estimated wildfire consequence along the electric lines and equipment | WLDFR | HFTD - Distribution - Tier 2 - 3QU CoRE ¦ 4QU LoRE | 2050 | 0.14056 | 0 | 0 | 0 | 0 | 0.0070532 | 0.95768 | 0 | 0.95768 | 0.015766 | 2.1407 | 0 | 2.1407 | 0.016556 | 2.248 | 0 | 2.248 | 0 | 0.13461 | 0.3009 | 0.31599 | 0.015766 | 0.0022161 | 2.1407 | 0.3009 | 0 | 0 | 2.1407 | 0.3009 | [11 empty] | WLDFR | HFTD - Distribution - Tier 2 - 1QU CoRE ¦ 2QU LoRE | Red Flag Warning - Catastrophic Fires | 2031 | 2.9474e-07 | 1.4737e-07 | 3.7895e-07 | 15317.9909 | 247.273 | 9287.6491 | 5783.0689 | 0 | 0 | 0 | 0.00024551 |  | 0.0045148 | 0 | 0.0045148 | 0.0022574 | 0 | 0.0022574 | 0.0058047 | 0 | 0.0058047 | [16 empty] | 7.3.1.3 Ignition probability mapping showing the probability of ignition along the electric lines and equipmentWLDFRAggregatedAggregated | WLDFR | HFTD - Distribution - Tier 2 - 1QU CoRE ¦ 2QU LoRE | Red Flag Warning - Catastrophic Fires | Aggregated | Aggregated | 2046 | 0.00024551 | 0 | 306.602 | 0.075274 | 2046 | Mitigation | 0.08575 | 30 | 0 | esc | 0.0012005 | 2.9474e-07 | 0.00060025 | 1.4737e-07 | 0.0015435 | 3.7895e-07
[35 empty] | 7.3.1.1 A summarized risk map that shows the overall ignition probability and estimated wildfire consequence along the electric lines and equipment | WLDFR | HFTD - Distribution - Tier 2 - 3QU CoRE ¦ 4QU LoRE | 2051 | 0.13137 | 0 | 0 | 0 | 0 | 0 | 0 | 0 | 0 | 0.015766 | 2.1407 | 0 | 2.1407 | 0.016556 | 2.248 | 0 | 2.248 | 0 | 0 | 0.28121 | 0.29531 | 0.015766 | 0.0020711 | 2.1407 | 0.28121 | 0 | 0 | 2.1407 | 0.28121 | [11 empty] | WLDFR | HFTD - Distribution - Tier 2 - 1QU CoRE ¦ 2QU LoRE | Red Flag Warning - Catastrophic Fires | 2032 | 2.9474e-07 | 1.4737e-07 | 3.7895e-07 | 15317.9909 | 247.273 | 9287.6491 | 5783.0689 | 0 | 0 | 0 | 0.00024551 |  | 0.0045148 | 0 | 0.0045148 | 0.0022574 | 0 | 0.0022574 | 0.0058047 | 0 | 0.0058047 | [16 empty] | 7.3.1.3 Ignition probability mapping showing the probability of ignition along the electric lines and equipmentWLDFRAggregatedAggregated | WLDFR | HFTD - Distribution - Tier 2 - 1QU CoRE ¦ 2QU LoRE | Red Flag Warning - Catastrophic Fires | Aggregated | Aggregated | 2047 | 0.00024551 | 0 | 306.602 | 0.075274 | 2047 | Mitigation | 0.08575 | 30 | 0 | esc | 0.0012005 | 2.9474e-07 | 0.00060025 | 1.4737e-07 | 0.0015435 | 3.7895e-07
[35 empty] | 7.3.1.1 A summarized risk map that shows the overall ignition probability and estimated wildfire consequence along the electric lines and equipment | WLDFR | HFTD - Distribution - Tier 2 - 3QU CoRE ¦ 4QU LoRE | 2052 | 0.12277 | 0 | 0 | 0 | 0 | 0 | 0 | 0 | 0 | 0 | 0 | 0 | 0 | 0.016556 | 2.248 | 0 | 2.248 | 0 | 0 | 0 | 0.27599 | 0 | 0 | 0 | 0 | 0 | 0 | 0 | 0 | [11 empty] | WLDFR | HFTD - Distribution - Tier 2 - 1QU CoRE ¦ 2QU LoRE | Red Flag Warning - Catastrophic Fires | 2033 | 2.9474e-07 | 1.4737e-07 | 3.7895e-07 | 16044.1264 | 263.1074 | 9721.74 | 6059.2791 | 0 | 0 | 0 | 0.00024551 |  | 0.0047288 | 0 | 0.0047288 | 0.0023644 | 0 | 0.0023644 | 0.0060799 | 0 | 0.0060799 | [16 empty] | 7.3.1.3 Ignition probability mapping showing the probability of ignition along the electric lines and equipmentWLDFRAggregatedAggregated | WLDFR | HFTD - Distribution - Tier 2 - 1QU CoRE ¦ 2QU LoRE | Red Flag Warning - Catastrophic Fires | Aggregated | Aggregated | 2048 | 0.00024551 | 0 | 306.602 | 0.075274 | 2048 | Mitigation | 0.08575 | 30 | 0 | esc | 0.0012005 | 2.9474e-07 | 0.00060025 | 1.4737e-07 | 0.0015435 | 3.7895e-07
[35 empty] | 7.3.1.1 A summarized risk map that shows the overall ignition probability and estimated wildfire consequence along the electric lines and equipment | WLDFR | HFTD - Distribution - Tier 2 - 3QU CoRE ¦ 5QU LoRE | 2020 | 1 | 0.0073257 | 0.80398 | 0 | 0.80398 | 0 | 0 | 0 | 0 | 0 | 0 | 0 | 0 | 0 | 0 | 0 | 0 | 0.80398 | 0 | 0 | 0 | 0 | 0 | 0 | 0 | 0 | 0 | 0 | 0 | [11 empty] | WLDFR | HFTD - Distribution - Tier 2 - 1QU CoRE ¦ 2QU LoRE | Red Flag Warning - Catastrophic Fires | 2034 | 2.9474e-07 | 1.4737e-07 | 3.7895e-07 | 16044.1264 | 263.1074 | 9721.74 | 6059.2791 | 0 | 0 | 0 | 0.00024551 |  | 0.0047288 | 0 | 0.0047288 | 0.0023644 | 0 | 0.0023644 | 0.0060799 | 0 | 0.0060799 | [16 empty] | 7.3.1.3 Ignition probability mapping showing the probability of ignition along the electric lines and equipmentWLDFRAggregatedAggregated | WLDFR | HFTD - Distribution - Tier 2 - 1QU CoRE ¦ 2QU LoRE | Red Flag Warning - Catastrophic Fires | Aggregated | Aggregated | 2049 | 0.00024551 | 0 | 306.602 | 0.075274 | 2049 | Mitigation | 0.08575 | 30 | 0 | esc | 0.0012005 | 2.9474e-07 | 0.00060025 | 1.4737e-07 | 0.0015435 | 3.7895e-07
[35 empty] | 7.3.1.1 A summarized risk map that shows the overall ignition probability and estimated wildfire consequence along the electric lines and equipment | WLDFR | HFTD - Distribution - Tier 2 - 3QU CoRE ¦ 5QU LoRE | 2021 | 1 | 0.0073257 | 0.80398 | 0 | 0.80398 | 0.0045599 | 0.50044 | 0 | 0.50044 | 0 | 0 | 0 | 0 | 0 | 0 | 0 | 0 | 0.80398 | 0.50044 | 0 | 0 | 0 | 0 | 0 | 0 | 0 | 0 | 0 | 0 | [11 empty] | WLDFR | HFTD - Distribution - Tier 2 - 1QU CoRE ¦ 2QU LoRE | Red Flag Warning - Catastrophic Fires | 2035 | 2.9474e-07 | 1.4737e-07 | 3.7895e-07 | 16044.1264 | 263.1074 | 9721.74 | 6059.2791 | 0 | 0 | 0 | 0.00024551 |  | 0.0047288 | 0 | 0.0047288 | 0.0023644 | 0 | 0.0023644 | 0.0060799 | 0 | 0.0060799 | [16 empty] | 7.3.1.3 Ignition probability mapping showing the probability of ignition along the electric lines and equipmentWLDFRAggregatedAggregated | WLDFR | HFTD - Distribution - Tier 2 - 1QU CoRE ¦ 2QU LoRE | Red Flag Warning - Catastrophic Fires | Aggregated | Aggregated | 2050 | 0.00024551 | 0 | 306.602 | 0.075274 | 2050 | Mitigation | 0.08575 | 30 | 0 | esc | 0 | 0 | 0.00060025 | 1.4737e-07 | 0.0015435 | 3.7895e-07
[35 empty] | 7.3.1.1 A summarized risk map that shows the overall ignition probability and estimated wildfire consequence along the electric lines and equipment | WLDFR | HFTD - Distribution - Tier 2 - 3QU CoRE ¦ 5QU LoRE | 2022 | 0.93458 | 0.0072233 | 0.78789 | 0 | 0.78789 | 0.0044962 | 0.49042 | 0 | 0.49042 | 0.010187 | 1.1111 | 0 | 1.1111 | 0 | 0 | 0 | 0 | 0.73634 | 0.45834 | 1.0385 | 0 | 0.010187 | 0.0095205 | 1.1111 | 1.0385 | 0 | 0 | 1.1111 | 1.0385 | [11 empty] | WLDFR | HFTD - Distribution - Tier 2 - 1QU CoRE ¦ 2QU LoRE | Red Flag Warning - Catastrophic Fires | 2036 | 2.9474e-07 | 1.4737e-07 | 3.7895e-07 | 16044.1264 | 263.1074 | 9721.74 | 6059.2791 | 0 | 0 | 0 | 0.00024551 |  | 0.0047288 | 0 | 0.0047288 | 0.0023644 | 0 | 0.0023644 | 0.0060799 | 0 | 0.0060799 | [16 empty] | 7.3.1.3 Ignition probability mapping showing the probability of ignition along the electric lines and equipmentWLDFRAggregatedAggregated | WLDFR | HFTD - Distribution - Tier 2 - 1QU CoRE ¦ 2QU LoRE | Red Flag Warning - Catastrophic Fires | Aggregated | Aggregated | 2051 | 0.00024551 | 0 | 306.602 | 0.075274 | 2051 | Mitigation | 0.08575 | 30 | 0 | esc | 0 | 0 | 0 | 0 | 0.0015435 | 3.7895e-07
[35 empty] | 7.3.1.1 A summarized risk map that shows the overall ignition probability and estimated wildfire consequence along the electric lines and equipment | WLDFR | HFTD - Distribution - Tier 2 - 3QU CoRE ¦ 5QU LoRE | 2023 | 0.87344 | 0.0072233 | 0.81676 | 0 | 0.81676 | 0.0044962 | 0.50839 | 0 | 0.50839 | 0.010187 | 1.1519 | 0 | 1.1519 | 0.010698 | 1.2096 | 0 | 1.2096 | 0.71339 | 0.44405 | 1.0061 | 1.0565 | 0.010187 | 0.0088977 | 1.1519 | 1.0061 | 0 | 0 | 1.1519 | 1.0061 | [11 empty] | WLDFR | HFTD - Distribution - Tier 2 - 1QU CoRE ¦ 2QU LoRE | Red Flag Warning - Catastrophic Fires | 2037 | 2.9474e-07 | 1.4737e-07 | 3.7895e-07 | 16044.1264 | 263.1074 | 9721.74 | 6059.2791 | 0 | 0 | 0 | 0.00024551 |  | 0.0047288 | 0 | 0.0047288 | 0.0023644 | 0 | 0.0023644 | 0.0060799 | 0 | 0.0060799 | [16 empty] | 7.3.1.3 Ignition probability mapping showing the probability of ignition along the electric lines and equipmentWLDFRAggregatedAggregated | WLDFR | HFTD - Distribution - Tier 2 - 1QU CoRE ¦ 2QU LoRE | Red Flag Warning - Destructive Fires | Aggregated | Aggregated | 2021 | 3.7888e-05 | 0 | 306.602 | 0.011616 | 2021 | Mitigation | 0.08575 | 30 | 0 | esc | 0.0012005 | 4.5484e-08 | 0.00060025 | 2.2742e-08 | 0 | 0
[35 empty] | 7.3.1.1 A summarized risk map that shows the overall ignition probability and estimated wildfire consequence along the electric lines and equipment | WLDFR | HFTD - Distribution - Tier 2 - 3QU CoRE ¦ 5QU LoRE | 2024 | 0.8163 | 0.0072233 | 0.81676 | 0 | 0.81676 | 0.0044962 | 0.50839 | 0 | 0.50839 | 0.010187 | 1.1519 | 0 | 1.1519 | 0.010698 | 1.2096 | 0 | 1.2096 | 0.66672 | 0.415 | 0.94026 | 0.98741 | 0.010187 | 0.0083156 | 1.1519 | 0.94026 | 0 | 0 | 1.1519 | 0.94026 | [11 empty] | WLDFR | HFTD - Distribution - Tier 2 - 1QU CoRE ¦ 2QU LoRE | Red Flag Warning - Catastrophic Fires | 2038 | 2.9474e-07 | 1.4737e-07 | 3.7895e-07 | 16832.3912 | 280.5544 | 10192.2718 | 6359.5651 | 0 | 0 | 0 | 0.00024551 |  | 0.0049611 | 0 | 0.0049611 | 0.0024806 | 0 | 0.0024806 | 0.0063786 | 0 | 0.0063786 | [16 empty] | 7.3.1.3 Ignition probability mapping showing the probability of ignition along the electric lines and equipmentWLDFRAggregatedAggregated | WLDFR | HFTD - Distribution - Tier 2 - 1QU CoRE ¦ 2QU LoRE | Red Flag Warning - Destructive Fires | Aggregated | Aggregated | 2022 | 3.7888e-05 | 0 | 306.602 | 0.011616 | 2022 | Mitigation | 0.08575 | 30 | 0 | esc | 0.0012005 | 4.5484e-08 | 0.00060025 | 2.2742e-08 | 0.0015435 | 5.848e-08
[35 empty] | 7.3.1.1 A summarized risk map that shows the overall ignition probability and estimated wildfire consequence along the electric lines and equipment | WLDFR | HFTD - Distribution - Tier 2 - 3QU CoRE ¦ 5QU LoRE | 2025 | 0.7629 | 0.0072233 | 0.81676 | 0 | 0.81676 | 0.0044962 | 0.50839 | 0 | 0.50839 | 0.010187 | 1.1519 | 0 | 1.1519 | 0.010698 | 1.2096 | 0 | 1.2096 | 0.6231 | 0.38785 | 0.87875 | 0.92281 | 0.010187 | 0.0077716 | 1.1519 | 0.87875 | 0 | 0 | 1.1519 | 0.87875 | [11 empty] | WLDFR | HFTD - Distribution - Tier 2 - 1QU CoRE ¦ 2QU LoRE | Red Flag Warning - Catastrophic Fires | 2039 | 2.9474e-07 | 1.4737e-07 | 3.7895e-07 | 16832.3912 | 280.5544 | 10192.2718 | 6359.5651 | 0 | 0 | 0 | 0.00024551 |  | 0.0049611 | 0 | 0.0049611 | 0.0024806 | 0 | 0.0024806 | 0.0063786 | 0 | 0.0063786 | [16 empty] | 7.3.1.3 Ignition probability mapping showing the probability of ignition along the electric lines and equipmentWLDFRAggregatedAggregated | WLDFR | HFTD - Distribution - Tier 2 - 1QU CoRE ¦ 2QU LoRE | Red Flag Warning - Destructive Fires | Aggregated | Aggregated | 2023 | 3.7888e-05 | 0 | 306.602 | 0.011616 | 2023 | Mitigation | 0.08575 | 30 | 0 | esc | 0.0012005 | 4.5484e-08 | 0.00060025 | 2.2742e-08 | 0.0015435 | 5.848e-08
[35 empty] | 7.3.1.1 A summarized risk map that shows the overall ignition probability and estimated wildfire consequence along the electric lines and equipment | WLDFR | HFTD - Distribution - Tier 2 - 3QU CoRE ¦ 5QU LoRE | 2026 | 0.71299 | 0.0072233 | 0.81676 | 0 | 0.81676 | 0.0044962 | 0.50839 | 0 | 0.50839 | 0.010187 | 1.1519 | 0 | 1.1519 | 0.010698 | 1.2096 | 0 | 1.2096 | 0.58234 | 0.36248 | 0.82126 | 0.86244 | 0.010187 | 0.0072631 | 1.1519 | 0.82126 | 0 | 0 | 1.1519 | 0.82126 | [11 empty] | WLDFR | HFTD - Distribution - Tier 2 - 1QU CoRE ¦ 2QU LoRE | Red Flag Warning - Catastrophic Fires | 2040 | 2.9474e-07 | 1.4737e-07 | 3.7895e-07 | 16832.3912 | 280.5544 | 10192.2718 | 6359.5651 | 0 | 0 | 0 | 0.00024551 |  | 0.0049611 | 0 | 0.0049611 | 0.0024806 | 0 | 0.0024806 | 0.0063786 | 0 | 0.0063786 | [16 empty] | 7.3.1.3 Ignition probability mapping showing the probability of ignition along the electric lines and equipmentWLDFRAggregatedAggregated | WLDFR | HFTD - Distribution - Tier 2 - 1QU CoRE ¦ 2QU LoRE | Red Flag Warning - Destructive Fires | Aggregated | Aggregated | 2024 | 3.7888e-05 | 0 | 306.602 | 0.011616 | 2024 | Mitigation | 0.08575 | 30 | 0 | esc | 0.0012005 | 4.5484e-08 | 0.00060025 | 2.2742e-08 | 0.0015435 | 5.848e-08
[35 empty] | 7.3.1.1 A summarized risk map that shows the overall ignition probability and estimated wildfire consequence along the electric lines and equipment | WLDFR | HFTD - Distribution - Tier 2 - 3QU CoRE ¦ 5QU LoRE | 2027 | 0.66634 | 0.0072233 | 0.81676 | 0 | 0.81676 | 0.0044962 | 0.50839 | 0 | 0.50839 | 0.010187 | 1.1519 | 0 | 1.1519 | 0.010698 | 1.2096 | 0 | 1.2096 | 0.54424 | 0.33876 | 0.76753 | 0.80602 | 0.010187 | 0.006788 | 1.1519 | 0.76753 | 0 | 0 | 1.1519 | 0.76753 | [11 empty] | WLDFR | HFTD - Distribution - Tier 2 - 1QU CoRE ¦ 2QU LoRE | Red Flag Warning - Catastrophic Fires | 2041 | 2.9474e-07 | 1.4737e-07 | 3.7895e-07 | 16832.3912 | 280.5544 | 10192.2718 | 6359.5651 | 0 | 0 | 0 | 0.00024551 |  | 0.0049611 | 0 | 0.0049611 | 0.0024806 | 0 | 0.0024806 | 0.0063786 | 0 | 0.0063786 | [16 empty] | 7.3.1.3 Ignition probability mapping showing the probability of ignition along the electric lines and equipmentWLDFRAggregatedAggregated | WLDFR | HFTD - Distribution - Tier 2 - 1QU CoRE ¦ 2QU LoRE | Red Flag Warning - Destructive Fires | Aggregated | Aggregated | 2025 | 3.7888e-05 | 0 | 306.602 | 0.011616 | 2025 | Mitigation | 0.08575 | 30 | 0 | esc | 0.0012005 | 4.5484e-08 | 0.00060025 | 2.2742e-08 | 0.0015435 | 5.848e-08
[35 empty] | 7.3.1.1 A summarized risk map that shows the overall ignition probability and estimated wildfire consequence along the electric lines and equipment | WLDFR | HFTD - Distribution - Tier 2 - 3QU CoRE ¦ 5QU LoRE | 2028 | 0.62275 | 0.0072233 | 0.85313 | 0 | 0.85313 | 0.0044962 | 0.53103 | 0 | 0.53103 | 0.010187 | 1.2032 | 0 | 1.2032 | 0.010698 | 1.2635 | 0 | 1.2635 | 0.53129 | 0.3307 | 0.74927 | 0.78684 | 0.010187 | 0.0063439 | 1.2032 | 0.74927 | 0 | 0 | 1.2032 | 0.74927 | [11 empty] | WLDFR | HFTD - Distribution - Tier 2 - 1QU CoRE ¦ 2QU LoRE | Red Flag Warning - Catastrophic Fires | 2042 | 2.9474e-07 | 1.4737e-07 | 3.7895e-07 | 16832.3912 | 280.5544 | 10192.2718 | 6359.5651 | 0 | 0 | 0 | 0.00024551 |  | 0.0049611 | 0 | 0.0049611 | 0.0024806 | 0 | 0.0024806 | 0.0063786 | 0 | 0.0063786 | [16 empty] | 7.3.1.3 Ignition probability mapping showing the probability of ignition along the electric lines and equipmentWLDFRAggregatedAggregated | WLDFR | HFTD - Distribution - Tier 2 - 1QU CoRE ¦ 2QU LoRE | Red Flag Warning - Destructive Fires | Aggregated | Aggregated | 2026 | 3.7888e-05 | 0 | 306.602 | 0.011616 | 2026 | Mitigation | 0.08575 | 30 | 0 | esc | 0.0012005 | 4.5484e-08 | 0.00060025 | 2.2742e-08 | 0.0015435 | 5.848e-08
[35 empty] | 7.3.1.1 A summarized risk map that shows the overall ignition probability and estimated wildfire consequence along the electric lines and equipment | WLDFR | HFTD - Distribution - Tier 2 - 3QU CoRE ¦ 5QU LoRE | 2029 | 0.58201 | 0.0072233 | 0.85313 | 0 | 0.85313 | 0.0044962 | 0.53103 | 0 | 0.53103 | 0.010187 | 1.2032 | 0 | 1.2032 | 0.010698 | 1.2635 | 0 | 1.2635 | 0.49653 | 0.30907 | 0.70025 | 0.73536 | 0.010187 | 0.0059289 | 1.2032 | 0.70025 | 0 | 0 | 1.2032 | 0.70025 | [11 empty] | WLDFR | HFTD - Distribution - Tier 2 - 1QU CoRE ¦ 2QU LoRE | Red Flag Warning - Catastrophic Fires | 2043 | 2.9474e-07 | 1.4737e-07 | 3.7895e-07 | 17672.0852 | 299.42 | 10692.7362 | 6679.929 | 0 | 0 | 0 | 0.00024551 |  | 0.0052086 | 0 | 0.0052086 | 0.0026043 | 0 | 0.0026043 | 0.0066968 | 0 | 0.0066968 | [16 empty] | 7.3.1.3 Ignition probability mapping showing the probability of ignition along the electric lines and equipmentWLDFRAggregatedAggregated | WLDFR | HFTD - Distribution - Tier 2 - 1QU CoRE ¦ 2QU LoRE | Red Flag Warning - Destructive Fires | Aggregated | Aggregated | 2027 | 3.7888e-05 | 0 | 306.602 | 0.011616 | 2027 | Mitigation | 0.08575 | 30 | 0 | esc | 0.0012005 | 4.5484e-08 | 0.00060025 | 2.2742e-08 | 0.0015435 | 5.848e-08
[35 empty] | 7.3.1.1 A summarized risk map that shows the overall ignition probability and estimated wildfire consequence along the electric lines and equipment | WLDFR | HFTD - Distribution - Tier 2 - 3QU CoRE ¦ 5QU LoRE | 2030 | 0.54393 | 0.0072233 | 0.85313 | 0 | 0.85313 | 0.0044962 | 0.53103 | 0 | 0.53103 | 0.010187 | 1.2032 | 0 | 1.2032 | 0.010698 | 1.2635 | 0 | 1.2635 | 0.46405 | 0.28885 | 0.65444 | 0.68725 | 0.010187 | 0.005541 | 1.2032 | 0.65444 | 0 | 0 | 1.2032 | 0.65444 | [11 empty] | WLDFR | HFTD - Distribution - Tier 2 - 1QU CoRE ¦ 2QU LoRE | Red Flag Warning - Catastrophic Fires | 2044 | 2.9474e-07 | 1.4737e-07 | 3.7895e-07 | 17672.0852 | 299.42 | 10692.7362 | 6679.929 | 0 | 0 | 0 | 0.00024551 |  | 0.0052086 | 0 | 0.0052086 | 0.0026043 | 0 | 0.0026043 | 0.0066968 | 0 | 0.0066968 | [16 empty] | 7.3.1.3 Ignition probability mapping showing the probability of ignition along the electric lines and equipmentWLDFRAggregatedAggregated | WLDFR | HFTD - Distribution - Tier 2 - 1QU CoRE ¦ 2QU LoRE | Red Flag Warning - Destructive Fires | Aggregated | Aggregated | 2028 | 3.7888e-05 | 0 | 306.602 | 0.011616 | 2028 | Mitigation | 0.08575 | 30 | 0 | esc | 0.0012005 | 4.5484e-08 | 0.00060025 | 2.2742e-08 | 0.0015435 | 5.848e-08
[35 empty] | 7.3.1.1 A summarized risk map that shows the overall ignition probability and estimated wildfire consequence along the electric lines and equipment | WLDFR | HFTD - Distribution - Tier 2 - 3QU CoRE ¦ 5QU LoRE | 2031 | 0.50835 | 0.0072233 | 0.85313 | 0 | 0.85313 | 0.0044962 | 0.53103 | 0 | 0.53103 | 0.010187 | 1.2032 | 0 | 1.2032 | 0.010698 | 1.2635 | 0 | 1.2635 | 0.43369 | 0.26995 | 0.61162 | 0.64229 | 0.010187 | 0.0051785 | 1.2032 | 0.61162 | 0 | 0 | 1.2032 | 0.61162 | [11 empty] | WLDFR | HFTD - Distribution - Tier 2 - 1QU CoRE ¦ 2QU LoRE | Red Flag Warning - Catastrophic Fires | 2045 | 2.9474e-07 | 1.4737e-07 | 3.7895e-07 | 17672.0852 | 299.42 | 10692.7362 | 6679.929 | 0 | 0 | 0 | 0.00024551 |  | 0.0052086 | 0 | 0.0052086 | 0.0026043 | 0 | 0.0026043 | 0.0066968 | 0 | 0.0066968 | [16 empty] | 7.3.1.3 Ignition probability mapping showing the probability of ignition along the electric lines and equipmentWLDFRAggregatedAggregated | WLDFR | HFTD - Distribution - Tier 2 - 1QU CoRE ¦ 2QU LoRE | Red Flag Warning - Destructive Fires | Aggregated | Aggregated | 2029 | 3.7888e-05 | 0 | 306.602 | 0.011616 | 2029 | Mitigation | 0.08575 | 30 | 0 | esc | 0.0012005 | 4.5484e-08 | 0.00060025 | 2.2742e-08 | 0.0015435 | 5.848e-08
[35 empty] | 7.3.1.1 A summarized risk map that shows the overall ignition probability and estimated wildfire consequence along the electric lines and equipment | WLDFR | HFTD - Distribution - Tier 2 - 3QU CoRE ¦ 5QU LoRE | 2032 | 0.47509 | 0.0072233 | 0.85313 | 0 | 0.85313 | 0.0044962 | 0.53103 | 0 | 0.53103 | 0.010187 | 1.2032 | 0 | 1.2032 | 0.010698 | 1.2635 | 0 | 1.2635 | 0.40532 | 0.25229 | 0.57161 | 0.60027 | 0.010187 | 0.0048397 | 1.2032 | 0.57161 | 0 | 0 | 1.2032 | 0.57161 | [11 empty] | WLDFR | HFTD - Distribution - Tier 2 - 1QU CoRE ¦ 2QU LoRE | Red Flag Warning - Catastrophic Fires | 2046 | 2.9474e-07 | 1.4737e-07 | 3.7895e-07 | 17672.0852 | 299.42 | 10692.7362 | 6679.929 | 0 | 0 | 0 | 0.00024551 |  | 0.0052086 | 0 | 0.0052086 | 0.0026043 | 0 | 0.0026043 | 0.0066968 | 0 | 0.0066968 | [16 empty] | 7.3.1.3 Ignition probability mapping showing the probability of ignition along the electric lines and equipmentWLDFRAggregatedAggregated | WLDFR | HFTD - Distribution - Tier 2 - 1QU CoRE ¦ 2QU LoRE | Red Flag Warning - Destructive Fires | Aggregated | Aggregated | 2030 | 3.7888e-05 | 0 | 306.602 | 0.011616 | 2030 | Mitigation | 0.08575 | 30 | 0 | esc | 0.0012005 | 4.5484e-08 | 0.00060025 | 2.2742e-08 | 0.0015435 | 5.848e-08
[35 empty] | 7.3.1.1 A summarized risk map that shows the overall ignition probability and estimated wildfire consequence along the electric lines and equipment | WLDFR | HFTD - Distribution - Tier 2 - 3QU CoRE ¦ 5QU LoRE | 2033 | 0.44401 | 0.0072233 | 0.89356 | 0 | 0.89356 | 0.0044962 | 0.5562 | 0 | 0.5562 | 0.010187 | 1.2602 | 0 | 1.2602 | 0.010698 | 1.3234 | 0 | 1.3234 | 0.39675 | 0.24696 | 0.55953 | 0.58759 | 0.010187 | 0.0045231 | 1.2602 | 0.55953 | 0 | 0 | 1.2602 | 0.55953 | [11 empty] | WLDFR | HFTD - Distribution - Tier 2 - 1QU CoRE ¦ 2QU LoRE | Red Flag Warning - Catastrophic Fires | 2047 | 2.9474e-07 | 1.4737e-07 | 3.7895e-07 | 17672.0852 | 299.42 | 10692.7362 | 6679.929 | 0 | 0 | 0 | 0.00024551 |  | 0.0052086 | 0 | 0.0052086 | 0.0026043 | 0 | 0.0026043 | 0.0066968 | 0 | 0.0066968 | [16 empty] | 7.3.1.3 Ignition probability mapping showing the probability of ignition along the electric lines and equipmentWLDFRAggregatedAggregated | WLDFR | HFTD - Distribution - Tier 2 - 1QU CoRE ¦ 2QU LoRE | Red Flag Warning - Destructive Fires | Aggregated | Aggregated | 2031 | 3.7888e-05 | 0 | 306.602 | 0.011616 | 2031 | Mitigation | 0.08575 | 30 | 0 | esc | 0.0012005 | 4.5484e-08 | 0.00060025 | 2.2742e-08 | 0.0015435 | 5.848e-08
[35 empty] | 7.3.1.1 A summarized risk map that shows the overall ignition probability and estimated wildfire consequence along the electric lines and equipment | WLDFR | HFTD - Distribution - Tier 2 - 3QU CoRE ¦ 5QU LoRE | 2034 | 0.41496 | 0.0072233 | 0.89356 | 0 | 0.89356 | 0.0044962 | 0.5562 | 0 | 0.5562 | 0.010187 | 1.2602 | 0 | 1.2602 | 0.010698 | 1.3234 | 0 | 1.3234 | 0.37079 | 0.2308 | 0.52293 | 0.54915 | 0.010187 | 0.0042272 | 1.2602 | 0.52293 | 0 | 0 | 1.2602 | 0.52293 | [11 empty] | WLDFR | HFTD - Distribution - Tier 2 - 1QU CoRE ¦ 2QU LoRE | Red Flag Warning - Catastrophic Fires | 2048 | 2.9474e-07 | 1.4737e-07 | 3.7895e-07 | 18552.3348 | 319.4911 | 11216.5626 | 7016.281 | 0 | 0 | 0 | 0.00024551 |  | 0.005468 | 0 | 0.005468 | 0.002734 | 0 | 0.002734 | 0.0070303 | 0 | 0.0070303 | [16 empty] | 7.3.1.3 Ignition probability mapping showing the probability of ignition along the electric lines and equipmentWLDFRAggregatedAggregated | WLDFR | HFTD - Distribution - Tier 2 - 1QU CoRE ¦ 2QU LoRE | Red Flag Warning - Destructive Fires | Aggregated | Aggregated | 2032 | 3.7888e-05 | 0 | 306.602 | 0.011616 | 2032 | Mitigation | 0.08575 | 30 | 0 | esc | 0.0012005 | 4.5484e-08 | 0.00060025 | 2.2742e-08 | 0.0015435 | 5.848e-08
[35 empty] | 7.3.1.1 A summarized risk map that shows the overall ignition probability and estimated wildfire consequence along the electric lines and equipment | WLDFR | HFTD - Distribution - Tier 2 - 3QU CoRE ¦ 5QU LoRE | 2035 | 0.38782 | 0.0072233 | 0.89356 | 0 | 0.89356 | 0.0044962 | 0.5562 | 0 | 0.5562 | 0.010187 | 1.2602 | 0 | 1.2602 | 0.010698 | 1.3234 | 0 | 1.3234 | 0.34654 | 0.2157 | 0.48872 | 0.51322 | 0.010187 | 0.0039507 | 1.2602 | 0.48872 | 0 | 0 | 1.2602 | 0.48872 | [11 empty] | WLDFR | HFTD - Distribution - Tier 2 - 1QU CoRE ¦ 2QU LoRE | Red Flag Warning - Catastrophic Fires | 2049 | 2.9474e-07 | 1.4737e-07 | 3.7895e-07 | 18552.3348 | 319.4911 | 11216.5626 | 7016.281 | 0 | 0 | 0 | 0.00024551 |  | 0.005468 | 0 | 0.005468 | 0.002734 | 0 | 0.002734 | 0.0070303 | 0 | 0.0070303 | [16 empty] | 7.3.1.3 Ignition probability mapping showing the probability of ignition along the electric lines and equipmentWLDFRAggregatedAggregated | WLDFR | HFTD - Distribution - Tier 2 - 1QU CoRE ¦ 2QU LoRE | Red Flag Warning - Destructive Fires | Aggregated | Aggregated | 2033 | 3.7888e-05 | 0 | 306.602 | 0.011616 | 2033 | Mitigation | 0.08575 | 30 | 0 | esc | 0.0012005 | 4.5484e-08 | 0.00060025 | 2.2742e-08 | 0.0015435 | 5.848e-08
[35 empty] | 7.3.1.1 A summarized risk map that shows the overall ignition probability and estimated wildfire consequence along the electric lines and equipment | WLDFR | HFTD - Distribution - Tier 2 - 3QU CoRE ¦ 5QU LoRE | 2036 | 0.36245 | 0.0072233 | 0.89356 | 0 | 0.89356 | 0.0044962 | 0.5562 | 0 | 0.5562 | 0.010187 | 1.2602 | 0 | 1.2602 | 0.010698 | 1.3234 | 0 | 1.3234 | 0.32387 | 0.20159 | 0.45674 | 0.47965 | 0.010187 | 0.0036922 | 1.2602 | 0.45674 | 0 | 0 | 1.2602 | 0.45674 | [11 empty] | WLDFR | HFTD - Distribution - Tier 2 - 1QU CoRE ¦ 2QU LoRE | Red Flag Warning - Catastrophic Fires | 2050 | 0 | 1.4737e-07 | 3.7895e-07 | 18552.3348 | 319.4911 | 11216.5626 | 7016.281 | 0 | 0 | 0 | 0.00024551 |  | 0 | 0 | 0 | 0.002734 | 0 | 0.002734 | 0.0070303 | 0 | 0.0070303 | [16 empty] | 7.3.1.3 Ignition probability mapping showing the probability of ignition along the electric lines and equipmentWLDFRAggregatedAggregated | WLDFR | HFTD - Distribution - Tier 2 - 1QU CoRE ¦ 2QU LoRE | Red Flag Warning - Destructive Fires | Aggregated | Aggregated | 2034 | 3.7888e-05 | 0 | 306.602 | 0.011616 | 2034 | Mitigation | 0.08575 | 30 | 0 | esc | 0.0012005 | 4.5484e-08 | 0.00060025 | 2.2742e-08 | 0.0015435 | 5.848e-08
[35 empty] | 7.3.1.1 A summarized risk map that shows the overall ignition probability and estimated wildfire consequence along the electric lines and equipment | WLDFR | HFTD - Distribution - Tier 2 - 3QU CoRE ¦ 5QU LoRE | 2037 | 0.33873 | 0.0072233 | 0.89356 | 0 | 0.89356 | 0.0044962 | 0.5562 | 0 | 0.5562 | 0.010187 | 1.2602 | 0 | 1.2602 | 0.010698 | 1.3234 | 0 | 1.3234 | 0.30268 | 0.1884 | 0.42686 | 0.44827 | 0.010187 | 0.0034507 | 1.2602 | 0.42686 | 0 | 0 | 1.2602 | 0.42686 | [11 empty] | WLDFR | HFTD - Distribution - Tier 2 - 1QU CoRE ¦ 2QU LoRE | Red Flag Warning - Catastrophic Fires | 2051 | 0 | 0 | 3.7895e-07 | 18552.3348 | 319.4911 | 11216.5626 | 7016.281 | 0 | 0 | 0 | 0.00024551 |  | 0 | 0 | 0 | 0 | 0 | 0 | 0.0070303 | 0 | 0.0070303 | [16 empty] | 7.3.1.3 Ignition probability mapping showing the probability of ignition along the electric lines and equipmentWLDFRAggregatedAggregated | WLDFR | HFTD - Distribution - Tier 2 - 1QU CoRE ¦ 2QU LoRE | Red Flag Warning - Destructive Fires | Aggregated | Aggregated | 2035 | 3.7888e-05 | 0 | 306.602 | 0.011616 | 2035 | Mitigation | 0.08575 | 30 | 0 | esc | 0.0012005 | 4.5484e-08 | 0.00060025 | 2.2742e-08 | 0.0015435 | 5.848e-08
[35 empty] | 7.3.1.1 A summarized risk map that shows the overall ignition probability and estimated wildfire consequence along the electric lines and equipment | WLDFR | HFTD - Distribution - Tier 2 - 3QU CoRE ¦ 5QU LoRE | 2038 | 0.31657 | 0.0072233 | 0.93744 | 0 | 0.93744 | 0.0044962 | 0.58351 | 0 | 0.58351 | 0.010187 | 1.3221 | 0 | 1.3221 | 0.010698 | 1.3883 | 0 | 1.3883 | 0.29677 | 0.18472 | 0.41853 | 0.43952 | 0.010187 | 0.0032249 | 1.3221 | 0.41853 | 0 | 0 | 1.3221 | 0.41853 | [11 empty] | WLDFR | HFTD - Distribution - Tier 2 - 1QU CoRE ¦ 2QU LoRE | Red Flag Warning - Destructive Fires | 2020 | 4.5484e-08 | 0 | 0 | 8807.9522 | 222.2294 | 8585.7228 | 0 | 0 | 0 | 0 | 3.7888e-05 |  | 0.00040062 | 0 | 0.00040062 | 0 | 0 | 0 | 0 | 0 | 0 | [16 empty] | 7.3.1.3 Ignition probability mapping showing the probability of ignition along the electric lines and equipmentWLDFRAggregatedAggregated | WLDFR | HFTD - Distribution - Tier 2 - 1QU CoRE ¦ 2QU LoRE | Red Flag Warning - Destructive Fires | Aggregated | Aggregated | 2036 | 3.7888e-05 | 0 | 306.602 | 0.011616 | 2036 | Mitigation | 0.08575 | 30 | 0 | esc | 0.0012005 | 4.5484e-08 | 0.00060025 | 2.2742e-08 | 0.0015435 | 5.848e-08
[35 empty] | 7.3.1.1 A summarized risk map that shows the overall ignition probability and estimated wildfire consequence along the electric lines and equipment | WLDFR | HFTD - Distribution - Tier 2 - 3QU CoRE ¦ 5QU LoRE | 2039 | 0.29586 | 0.0072233 | 0.93744 | 0 | 0.93744 | 0.0044962 | 0.58351 | 0 | 0.58351 | 0.010187 | 1.3221 | 0 | 1.3221 | 0.010698 | 1.3883 | 0 | 1.3883 | 0.27735 | 0.17264 | 0.39115 | 0.41076 | 0.010187 | 0.0030139 | 1.3221 | 0.39115 | 0 | 0 | 1.3221 | 0.39115 | [11 empty] | WLDFR | HFTD - Distribution - Tier 2 - 1QU CoRE ¦ 2QU LoRE | Red Flag Warning - Destructive Fires | 2021 | 4.5484e-08 | 2.2742e-08 | 0 | 8807.9522 | 222.2294 | 8585.7228 | 0 | 0 | 0 | 0 | 3.7888e-05 |  | 0.00040062 | 0 | 0.00040062 | 0.00020031 | 0 | 0.00020031 | 0 | 0 | 0 | [16 empty] | 7.3.1.3 Ignition probability mapping showing the probability of ignition along the electric lines and equipmentWLDFRAggregatedAggregated | WLDFR | HFTD - Distribution - Tier 2 - 1QU CoRE ¦ 2QU LoRE | Red Flag Warning - Destructive Fires | Aggregated | Aggregated | 2037 | 3.7888e-05 | 0 | 306.602 | 0.011616 | 2037 | Mitigation | 0.08575 | 30 | 0 | esc | 0.0012005 | 4.5484e-08 | 0.00060025 | 2.2742e-08 | 0.0015435 | 5.848e-08
[35 empty] | 7.3.1.1 A summarized risk map that shows the overall ignition probability and estimated wildfire consequence along the electric lines and equipment | WLDFR | HFTD - Distribution - Tier 2 - 3QU CoRE ¦ 5QU LoRE | 2040 | 0.27651 | 0.0072233 | 0.93744 | 0 | 0.93744 | 0.0044962 | 0.58351 | 0 | 0.58351 | 0.010187 | 1.3221 | 0 | 1.3221 | 0.010698 | 1.3883 | 0 | 1.3883 | 0.25921 | 0.16135 | 0.36556 | 0.38389 | 0.010187 | 0.0028168 | 1.3221 | 0.36556 | 0 | 0 | 1.3221 | 0.36556 | [11 empty] | WLDFR | HFTD - Distribution - Tier 2 - 1QU CoRE ¦ 2QU LoRE | Red Flag Warning - Destructive Fires | 2022 | 4.5484e-08 | 2.2742e-08 | 5.848e-08 | 8807.9522 | 222.2294 | 8585.7228 | 0 | 0 | 0 | 0 | 3.7888e-05 |  | 0.00040062 | 0 | 0.00040062 | 0.00020031 | 0 | 0.00020031 | 0.00051509 | 0 | 0.00051509 | [16 empty] | 7.3.1.3 Ignition probability mapping showing the probability of ignition along the electric lines and equipmentWLDFRAggregatedAggregated | WLDFR | HFTD - Distribution - Tier 2 - 1QU CoRE ¦ 2QU LoRE | Red Flag Warning - Destructive Fires | Aggregated | Aggregated | 2038 | 3.7888e-05 | 0 | 306.602 | 0.011616 | 2038 | Mitigation | 0.08575 | 30 | 0 | esc | 0.0012005 | 4.5484e-08 | 0.00060025 | 2.2742e-08 | 0.0015435 | 5.848e-08
[35 empty] | 7.3.1.1 A summarized risk map that shows the overall ignition probability and estimated wildfire consequence along the electric lines and equipment | WLDFR | HFTD - Distribution - Tier 2 - 3QU CoRE ¦ 5QU LoRE | 2041 | 0.25842 | 0.0072233 | 0.93744 | 0 | 0.93744 | 0.0044962 | 0.58351 | 0 | 0.58351 | 0.010187 | 1.3221 | 0 | 1.3221 | 0.010698 | 1.3883 | 0 | 1.3883 | 0.24225 | 0.15079 | 0.34164 | 0.35878 | 0.010187 | 0.0026325 | 1.3221 | 0.34164 | 0 | 0 | 1.3221 | 0.34164 | [11 empty] | WLDFR | HFTD - Distribution - Tier 2 - 1QU CoRE ¦ 2QU LoRE | Red Flag Warning - Destructive Fires | 2023 | 4.5484e-08 | 2.2742e-08 | 5.848e-08 | 9129.7461 | 233.2301 | 8896.516 | 0 | 0 | 0 | 0 | 3.7888e-05 |  | 0.00041526 | 0 | 0.00041526 | 0.00020763 | 0 | 0.00020763 | 0.0005339 | 0 | 0.0005339 | [16 empty] | 7.3.1.3 Ignition probability mapping showing the probability of ignition along the electric lines and equipmentWLDFRAggregatedAggregated | WLDFR | HFTD - Distribution - Tier 2 - 1QU CoRE ¦ 2QU LoRE | Red Flag Warning - Destructive Fires | Aggregated | Aggregated | 2039 | 3.7888e-05 | 0 | 306.602 | 0.011616 | 2039 | Mitigation | 0.08575 | 30 | 0 | esc | 0.0012005 | 4.5484e-08 | 0.00060025 | 2.2742e-08 | 0.0015435 | 5.848e-08
[35 empty] | 7.3.1.1 A summarized risk map that shows the overall ignition probability and estimated wildfire consequence along the electric lines and equipment | WLDFR | HFTD - Distribution - Tier 2 - 3QU CoRE ¦ 5QU LoRE | 2042 | 0.24151 | 0.0072233 | 0.93744 | 0 | 0.93744 | 0.0044962 | 0.58351 | 0 | 0.58351 | 0.010187 | 1.3221 | 0 | 1.3221 | 0.010698 | 1.3883 | 0 | 1.3883 | 0.2264 | 0.14093 | 0.31929 | 0.3353 | 0.010187 | 0.0024603 | 1.3221 | 0.31929 | 0 | 0 | 1.3221 | 0.31929 | [11 empty] | WLDFR | HFTD - Distribution - Tier 2 - 1QU CoRE ¦ 2QU LoRE | Red Flag Warning - Destructive Fires | 2024 | 4.5484e-08 | 2.2742e-08 | 5.848e-08 | 9129.7461 | 233.2301 | 8896.516 | 0 | 0 | 0 | 0 | 3.7888e-05 |  | 0.00041526 | 0 | 0.00041526 | 0.00020763 | 0 | 0.00020763 | 0.0005339 | 0 | 0.0005339 | [16 empty] | 7.3.1.3 Ignition probability mapping showing the probability of ignition along the electric lines and equipmentWLDFRAggregatedAggregated | WLDFR | HFTD - Distribution - Tier 2 - 1QU CoRE ¦ 2QU LoRE | Red Flag Warning - Destructive Fires | Aggregated | Aggregated | 2040 | 3.7888e-05 | 0 | 306.602 | 0.011616 | 2040 | Mitigation | 0.08575 | 30 | 0 | esc | 0.0012005 | 4.5484e-08 | 0.00060025 | 2.2742e-08 | 0.0015435 | 5.848e-08
[35 empty] | 7.3.1.1 A summarized risk map that shows the overall ignition probability and estimated wildfire consequence along the electric lines and equipment | WLDFR | HFTD - Distribution - Tier 2 - 3QU CoRE ¦ 5QU LoRE | 2043 | 0.22571 | 0.0072233 | 0.98418 | 0 | 0.98418 | 0.0044962 | 0.61261 | 0 | 0.61261 | 0.010187 | 1.388 | 0 | 1.388 | 0.010698 | 1.4576 | 0 | 1.4576 | 0.22214 | 0.13827 | 0.31328 | 0.32899 | 0.010187 | 0.0022993 | 1.388 | 0.31328 | 0 | 0 | 1.388 | 0.31328 | [11 empty] | WLDFR | HFTD - Distribution - Tier 2 - 1QU CoRE ¦ 2QU LoRE | Red Flag Warning - Destructive Fires | 2025 | 4.5484e-08 | 2.2742e-08 | 5.848e-08 | 9129.7461 | 233.2301 | 8896.516 | 0 | 0 | 0 | 0 | 3.7888e-05 |  | 0.00041526 | 0 | 0.00041526 | 0.00020763 | 0 | 0.00020763 | 0.0005339 | 0 | 0.0005339 | [16 empty] | 7.3.1.3 Ignition probability mapping showing the probability of ignition along the electric lines and equipmentWLDFRAggregatedAggregated | WLDFR | HFTD - Distribution - Tier 2 - 1QU CoRE ¦ 2QU LoRE | Red Flag Warning - Destructive Fires | Aggregated | Aggregated | 2041 | 3.7888e-05 | 0 | 306.602 | 0.011616 | 2041 | Mitigation | 0.08575 | 30 | 0 | esc | 0.0012005 | 4.5484e-08 | 0.00060025 | 2.2742e-08 | 0.0015435 | 5.848e-08
[35 empty] | 7.3.1.1 A summarized risk map that shows the overall ignition probability and estimated wildfire consequence along the electric lines and equipment | WLDFR | HFTD - Distribution - Tier 2 - 3QU CoRE ¦ 5QU LoRE | 2044 | 0.21095 | 0.0072233 | 0.98418 | 0 | 0.98418 | 0.0044962 | 0.61261 | 0 | 0.61261 | 0.010187 | 1.388 | 0 | 1.388 | 0.010698 | 1.4576 | 0 | 1.4576 | 0.20761 | 0.12923 | 0.29279 | 0.30747 | 0.010187 | 0.0021489 | 1.388 | 0.29279 | 0 | 0 | 1.388 | 0.29279 | [11 empty] | WLDFR | HFTD - Distribution - Tier 2 - 1QU CoRE ¦ 2QU LoRE | Red Flag Warning - Destructive Fires | 2026 | 4.5484e-08 | 2.2742e-08 | 5.848e-08 | 9129.7461 | 233.2301 | 8896.516 | 0 | 0 | 0 | 0 | 3.7888e-05 |  | 0.00041526 | 0 | 0.00041526 | 0.00020763 | 0 | 0.00020763 | 0.0005339 | 0 | 0.0005339 | [16 empty] | 7.3.1.3 Ignition probability mapping showing the probability of ignition along the electric lines and equipmentWLDFRAggregatedAggregated | WLDFR | HFTD - Distribution - Tier 2 - 1QU CoRE ¦ 2QU LoRE | Red Flag Warning - Destructive Fires | Aggregated | Aggregated | 2042 | 3.7888e-05 | 0 | 306.602 | 0.011616 | 2042 | Mitigation | 0.08575 | 30 | 0 | esc | 0.0012005 | 4.5484e-08 | 0.00060025 | 2.2742e-08 | 0.0015435 | 5.848e-08
[35 empty] | 7.3.1.1 A summarized risk map that shows the overall ignition probability and estimated wildfire consequence along the electric lines and equipment | WLDFR | HFTD - Distribution - Tier 2 - 3QU CoRE ¦ 5QU LoRE | 2045 | 0.19715 | 0.0072233 | 0.98418 | 0 | 0.98418 | 0.0044962 | 0.61261 | 0 | 0.61261 | 0.010187 | 1.388 | 0 | 1.388 | 0.010698 | 1.4576 | 0 | 1.4576 | 0.19403 | 0.12077 | 0.27363 | 0.28736 | 0.010187 | 0.0020083 | 1.388 | 0.27363 | 0 | 0 | 1.388 | 0.27363 | [11 empty] | WLDFR | HFTD - Distribution - Tier 2 - 1QU CoRE ¦ 2QU LoRE | Red Flag Warning - Destructive Fires | 2027 | 4.5484e-08 | 2.2742e-08 | 5.848e-08 | 9129.7461 | 233.2301 | 8896.516 | 0 | 0 | 0 | 0 | 3.7888e-05 |  | 0.00041526 | 0 | 0.00041526 | 0.00020763 | 0 | 0.00020763 | 0.0005339 | 0 | 0.0005339 | [16 empty] | 7.3.1.3 Ignition probability mapping showing the probability of ignition along the electric lines and equipmentWLDFRAggregatedAggregated | WLDFR | HFTD - Distribution - Tier 2 - 1QU CoRE ¦ 2QU LoRE | Red Flag Warning - Destructive Fires | Aggregated | Aggregated | 2043 | 3.7888e-05 | 0 | 306.602 | 0.011616 | 2043 | Mitigation | 0.08575 | 30 | 0 | esc | 0.0012005 | 4.5484e-08 | 0.00060025 | 2.2742e-08 | 0.0015435 | 5.848e-08
[35 empty] | 7.3.1.1 A summarized risk map that shows the overall ignition probability and estimated wildfire consequence along the electric lines and equipment | WLDFR | HFTD - Distribution - Tier 2 - 3QU CoRE ¦ 5QU LoRE | 2046 | 0.18425 | 0.0072233 | 0.98418 | 0 | 0.98418 | 0.0044962 | 0.61261 | 0 | 0.61261 | 0.010187 | 1.388 | 0 | 1.388 | 0.010698 | 1.4576 | 0 | 1.4576 | 0.18133 | 0.11287 | 0.25573 | 0.26856 | 0.010187 | 0.0018769 | 1.388 | 0.25573 | 0 | 0 | 1.388 | 0.25573 | [11 empty] | WLDFR | HFTD - Distribution - Tier 2 - 1QU CoRE ¦ 2QU LoRE | Red Flag Warning - Destructive Fires | 2028 | 4.5484e-08 | 2.2742e-08 | 5.848e-08 | 9534.9221 | 247.273 | 9287.6491 | 0 | 0 | 0 | 0 | 3.7888e-05 |  | 0.00043369 | 0 | 0.00043369 | 0.00021684 | 0 | 0.00021684 | 0.0005576 | 0 | 0.0005576 | [16 empty] | 7.3.1.3 Ignition probability mapping showing the probability of ignition along the electric lines and equipmentWLDFRAggregatedAggregated | WLDFR | HFTD - Distribution - Tier 2 - 1QU CoRE ¦ 2QU LoRE | Red Flag Warning - Destructive Fires | Aggregated | Aggregated | 2044 | 3.7888e-05 | 0 | 306.602 | 0.011616 | 2044 | Mitigation | 0.08575 | 30 | 0 | esc | 0.0012005 | 4.5484e-08 | 0.00060025 | 2.2742e-08 | 0.0015435 | 5.848e-08
[35 empty] | 7.3.1.1 A summarized risk map that shows the overall ignition probability and estimated wildfire consequence along the electric lines and equipment | WLDFR | HFTD - Distribution - Tier 2 - 3QU CoRE ¦ 5QU LoRE | 2047 | 0.1722 | 0.0072233 | 0.98418 | 0 | 0.98418 | 0.0044962 | 0.61261 | 0 | 0.61261 | 0.010187 | 1.388 | 0 | 1.388 | 0.010698 | 1.4576 | 0 | 1.4576 | 0.16947 | 0.10549 | 0.239 | 0.25099 | 0.010187 | 0.0017541 | 1.388 | 0.239 | 0 | 0 | 1.388 | 0.239 | [11 empty] | WLDFR | HFTD - Distribution - Tier 2 - 1QU CoRE ¦ 2QU LoRE | Red Flag Warning - Destructive Fires | 2029 | 4.5484e-08 | 2.2742e-08 | 5.848e-08 | 9534.9221 | 247.273 | 9287.6491 | 0 | 0 | 0 | 0 | 3.7888e-05 |  | 0.00043369 | 0 | 0.00043369 | 0.00021684 | 0 | 0.00021684 | 0.0005576 | 0 | 0.0005576 | [16 empty] | 7.3.1.3 Ignition probability mapping showing the probability of ignition along the electric lines and equipmentWLDFRAggregatedAggregated | WLDFR | HFTD - Distribution - Tier 2 - 1QU CoRE ¦ 2QU LoRE | Red Flag Warning - Destructive Fires | Aggregated | Aggregated | 2045 | 3.7888e-05 | 0 | 306.602 | 0.011616 | 2045 | Mitigation | 0.08575 | 30 | 0 | esc | 0.0012005 | 4.5484e-08 | 0.00060025 | 2.2742e-08 | 0.0015435 | 5.848e-08
[35 empty] | 7.3.1.1 A summarized risk map that shows the overall ignition probability and estimated wildfire consequence along the electric lines and equipment | WLDFR | HFTD - Distribution - Tier 2 - 3QU CoRE ¦ 5QU LoRE | 2048 | 0.16093 | 0.0072233 | 1.0332 | 0 | 1.0332 | 0.0044962 | 0.6431 | 0 | 0.6431 | 0.010187 | 1.4571 | 0 | 1.4571 | 0.010698 | 1.5301 | 0 | 1.5301 | 0.16627 | 0.10349 | 0.23449 | 0.24624 | 0.010187 | 0.0016394 | 1.4571 | 0.23449 | 0 | 0 | 1.4571 | 0.23449 | [11 empty] | WLDFR | HFTD - Distribution - Tier 2 - 1QU CoRE ¦ 2QU LoRE | Red Flag Warning - Destructive Fires | 2030 | 4.5484e-08 | 2.2742e-08 | 5.848e-08 | 9534.9221 | 247.273 | 9287.6491 | 0 | 0 | 0 | 0 | 3.7888e-05 |  | 0.00043369 | 0 | 0.00043369 | 0.00021684 | 0 | 0.00021684 | 0.0005576 | 0 | 0.0005576 | [16 empty] | 7.3.1.3 Ignition probability mapping showing the probability of ignition along the electric lines and equipmentWLDFRAggregatedAggregated | WLDFR | HFTD - Distribution - Tier 2 - 1QU CoRE ¦ 2QU LoRE | Red Flag Warning - Destructive Fires | Aggregated | Aggregated | 2046 | 3.7888e-05 | 0 | 306.602 | 0.011616 | 2046 | Mitigation | 0.08575 | 30 | 0 | esc | 0.0012005 | 4.5484e-08 | 0.00060025 | 2.2742e-08 | 0.0015435 | 5.848e-08
[35 empty] | 7.3.1.1 A summarized risk map that shows the overall ignition probability and estimated wildfire consequence along the electric lines and equipment | WLDFR | HFTD - Distribution - Tier 2 - 3QU CoRE ¦ 5QU LoRE | 2049 | 0.1504 | 0.0072233 | 1.0332 | 0 | 1.0332 | 0.0044962 | 0.6431 | 0 | 0.6431 | 0.010187 | 1.4571 | 0 | 1.4571 | 0.010698 | 1.5301 | 0 | 1.5301 | 0.15539 | 0.096724 | 0.21915 | 0.23014 | 0.010187 | 0.0015321 | 1.4571 | 0.21915 | 0 | 0 | 1.4571 | 0.21915 | [11 empty] | WLDFR | HFTD - Distribution - Tier 2 - 1QU CoRE ¦ 2QU LoRE | Red Flag Warning - Destructive Fires | 2031 | 4.5484e-08 | 2.2742e-08 | 5.848e-08 | 9534.9221 | 247.273 | 9287.6491 | 0 | 0 | 0 | 0 | 3.7888e-05 |  | 0.00043369 | 0 | 0.00043369 | 0.00021684 | 0 | 0.00021684 | 0.0005576 | 0 | 0.0005576 | [16 empty] | 7.3.1.3 Ignition probability mapping showing the probability of ignition along the electric lines and equipmentWLDFRAggregatedAggregated | WLDFR | HFTD - Distribution - Tier 2 - 1QU CoRE ¦ 2QU LoRE | Red Flag Warning - Destructive Fires | Aggregated | Aggregated | 2047 | 3.7888e-05 | 0 | 306.602 | 0.011616 | 2047 | Mitigation | 0.08575 | 30 | 0 | esc | 0.0012005 | 4.5484e-08 | 0.00060025 | 2.2742e-08 | 0.0015435 | 5.848e-08
[35 empty] | 7.3.1.1 A summarized risk map that shows the overall ignition probability and estimated wildfire consequence along the electric lines and equipment | WLDFR | HFTD - Distribution - Tier 2 - 3QU CoRE ¦ 5QU LoRE | 2050 | 0.14056 | 0 | 0 | 0 | 0 | 0.0044962 | 0.6431 | 0 | 0.6431 | 0.010187 | 1.4571 | 0 | 1.4571 | 0.010698 | 1.5301 | 0 | 1.5301 | 0 | 0.090396 | 0.20481 | 0.21508 | 0.010187 | 0.0014319 | 1.4571 | 0.20481 | 0 | 0 | 1.4571 | 0.20481 | [11 empty] | WLDFR | HFTD - Distribution - Tier 2 - 1QU CoRE ¦ 2QU LoRE | Red Flag Warning - Destructive Fires | 2032 | 4.5484e-08 | 2.2742e-08 | 5.848e-08 | 9534.9221 | 247.273 | 9287.6491 | 0 | 0 | 0 | 0 | 3.7888e-05 |  | 0.00043369 | 0 | 0.00043369 | 0.00021684 | 0 | 0.00021684 | 0.0005576 | 0 | 0.0005576 | [16 empty] | 7.3.1.3 Ignition probability mapping showing the probability of ignition along the electric lines and equipmentWLDFRAggregatedAggregated | WLDFR | HFTD - Distribution - Tier 2 - 1QU CoRE ¦ 2QU LoRE | Red Flag Warning - Destructive Fires | Aggregated | Aggregated | 2048 | 3.7888e-05 | 0 | 306.602 | 0.011616 | 2048 | Mitigation | 0.08575 | 30 | 0 | esc | 0.0012005 | 4.5484e-08 | 0.00060025 | 2.2742e-08 | 0.0015435 | 5.848e-08
[35 empty] | 7.3.1.1 A summarized risk map that shows the overall ignition probability and estimated wildfire consequence along the electric lines and equipment | WLDFR | HFTD - Distribution - Tier 2 - 3QU CoRE ¦ 5QU LoRE | 2051 | 0.13137 | 0 | 0 | 0 | 0 | 0 | 0 | 0 | 0 | 0.010187 | 1.4571 | 0 | 1.4571 | 0.010698 | 1.5301 | 0 | 1.5301 | 0 | 0 | 0.19141 | 0.20101 | 0.010187 | 0.0013382 | 1.4571 | 0.19141 | 0 | 0 | 1.4571 | 0.19141 | [11 empty] | WLDFR | HFTD - Distribution - Tier 2 - 1QU CoRE ¦ 2QU LoRE | Red Flag Warning - Destructive Fires | 2033 | 4.5484e-08 | 2.2742e-08 | 5.848e-08 | 9984.8474 | 263.1074 | 9721.74 | 0 | 0 | 0 | 0 | 3.7888e-05 |  | 0.00045415 | 0 | 0.00045415 | 0.00022708 | 0 | 0.00022708 | 0.00058391 | 0 | 0.00058391 | [16 empty] | 7.3.1.3 Ignition probability mapping showing the probability of ignition along the electric lines and equipmentWLDFRAggregatedAggregated | WLDFR | HFTD - Distribution - Tier 2 - 1QU CoRE ¦ 2QU LoRE | Red Flag Warning - Destructive Fires | Aggregated | Aggregated | 2049 | 3.7888e-05 | 0 | 306.602 | 0.011616 | 2049 | Mitigation | 0.08575 | 30 | 0 | esc | 0.0012005 | 4.5484e-08 | 0.00060025 | 2.2742e-08 | 0.0015435 | 5.848e-08
[35 empty] | 7.3.1.1 A summarized risk map that shows the overall ignition probability and estimated wildfire consequence along the electric lines and equipment | WLDFR | HFTD - Distribution - Tier 2 - 3QU CoRE ¦ 5QU LoRE | 2052 | 0.12277 | 0 | 0 | 0 | 0 | 0 | 0 | 0 | 0 | 0 | 0 | 0 | 0 | 0.010698 | 1.5301 | 0 | 1.5301 | 0 | 0 | 0 | 0.18786 | 0 | 0 | 0 | 0 | 0 | 0 | 0 | 0 | [11 empty] | WLDFR | HFTD - Distribution - Tier 2 - 1QU CoRE ¦ 2QU LoRE | Red Flag Warning - Destructive Fires | 2034 | 4.5484e-08 | 2.2742e-08 | 5.848e-08 | 9984.8474 | 263.1074 | 9721.74 | 0 | 0 | 0 | 0 | 3.7888e-05 |  | 0.00045415 | 0 | 0.00045415 | 0.00022708 | 0 | 0.00022708 | 0.00058391 | 0 | 0.00058391 | [16 empty] | 7.3.1.3 Ignition probability mapping showing the probability of ignition along the electric lines and equipmentWLDFRAggregatedAggregated | WLDFR | HFTD - Distribution - Tier 2 - 1QU CoRE ¦ 2QU LoRE | Red Flag Warning - Destructive Fires | Aggregated | Aggregated | 2050 | 3.7888e-05 | 0 | 306.602 | 0.011616 | 2050 | Mitigation | 0.08575 | 30 | 0 | esc | 0 | 0 | 0.00060025 | 2.2742e-08 | 0.0015435 | 5.848e-08
[35 empty] | 7.3.1.1 A summarized risk map that shows the overall ignition probability and estimated wildfire consequence along the electric lines and equipment | WLDFR | HFTD - Distribution - Tier 2 - 4QU CoRE ¦ 1QU LoRE | 2020 | 1 | 0.033792 | 1.1492 | 0 | 1.1492 | 0 | 0 | 0 | 0 | 0 | 0 | 0 | 0 | 0 | 0 | 0 | 0 | 1.1492 | 0 | 0 | 0 | 0 | 0 | 0 | 0 | 0 | 0 | 0 | 0 | [11 empty] | WLDFR | HFTD - Distribution - Tier 2 - 1QU CoRE ¦ 2QU LoRE | Red Flag Warning - Destructive Fires | 2035 | 4.5484e-08 | 2.2742e-08 | 5.848e-08 | 9984.8474 | 263.1074 | 9721.74 | 0 | 0 | 0 | 0 | 3.7888e-05 |  | 0.00045415 | 0 | 0.00045415 | 0.00022708 | 0 | 0.00022708 | 0.00058391 | 0 | 0.00058391 | [16 empty] | 7.3.1.3 Ignition probability mapping showing the probability of ignition along the electric lines and equipmentWLDFRAggregatedAggregated | WLDFR | HFTD - Distribution - Tier 2 - 1QU CoRE ¦ 2QU LoRE | Red Flag Warning - Destructive Fires | Aggregated | Aggregated | 2051 | 3.7888e-05 | 0 | 306.602 | 0.011616 | 2051 | Mitigation | 0.08575 | 30 | 0 | esc | 0 | 0 | 0 | 0 | 0.0015435 | 5.848e-08
[35 empty] | 7.3.1.1 A summarized risk map that shows the overall ignition probability and estimated wildfire consequence along the electric lines and equipment | WLDFR | HFTD - Distribution - Tier 2 - 4QU CoRE ¦ 1QU LoRE | 2021 | 1 | 0.033792 | 1.1492 | 0 | 1.1492 | 0.021034 | 0.71533 | 0 | 0.71533 | 0 | 0 | 0 | 0 | 0 | 0 | 0 | 0 | 1.1492 | 0.71533 | 0 | 0 | 0 | 0 | 0 | 0 | 0 | 0 | 0 | 0 | [11 empty] | WLDFR | HFTD - Distribution - Tier 2 - 1QU CoRE ¦ 2QU LoRE | Red Flag Warning - Destructive Fires | 2036 | 4.5484e-08 | 2.2742e-08 | 5.848e-08 | 9984.8474 | 263.1074 | 9721.74 | 0 | 0 | 0 | 0 | 3.7888e-05 |  | 0.00045415 | 0 | 0.00045415 | 0.00022708 | 0 | 0.00022708 | 0.00058391 | 0 | 0.00058391 | [16 empty] | 7.3.1.3 Ignition probability mapping showing the probability of ignition along the electric lines and equipmentWLDFRAggregatedAggregated | WLDFR | HFTD - Distribution - Tier 2 - 1QU CoRE ¦ 2QU LoRE | Red Flag Warning - Large Fires | Aggregated | Aggregated | 2021 | 0.00013372 | 0 | 306.602 | 0.040998 | 2021 | Mitigation | 0.08575 | 30 | 0 | esc | 0.0012005 | 1.6053e-07 | 0.00060025 | 8.0264e-08 | 0 | 0
[35 empty] | 7.3.1.1 A summarized risk map that shows the overall ignition probability and estimated wildfire consequence along the electric lines and equipment | WLDFR | HFTD - Distribution - Tier 2 - 4QU CoRE ¦ 1QU LoRE | 2022 | 0.93458 | 0.03303 | 1.111 | 0 | 1.111 | 0.02056 | 0.69154 | 0 | 0.69154 | 0.049385 | 1.6611 | 0 | 1.6611 | 0 | 0 | 0 | 0 | 1.0383 | 0.6463 | 1.5525 | 0 | 0.049385 | 0.046155 | 1.6611 | 1.5525 | 0 | 0 | 1.6611 | 1.5525 | [11 empty] | WLDFR | HFTD - Distribution - Tier 2 - 1QU CoRE ¦ 2QU LoRE | Red Flag Warning - Destructive Fires | 2037 | 4.5484e-08 | 2.2742e-08 | 5.848e-08 | 9984.8474 | 263.1074 | 9721.74 | 0 | 0 | 0 | 0 | 3.7888e-05 |  | 0.00045415 | 0 | 0.00045415 | 0.00022708 | 0 | 0.00022708 | 0.00058391 | 0 | 0.00058391 | [16 empty] | 7.3.1.3 Ignition probability mapping showing the probability of ignition along the electric lines and equipmentWLDFRAggregatedAggregated | WLDFR | HFTD - Distribution - Tier 2 - 1QU CoRE ¦ 2QU LoRE | Red Flag Warning - Large Fires | Aggregated | Aggregated | 2022 | 0.00013372 | 0 | 306.602 | 0.040998 | 2022 | Mitigation | 0.08575 | 30 | 0 | esc | 0.0012005 | 1.6053e-07 | 0.00060025 | 8.0264e-08 | 0.0015435 | 2.0639e-07
[35 empty] | 7.3.1.1 A summarized risk map that shows the overall ignition probability and estimated wildfire consequence along the electric lines and equipment | WLDFR | HFTD - Distribution - Tier 2 - 4QU CoRE ¦ 1QU LoRE | 2023 | 0.87344 | 0.03303 | 1.1517 | 0 | 1.1517 | 0.02056 | 0.71688 | 0 | 0.71688 | 0.049385 | 1.722 | 0 | 1.722 | 0.051862 | 1.8083 | 0 | 1.8083 | 1.0059 | 0.62615 | 1.5041 | 1.5795 | 0.049385 | 0.043135 | 1.722 | 1.5041 | 0 | 0 | 1.722 | 1.5041 | [11 empty] | WLDFR | HFTD - Distribution - Tier 2 - 1QU CoRE ¦ 2QU LoRE | Red Flag Warning - Destructive Fires | 2038 | 4.5484e-08 | 2.2742e-08 | 5.848e-08 | 10472.8261 | 280.5544 | 10192.2718 | 0 | 0 | 0 | 0 | 3.7888e-05 |  | 0.00047635 | 0 | 0.00047635 | 0.00023817 | 0 | 0.00023817 | 0.00061245 | 0 | 0.00061245 | [16 empty] | 7.3.1.3 Ignition probability mapping showing the probability of ignition along the electric lines and equipmentWLDFRAggregatedAggregated | WLDFR | HFTD - Distribution - Tier 2 - 1QU CoRE ¦ 2QU LoRE | Red Flag Warning - Large Fires | Aggregated | Aggregated | 2023 | 0.00013372 | 0 | 306.602 | 0.040998 | 2023 | Mitigation | 0.08575 | 30 | 0 | esc | 0.0012005 | 1.6053e-07 | 0.00060025 | 8.0264e-08 | 0.0015435 | 2.0639e-07
[35 empty] | 7.3.1.1 A summarized risk map that shows the overall ignition probability and estimated wildfire consequence along the electric lines and equipment | WLDFR | HFTD - Distribution - Tier 2 - 4QU CoRE ¦ 1QU LoRE | 2024 | 0.8163 | 0.03303 | 1.1517 | 0 | 1.1517 | 0.02056 | 0.71688 | 0 | 0.71688 | 0.049385 | 1.722 | 0 | 1.722 | 0.051862 | 1.8083 | 0 | 1.8083 | 0.94013 | 0.58519 | 1.4057 | 1.4761 | 0.049385 | 0.040313 | 1.722 | 1.4057 | 0 | 0 | 1.722 | 1.4057 | [11 empty] | WLDFR | HFTD - Distribution - Tier 2 - 1QU CoRE ¦ 2QU LoRE | Red Flag Warning - Destructive Fires | 2039 | 4.5484e-08 | 2.2742e-08 | 5.848e-08 | 10472.8261 | 280.5544 | 10192.2718 | 0 | 0 | 0 | 0 | 3.7888e-05 |  | 0.00047635 | 0 | 0.00047635 | 0.00023817 | 0 | 0.00023817 | 0.00061245 | 0 | 0.00061245 | [16 empty] | 7.3.1.3 Ignition probability mapping showing the probability of ignition along the electric lines and equipmentWLDFRAggregatedAggregated | WLDFR | HFTD - Distribution - Tier 2 - 1QU CoRE ¦ 2QU LoRE | Red Flag Warning - Large Fires | Aggregated | Aggregated | 2024 | 0.00013372 | 0 | 306.602 | 0.040998 | 2024 | Mitigation | 0.08575 | 30 | 0 | esc | 0.0012005 | 1.6053e-07 | 0.00060025 | 8.0264e-08 | 0.0015435 | 2.0639e-07
[35 empty] | 7.3.1.1 A summarized risk map that shows the overall ignition probability and estimated wildfire consequence along the electric lines and equipment | WLDFR | HFTD - Distribution - Tier 2 - 4QU CoRE ¦ 1QU LoRE | 2025 | 0.7629 | 0.03303 | 1.1517 | 0 | 1.1517 | 0.02056 | 0.71688 | 0 | 0.71688 | 0.049385 | 1.722 | 0 | 1.722 | 0.051862 | 1.8083 | 0 | 1.8083 | 0.87863 | 0.5469 | 1.3137 | 1.3796 | 0.049385 | 0.037676 | 1.722 | 1.3137 | 0 | 0 | 1.722 | 1.3137 | [11 empty] | WLDFR | HFTD - Distribution - Tier 2 - 1QU CoRE ¦ 2QU LoRE | Red Flag Warning - Destructive Fires | 2040 | 4.5484e-08 | 2.2742e-08 | 5.848e-08 | 10472.8261 | 280.5544 | 10192.2718 | 0 | 0 | 0 | 0 | 3.7888e-05 |  | 0.00047635 | 0 | 0.00047635 | 0.00023817 | 0 | 0.00023817 | 0.00061245 | 0 | 0.00061245 | [16 empty] | 7.3.1.3 Ignition probability mapping showing the probability of ignition along the electric lines and equipmentWLDFRAggregatedAggregated | WLDFR | HFTD - Distribution - Tier 2 - 1QU CoRE ¦ 2QU LoRE | Red Flag Warning - Large Fires | Aggregated | Aggregated | 2025 | 0.00013372 | 0 | 306.602 | 0.040998 | 2025 | Mitigation | 0.08575 | 30 | 0 | esc | 0.0012005 | 1.6053e-07 | 0.00060025 | 8.0264e-08 | 0.0015435 | 2.0639e-07
[35 empty] | 7.3.1.1 A summarized risk map that shows the overall ignition probability and estimated wildfire consequence along the electric lines and equipment | WLDFR | HFTD - Distribution - Tier 2 - 4QU CoRE ¦ 1QU LoRE | 2026 | 0.71299 | 0.03303 | 1.1517 | 0 | 1.1517 | 0.02056 | 0.71688 | 0 | 0.71688 | 0.049385 | 1.722 | 0 | 1.722 | 0.051862 | 1.8083 | 0 | 1.8083 | 0.82115 | 0.51112 | 1.2278 | 1.2893 | 0.049385 | 0.035211 | 1.722 | 1.2278 | 0 | 0 | 1.722 | 1.2278 | [11 empty] | WLDFR | HFTD - Distribution - Tier 2 - 1QU CoRE ¦ 2QU LoRE | Red Flag Warning - Destructive Fires | 2041 | 4.5484e-08 | 2.2742e-08 | 5.848e-08 | 10472.8261 | 280.5544 | 10192.2718 | 0 | 0 | 0 | 0 | 3.7888e-05 |  | 0.00047635 | 0 | 0.00047635 | 0.00023817 | 0 | 0.00023817 | 0.00061245 | 0 | 0.00061245 | [16 empty] | 7.3.1.3 Ignition probability mapping showing the probability of ignition along the electric lines and equipmentWLDFRAggregatedAggregated | WLDFR | HFTD - Distribution - Tier 2 - 1QU CoRE ¦ 2QU LoRE | Red Flag Warning - Large Fires | Aggregated | Aggregated | 2026 | 0.00013372 | 0 | 306.602 | 0.040998 | 2026 | Mitigation | 0.08575 | 30 | 0 | esc | 0.0012005 | 1.6053e-07 | 0.00060025 | 8.0264e-08 | 0.0015435 | 2.0639e-07
[35 empty] | 7.3.1.1 A summarized risk map that shows the overall ignition probability and estimated wildfire consequence along the electric lines and equipment | WLDFR | HFTD - Distribution - Tier 2 - 4QU CoRE ¦ 1QU LoRE | 2027 | 0.66634 | 0.03303 | 1.1517 | 0 | 1.1517 | 0.02056 | 0.71688 | 0 | 0.71688 | 0.049385 | 1.722 | 0 | 1.722 | 0.051862 | 1.8083 | 0 | 1.8083 | 0.76743 | 0.47769 | 1.1474 | 1.205 | 0.049385 | 0.032908 | 1.722 | 1.1474 | 0 | 0 | 1.722 | 1.1474 | [11 empty] | WLDFR | HFTD - Distribution - Tier 2 - 1QU CoRE ¦ 2QU LoRE | Red Flag Warning - Destructive Fires | 2042 | 4.5484e-08 | 2.2742e-08 | 5.848e-08 | 10472.8261 | 280.5544 | 10192.2718 | 0 | 0 | 0 | 0 | 3.7888e-05 |  | 0.00047635 | 0 | 0.00047635 | 0.00023817 | 0 | 0.00023817 | 0.00061245 | 0 | 0.00061245 | [16 empty] | 7.3.1.3 Ignition probability mapping showing the probability of ignition along the electric lines and equipmentWLDFRAggregatedAggregated | WLDFR | HFTD - Distribution - Tier 2 - 1QU CoRE ¦ 2QU LoRE | Red Flag Warning - Large Fires | Aggregated | Aggregated | 2027 | 0.00013372 | 0 | 306.602 | 0.040998 | 2027 | Mitigation | 0.08575 | 30 | 0 | esc | 0.0012005 | 1.6053e-07 | 0.00060025 | 8.0264e-08 | 0.0015435 | 2.0639e-07
[35 empty] | 7.3.1.1 A summarized risk map that shows the overall ignition probability and estimated wildfire consequence along the electric lines and equipment | WLDFR | HFTD - Distribution - Tier 2 - 4QU CoRE ¦ 1QU LoRE | 2028 | 0.62275 | 0.03303 | 1.203 | 0 | 1.203 | 0.02056 | 0.7488 | 0 | 0.7488 | 0.049385 | 1.7987 | 0 | 1.7987 | 0.051862 | 1.8889 | 0 | 1.8889 | 0.74916 | 0.46632 | 1.1201 | 1.1763 | 0.049385 | 0.030755 | 1.7987 | 1.1201 | 0 | 0 | 1.7987 | 1.1201 | [11 empty] | WLDFR | HFTD - Distribution - Tier 2 - 1QU CoRE ¦ 2QU LoRE | Red Flag Warning - Destructive Fires | 2043 | 4.5484e-08 | 2.2742e-08 | 5.848e-08 | 10992.1562 | 299.42 | 10692.7362 | 0 | 0 | 0 | 0 | 3.7888e-05 |  | 0.00049997 | 0 | 0.00049997 | 0.00024998 | 0 | 0.00024998 | 0.00064282 | 0 | 0.00064282 | [16 empty] | 7.3.1.3 Ignition probability mapping showing the probability of ignition along the electric lines and equipmentWLDFRAggregatedAggregated | WLDFR | HFTD - Distribution - Tier 2 - 1QU CoRE ¦ 2QU LoRE | Red Flag Warning - Large Fires | Aggregated | Aggregated | 2028 | 0.00013372 | 0 | 306.602 | 0.040998 | 2028 | Mitigation | 0.08575 | 30 | 0 | esc | 0.0012005 | 1.6053e-07 | 0.00060025 | 8.0264e-08 | 0.0015435 | 2.0639e-07
[35 empty] | 7.3.1.1 A summarized risk map that shows the overall ignition probability and estimated wildfire consequence along the electric lines and equipment | WLDFR | HFTD - Distribution - Tier 2 - 4QU CoRE ¦ 1QU LoRE | 2029 | 0.58201 | 0.03303 | 1.203 | 0 | 1.203 | 0.02056 | 0.7488 | 0 | 0.7488 | 0.049385 | 1.7987 | 0 | 1.7987 | 0.051862 | 1.8889 | 0 | 1.8889 | 0.70015 | 0.43581 | 1.0468 | 1.0993 | 0.049385 | 0.028743 | 1.7987 | 1.0468 | 0 | 0 | 1.7987 | 1.0468 | [11 empty] | WLDFR | HFTD - Distribution - Tier 2 - 1QU CoRE ¦ 2QU LoRE | Red Flag Warning - Destructive Fires | 2044 | 4.5484e-08 | 2.2742e-08 | 5.848e-08 | 10992.1562 | 299.42 | 10692.7362 | 0 | 0 | 0 | 0 | 3.7888e-05 |  | 0.00049997 | 0 | 0.00049997 | 0.00024998 | 0 | 0.00024998 | 0.00064282 | 0 | 0.00064282 | [16 empty] | 7.3.1.3 Ignition probability mapping showing the probability of ignition along the electric lines and equipmentWLDFRAggregatedAggregated | WLDFR | HFTD - Distribution - Tier 2 - 1QU CoRE ¦ 2QU LoRE | Red Flag Warning - Large Fires | Aggregated | Aggregated | 2029 | 0.00013372 | 0 | 306.602 | 0.040998 | 2029 | Mitigation | 0.08575 | 30 | 0 | esc | 0.0012005 | 1.6053e-07 | 0.00060025 | 8.0264e-08 | 0.0015435 | 2.0639e-07
[35 empty] | 7.3.1.1 A summarized risk map that shows the overall ignition probability and estimated wildfire consequence along the electric lines and equipment | WLDFR | HFTD - Distribution - Tier 2 - 4QU CoRE ¦ 1QU LoRE | 2030 | 0.54393 | 0.03303 | 1.203 | 0 | 1.203 | 0.02056 | 0.7488 | 0 | 0.7488 | 0.049385 | 1.7987 | 0 | 1.7987 | 0.051862 | 1.8889 | 0 | 1.8889 | 0.65434 | 0.4073 | 0.97836 | 1.0274 | 0.049385 | 0.026862 | 1.7987 | 0.97836 | 0 | 0 | 1.7987 | 0.97836 | [11 empty] | WLDFR | HFTD - Distribution - Tier 2 - 1QU CoRE ¦ 2QU LoRE | Red Flag Warning - Destructive Fires | 2045 | 4.5484e-08 | 2.2742e-08 | 5.848e-08 | 10992.1562 | 299.42 | 10692.7362 | 0 | 0 | 0 | 0 | 3.7888e-05 |  | 0.00049997 | 0 | 0.00049997 | 0.00024998 | 0 | 0.00024998 | 0.00064282 | 0 | 0.00064282 | [16 empty] | 7.3.1.3 Ignition probability mapping showing the probability of ignition along the electric lines and equipmentWLDFRAggregatedAggregated | WLDFR | HFTD - Distribution - Tier 2 - 1QU CoRE ¦ 2QU LoRE | Red Flag Warning - Large Fires | Aggregated | Aggregated | 2030 | 0.00013372 | 0 | 306.602 | 0.040998 | 2030 | Mitigation | 0.08575 | 30 | 0 | esc | 0.0012005 | 1.6053e-07 | 0.00060025 | 8.0264e-08 | 0.0015435 | 2.0639e-07
[35 empty] | 7.3.1.1 A summarized risk map that shows the overall ignition probability and estimated wildfire consequence along the electric lines and equipment | WLDFR | HFTD - Distribution - Tier 2 - 4QU CoRE ¦ 1QU LoRE | 2031 | 0.50835 | 0.03303 | 1.203 | 0 | 1.203 | 0.02056 | 0.7488 | 0 | 0.7488 | 0.049385 | 1.7987 | 0 | 1.7987 | 0.051862 | 1.8889 | 0 | 1.8889 | 0.61154 | 0.38065 | 0.91435 | 0.9602 | 0.049385 | 0.025105 | 1.7987 | 0.91435 | 0 | 0 | 1.7987 | 0.91435 | [11 empty] | WLDFR | HFTD - Distribution - Tier 2 - 1QU CoRE ¦ 2QU LoRE | Red Flag Warning - Destructive Fires | 2046 | 4.5484e-08 | 2.2742e-08 | 5.848e-08 | 10992.1562 | 299.42 | 10692.7362 | 0 | 0 | 0 | 0 | 3.7888e-05 |  | 0.00049997 | 0 | 0.00049997 | 0.00024998 | 0 | 0.00024998 | 0.00064282 | 0 | 0.00064282 | [16 empty] | 7.3.1.3 Ignition probability mapping showing the probability of ignition along the electric lines and equipmentWLDFRAggregatedAggregated | WLDFR | HFTD - Distribution - Tier 2 - 1QU CoRE ¦ 2QU LoRE | Red Flag Warning - Large Fires | Aggregated | Aggregated | 2031 | 0.00013372 | 0 | 306.602 | 0.040998 | 2031 | Mitigation | 0.08575 | 30 | 0 | esc | 0.0012005 | 1.6053e-07 | 0.00060025 | 8.0264e-08 | 0.0015435 | 2.0639e-07
[35 empty] | 7.3.1.1 A summarized risk map that shows the overall ignition probability and estimated wildfire consequence along the electric lines and equipment | WLDFR | HFTD - Distribution - Tier 2 - 4QU CoRE ¦ 1QU LoRE | 2032 | 0.47509 | 0.03303 | 1.203 | 0 | 1.203 | 0.02056 | 0.7488 | 0 | 0.7488 | 0.049385 | 1.7987 | 0 | 1.7987 | 0.051862 | 1.8889 | 0 | 1.8889 | 0.57153 | 0.35575 | 0.85453 | 0.89739 | 0.049385 | 0.023463 | 1.7987 | 0.85453 | 0 | 0 | 1.7987 | 0.85453 | [11 empty] | WLDFR | HFTD - Distribution - Tier 2 - 1QU CoRE ¦ 2QU LoRE | Red Flag Warning - Destructive Fires | 2047 | 4.5484e-08 | 2.2742e-08 | 5.848e-08 | 10992.1562 | 299.42 | 10692.7362 | 0 | 0 | 0 | 0 | 3.7888e-05 |  | 0.00049997 | 0 | 0.00049997 | 0.00024998 | 0 | 0.00024998 | 0.00064282 | 0 | 0.00064282 | [16 empty] | 7.3.1.3 Ignition probability mapping showing the probability of ignition along the electric lines and equipmentWLDFRAggregatedAggregated | WLDFR | HFTD - Distribution - Tier 2 - 1QU CoRE ¦ 2QU LoRE | Red Flag Warning - Large Fires | Aggregated | Aggregated | 2032 | 0.00013372 | 0 | 306.602 | 0.040998 | 2032 | Mitigation | 0.08575 | 30 | 0 | esc | 0.0012005 | 1.6053e-07 | 0.00060025 | 8.0264e-08 | 0.0015435 | 2.0639e-07
[35 empty] | 7.3.1.1 A summarized risk map that shows the overall ignition probability and estimated wildfire consequence along the electric lines and equipment | WLDFR | HFTD - Distribution - Tier 2 - 4QU CoRE ¦ 1QU LoRE | 2033 | 0.44401 | 0.03303 | 1.26 | 0 | 1.26 | 0.02056 | 0.78428 | 0 | 0.78428 | 0.049385 | 1.8839 | 0 | 1.8839 | 0.051862 | 1.9784 | 0 | 1.9784 | 0.55945 | 0.34823 | 0.83647 | 0.87841 | 0.049385 | 0.021928 | 1.8839 | 0.83647 | 0 | 0 | 1.8839 | 0.83647 | [11 empty] | WLDFR | HFTD - Distribution - Tier 2 - 1QU CoRE ¦ 2QU LoRE | Red Flag Warning - Destructive Fires | 2048 | 4.5484e-08 | 2.2742e-08 | 5.848e-08 | 11536.0538 | 319.4911 | 11216.5626 | 0 | 0 | 0 | 0 | 3.7888e-05 |  | 0.00052471 | 0 | 0.00052471 | 0.00026235 | 0 | 0.00026235 | 0.00067462 | 0 | 0.00067462 | [16 empty] | 7.3.1.3 Ignition probability mapping showing the probability of ignition along the electric lines and equipmentWLDFRAggregatedAggregated | WLDFR | HFTD - Distribution - Tier 2 - 1QU CoRE ¦ 2QU LoRE | Red Flag Warning - Large Fires | Aggregated | Aggregated | 2033 | 0.00013372 | 0 | 306.602 | 0.040998 | 2033 | Mitigation | 0.08575 | 30 | 0 | esc | 0.0012005 | 1.6053e-07 | 0.00060025 | 8.0264e-08 | 0.0015435 | 2.0639e-07
[35 empty] | 7.3.1.1 A summarized risk map that shows the overall ignition probability and estimated wildfire consequence along the electric lines and equipment | WLDFR | HFTD - Distribution - Tier 2 - 4QU CoRE ¦ 1QU LoRE | 2034 | 0.41496 | 0.03303 | 1.26 | 0 | 1.26 | 0.02056 | 0.78428 | 0 | 0.78428 | 0.049385 | 1.8839 | 0 | 1.8839 | 0.051862 | 1.9784 | 0 | 1.9784 | 0.52285 | 0.32545 | 0.78175 | 0.82095 | 0.049385 | 0.020493 | 1.8839 | 0.78175 | 0 | 0 | 1.8839 | 0.78175 | [11 empty] | WLDFR | HFTD - Distribution - Tier 2 - 1QU CoRE ¦ 2QU LoRE | Red Flag Warning - Destructive Fires | 2049 | 4.5484e-08 | 2.2742e-08 | 5.848e-08 | 11536.0538 | 319.4911 | 11216.5626 | 0 | 0 | 0 | 0 | 3.7888e-05 |  | 0.00052471 | 0 | 0.00052471 | 0.00026235 | 0 | 0.00026235 | 0.00067462 | 0 | 0.00067462 | [16 empty] | 7.3.1.3 Ignition probability mapping showing the probability of ignition along the electric lines and equipmentWLDFRAggregatedAggregated | WLDFR | HFTD - Distribution - Tier 2 - 1QU CoRE ¦ 2QU LoRE | Red Flag Warning - Large Fires | Aggregated | Aggregated | 2034 | 0.00013372 | 0 | 306.602 | 0.040998 | 2034 | Mitigation | 0.08575 | 30 | 0 | esc | 0.0012005 | 1.6053e-07 | 0.00060025 | 8.0264e-08 | 0.0015435 | 2.0639e-07
[35 empty] | 7.3.1.1 A summarized risk map that shows the overall ignition probability and estimated wildfire consequence along the electric lines and equipment | WLDFR | HFTD - Distribution - Tier 2 - 4QU CoRE ¦ 1QU LoRE | 2035 | 0.38782 | 0.03303 | 1.26 | 0 | 1.26 | 0.02056 | 0.78428 | 0 | 0.78428 | 0.049385 | 1.8839 | 0 | 1.8839 | 0.051862 | 1.9784 | 0 | 1.9784 | 0.48864 | 0.30416 | 0.7306 | 0.76724 | 0.049385 | 0.019153 | 1.8839 | 0.7306 | 0 | 0 | 1.8839 | 0.7306 | [11 empty] | WLDFR | HFTD - Distribution - Tier 2 - 1QU CoRE ¦ 2QU LoRE | Red Flag Warning - Destructive Fires | 2050 | 0 | 2.2742e-08 | 5.848e-08 | 11536.0538 | 319.4911 | 11216.5626 | 0 | 0 | 0 | 0 | 3.7888e-05 |  | 0 | 0 | 0 | 0.00026235 | 0 | 0.00026235 | 0.00067462 | 0 | 0.00067462 | [16 empty] | 7.3.1.3 Ignition probability mapping showing the probability of ignition along the electric lines and equipmentWLDFRAggregatedAggregated | WLDFR | HFTD - Distribution - Tier 2 - 1QU CoRE ¦ 2QU LoRE | Red Flag Warning - Large Fires | Aggregated | Aggregated | 2035 | 0.00013372 | 0 | 306.602 | 0.040998 | 2035 | Mitigation | 0.08575 | 30 | 0 | esc | 0.0012005 | 1.6053e-07 | 0.00060025 | 8.0264e-08 | 0.0015435 | 2.0639e-07
[35 empty] | 7.3.1.1 A summarized risk map that shows the overall ignition probability and estimated wildfire consequence along the electric lines and equipment | WLDFR | HFTD - Distribution - Tier 2 - 4QU CoRE ¦ 1QU LoRE | 2036 | 0.36245 | 0.03303 | 1.26 | 0 | 1.26 | 0.02056 | 0.78428 | 0 | 0.78428 | 0.049385 | 1.8839 | 0 | 1.8839 | 0.051862 | 1.9784 | 0 | 1.9784 | 0.45668 | 0.28426 | 0.68281 | 0.71705 | 0.049385 | 0.0179 | 1.8839 | 0.68281 | 0 | 0 | 1.8839 | 0.68281 | [11 empty] | WLDFR | HFTD - Distribution - Tier 2 - 1QU CoRE ¦ 2QU LoRE | Red Flag Warning - Destructive Fires | 2051 | 0 | 0 | 5.848e-08 | 11536.0538 | 319.4911 | 11216.5626 | 0 | 0 | 0 | 0 | 3.7888e-05 |  | 0 | 0 | 0 | 0 | 0 | 0 | 0.00067462 | 0 | 0.00067462 | [16 empty] | 7.3.1.3 Ignition probability mapping showing the probability of ignition along the electric lines and equipmentWLDFRAggregatedAggregated | WLDFR | HFTD - Distribution - Tier 2 - 1QU CoRE ¦ 2QU LoRE | Red Flag Warning - Large Fires | Aggregated | Aggregated | 2036 | 0.00013372 | 0 | 306.602 | 0.040998 | 2036 | Mitigation | 0.08575 | 30 | 0 | esc | 0.0012005 | 1.6053e-07 | 0.00060025 | 8.0264e-08 | 0.0015435 | 2.0639e-07
[35 empty] | 7.3.1.1 A summarized risk map that shows the overall ignition probability and estimated wildfire consequence along the electric lines and equipment | WLDFR | HFTD - Distribution - Tier 2 - 4QU CoRE ¦ 1QU LoRE | 2037 | 0.33873 | 0.03303 | 1.26 | 0 | 1.26 | 0.02056 | 0.78428 | 0 | 0.78428 | 0.049385 | 1.8839 | 0 | 1.8839 | 0.051862 | 1.9784 | 0 | 1.9784 | 0.4268 | 0.26566 | 0.63814 | 0.67014 | 0.049385 | 0.016729 | 1.8839 | 0.63814 | 0 | 0 | 1.8839 | 0.63814 | [11 empty] | WLDFR | HFTD - Distribution - Tier 2 - 1QU CoRE ¦ 2QU LoRE | Red Flag Warning - Large Fires | 2020 | 1.6053e-07 | 0 | 0 | 5.2406 | 0.69642 | 2.942 | 1.6022 | 0 | 0 | 0 | 0.00013372 |  | 8.4126e-07 | 0 | 8.4126e-07 | 0 | 0 | 0 | 0 | 0 | 0 | [16 empty] | 7.3.1.3 Ignition probability mapping showing the probability of ignition along the electric lines and equipmentWLDFRAggregatedAggregated | WLDFR | HFTD - Distribution - Tier 2 - 1QU CoRE ¦ 2QU LoRE | Red Flag Warning - Large Fires | Aggregated | Aggregated | 2037 | 0.00013372 | 0 | 306.602 | 0.040998 | 2037 | Mitigation | 0.08575 | 30 | 0 | esc | 0.0012005 | 1.6053e-07 | 0.00060025 | 8.0264e-08 | 0.0015435 | 2.0639e-07
[35 empty] | 7.3.1.1 A summarized risk map that shows the overall ignition probability and estimated wildfire consequence along the electric lines and equipment | WLDFR | HFTD - Distribution - Tier 2 - 4QU CoRE ¦ 1QU LoRE | 2038 | 0.31657 | 0.03303 | 1.3219 | 0 | 1.3219 | 0.02056 | 0.82279 | 0 | 0.82279 | 0.049385 | 1.9764 | 0 | 1.9764 | 0.051862 | 2.0755 | 0 | 2.0755 | 0.41846 | 0.26047 | 0.62568 | 0.65705 | 0.049385 | 0.015634 | 1.9764 | 0.62568 | 0 | 0 | 1.9764 | 0.62568 | [11 empty] | WLDFR | HFTD - Distribution - Tier 2 - 1QU CoRE ¦ 2QU LoRE | Red Flag Warning - Large Fires | 2021 | 1.6053e-07 | 8.0264e-08 | 0 | 5.2406 | 0.69642 | 2.942 | 1.6022 | 0 | 0 | 0 | 0.00013372 |  | 8.4126e-07 | 0 | 8.4126e-07 | 4.2063e-07 | 0 | 4.2063e-07 | 0 | 0 | 0 | [16 empty] | 7.3.1.3 Ignition probability mapping showing the probability of ignition along the electric lines and equipmentWLDFRAggregatedAggregated | WLDFR | HFTD - Distribution - Tier 2 - 1QU CoRE ¦ 2QU LoRE | Red Flag Warning - Large Fires | Aggregated | Aggregated | 2038 | 0.00013372 | 0 | 306.602 | 0.040998 | 2038 | Mitigation | 0.08575 | 30 | 0 | esc | 0.0012005 | 1.6053e-07 | 0.00060025 | 8.0264e-08 | 0.0015435 | 2.0639e-07
[35 empty] | 7.3.1.1 A summarized risk map that shows the overall ignition probability and estimated wildfire consequence along the electric lines and equipment | WLDFR | HFTD - Distribution - Tier 2 - 4QU CoRE ¦ 1QU LoRE | 2039 | 0.29586 | 0.03303 | 1.3219 | 0 | 1.3219 | 0.02056 | 0.82279 | 0 | 0.82279 | 0.049385 | 1.9764 | 0 | 1.9764 | 0.051862 | 2.0755 | 0 | 2.0755 | 0.39109 | 0.24343 | 0.58474 | 0.61407 | 0.049385 | 0.014611 | 1.9764 | 0.58474 | 0 | 0 | 1.9764 | 0.58474 | [11 empty] | WLDFR | HFTD - Distribution - Tier 2 - 1QU CoRE ¦ 2QU LoRE | Red Flag Warning - Large Fires | 2022 | 1.6053e-07 | 8.0264e-08 | 2.0639e-07 | 5.2406 | 0.69642 | 2.942 | 1.6022 | 0 | 0 | 0 | 0.00013372 |  | 8.4126e-07 | 0 | 8.4126e-07 | 4.2063e-07 | 0 | 4.2063e-07 | 1.0816e-06 | 0 | 1.0816e-06 | [16 empty] | 7.3.1.3 Ignition probability mapping showing the probability of ignition along the electric lines and equipmentWLDFRAggregatedAggregated | WLDFR | HFTD - Distribution - Tier 2 - 1QU CoRE ¦ 2QU LoRE | Red Flag Warning - Large Fires | Aggregated | Aggregated | 2039 | 0.00013372 | 0 | 306.602 | 0.040998 | 2039 | Mitigation | 0.08575 | 30 | 0 | esc | 0.0012005 | 1.6053e-07 | 0.00060025 | 8.0264e-08 | 0.0015435 | 2.0639e-07
[35 empty] | 7.3.1.1 A summarized risk map that shows the overall ignition probability and estimated wildfire consequence along the electric lines and equipment | WLDFR | HFTD - Distribution - Tier 2 - 4QU CoRE ¦ 1QU LoRE | 2040 | 0.27651 | 0.03303 | 1.3219 | 0 | 1.3219 | 0.02056 | 0.82279 | 0 | 0.82279 | 0.049385 | 1.9764 | 0 | 1.9764 | 0.051862 | 2.0755 | 0 | 2.0755 | 0.3655 | 0.22751 | 0.54649 | 0.57389 | 0.049385 | 0.013655 | 1.9764 | 0.54649 | 0 | 0 | 1.9764 | 0.54649 | [11 empty] | WLDFR | HFTD - Distribution - Tier 2 - 1QU CoRE ¦ 2QU LoRE | Red Flag Warning - Large Fires | 2023 | 1.6053e-07 | 8.0264e-08 | 2.0639e-07 | 5.475 | 0.71896 | 3.0715 | 1.6846 | 0 | 0 | 0 | 0.00013372 |  | 8.789e-07 | 0 | 8.789e-07 | 4.3945e-07 | 0 | 4.3945e-07 | 1.13e-06 | 0 | 1.13e-06 | [16 empty] | 7.3.1.3 Ignition probability mapping showing the probability of ignition along the electric lines and equipmentWLDFRAggregatedAggregated | WLDFR | HFTD - Distribution - Tier 2 - 1QU CoRE ¦ 2QU LoRE | Red Flag Warning - Large Fires | Aggregated | Aggregated | 2040 | 0.00013372 | 0 | 306.602 | 0.040998 | 2040 | Mitigation | 0.08575 | 30 | 0 | esc | 0.0012005 | 1.6053e-07 | 0.00060025 | 8.0264e-08 | 0.0015435 | 2.0639e-07
[35 empty] | 7.3.1.1 A summarized risk map that shows the overall ignition probability and estimated wildfire consequence along the electric lines and equipment | WLDFR | HFTD - Distribution - Tier 2 - 4QU CoRE ¦ 1QU LoRE | 2041 | 0.25842 | 0.03303 | 1.3219 | 0 | 1.3219 | 0.02056 | 0.82279 | 0 | 0.82279 | 0.049385 | 1.9764 | 0 | 1.9764 | 0.051862 | 2.0755 | 0 | 2.0755 | 0.34159 | 0.21263 | 0.51074 | 0.53635 | 0.049385 | 0.012762 | 1.9764 | 0.51074 | 0 | 0 | 1.9764 | 0.51074 | [11 empty] | WLDFR | HFTD - Distribution - Tier 2 - 1QU CoRE ¦ 2QU LoRE | Red Flag Warning - Large Fires | 2024 | 1.6053e-07 | 8.0264e-08 | 2.0639e-07 | 5.475 | 0.71896 | 3.0715 | 1.6846 | 0 | 0 | 0 | 0.00013372 |  | 8.789e-07 | 0 | 8.789e-07 | 4.3945e-07 | 0 | 4.3945e-07 | 1.13e-06 | 0 | 1.13e-06 | [16 empty] | 7.3.1.3 Ignition probability mapping showing the probability of ignition along the electric lines and equipmentWLDFRAggregatedAggregated | WLDFR | HFTD - Distribution - Tier 2 - 1QU CoRE ¦ 2QU LoRE | Red Flag Warning - Large Fires | Aggregated | Aggregated | 2041 | 0.00013372 | 0 | 306.602 | 0.040998 | 2041 | Mitigation | 0.08575 | 30 | 0 | esc | 0.0012005 | 1.6053e-07 | 0.00060025 | 8.0264e-08 | 0.0015435 | 2.0639e-07
[35 empty] | 7.3.1.1 A summarized risk map that shows the overall ignition probability and estimated wildfire consequence along the electric lines and equipment | WLDFR | HFTD - Distribution - Tier 2 - 4QU CoRE ¦ 1QU LoRE | 2042 | 0.24151 | 0.03303 | 1.3219 | 0 | 1.3219 | 0.02056 | 0.82279 | 0 | 0.82279 | 0.049385 | 1.9764 | 0 | 1.9764 | 0.051862 | 2.0755 | 0 | 2.0755 | 0.31924 | 0.19872 | 0.47733 | 0.50126 | 0.049385 | 0.011927 | 1.9764 | 0.47733 | 0 | 0 | 1.9764 | 0.47733 | [11 empty] | WLDFR | HFTD - Distribution - Tier 2 - 1QU CoRE ¦ 2QU LoRE | Red Flag Warning - Large Fires | 2025 | 1.6053e-07 | 8.0264e-08 | 2.0639e-07 | 5.475 | 0.71896 | 3.0715 | 1.6846 | 0 | 0 | 0 | 0.00013372 |  | 8.789e-07 | 0 | 8.789e-07 | 4.3945e-07 | 0 | 4.3945e-07 | 1.13e-06 | 0 | 1.13e-06 | [16 empty] | 7.3.1.3 Ignition probability mapping showing the probability of ignition along the electric lines and equipmentWLDFRAggregatedAggregated | WLDFR | HFTD - Distribution - Tier 2 - 1QU CoRE ¦ 2QU LoRE | Red Flag Warning - Large Fires | Aggregated | Aggregated | 2042 | 0.00013372 | 0 | 306.602 | 0.040998 | 2042 | Mitigation | 0.08575 | 30 | 0 | esc | 0.0012005 | 1.6053e-07 | 0.00060025 | 8.0264e-08 | 0.0015435 | 2.0639e-07
[35 empty] | 7.3.1.1 A summarized risk map that shows the overall ignition probability and estimated wildfire consequence along the electric lines and equipment | WLDFR | HFTD - Distribution - Tier 2 - 4QU CoRE ¦ 1QU LoRE | 2043 | 0.22571 | 0.03303 | 1.3878 | 0 | 1.3878 | 0.02056 | 0.86381 | 0 | 0.86381 | 0.049385 | 2.0749 | 0 | 2.0749 | 0.051862 | 2.179 | 0 | 2.179 | 0.31324 | 0.19497 | 0.46834 | 0.49183 | 0.049385 | 0.011147 | 2.0749 | 0.46834 | 0 | 0 | 2.0749 | 0.46834 | [11 empty] | WLDFR | HFTD - Distribution - Tier 2 - 1QU CoRE ¦ 2QU LoRE | Red Flag Warning - Large Fires | 2026 | 1.6053e-07 | 8.0264e-08 | 2.0639e-07 | 5.475 | 0.71896 | 3.0715 | 1.6846 | 0 | 0 | 0 | 0.00013372 |  | 8.789e-07 | 0 | 8.789e-07 | 4.3945e-07 | 0 | 4.3945e-07 | 1.13e-06 | 0 | 1.13e-06 | [16 empty] | 7.3.1.3 Ignition probability mapping showing the probability of ignition along the electric lines and equipmentWLDFRAggregatedAggregated | WLDFR | HFTD - Distribution - Tier 2 - 1QU CoRE ¦ 2QU LoRE | Red Flag Warning - Large Fires | Aggregated | Aggregated | 2043 | 0.00013372 | 0 | 306.602 | 0.040998 | 2043 | Mitigation | 0.08575 | 30 | 0 | esc | 0.0012005 | 1.6053e-07 | 0.00060025 | 8.0264e-08 | 0.0015435 | 2.0639e-07
[35 empty] | 7.3.1.1 A summarized risk map that shows the overall ignition probability and estimated wildfire consequence along the electric lines and equipment | WLDFR | HFTD - Distribution - Tier 2 - 4QU CoRE ¦ 1QU LoRE | 2044 | 0.21095 | 0.03303 | 1.3878 | 0 | 1.3878 | 0.02056 | 0.86381 | 0 | 0.86381 | 0.049385 | 2.0749 | 0 | 2.0749 | 0.051862 | 2.179 | 0 | 2.179 | 0.29274 | 0.18222 | 0.4377 | 0.45965 | 0.049385 | 0.010418 | 2.0749 | 0.4377 | 0 | 0 | 2.0749 | 0.4377 | [11 empty] | WLDFR | HFTD - Distribution - Tier 2 - 1QU CoRE ¦ 2QU LoRE | Red Flag Warning - Large Fires | 2027 | 1.6053e-07 | 8.0264e-08 | 2.0639e-07 | 5.475 | 0.71896 | 3.0715 | 1.6846 | 0 | 0 | 0 | 0.00013372 |  | 8.789e-07 | 0 | 8.789e-07 | 4.3945e-07 | 0 | 4.3945e-07 | 1.13e-06 | 0 | 1.13e-06 | [16 empty] | 7.3.1.3 Ignition probability mapping showing the probability of ignition along the electric lines and equipmentWLDFRAggregatedAggregated | WLDFR | HFTD - Distribution - Tier 2 - 1QU CoRE ¦ 2QU LoRE | Red Flag Warning - Large Fires | Aggregated | Aggregated | 2044 | 0.00013372 | 0 | 306.602 | 0.040998 | 2044 | Mitigation | 0.08575 | 30 | 0 | esc | 0.0012005 | 1.6053e-07 | 0.00060025 | 8.0264e-08 | 0.0015435 | 2.0639e-07
[35 empty] | 7.3.1.1 A summarized risk map that shows the overall ignition probability and estimated wildfire consequence along the electric lines and equipment | WLDFR | HFTD - Distribution - Tier 2 - 4QU CoRE ¦ 1QU LoRE | 2045 | 0.19715 | 0.03303 | 1.3878 | 0 | 1.3878 | 0.02056 | 0.86381 | 0 | 0.86381 | 0.049385 | 2.0749 | 0 | 2.0749 | 0.051862 | 2.179 | 0 | 2.179 | 0.27359 | 0.1703 | 0.40907 | 0.42958 | 0.049385 | 0.0097362 | 2.0749 | 0.40907 | 0 | 0 | 2.0749 | 0.40907 | [11 empty] | WLDFR | HFTD - Distribution - Tier 2 - 1QU CoRE ¦ 2QU LoRE | Red Flag Warning - Large Fires | 2028 | 1.6053e-07 | 8.0264e-08 | 2.0639e-07 | 5.777 | 0.74734 | 3.238 | 1.7917 | 0 | 0 | 0 | 0.00013372 |  | 9.2737e-07 | 0 | 9.2737e-07 | 4.6369e-07 | 0 | 4.6369e-07 | 1.1923e-06 | 0 | 1.1923e-06 | [16 empty] | 7.3.1.3 Ignition probability mapping showing the probability of ignition along the electric lines and equipmentWLDFRAggregatedAggregated | WLDFR | HFTD - Distribution - Tier 2 - 1QU CoRE ¦ 2QU LoRE | Red Flag Warning - Large Fires | Aggregated | Aggregated | 2045 | 0.00013372 | 0 | 306.602 | 0.040998 | 2045 | Mitigation | 0.08575 | 30 | 0 | esc | 0.0012005 | 1.6053e-07 | 0.00060025 | 8.0264e-08 | 0.0015435 | 2.0639e-07
[35 empty] | 7.3.1.1 A summarized risk map that shows the overall ignition probability and estimated wildfire consequence along the electric lines and equipment | WLDFR | HFTD - Distribution - Tier 2 - 4QU CoRE ¦ 1QU LoRE | 2046 | 0.18425 | 0.03303 | 1.3878 | 0 | 1.3878 | 0.02056 | 0.86381 | 0 | 0.86381 | 0.049385 | 2.0749 | 0 | 2.0749 | 0.051862 | 2.179 | 0 | 2.179 | 0.25569 | 0.15916 | 0.38231 | 0.40148 | 0.049385 | 0.0090992 | 2.0749 | 0.38231 | 0 | 0 | 2.0749 | 0.38231 | [11 empty] | WLDFR | HFTD - Distribution - Tier 2 - 1QU CoRE ¦ 2QU LoRE | Red Flag Warning - Large Fires | 2029 | 1.6053e-07 | 8.0264e-08 | 2.0639e-07 | 5.777 | 0.74734 | 3.238 | 1.7917 | 0 | 0 | 0 | 0.00013372 |  | 9.2737e-07 | 0 | 9.2737e-07 | 4.6369e-07 | 0 | 4.6369e-07 | 1.1923e-06 | 0 | 1.1923e-06 | [16 empty] | 7.3.1.3 Ignition probability mapping showing the probability of ignition along the electric lines and equipmentWLDFRAggregatedAggregated | WLDFR | HFTD - Distribution - Tier 2 - 1QU CoRE ¦ 2QU LoRE | Red Flag Warning - Large Fires | Aggregated | Aggregated | 2046 | 0.00013372 | 0 | 306.602 | 0.040998 | 2046 | Mitigation | 0.08575 | 30 | 0 | esc | 0.0012005 | 1.6053e-07 | 0.00060025 | 8.0264e-08 | 0.0015435 | 2.0639e-07
[35 empty] | 7.3.1.1 A summarized risk map that shows the overall ignition probability and estimated wildfire consequence along the electric lines and equipment | WLDFR | HFTD - Distribution - Tier 2 - 4QU CoRE ¦ 1QU LoRE | 2047 | 0.1722 | 0.03303 | 1.3878 | 0 | 1.3878 | 0.02056 | 0.86381 | 0 | 0.86381 | 0.049385 | 2.0749 | 0 | 2.0749 | 0.051862 | 2.179 | 0 | 2.179 | 0.23897 | 0.14875 | 0.35729 | 0.37521 | 0.049385 | 0.0085039 | 2.0749 | 0.35729 | 0 | 0 | 2.0749 | 0.35729 | [11 empty] | WLDFR | HFTD - Distribution - Tier 2 - 1QU CoRE ¦ 2QU LoRE | Red Flag Warning - Large Fires | 2030 | 1.6053e-07 | 8.0264e-08 | 2.0639e-07 | 5.777 | 0.74734 | 3.238 | 1.7917 | 0 | 0 | 0 | 0.00013372 |  | 9.2737e-07 | 0 | 9.2737e-07 | 4.6369e-07 | 0 | 4.6369e-07 | 1.1923e-06 | 0 | 1.1923e-06 | [16 empty] | 7.3.1.3 Ignition probability mapping showing the probability of ignition along the electric lines and equipmentWLDFRAggregatedAggregated | WLDFR | HFTD - Distribution - Tier 2 - 1QU CoRE ¦ 2QU LoRE | Red Flag Warning - Large Fires | Aggregated | Aggregated | 2047 | 0.00013372 | 0 | 306.602 | 0.040998 | 2047 | Mitigation | 0.08575 | 30 | 0 | esc | 0.0012005 | 1.6053e-07 | 0.00060025 | 8.0264e-08 | 0.0015435 | 2.0639e-07
[35 empty] | 7.3.1.1 A summarized risk map that shows the overall ignition probability and estimated wildfire consequence along the electric lines and equipment | WLDFR | HFTD - Distribution - Tier 2 - 4QU CoRE ¦ 1QU LoRE | 2048 | 0.16093 | 0.03303 | 1.4568 | 0 | 1.4568 | 0.02056 | 0.90682 | 0 | 0.90682 | 0.049385 | 2.1782 | 0 | 2.1782 | 0.051862 | 2.2875 | 0 | 2.2875 | 0.23445 | 0.14593 | 0.35054 | 0.36812 | 0.049385 | 0.0079476 | 2.1782 | 0.35054 | 0 | 0 | 2.1782 | 0.35054 | [11 empty] | WLDFR | HFTD - Distribution - Tier 2 - 1QU CoRE ¦ 2QU LoRE | Red Flag Warning - Large Fires | 2031 | 1.6053e-07 | 8.0264e-08 | 2.0639e-07 | 5.777 | 0.74734 | 3.238 | 1.7917 | 0 | 0 | 0 | 0.00013372 |  | 9.2737e-07 | 0 | 9.2737e-07 | 4.6369e-07 | 0 | 4.6369e-07 | 1.1923e-06 | 0 | 1.1923e-06 | [16 empty] | 7.3.1.3 Ignition probability mapping showing the probability of ignition along the electric lines and equipmentWLDFRAggregatedAggregated | WLDFR | HFTD - Distribution - Tier 2 - 1QU CoRE ¦ 2QU LoRE | Red Flag Warning - Large Fires | Aggregated | Aggregated | 2048 | 0.00013372 | 0 | 306.602 | 0.040998 | 2048 | Mitigation | 0.08575 | 30 | 0 | esc | 0.0012005 | 1.6053e-07 | 0.00060025 | 8.0264e-08 | 0.0015435 | 2.0639e-07
[35 empty] | 7.3.1.1 A summarized risk map that shows the overall ignition probability and estimated wildfire consequence along the electric lines and equipment | WLDFR | HFTD - Distribution - Tier 2 - 4QU CoRE ¦ 1QU LoRE | 2049 | 0.1504 | 0.03303 | 1.4568 | 0 | 1.4568 | 0.02056 | 0.90682 | 0 | 0.90682 | 0.049385 | 2.1782 | 0 | 2.1782 | 0.051862 | 2.2875 | 0 | 2.2875 | 0.21911 | 0.13639 | 0.32761 | 0.34404 | 0.049385 | 0.0074277 | 2.1782 | 0.32761 | 0 | 0 | 2.1782 | 0.32761 | [11 empty] | WLDFR | HFTD - Distribution - Tier 2 - 1QU CoRE ¦ 2QU LoRE | Red Flag Warning - Large Fires | 2032 | 1.6053e-07 | 8.0264e-08 | 2.0639e-07 | 5.777 | 0.74734 | 3.238 | 1.7917 | 0 | 0 | 0 | 0.00013372 |  | 9.2737e-07 | 0 | 9.2737e-07 | 4.6369e-07 | 0 | 4.6369e-07 | 1.1923e-06 | 0 | 1.1923e-06 | [16 empty] | 7.3.1.3 Ignition probability mapping showing the probability of ignition along the electric lines and equipmentWLDFRAggregatedAggregated | WLDFR | HFTD - Distribution - Tier 2 - 1QU CoRE ¦ 2QU LoRE | Red Flag Warning - Large Fires | Aggregated | Aggregated | 2049 | 0.00013372 | 0 | 306.602 | 0.040998 | 2049 | Mitigation | 0.08575 | 30 | 0 | esc | 0.0012005 | 1.6053e-07 | 0.00060025 | 8.0264e-08 | 0.0015435 | 2.0639e-07
[35 empty] | 7.3.1.1 A summarized risk map that shows the overall ignition probability and estimated wildfire consequence along the electric lines and equipment | WLDFR | HFTD - Distribution - Tier 2 - 4QU CoRE ¦ 1QU LoRE | 2050 | 0.14056 | 0 | 0 | 0 | 0 | 0.02056 | 0.90682 | 0 | 0.90682 | 0.049385 | 2.1782 | 0 | 2.1782 | 0.051862 | 2.2875 | 0 | 2.2875 | 0 | 0.12746 | 0.30618 | 0.32153 | 0.049385 | 0.0069418 | 2.1782 | 0.30618 | 0 | 0 | 2.1782 | 0.30618 | [11 empty] | WLDFR | HFTD - Distribution - Tier 2 - 1QU CoRE ¦ 2QU LoRE | Red Flag Warning - Large Fires | 2033 | 1.6053e-07 | 8.0264e-08 | 2.0639e-07 | 6.1205 | 0.77885 | 3.4265 | 1.9151 | 0 | 0 | 0 | 0.00013372 |  | 9.8251e-07 | 0 | 9.8251e-07 | 4.9126e-07 | 0 | 4.9126e-07 | 1.2632e-06 | 0 | 1.2632e-06 | [16 empty] | 7.3.1.3 Ignition probability mapping showing the probability of ignition along the electric lines and equipmentWLDFRAggregatedAggregated | WLDFR | HFTD - Distribution - Tier 2 - 1QU CoRE ¦ 2QU LoRE | Red Flag Warning - Large Fires | Aggregated | Aggregated | 2050 | 0.00013372 | 0 | 306.602 | 0.040998 | 2050 | Mitigation | 0.08575 | 30 | 0 | esc | 0 | 0 | 0.00060025 | 8.0264e-08 | 0.0015435 | 2.0639e-07
[35 empty] | 7.3.1.1 A summarized risk map that shows the overall ignition probability and estimated wildfire consequence along the electric lines and equipment | WLDFR | HFTD - Distribution - Tier 2 - 4QU CoRE ¦ 1QU LoRE | 2051 | 0.13137 | 0 | 0 | 0 | 0 | 0 | 0 | 0 | 0 | 0.049385 | 2.1782 | 0 | 2.1782 | 0.051862 | 2.2875 | 0 | 2.2875 | 0 | 0 | 0.28615 | 0.3005 | 0.049385 | 0.0064876 | 2.1782 | 0.28615 | 0 | 0 | 2.1782 | 0.28615 | [11 empty] | WLDFR | HFTD - Distribution - Tier 2 - 1QU CoRE ¦ 2QU LoRE | Red Flag Warning - Large Fires | 2034 | 1.6053e-07 | 8.0264e-08 | 2.0639e-07 | 6.1205 | 0.77885 | 3.4265 | 1.9151 | 0 | 0 | 0 | 0.00013372 |  | 9.8251e-07 | 0 | 9.8251e-07 | 4.9126e-07 | 0 | 4.9126e-07 | 1.2632e-06 | 0 | 1.2632e-06 | [16 empty] | 7.3.1.3 Ignition probability mapping showing the probability of ignition along the electric lines and equipmentWLDFRAggregatedAggregated | WLDFR | HFTD - Distribution - Tier 2 - 1QU CoRE ¦ 2QU LoRE | Red Flag Warning - Large Fires | Aggregated | Aggregated | 2051 | 0.00013372 | 0 | 306.602 | 0.040998 | 2051 | Mitigation | 0.08575 | 30 | 0 | esc | 0 | 0 | 0 | 0 | 0.0015435 | 2.0639e-07
[35 empty] | 7.3.1.1 A summarized risk map that shows the overall ignition probability and estimated wildfire consequence along the electric lines and equipment | WLDFR | HFTD - Distribution - Tier 2 - 4QU CoRE ¦ 1QU LoRE | 2052 | 0.12277 | 0 | 0 | 0 | 0 | 0 | 0 | 0 | 0 | 0 | 0 | 0 | 0 | 0.051862 | 2.2875 | 0 | 2.2875 | 0 | 0 | 0 | 0.28084 | 0 | 0 | 0 | 0 | 0 | 0 | 0 | 0 | [11 empty] | WLDFR | HFTD - Distribution - Tier 2 - 1QU CoRE ¦ 2QU LoRE | Red Flag Warning - Large Fires | 2035 | 1.6053e-07 | 8.0264e-08 | 2.0639e-07 | 6.1205 | 0.77885 | 3.4265 | 1.9151 | 0 | 0 | 0 | 0.00013372 |  | 9.8251e-07 | 0 | 9.8251e-07 | 4.9126e-07 | 0 | 4.9126e-07 | 1.2632e-06 | 0 | 1.2632e-06 | [16 empty] | 7.3.1.3 Ignition probability mapping showing the probability of ignition along the electric lines and equipmentWLDFRAggregatedAggregated | WLDFR | HFTD - Distribution - Tier 2 - 1QU CoRE ¦ 2QU LoRE | Red Flag Warning - Small Fires | Aggregated | Aggregated | 2021 | 0.00060092 | 0 | 306.602 | 0.18424 | 2021 | Mitigation | 0.08575 | 30 | 0 | esc | 0.0012005 | 7.214e-07 | 0.00060025 | 3.607e-07 | 0 | 0
[35 empty] | 7.3.1.1 A summarized risk map that shows the overall ignition probability and estimated wildfire consequence along the electric lines and equipment | WLDFR | HFTD - Distribution - Tier 2 - 4QU CoRE ¦ 2QU LoRE | 2020 | 1 | 0.014147 | 0.51389 | 0 | 0.51389 | 0 | 0 | 0 | 0 | 0 | 0 | 0 | 0 | 0 | 0 | 0 | 0 | 0.51389 | 0 | 0 | 0 | 0 | 0 | 0 | 0 | 0 | 0 | 0 | 0 | [11 empty] | WLDFR | HFTD - Distribution - Tier 2 - 1QU CoRE ¦ 2QU LoRE | Red Flag Warning - Large Fires | 2036 | 1.6053e-07 | 8.0264e-08 | 2.0639e-07 | 6.1205 | 0.77885 | 3.4265 | 1.9151 | 0 | 0 | 0 | 0.00013372 |  | 9.8251e-07 | 0 | 9.8251e-07 | 4.9126e-07 | 0 | 4.9126e-07 | 1.2632e-06 | 0 | 1.2632e-06 | [16 empty] | 7.3.1.3 Ignition probability mapping showing the probability of ignition along the electric lines and equipmentWLDFRAggregatedAggregated | WLDFR | HFTD - Distribution - Tier 2 - 1QU CoRE ¦ 2QU LoRE | Red Flag Warning - Small Fires | Aggregated | Aggregated | 2022 | 0.00060092 | 0 | 306.602 | 0.18424 | 2022 | Mitigation | 0.08575 | 30 | 0 | esc | 0.0012005 | 7.214e-07 | 0.00060025 | 3.607e-07 | 0.0015435 | 9.2752e-07
[35 empty] | 7.3.1.1 A summarized risk map that shows the overall ignition probability and estimated wildfire consequence along the electric lines and equipment | WLDFR | HFTD - Distribution - Tier 2 - 4QU CoRE ¦ 2QU LoRE | 2021 | 1 | 0.014147 | 0.51389 | 0 | 0.51389 | 0.0088058 | 0.31987 | 0 | 0.31987 | 0 | 0 | 0 | 0 | 0 | 0 | 0 | 0 | 0.51389 | 0.31987 | 0 | 0 | 0 | 0 | 0 | 0 | 0 | 0 | 0 | 0 | [11 empty] | WLDFR | HFTD - Distribution - Tier 2 - 1QU CoRE ¦ 2QU LoRE | Red Flag Warning - Large Fires | 2037 | 1.6053e-07 | 8.0264e-08 | 2.0639e-07 | 6.1205 | 0.77885 | 3.4265 | 1.9151 | 0 | 0 | 0 | 0.00013372 |  | 9.8251e-07 | 0 | 9.8251e-07 | 4.9126e-07 | 0 | 4.9126e-07 | 1.2632e-06 | 0 | 1.2632e-06 | [16 empty] | 7.3.1.3 Ignition probability mapping showing the probability of ignition along the electric lines and equipmentWLDFRAggregatedAggregated | WLDFR | HFTD - Distribution - Tier 2 - 1QU CoRE ¦ 2QU LoRE | Red Flag Warning - Small Fires | Aggregated | Aggregated | 2023 | 0.00060092 | 0 | 306.602 | 0.18424 | 2023 | Mitigation | 0.08575 | 30 | 0 | esc | 0.0012005 | 7.214e-07 | 0.00060025 | 3.607e-07 | 0.0015435 | 9.2752e-07
[35 empty] | 7.3.1.1 A summarized risk map that shows the overall ignition probability and estimated wildfire consequence along the electric lines and equipment | WLDFR | HFTD - Distribution - Tier 2 - 4QU CoRE ¦ 2QU LoRE | 2022 | 0.93458 | 0.013903 | 0.4994 | 0 | 0.4994 | 0.0086538 | 0.31085 | 0 | 0.31085 | 0.018796 | 0.67517 | 0 | 0.67517 | 0 | 0 | 0 | 0 | 0.46673 | 0.29052 | 0.631 | 0 | 0.018796 | 0.017566 | 0.67517 | 0.631 | 0 | 0 | 0.67517 | 0.631 | [11 empty] | WLDFR | HFTD - Distribution - Tier 2 - 1QU CoRE ¦ 2QU LoRE | Red Flag Warning - Large Fires | 2038 | 1.6053e-07 | 8.0264e-08 | 2.0639e-07 | 6.5028 | 0.81304 | 3.6355 | 2.0543 | 0 | 0 | 0 | 0.00013372 |  | 1.0439e-06 | 0 | 1.0439e-06 | 5.2194e-07 | 0 | 5.2194e-07 | 1.3421e-06 | 0 | 1.3421e-06 | [16 empty] | 7.3.1.3 Ignition probability mapping showing the probability of ignition along the electric lines and equipmentWLDFRAggregatedAggregated | WLDFR | HFTD - Distribution - Tier 2 - 1QU CoRE ¦ 2QU LoRE | Red Flag Warning - Small Fires | Aggregated | Aggregated | 2024 | 0.00060092 | 0 | 306.602 | 0.18424 | 2024 | Mitigation | 0.08575 | 30 | 0 | esc | 0.0012005 | 7.214e-07 | 0.00060025 | 3.607e-07 | 0.0015435 | 9.2752e-07
[35 empty] | 7.3.1.1 A summarized risk map that shows the overall ignition probability and estimated wildfire consequence along the electric lines and equipment | WLDFR | HFTD - Distribution - Tier 2 - 4QU CoRE ¦ 2QU LoRE | 2023 | 0.87344 | 0.013903 | 0.5177 | 0 | 0.5177 | 0.0086538 | 0.32224 | 0 | 0.32224 | 0.018796 | 0.69991 | 0 | 0.69991 | 0.019739 | 0.73501 | 0 | 0.73501 | 0.45218 | 0.28146 | 0.61133 | 0.64198 | 0.018796 | 0.016417 | 0.69991 | 0.61133 | 0 | 0 | 0.69991 | 0.61133 | [11 empty] | WLDFR | HFTD - Distribution - Tier 2 - 1QU CoRE ¦ 2QU LoRE | Red Flag Warning - Large Fires | 2039 | 1.6053e-07 | 8.0264e-08 | 2.0639e-07 | 6.5028 | 0.81304 | 3.6355 | 2.0543 | 0 | 0 | 0 | 0.00013372 |  | 1.0439e-06 | 0 | 1.0439e-06 | 5.2194e-07 | 0 | 5.2194e-07 | 1.3421e-06 | 0 | 1.3421e-06 | [16 empty] | 7.3.1.3 Ignition probability mapping showing the probability of ignition along the electric lines and equipmentWLDFRAggregatedAggregated | WLDFR | HFTD - Distribution - Tier 2 - 1QU CoRE ¦ 2QU LoRE | Red Flag Warning - Small Fires | Aggregated | Aggregated | 2025 | 0.00060092 | 0 | 306.602 | 0.18424 | 2025 | Mitigation | 0.08575 | 30 | 0 | esc | 0.0012005 | 7.214e-07 | 0.00060025 | 3.607e-07 | 0.0015435 | 9.2752e-07
[35 empty] | 7.3.1.1 A summarized risk map that shows the overall ignition probability and estimated wildfire consequence along the electric lines and equipment | WLDFR | HFTD - Distribution - Tier 2 - 4QU CoRE ¦ 2QU LoRE | 2024 | 0.8163 | 0.013903 | 0.5177 | 0 | 0.5177 | 0.0086538 | 0.32224 | 0 | 0.32224 | 0.018796 | 0.69991 | 0 | 0.69991 | 0.019739 | 0.73501 | 0 | 0.73501 | 0.4226 | 0.26305 | 0.57134 | 0.59999 | 0.018796 | 0.015343 | 0.69991 | 0.57134 | 0 | 0 | 0.69991 | 0.57134 | [11 empty] | WLDFR | HFTD - Distribution - Tier 2 - 1QU CoRE ¦ 2QU LoRE | Red Flag Warning - Large Fires | 2040 | 1.6053e-07 | 8.0264e-08 | 2.0639e-07 | 6.5028 | 0.81304 | 3.6355 | 2.0543 | 0 | 0 | 0 | 0.00013372 |  | 1.0439e-06 | 0 | 1.0439e-06 | 5.2194e-07 | 0 | 5.2194e-07 | 1.3421e-06 | 0 | 1.3421e-06 | [16 empty] | 7.3.1.3 Ignition probability mapping showing the probability of ignition along the electric lines and equipmentWLDFRAggregatedAggregated | WLDFR | HFTD - Distribution - Tier 2 - 1QU CoRE ¦ 2QU LoRE | Red Flag Warning - Small Fires | Aggregated | Aggregated | 2026 | 0.00060092 | 0 | 306.602 | 0.18424 | 2026 | Mitigation | 0.08575 | 30 | 0 | esc | 0.0012005 | 7.214e-07 | 0.00060025 | 3.607e-07 | 0.0015435 | 9.2752e-07
[35 empty] | 7.3.1.1 A summarized risk map that shows the overall ignition probability and estimated wildfire consequence along the electric lines and equipment | WLDFR | HFTD - Distribution - Tier 2 - 4QU CoRE ¦ 2QU LoRE | 2025 | 0.7629 | 0.013903 | 0.5177 | 0 | 0.5177 | 0.0086538 | 0.32224 | 0 | 0.32224 | 0.018796 | 0.69991 | 0 | 0.69991 | 0.019739 | 0.73501 | 0 | 0.73501 | 0.39495 | 0.24584 | 0.53396 | 0.56073 | 0.018796 | 0.014339 | 0.69991 | 0.53396 | 0 | 0 | 0.69991 | 0.53396 | [11 empty] | WLDFR | HFTD - Distribution - Tier 2 - 1QU CoRE ¦ 2QU LoRE | Red Flag Warning - Large Fires | 2041 | 1.6053e-07 | 8.0264e-08 | 2.0639e-07 | 6.5028 | 0.81304 | 3.6355 | 2.0543 | 0 | 0 | 0 | 0.00013372 |  | 1.0439e-06 | 0 | 1.0439e-06 | 5.2194e-07 | 0 | 5.2194e-07 | 1.3421e-06 | 0 | 1.3421e-06 | [16 empty] | 7.3.1.3 Ignition probability mapping showing the probability of ignition along the electric lines and equipmentWLDFRAggregatedAggregated | WLDFR | HFTD - Distribution - Tier 2 - 1QU CoRE ¦ 2QU LoRE | Red Flag Warning - Small Fires | Aggregated | Aggregated | 2027 | 0.00060092 | 0 | 306.602 | 0.18424 | 2027 | Mitigation | 0.08575 | 30 | 0 | esc | 0.0012005 | 7.214e-07 | 0.00060025 | 3.607e-07 | 0.0015435 | 9.2752e-07
[35 empty] | 7.3.1.1 A summarized risk map that shows the overall ignition probability and estimated wildfire consequence along the electric lines and equipment | WLDFR | HFTD - Distribution - Tier 2 - 4QU CoRE ¦ 2QU LoRE | 2026 | 0.71299 | 0.013903 | 0.5177 | 0 | 0.5177 | 0.0086538 | 0.32224 | 0 | 0.32224 | 0.018796 | 0.69991 | 0 | 0.69991 | 0.019739 | 0.73501 | 0 | 0.73501 | 0.36911 | 0.22976 | 0.49903 | 0.52405 | 0.018796 | 0.013401 | 0.69991 | 0.49903 | 0 | 0 | 0.69991 | 0.49903 | [11 empty] | WLDFR | HFTD - Distribution - Tier 2 - 1QU CoRE ¦ 2QU LoRE | Red Flag Warning - Large Fires | 2042 | 1.6053e-07 | 8.0264e-08 | 2.0639e-07 | 6.5028 | 0.81304 | 3.6355 | 2.0543 | 0 | 0 | 0 | 0.00013372 |  | 1.0439e-06 | 0 | 1.0439e-06 | 5.2194e-07 | 0 | 5.2194e-07 | 1.3421e-06 | 0 | 1.3421e-06 | [16 empty] | 7.3.1.3 Ignition probability mapping showing the probability of ignition along the electric lines and equipmentWLDFRAggregatedAggregated | WLDFR | HFTD - Distribution - Tier 2 - 1QU CoRE ¦ 2QU LoRE | Red Flag Warning - Small Fires | Aggregated | Aggregated | 2028 | 0.00060092 | 0 | 306.602 | 0.18424 | 2028 | Mitigation | 0.08575 | 30 | 0 | esc | 0.0012005 | 7.214e-07 | 0.00060025 | 3.607e-07 | 0.0015435 | 9.2752e-07
[35 empty] | 7.3.1.1 A summarized risk map that shows the overall ignition probability and estimated wildfire consequence along the electric lines and equipment | WLDFR | HFTD - Distribution - Tier 2 - 4QU CoRE ¦ 2QU LoRE | 2027 | 0.66634 | 0.013903 | 0.5177 | 0 | 0.5177 | 0.0086538 | 0.32224 | 0 | 0.32224 | 0.018796 | 0.69991 | 0 | 0.69991 | 0.019739 | 0.73501 | 0 | 0.73501 | 0.34496 | 0.21472 | 0.46638 | 0.48977 | 0.018796 | 0.012525 | 0.69991 | 0.46638 | 0 | 0 | 0.69991 | 0.46638 | [11 empty] | WLDFR | HFTD - Distribution - Tier 2 - 1QU CoRE ¦ 2QU LoRE | Red Flag Warning - Large Fires | 2043 | 1.6053e-07 | 8.0264e-08 | 2.0639e-07 | 6.9209 | 0.84944 | 3.8632 | 2.2083 | 0 | 0 | 0 | 0.00013372 |  | 1.111e-06 | 0 | 1.111e-06 | 5.555e-07 | 0 | 5.555e-07 | 1.4284e-06 | 0 | 1.4284e-06 | [16 empty] | 7.3.1.3 Ignition probability mapping showing the probability of ignition along the electric lines and equipmentWLDFRAggregatedAggregated | WLDFR | HFTD - Distribution - Tier 2 - 1QU CoRE ¦ 2QU LoRE | Red Flag Warning - Small Fires | Aggregated | Aggregated | 2029 | 0.00060092 | 0 | 306.602 | 0.18424 | 2029 | Mitigation | 0.08575 | 30 | 0 | esc | 0.0012005 | 7.214e-07 | 0.00060025 | 3.607e-07 | 0.0015435 | 9.2752e-07
[35 empty] | 7.3.1.1 A summarized risk map that shows the overall ignition probability and estimated wildfire consequence along the electric lines and equipment | WLDFR | HFTD - Distribution - Tier 2 - 4QU CoRE ¦ 2QU LoRE | 2028 | 0.62275 | 0.013903 | 0.54075 | 0 | 0.54075 | 0.0086538 | 0.33659 | 0 | 0.33659 | 0.018796 | 0.73108 | 0 | 0.73108 | 0.019739 | 0.76774 | 0 | 0.76774 | 0.33675 | 0.20961 | 0.45528 | 0.47811 | 0.018796 | 0.011705 | 0.73108 | 0.45528 | 0 | 0 | 0.73108 | 0.45528 | [11 empty] | WLDFR | HFTD - Distribution - Tier 2 - 1QU CoRE ¦ 2QU LoRE | Red Flag Warning - Large Fires | 2044 | 1.6053e-07 | 8.0264e-08 | 2.0639e-07 | 6.9209 | 0.84944 | 3.8632 | 2.2083 | 0 | 0 | 0 | 0.00013372 |  | 1.111e-06 | 0 | 1.111e-06 | 5.555e-07 | 0 | 5.555e-07 | 1.4284e-06 | 0 | 1.4284e-06 | [16 empty] | 7.3.1.3 Ignition probability mapping showing the probability of ignition along the electric lines and equipmentWLDFRAggregatedAggregated | WLDFR | HFTD - Distribution - Tier 2 - 1QU CoRE ¦ 2QU LoRE | Red Flag Warning - Small Fires | Aggregated | Aggregated | 2030 | 0.00060092 | 0 | 306.602 | 0.18424 | 2030 | Mitigation | 0.08575 | 30 | 0 | esc | 0.0012005 | 7.214e-07 | 0.00060025 | 3.607e-07 | 0.0015435 | 9.2752e-07
[35 empty] | 7.3.1.1 A summarized risk map that shows the overall ignition probability and estimated wildfire consequence along the electric lines and equipment | WLDFR | HFTD - Distribution - Tier 2 - 4QU CoRE ¦ 2QU LoRE | 2029 | 0.58201 | 0.013903 | 0.54075 | 0 | 0.54075 | 0.0086538 | 0.33659 | 0 | 0.33659 | 0.018796 | 0.73108 | 0 | 0.73108 | 0.019739 | 0.76774 | 0 | 0.76774 | 0.31472 | 0.1959 | 0.4255 | 0.44683 | 0.018796 | 0.010939 | 0.73108 | 0.4255 | 0 | 0 | 0.73108 | 0.4255 | [11 empty] | WLDFR | HFTD - Distribution - Tier 2 - 1QU CoRE ¦ 2QU LoRE | Red Flag Warning - Large Fires | 2045 | 1.6053e-07 | 8.0264e-08 | 2.0639e-07 | 6.9209 | 0.84944 | 3.8632 | 2.2083 | 0 | 0 | 0 | 0.00013372 |  | 1.111e-06 | 0 | 1.111e-06 | 5.555e-07 | 0 | 5.555e-07 | 1.4284e-06 | 0 | 1.4284e-06 | [16 empty] | 7.3.1.3 Ignition probability mapping showing the probability of ignition along the electric lines and equipmentWLDFRAggregatedAggregated | WLDFR | HFTD - Distribution - Tier 2 - 1QU CoRE ¦ 2QU LoRE | Red Flag Warning - Small Fires | Aggregated | Aggregated | 2031 | 0.00060092 | 0 | 306.602 | 0.18424 | 2031 | Mitigation | 0.08575 | 30 | 0 | esc | 0.0012005 | 7.214e-07 | 0.00060025 | 3.607e-07 | 0.0015435 | 9.2752e-07
[35 empty] | 7.3.1.1 A summarized risk map that shows the overall ignition probability and estimated wildfire consequence along the electric lines and equipment | WLDFR | HFTD - Distribution - Tier 2 - 4QU CoRE ¦ 2QU LoRE | 2030 | 0.54393 | 0.013903 | 0.54075 | 0 | 0.54075 | 0.0086538 | 0.33659 | 0 | 0.33659 | 0.018796 | 0.73108 | 0 | 0.73108 | 0.019739 | 0.76774 | 0 | 0.76774 | 0.29413 | 0.18308 | 0.39766 | 0.4176 | 0.018796 | 0.010224 | 0.73108 | 0.39766 | 0 | 0 | 0.73108 | 0.39766 | [11 empty] | WLDFR | HFTD - Distribution - Tier 2 - 1QU CoRE ¦ 2QU LoRE | Red Flag Warning - Large Fires | 2046 | 1.6053e-07 | 8.0264e-08 | 2.0639e-07 | 6.9209 | 0.84944 | 3.8632 | 2.2083 | 0 | 0 | 0 | 0.00013372 |  | 1.111e-06 | 0 | 1.111e-06 | 5.555e-07 | 0 | 5.555e-07 | 1.4284e-06 | 0 | 1.4284e-06 | [16 empty] | 7.3.1.3 Ignition probability mapping showing the probability of ignition along the electric lines and equipmentWLDFRAggregatedAggregated | WLDFR | HFTD - Distribution - Tier 2 - 1QU CoRE ¦ 2QU LoRE | Red Flag Warning - Small Fires | Aggregated | Aggregated | 2032 | 0.00060092 | 0 | 306.602 | 0.18424 | 2032 | Mitigation | 0.08575 | 30 | 0 | esc | 0.0012005 | 7.214e-07 | 0.00060025 | 3.607e-07 | 0.0015435 | 9.2752e-07
[35 empty] | 7.3.1.1 A summarized risk map that shows the overall ignition probability and estimated wildfire consequence along the electric lines and equipment | WLDFR | HFTD - Distribution - Tier 2 - 4QU CoRE ¦ 2QU LoRE | 2031 | 0.50835 | 0.013903 | 0.54075 | 0 | 0.54075 | 0.0086538 | 0.33659 | 0 | 0.33659 | 0.018796 | 0.73108 | 0 | 0.73108 | 0.019739 | 0.76774 | 0 | 0.76774 | 0.27489 | 0.17111 | 0.37164 | 0.39028 | 0.018796 | 0.009555 | 0.73108 | 0.37164 | 0 | 0 | 0.73108 | 0.37164 | [11 empty] | WLDFR | HFTD - Distribution - Tier 2 - 1QU CoRE ¦ 2QU LoRE | Red Flag Warning - Large Fires | 2047 | 1.6053e-07 | 8.0264e-08 | 2.0639e-07 | 6.9209 | 0.84944 | 3.8632 | 2.2083 | 0 | 0 | 0 | 0.00013372 |  | 1.111e-06 | 0 | 1.111e-06 | 5.555e-07 | 0 | 5.555e-07 | 1.4284e-06 | 0 | 1.4284e-06 | [16 empty] | 7.3.1.3 Ignition probability mapping showing the probability of ignition along the electric lines and equipmentWLDFRAggregatedAggregated | WLDFR | HFTD - Distribution - Tier 2 - 1QU CoRE ¦ 2QU LoRE | Red Flag Warning - Small Fires | Aggregated | Aggregated | 2033 | 0.00060092 | 0 | 306.602 | 0.18424 | 2033 | Mitigation | 0.08575 | 30 | 0 | esc | 0.0012005 | 7.214e-07 | 0.00060025 | 3.607e-07 | 0.0015435 | 9.2752e-07
[35 empty] | 7.3.1.1 A summarized risk map that shows the overall ignition probability and estimated wildfire consequence along the electric lines and equipment | WLDFR | HFTD - Distribution - Tier 2 - 4QU CoRE ¦ 2QU LoRE | 2032 | 0.47509 | 0.013903 | 0.54075 | 0 | 0.54075 | 0.0086538 | 0.33659 | 0 | 0.33659 | 0.018796 | 0.73108 | 0 | 0.73108 | 0.019739 | 0.76774 | 0 | 0.76774 | 0.25691 | 0.15991 | 0.34733 | 0.36475 | 0.018796 | 0.0089299 | 0.73108 | 0.34733 | 0 | 0 | 0.73108 | 0.34733 | [11 empty] | WLDFR | HFTD - Distribution - Tier 2 - 1QU CoRE ¦ 2QU LoRE | Red Flag Warning - Large Fires | 2048 | 1.6053e-07 | 8.0264e-08 | 2.0639e-07 | 7.3713 | 0.88759 | 4.1075 | 2.3763 | 0 | 0 | 0 | 0.00013372 |  | 1.1833e-06 | 0 | 1.1833e-06 | 5.9166e-07 | 0 | 5.9166e-07 | 1.5214e-06 | 0 | 1.5214e-06 | [16 empty] | 7.3.1.3 Ignition probability mapping showing the probability of ignition along the electric lines and equipmentWLDFRAggregatedAggregated | WLDFR | HFTD - Distribution - Tier 2 - 1QU CoRE ¦ 2QU LoRE | Red Flag Warning - Small Fires | Aggregated | Aggregated | 2034 | 0.00060092 | 0 | 306.602 | 0.18424 | 2034 | Mitigation | 0.08575 | 30 | 0 | esc | 0.0012005 | 7.214e-07 | 0.00060025 | 3.607e-07 | 0.0015435 | 9.2752e-07
[35 empty] | 7.3.1.1 A summarized risk map that shows the overall ignition probability and estimated wildfire consequence along the electric lines and equipment | WLDFR | HFTD - Distribution - Tier 2 - 4QU CoRE ¦ 2QU LoRE | 2033 | 0.44401 | 0.013903 | 0.56637 | 0 | 0.56637 | 0.0086538 | 0.35254 | 0 | 0.35254 | 0.018796 | 0.76572 | 0 | 0.76572 | 0.019739 | 0.80412 | 0 | 0.80412 | 0.25148 | 0.15653 | 0.33999 | 0.35704 | 0.018796 | 0.0083457 | 0.76572 | 0.33999 | 0 | 0 | 0.76572 | 0.33999 | [11 empty] | WLDFR | HFTD - Distribution - Tier 2 - 1QU CoRE ¦ 2QU LoRE | Red Flag Warning - Large Fires | 2049 | 1.6053e-07 | 8.0264e-08 | 2.0639e-07 | 7.3713 | 0.88759 | 4.1075 | 2.3763 | 0 | 0 | 0 | 0.00013372 |  | 1.1833e-06 | 0 | 1.1833e-06 | 5.9166e-07 | 0 | 5.9166e-07 | 1.5214e-06 | 0 | 1.5214e-06 | [16 empty] | 7.3.1.3 Ignition probability mapping showing the probability of ignition along the electric lines and equipmentWLDFRAggregatedAggregated | WLDFR | HFTD - Distribution - Tier 2 - 1QU CoRE ¦ 2QU LoRE | Red Flag Warning - Small Fires | Aggregated | Aggregated | 2035 | 0.00060092 | 0 | 306.602 | 0.18424 | 2035 | Mitigation | 0.08575 | 30 | 0 | esc | 0.0012005 | 7.214e-07 | 0.00060025 | 3.607e-07 | 0.0015435 | 9.2752e-07
[35 empty] | 7.3.1.1 A summarized risk map that shows the overall ignition probability and estimated wildfire consequence along the electric lines and equipment | WLDFR | HFTD - Distribution - Tier 2 - 4QU CoRE ¦ 2QU LoRE | 2034 | 0.41496 | 0.013903 | 0.56637 | 0 | 0.56637 | 0.0086538 | 0.35254 | 0 | 0.35254 | 0.018796 | 0.76572 | 0 | 0.76572 | 0.019739 | 0.80412 | 0 | 0.80412 | 0.23503 | 0.14629 | 0.31775 | 0.33368 | 0.018796 | 0.0077997 | 0.76572 | 0.31775 | 0 | 0 | 0.76572 | 0.31775 | [11 empty] | WLDFR | HFTD - Distribution - Tier 2 - 1QU CoRE ¦ 2QU LoRE | Red Flag Warning - Large Fires | 2050 | 0 | 8.0264e-08 | 2.0639e-07 | 7.3713 | 0.88759 | 4.1075 | 2.3763 | 0 | 0 | 0 | 0.00013372 |  | 0 | 0 | 0 | 5.9166e-07 | 0 | 5.9166e-07 | 1.5214e-06 | 0 | 1.5214e-06 | [16 empty] | 7.3.1.3 Ignition probability mapping showing the probability of ignition along the electric lines and equipmentWLDFRAggregatedAggregated | WLDFR | HFTD - Distribution - Tier 2 - 1QU CoRE ¦ 2QU LoRE | Red Flag Warning - Small Fires | Aggregated | Aggregated | 2036 | 0.00060092 | 0 | 306.602 | 0.18424 | 2036 | Mitigation | 0.08575 | 30 | 0 | esc | 0.0012005 | 7.214e-07 | 0.00060025 | 3.607e-07 | 0.0015435 | 9.2752e-07
[35 empty] | 7.3.1.1 A summarized risk map that shows the overall ignition probability and estimated wildfire consequence along the electric lines and equipment | WLDFR | HFTD - Distribution - Tier 2 - 4QU CoRE ¦ 2QU LoRE | 2035 | 0.38782 | 0.013903 | 0.56637 | 0 | 0.56637 | 0.0086538 | 0.35254 | 0 | 0.35254 | 0.018796 | 0.76572 | 0 | 0.76572 | 0.019739 | 0.80412 | 0 | 0.80412 | 0.21965 | 0.13672 | 0.29696 | 0.31185 | 0.018796 | 0.0072894 | 0.76572 | 0.29696 | 0 | 0 | 0.76572 | 0.29696 | [11 empty] | WLDFR | HFTD - Distribution - Tier 2 - 1QU CoRE ¦ 2QU LoRE | Red Flag Warning - Large Fires | 2051 | 0 | 0 | 2.0639e-07 | 7.3713 | 0.88759 | 4.1075 | 2.3763 | 0 | 0 | 0 | 0.00013372 |  | 0 | 0 | 0 | 0 | 0 | 0 | 1.5214e-06 | 0 | 1.5214e-06 | [16 empty] | 7.3.1.3 Ignition probability mapping showing the probability of ignition along the electric lines and equipmentWLDFRAggregatedAggregated | WLDFR | HFTD - Distribution - Tier 2 - 1QU CoRE ¦ 2QU LoRE | Red Flag Warning - Small Fires | Aggregated | Aggregated | 2037 | 0.00060092 | 0 | 306.602 | 0.18424 | 2037 | Mitigation | 0.08575 | 30 | 0 | esc | 0.0012005 | 7.214e-07 | 0.00060025 | 3.607e-07 | 0.0015435 | 9.2752e-07
[35 empty] | 7.3.1.1 A summarized risk map that shows the overall ignition probability and estimated wildfire consequence along the electric lines and equipment | WLDFR | HFTD - Distribution - Tier 2 - 4QU CoRE ¦ 2QU LoRE | 2036 | 0.36245 | 0.013903 | 0.56637 | 0 | 0.56637 | 0.0086538 | 0.35254 | 0 | 0.35254 | 0.018796 | 0.76572 | 0 | 0.76572 | 0.019739 | 0.80412 | 0 | 0.80412 | 0.20528 | 0.12778 | 0.27753 | 0.29145 | 0.018796 | 0.0068126 | 0.76572 | 0.27753 | 0 | 0 | 0.76572 | 0.27753 | [11 empty] | WLDFR | HFTD - Distribution - Tier 2 - 1QU CoRE ¦ 2QU LoRE | Red Flag Warning - Small Fires | 2020 | 7.214e-07 | 0 | 0 | 0.077901 | 0.036425 | 0.0015809 | 0.039895 | 0 | 0 | 0 | 0.00060092 |  | 5.6198e-08 | 0 | 5.6198e-08 | 0 | 0 | 0 | 0 | 0 | 0 | [16 empty] | 7.3.1.3 Ignition probability mapping showing the probability of ignition along the electric lines and equipmentWLDFRAggregatedAggregated | WLDFR | HFTD - Distribution - Tier 2 - 1QU CoRE ¦ 2QU LoRE | Red Flag Warning - Small Fires | Aggregated | Aggregated | 2038 | 0.00060092 | 0 | 306.602 | 0.18424 | 2038 | Mitigation | 0.08575 | 30 | 0 | esc | 0.0012005 | 7.214e-07 | 0.00060025 | 3.607e-07 | 0.0015435 | 9.2752e-07
[35 empty] | 7.3.1.1 A summarized risk map that shows the overall ignition probability and estimated wildfire consequence along the electric lines and equipment | WLDFR | HFTD - Distribution - Tier 2 - 4QU CoRE ¦ 2QU LoRE | 2037 | 0.33873 | 0.013903 | 0.56637 | 0 | 0.56637 | 0.0086538 | 0.35254 | 0 | 0.35254 | 0.018796 | 0.76572 | 0 | 0.76572 | 0.019739 | 0.80412 | 0 | 0.80412 | 0.19185 | 0.11942 | 0.25938 | 0.27238 | 0.018796 | 0.0063669 | 0.76572 | 0.25938 | 0 | 0 | 0.76572 | 0.25938 | [11 empty] | WLDFR | HFTD - Distribution - Tier 2 - 1QU CoRE ¦ 2QU LoRE | Red Flag Warning - Small Fires | 2021 | 7.214e-07 | 3.607e-07 | 0 | 0.077901 | 0.036425 | 0.0015809 | 0.039895 | 0 | 0 | 0 | 0.00060092 |  | 5.6198e-08 | 0 | 5.6198e-08 | 2.8099e-08 | 0 | 2.8099e-08 | 0 | 0 | 0 | [16 empty] | 7.3.1.3 Ignition probability mapping showing the probability of ignition along the electric lines and equipmentWLDFRAggregatedAggregated | WLDFR | HFTD - Distribution - Tier 2 - 1QU CoRE ¦ 2QU LoRE | Red Flag Warning - Small Fires | Aggregated | Aggregated | 2039 | 0.00060092 | 0 | 306.602 | 0.18424 | 2039 | Mitigation | 0.08575 | 30 | 0 | esc | 0.0012005 | 7.214e-07 | 0.00060025 | 3.607e-07 | 0.0015435 | 9.2752e-07
[35 empty] | 7.3.1.1 A summarized risk map that shows the overall ignition probability and estimated wildfire consequence along the electric lines and equipment | WLDFR | HFTD - Distribution - Tier 2 - 4QU CoRE ¦ 2QU LoRE | 2038 | 0.31657 | 0.013903 | 0.59419 | 0 | 0.59419 | 0.0086538 | 0.36985 | 0 | 0.36985 | 0.018796 | 0.80332 | 0 | 0.80332 | 0.019739 | 0.8436 | 0 | 0.8436 | 0.1881 | 0.11709 | 0.25431 | 0.26706 | 0.018796 | 0.0059503 | 0.80332 | 0.25431 | 0 | 0 | 0.80332 | 0.25431 | [11 empty] | WLDFR | HFTD - Distribution - Tier 2 - 1QU CoRE ¦ 2QU LoRE | Red Flag Warning - Small Fires | 2022 | 7.214e-07 | 3.607e-07 | 9.2752e-07 | 0.077901 | 0.036425 | 0.0015809 | 0.039895 | 0 | 0 | 0 | 0.00060092 |  | 5.6198e-08 | 0 | 5.6198e-08 | 2.8099e-08 | 0 | 2.8099e-08 | 7.2254e-08 | 0 | 7.2254e-08 | [16 empty] | 7.3.1.3 Ignition probability mapping showing the probability of ignition along the electric lines and equipmentWLDFRAggregatedAggregated | WLDFR | HFTD - Distribution - Tier 2 - 1QU CoRE ¦ 2QU LoRE | Red Flag Warning - Small Fires | Aggregated | Aggregated | 2040 | 0.00060092 | 0 | 306.602 | 0.18424 | 2040 | Mitigation | 0.08575 | 30 | 0 | esc | 0.0012005 | 7.214e-07 | 0.00060025 | 3.607e-07 | 0.0015435 | 9.2752e-07
[35 empty] | 7.3.1.1 A summarized risk map that shows the overall ignition probability and estimated wildfire consequence along the electric lines and equipment | WLDFR | HFTD - Distribution - Tier 2 - 4QU CoRE ¦ 2QU LoRE | 2039 | 0.29586 | 0.013903 | 0.59419 | 0 | 0.59419 | 0.0086538 | 0.36985 | 0 | 0.36985 | 0.018796 | 0.80332 | 0 | 0.80332 | 0.019739 | 0.8436 | 0 | 0.8436 | 0.1758 | 0.10943 | 0.23767 | 0.24959 | 0.018796 | 0.0055611 | 0.80332 | 0.23767 | 0 | 0 | 0.80332 | 0.23767 | [11 empty] | WLDFR | HFTD - Distribution - Tier 2 - 1QU CoRE ¦ 2QU LoRE | Red Flag Warning - Small Fires | 2023 | 7.214e-07 | 3.607e-07 | 9.2752e-07 | 0.080408 | 0.03759 | 0.0016314 | 0.041187 | 0 | 0 | 0 | 0.00060092 |  | 5.8007e-08 | 0 | 5.8007e-08 | 2.9003e-08 | 0 | 2.9003e-08 | 7.458e-08 | 0 | 7.458e-08 | [16 empty] | 7.3.1.3 Ignition probability mapping showing the probability of ignition along the electric lines and equipmentWLDFRAggregatedAggregated | WLDFR | HFTD - Distribution - Tier 2 - 1QU CoRE ¦ 2QU LoRE | Red Flag Warning - Small Fires | Aggregated | Aggregated | 2041 | 0.00060092 | 0 | 306.602 | 0.18424 | 2041 | Mitigation | 0.08575 | 30 | 0 | esc | 0.0012005 | 7.214e-07 | 0.00060025 | 3.607e-07 | 0.0015435 | 9.2752e-07
[35 empty] | 7.3.1.1 A summarized risk map that shows the overall ignition probability and estimated wildfire consequence along the electric lines and equipment | WLDFR | HFTD - Distribution - Tier 2 - 4QU CoRE ¦ 2QU LoRE | 2040 | 0.27651 | 0.013903 | 0.59419 | 0 | 0.59419 | 0.0086538 | 0.36985 | 0 | 0.36985 | 0.018796 | 0.80332 | 0 | 0.80332 | 0.019739 | 0.8436 | 0 | 0.8436 | 0.1643 | 0.10227 | 0.22213 | 0.23326 | 0.018796 | 0.0051973 | 0.80332 | 0.22213 | 0 | 0 | 0.80332 | 0.22213 | [11 empty] | WLDFR | HFTD - Distribution - Tier 2 - 1QU CoRE ¦ 2QU LoRE | Red Flag Warning - Small Fires | 2024 | 7.214e-07 | 3.607e-07 | 9.2752e-07 | 0.080408 | 0.03759 | 0.0016314 | 0.041187 | 0 | 0 | 0 | 0.00060092 |  | 5.8007e-08 | 0 | 5.8007e-08 | 2.9003e-08 | 0 | 2.9003e-08 | 7.458e-08 | 0 | 7.458e-08 | [16 empty] | 7.3.1.3 Ignition probability mapping showing the probability of ignition along the electric lines and equipmentWLDFRAggregatedAggregated | WLDFR | HFTD - Distribution - Tier 2 - 1QU CoRE ¦ 2QU LoRE | Red Flag Warning - Small Fires | Aggregated | Aggregated | 2042 | 0.00060092 | 0 | 306.602 | 0.18424 | 2042 | Mitigation | 0.08575 | 30 | 0 | esc | 0.0012005 | 7.214e-07 | 0.00060025 | 3.607e-07 | 0.0015435 | 9.2752e-07
[35 empty] | 7.3.1.1 A summarized risk map that shows the overall ignition probability and estimated wildfire consequence along the electric lines and equipment | WLDFR | HFTD - Distribution - Tier 2 - 4QU CoRE ¦ 2QU LoRE | 2041 | 0.25842 | 0.013903 | 0.59419 | 0 | 0.59419 | 0.0086538 | 0.36985 | 0 | 0.36985 | 0.018796 | 0.80332 | 0 | 0.80332 | 0.019739 | 0.8436 | 0 | 0.8436 | 0.15355 | 0.095577 | 0.20759 | 0.218 | 0.018796 | 0.0048573 | 0.80332 | 0.20759 | 0 | 0 | 0.80332 | 0.20759 | [11 empty] | WLDFR | HFTD - Distribution - Tier 2 - 1QU CoRE ¦ 2QU LoRE | Red Flag Warning - Small Fires | 2025 | 7.214e-07 | 3.607e-07 | 9.2752e-07 | 0.080408 | 0.03759 | 0.0016314 | 0.041187 | 0 | 0 | 0 | 0.00060092 |  | 5.8007e-08 | 0 | 5.8007e-08 | 2.9003e-08 | 0 | 2.9003e-08 | 7.458e-08 | 0 | 7.458e-08 | [16 empty] | 7.3.1.3 Ignition probability mapping showing the probability of ignition along the electric lines and equipmentWLDFRAggregatedAggregated | WLDFR | HFTD - Distribution - Tier 2 - 1QU CoRE ¦ 2QU LoRE | Red Flag Warning - Small Fires | Aggregated | Aggregated | 2043 | 0.00060092 | 0 | 306.602 | 0.18424 | 2043 | Mitigation | 0.08575 | 30 | 0 | esc | 0.0012005 | 7.214e-07 | 0.00060025 | 3.607e-07 | 0.0015435 | 9.2752e-07
[35 empty] | 7.3.1.1 A summarized risk map that shows the overall ignition probability and estimated wildfire consequence along the electric lines and equipment | WLDFR | HFTD - Distribution - Tier 2 - 4QU CoRE ¦ 2QU LoRE | 2042 | 0.24151 | 0.013903 | 0.59419 | 0 | 0.59419 | 0.0086538 | 0.36985 | 0 | 0.36985 | 0.018796 | 0.80332 | 0 | 0.80332 | 0.019739 | 0.8436 | 0 | 0.8436 | 0.1435 | 0.089325 | 0.19401 | 0.20374 | 0.018796 | 0.0045395 | 0.80332 | 0.19401 | 0 | 0 | 0.80332 | 0.19401 | [11 empty] | WLDFR | HFTD - Distribution - Tier 2 - 1QU CoRE ¦ 2QU LoRE | Red Flag Warning - Small Fires | 2026 | 7.214e-07 | 3.607e-07 | 9.2752e-07 | 0.080408 | 0.03759 | 0.0016314 | 0.041187 | 0 | 0 | 0 | 0.00060092 |  | 5.8007e-08 | 0 | 5.8007e-08 | 2.9003e-08 | 0 | 2.9003e-08 | 7.458e-08 | 0 | 7.458e-08 | [16 empty] | 7.3.1.3 Ignition probability mapping showing the probability of ignition along the electric lines and equipmentWLDFRAggregatedAggregated | WLDFR | HFTD - Distribution - Tier 2 - 1QU CoRE ¦ 2QU LoRE | Red Flag Warning - Small Fires | Aggregated | Aggregated | 2044 | 0.00060092 | 0 | 306.602 | 0.18424 | 2044 | Mitigation | 0.08575 | 30 | 0 | esc | 0.0012005 | 7.214e-07 | 0.00060025 | 3.607e-07 | 0.0015435 | 9.2752e-07
[35 empty] | 7.3.1.1 A summarized risk map that shows the overall ignition probability and estimated wildfire consequence along the electric lines and equipment | WLDFR | HFTD - Distribution - Tier 2 - 4QU CoRE ¦ 2QU LoRE | 2043 | 0.22571 | 0.013903 | 0.62381 | 0 | 0.62381 | 0.0086538 | 0.3883 | 0 | 0.3883 | 0.018796 | 0.84338 | 0 | 0.84338 | 0.019739 | 0.88567 | 0 | 0.88567 | 0.1408 | 0.087643 | 0.19036 | 0.19991 | 0.018796 | 0.0042425 | 0.84338 | 0.19036 | 0 | 0 | 0.84338 | 0.19036 | [11 empty] | WLDFR | HFTD - Distribution - Tier 2 - 1QU CoRE ¦ 2QU LoRE | Red Flag Warning - Small Fires | 2027 | 7.214e-07 | 3.607e-07 | 9.2752e-07 | 0.080408 | 0.03759 | 0.0016314 | 0.041187 | 0 | 0 | 0 | 0.00060092 |  | 5.8007e-08 | 0 | 5.8007e-08 | 2.9003e-08 | 0 | 2.9003e-08 | 7.458e-08 | 0 | 7.458e-08 | [16 empty] | 7.3.1.3 Ignition probability mapping showing the probability of ignition along the electric lines and equipmentWLDFRAggregatedAggregated | WLDFR | HFTD - Distribution - Tier 2 - 1QU CoRE ¦ 2QU LoRE | Red Flag Warning - Small Fires | Aggregated | Aggregated | 2045 | 0.00060092 | 0 | 306.602 | 0.18424 | 2045 | Mitigation | 0.08575 | 30 | 0 | esc | 0.0012005 | 7.214e-07 | 0.00060025 | 3.607e-07 | 0.0015435 | 9.2752e-07
[35 empty] | 7.3.1.1 A summarized risk map that shows the overall ignition probability and estimated wildfire consequence along the electric lines and equipment | WLDFR | HFTD - Distribution - Tier 2 - 4QU CoRE ¦ 2QU LoRE | 2044 | 0.21095 | 0.013903 | 0.62381 | 0 | 0.62381 | 0.0086538 | 0.3883 | 0 | 0.3883 | 0.018796 | 0.84338 | 0 | 0.84338 | 0.019739 | 0.88567 | 0 | 0.88567 | 0.13159 | 0.08191 | 0.17791 | 0.18683 | 0.018796 | 0.003965 | 0.84338 | 0.17791 | 0 | 0 | 0.84338 | 0.17791 | [11 empty] | WLDFR | HFTD - Distribution - Tier 2 - 1QU CoRE ¦ 2QU LoRE | Red Flag Warning - Small Fires | 2028 | 7.214e-07 | 3.607e-07 | 9.2752e-07 | 0.083606 | 0.039055 | 0.001695 | 0.042856 | 0 | 0 | 0 | 0.00060092 |  | 6.0314e-08 | 0 | 6.0314e-08 | 3.0157e-08 | 0 | 3.0157e-08 | 7.7547e-08 | 0 | 7.7547e-08 | [16 empty] | 7.3.1.3 Ignition probability mapping showing the probability of ignition along the electric lines and equipmentWLDFRAggregatedAggregated | WLDFR | HFTD - Distribution - Tier 2 - 1QU CoRE ¦ 2QU LoRE | Red Flag Warning - Small Fires | Aggregated | Aggregated | 2046 | 0.00060092 | 0 | 306.602 | 0.18424 | 2046 | Mitigation | 0.08575 | 30 | 0 | esc | 0.0012005 | 7.214e-07 | 0.00060025 | 3.607e-07 | 0.0015435 | 9.2752e-07
[35 empty] | 7.3.1.1 A summarized risk map that shows the overall ignition probability and estimated wildfire consequence along the electric lines and equipment | WLDFR | HFTD - Distribution - Tier 2 - 4QU CoRE ¦ 2QU LoRE | 2045 | 0.19715 | 0.013903 | 0.62381 | 0 | 0.62381 | 0.0086538 | 0.3883 | 0 | 0.3883 | 0.018796 | 0.84338 | 0 | 0.84338 | 0.019739 | 0.88567 | 0 | 0.88567 | 0.12298 | 0.076551 | 0.16627 | 0.17461 | 0.018796 | 0.0037056 | 0.84338 | 0.16627 | 0 | 0 | 0.84338 | 0.16627 | [11 empty] | WLDFR | HFTD - Distribution - Tier 2 - 1QU CoRE ¦ 2QU LoRE | Red Flag Warning - Small Fires | 2029 | 7.214e-07 | 3.607e-07 | 9.2752e-07 | 0.083606 | 0.039055 | 0.001695 | 0.042856 | 0 | 0 | 0 | 0.00060092 |  | 6.0314e-08 | 0 | 6.0314e-08 | 3.0157e-08 | 0 | 3.0157e-08 | 7.7547e-08 | 0 | 7.7547e-08 | [16 empty] | 7.3.1.3 Ignition probability mapping showing the probability of ignition along the electric lines and equipmentWLDFRAggregatedAggregated | WLDFR | HFTD - Distribution - Tier 2 - 1QU CoRE ¦ 2QU LoRE | Red Flag Warning - Small Fires | Aggregated | Aggregated | 2047 | 0.00060092 | 0 | 306.602 | 0.18424 | 2047 | Mitigation | 0.08575 | 30 | 0 | esc | 0.0012005 | 7.214e-07 | 0.00060025 | 3.607e-07 | 0.0015435 | 9.2752e-07
[35 empty] | 7.3.1.1 A summarized risk map that shows the overall ignition probability and estimated wildfire consequence along the electric lines and equipment | WLDFR | HFTD - Distribution - Tier 2 - 4QU CoRE ¦ 2QU LoRE | 2046 | 0.18425 | 0.013903 | 0.62381 | 0 | 0.62381 | 0.0086538 | 0.3883 | 0 | 0.3883 | 0.018796 | 0.84338 | 0 | 0.84338 | 0.019739 | 0.88567 | 0 | 0.88567 | 0.11494 | 0.071543 | 0.15539 | 0.16318 | 0.018796 | 0.0034632 | 0.84338 | 0.15539 | 0 | 0 | 0.84338 | 0.15539 | [11 empty] | WLDFR | HFTD - Distribution - Tier 2 - 1QU CoRE ¦ 2QU LoRE | Red Flag Warning - Small Fires | 2030 | 7.214e-07 | 3.607e-07 | 9.2752e-07 | 0.083606 | 0.039055 | 0.001695 | 0.042856 | 0 | 0 | 0 | 0.00060092 |  | 6.0314e-08 | 0 | 6.0314e-08 | 3.0157e-08 | 0 | 3.0157e-08 | 7.7547e-08 | 0 | 7.7547e-08 | [16 empty] | 7.3.1.3 Ignition probability mapping showing the probability of ignition along the electric lines and equipmentWLDFRAggregatedAggregated | WLDFR | HFTD - Distribution - Tier 2 - 1QU CoRE ¦ 2QU LoRE | Red Flag Warning - Small Fires | Aggregated | Aggregated | 2048 | 0.00060092 | 0 | 306.602 | 0.18424 | 2048 | Mitigation | 0.08575 | 30 | 0 | esc | 0.0012005 | 7.214e-07 | 0.00060025 | 3.607e-07 | 0.0015435 | 9.2752e-07
[35 empty] | 7.3.1.1 A summarized risk map that shows the overall ignition probability and estimated wildfire consequence along the electric lines and equipment | WLDFR | HFTD - Distribution - Tier 2 - 4QU CoRE ¦ 2QU LoRE | 2047 | 0.1722 | 0.013903 | 0.62381 | 0 | 0.62381 | 0.0086538 | 0.3883 | 0 | 0.3883 | 0.018796 | 0.84338 | 0 | 0.84338 | 0.019739 | 0.88567 | 0 | 0.88567 | 0.10742 | 0.066863 | 0.14523 | 0.15251 | 0.018796 | 0.0032366 | 0.84338 | 0.14523 | 0 | 0 | 0.84338 | 0.14523 | [11 empty] | WLDFR | HFTD - Distribution - Tier 2 - 1QU CoRE ¦ 2QU LoRE | Red Flag Warning - Small Fires | 2031 | 7.214e-07 | 3.607e-07 | 9.2752e-07 | 0.083606 | 0.039055 | 0.001695 | 0.042856 | 0 | 0 | 0 | 0.00060092 |  | 6.0314e-08 | 0 | 6.0314e-08 | 3.0157e-08 | 0 | 3.0157e-08 | 7.7547e-08 | 0 | 7.7547e-08 | [16 empty] | 7.3.1.3 Ignition probability mapping showing the probability of ignition along the electric lines and equipmentWLDFRAggregatedAggregated | WLDFR | HFTD - Distribution - Tier 2 - 1QU CoRE ¦ 2QU LoRE | Red Flag Warning - Small Fires | Aggregated | Aggregated | 2049 | 0.00060092 | 0 | 306.602 | 0.18424 | 2049 | Mitigation | 0.08575 | 30 | 0 | esc | 0.0012005 | 7.214e-07 | 0.00060025 | 3.607e-07 | 0.0015435 | 9.2752e-07
[35 empty] | 7.3.1.1 A summarized risk map that shows the overall ignition probability and estimated wildfire consequence along the electric lines and equipment | WLDFR | HFTD - Distribution - Tier 2 - 4QU CoRE ¦ 2QU LoRE | 2048 | 0.16093 | 0.013903 | 0.65487 | 0 | 0.65487 | 0.0086538 | 0.40763 | 0 | 0.40763 | 0.018796 | 0.88536 | 0 | 0.88536 | 0.019739 | 0.92976 | 0 | 0.92976 | 0.10539 | 0.065599 | 0.14248 | 0.14963 | 0.018796 | 0.0030249 | 0.88536 | 0.14248 | 0 | 0 | 0.88536 | 0.14248 | [11 empty] | WLDFR | HFTD - Distribution - Tier 2 - 1QU CoRE ¦ 2QU LoRE | Red Flag Warning - Small Fires | 2032 | 7.214e-07 | 3.607e-07 | 9.2752e-07 | 0.083606 | 0.039055 | 0.001695 | 0.042856 | 0 | 0 | 0 | 0.00060092 |  | 6.0314e-08 | 0 | 6.0314e-08 | 3.0157e-08 | 0 | 3.0157e-08 | 7.7547e-08 | 0 | 7.7547e-08 | [16 empty] | 7.3.1.3 Ignition probability mapping showing the probability of ignition along the electric lines and equipmentWLDFRAggregatedAggregated | WLDFR | HFTD - Distribution - Tier 2 - 1QU CoRE ¦ 2QU LoRE | Red Flag Warning - Small Fires | Aggregated | Aggregated | 2050 | 0.00060092 | 0 | 306.602 | 0.18424 | 2050 | Mitigation | 0.08575 | 30 | 0 | esc | 0 | 0 | 0.00060025 | 3.607e-07 | 0.0015435 | 9.2752e-07
[35 empty] | 7.3.1.1 A summarized risk map that shows the overall ignition probability and estimated wildfire consequence along the electric lines and equipment | WLDFR | HFTD - Distribution - Tier 2 - 4QU CoRE ¦ 2QU LoRE | 2049 | 0.1504 | 0.013903 | 0.65487 | 0 | 0.65487 | 0.0086538 | 0.40763 | 0 | 0.40763 | 0.018796 | 0.88536 | 0 | 0.88536 | 0.019739 | 0.92976 | 0 | 0.92976 | 0.098494 | 0.061308 | 0.13316 | 0.13984 | 0.018796 | 0.002827 | 0.88536 | 0.13316 | 0 | 0 | 0.88536 | 0.13316 | [11 empty] | WLDFR | HFTD - Distribution - Tier 2 - 1QU CoRE ¦ 2QU LoRE | Red Flag Warning - Small Fires | 2033 | 7.214e-07 | 3.607e-07 | 9.2752e-07 | 0.087211 | 0.040679 | 0.0017655 | 0.044766 | 0 | 0 | 0 | 0.00060092 |  | 6.2914e-08 | 0 | 6.2914e-08 | 3.1457e-08 | 0 | 3.1457e-08 | 8.089e-08 | 0 | 8.089e-08 | [16 empty] | 7.3.1.3 Ignition probability mapping showing the probability of ignition along the electric lines and equipmentWLDFRAggregatedAggregated | WLDFR | HFTD - Distribution - Tier 2 - 1QU CoRE ¦ 2QU LoRE | Red Flag Warning - Small Fires | Aggregated | Aggregated | 2051 | 0.00060092 | 0 | 306.602 | 0.18424 | 2051 | Mitigation | 0.08575 | 30 | 0 | esc | 0 | 0 | 0 | 0 | 0.0015435 | 9.2752e-07
[35 empty] | 7.3.1.1 A summarized risk map that shows the overall ignition probability and estimated wildfire consequence along the electric lines and equipment | WLDFR | HFTD - Distribution - Tier 2 - 4QU CoRE ¦ 2QU LoRE | 2050 | 0.14056 | 0 | 0 | 0 | 0 | 0.0086538 | 0.40763 | 0 | 0.40763 | 0.018796 | 0.88536 | 0 | 0.88536 | 0.019739 | 0.92976 | 0 | 0.92976 | 0 | 0.057297 | 0.12445 | 0.13069 | 0.018796 | 0.002642 | 0.88536 | 0.12445 | 0 | 0 | 0.88536 | 0.12445 | [11 empty] | WLDFR | HFTD - Distribution - Tier 2 - 1QU CoRE ¦ 2QU LoRE | Red Flag Warning - Small Fires | 2034 | 7.214e-07 | 3.607e-07 | 9.2752e-07 | 0.087211 | 0.040679 | 0.0017655 | 0.044766 | 0 | 0 | 0 | 0.00060092 |  | 6.2914e-08 | 0 | 6.2914e-08 | 3.1457e-08 | 0 | 3.1457e-08 | 8.089e-08 | 0 | 8.089e-08 | [16 empty] | 7.3.1.3 Ignition probability mapping showing the probability of ignition along the electric lines and equipmentWLDFRAggregatedAggregated | WLDFR | HFTD - Distribution - Tier 2 - 1QU CoRE ¦ 2QU LoRE | Seismic - Non-Red Flag Warning - Catastrophic Fires | Aggregated | Aggregated | 2021 | 5.4822e-10 | 0 | 306.602 | 1.6808e-07 | 2021 | Mitigation | 0.08575 | 30 | 0 | esc | 0.0012005 | 6.5813e-13 | 0.00060025 | 3.2907e-13 | 0 | 0
[35 empty] | 7.3.1.1 A summarized risk map that shows the overall ignition probability and estimated wildfire consequence along the electric lines and equipment | WLDFR | HFTD - Distribution - Tier 2 - 4QU CoRE ¦ 2QU LoRE | 2051 | 0.13137 | 0 | 0 | 0 | 0 | 0 | 0 | 0 | 0 | 0.018796 | 0.88536 | 0 | 0.88536 | 0.019739 | 0.92976 | 0 | 0.92976 | 0 | 0 | 0.11631 | 0.12214 | 0.018796 | 0.0024692 | 0.88536 | 0.11631 | 0 | 0 | 0.88536 | 0.11631 | [11 empty] | WLDFR | HFTD - Distribution - Tier 2 - 1QU CoRE ¦ 2QU LoRE | Red Flag Warning - Small Fires | 2035 | 7.214e-07 | 3.607e-07 | 9.2752e-07 | 0.087211 | 0.040679 | 0.0017655 | 0.044766 | 0 | 0 | 0 | 0.00060092 |  | 6.2914e-08 | 0 | 6.2914e-08 | 3.1457e-08 | 0 | 3.1457e-08 | 8.089e-08 | 0 | 8.089e-08 | [16 empty] | 7.3.1.3 Ignition probability mapping showing the probability of ignition along the electric lines and equipmentWLDFRAggregatedAggregated | WLDFR | HFTD - Distribution - Tier 2 - 1QU CoRE ¦ 2QU LoRE | Seismic - Non-Red Flag Warning - Catastrophic Fires | Aggregated | Aggregated | 2022 | 5.4822e-10 | 0 | 306.602 | 1.6808e-07 | 2022 | Mitigation | 0.08575 | 30 | 0 | esc | 0.0012005 | 6.5813e-13 | 0.00060025 | 3.2907e-13 | 0.0015435 | 8.4617e-13
[35 empty] | 7.3.1.1 A summarized risk map that shows the overall ignition probability and estimated wildfire consequence along the electric lines and equipment | WLDFR | HFTD - Distribution - Tier 2 - 4QU CoRE ¦ 2QU LoRE | 2052 | 0.12277 | 0 | 0 | 0 | 0 | 0 | 0 | 0 | 0 | 0 | 0 | 0 | 0 | 0.019739 | 0.92976 | 0 | 0.92976 | 0 | 0 | 0 | 0.11415 | 0 | 0 | 0 | 0 | 0 | 0 | 0 | 0 | [11 empty] | WLDFR | HFTD - Distribution - Tier 2 - 1QU CoRE ¦ 2QU LoRE | Red Flag Warning - Small Fires | 2036 | 7.214e-07 | 3.607e-07 | 9.2752e-07 | 0.087211 | 0.040679 | 0.0017655 | 0.044766 | 0 | 0 | 0 | 0.00060092 |  | 6.2914e-08 | 0 | 6.2914e-08 | 3.1457e-08 | 0 | 3.1457e-08 | 8.089e-08 | 0 | 8.089e-08 | [16 empty] | 7.3.1.3 Ignition probability mapping showing the probability of ignition along the electric lines and equipmentWLDFRAggregatedAggregated | WLDFR | HFTD - Distribution - Tier 2 - 1QU CoRE ¦ 2QU LoRE | Seismic - Non-Red Flag Warning - Catastrophic Fires | Aggregated | Aggregated | 2023 | 5.4822e-10 | 0 | 306.602 | 1.6808e-07 | 2023 | Mitigation | 0.08575 | 30 | 0 | esc | 0.0012005 | 6.5813e-13 | 0.00060025 | 3.2907e-13 | 0.0015435 | 8.4617e-13
[35 empty] | 7.3.1.1 A summarized risk map that shows the overall ignition probability and estimated wildfire consequence along the electric lines and equipment | WLDFR | HFTD - Distribution - Tier 2 - 4QU CoRE ¦ 3QU LoRE | 2020 | 1 | 0.015597 | 0.54187 | 0 | 0.54187 | 0 | 0 | 0 | 0 | 0 | 0 | 0 | 0 | 0 | 0 | 0 | 0 | 0.54187 | 0 | 0 | 0 | 0 | 0 | 0 | 0 | 0 | 0 | 0 | 0 | [11 empty] | WLDFR | HFTD - Distribution - Tier 2 - 1QU CoRE ¦ 2QU LoRE | Red Flag Warning - Small Fires | 2037 | 7.214e-07 | 3.607e-07 | 9.2752e-07 | 0.087211 | 0.040679 | 0.0017655 | 0.044766 | 0 | 0 | 0 | 0.00060092 |  | 6.2914e-08 | 0 | 6.2914e-08 | 3.1457e-08 | 0 | 3.1457e-08 | 8.089e-08 | 0 | 8.089e-08 | [16 empty] | 7.3.1.3 Ignition probability mapping showing the probability of ignition along the electric lines and equipmentWLDFRAggregatedAggregated | WLDFR | HFTD - Distribution - Tier 2 - 1QU CoRE ¦ 2QU LoRE | Seismic - Non-Red Flag Warning - Catastrophic Fires | Aggregated | Aggregated | 2024 | 5.4822e-10 | 0 | 306.602 | 1.6808e-07 | 2024 | Mitigation | 0.08575 | 30 | 0 | esc | 0.0012005 | 6.5813e-13 | 0.00060025 | 3.2907e-13 | 0.0015435 | 8.4617e-13
[35 empty] | 7.3.1.1 A summarized risk map that shows the overall ignition probability and estimated wildfire consequence along the electric lines and equipment | WLDFR | HFTD - Distribution - Tier 2 - 4QU CoRE ¦ 3QU LoRE | 2021 | 1 | 0.015597 | 0.54187 | 0 | 0.54187 | 0.0097085 | 0.33729 | 0 | 0.33729 | 0 | 0 | 0 | 0 | 0 | 0 | 0 | 0 | 0.54187 | 0.33729 | 0 | 0 | 0 | 0 | 0 | 0 | 0 | 0 | 0 | 0 | [11 empty] | WLDFR | HFTD - Distribution - Tier 2 - 1QU CoRE ¦ 2QU LoRE | Red Flag Warning - Small Fires | 2038 | 7.214e-07 | 3.607e-07 | 9.2752e-07 | 0.091184 | 0.042438 | 0.0018418 | 0.046905 | 0 | 0 | 0 | 0.00060092 |  | 6.5781e-08 | 0 | 6.5781e-08 | 3.289e-08 | 0 | 3.289e-08 | 8.4575e-08 | 0 | 8.4575e-08 | [16 empty] | 7.3.1.3 Ignition probability mapping showing the probability of ignition along the electric lines and equipmentWLDFRAggregatedAggregated | WLDFR | HFTD - Distribution - Tier 2 - 1QU CoRE ¦ 2QU LoRE | Seismic - Non-Red Flag Warning - Catastrophic Fires | Aggregated | Aggregated | 2025 | 5.4822e-10 | 0 | 306.602 | 1.6808e-07 | 2025 | Mitigation | 0.08575 | 30 | 0 | esc | 0.0012005 | 6.5813e-13 | 0.00060025 | 3.2907e-13 | 0.0015435 | 8.4617e-13
[35 empty] | 7.3.1.1 A summarized risk map that shows the overall ignition probability and estimated wildfire consequence along the electric lines and equipment | WLDFR | HFTD - Distribution - Tier 2 - 4QU CoRE ¦ 3QU LoRE | 2022 | 0.93458 | 0.015506 | 0.53843 | 0 | 0.53843 | 0.0096515 | 0.33515 | 0 | 0.33515 | 0.021815 | 0.75751 | 0 | 0.75751 | 0 | 0 | 0 | 0 | 0.50321 | 0.31322 | 0.70795 | 0 | 0.021815 | 0.020387 | 0.75751 | 0.70795 | 0 | 0 | 0.75751 | 0.70795 | [11 empty] | WLDFR | HFTD - Distribution - Tier 2 - 1QU CoRE ¦ 2QU LoRE | Red Flag Warning - Small Fires | 2039 | 7.214e-07 | 3.607e-07 | 9.2752e-07 | 0.091184 | 0.042438 | 0.0018418 | 0.046905 | 0 | 0 | 0 | 0.00060092 |  | 6.5781e-08 | 0 | 6.5781e-08 | 3.289e-08 | 0 | 3.289e-08 | 8.4575e-08 | 0 | 8.4575e-08 | [16 empty] | 7.3.1.3 Ignition probability mapping showing the probability of ignition along the electric lines and equipmentWLDFRAggregatedAggregated | WLDFR | HFTD - Distribution - Tier 2 - 1QU CoRE ¦ 2QU LoRE | Seismic - Non-Red Flag Warning - Catastrophic Fires | Aggregated | Aggregated | 2026 | 5.4822e-10 | 0 | 306.602 | 1.6808e-07 | 2026 | Mitigation | 0.08575 | 30 | 0 | esc | 0.0012005 | 6.5813e-13 | 0.00060025 | 3.2907e-13 | 0.0015435 | 8.4617e-13
[35 empty] | 7.3.1.1 A summarized risk map that shows the overall ignition probability and estimated wildfire consequence along the electric lines and equipment | WLDFR | HFTD - Distribution - Tier 2 - 4QU CoRE ¦ 3QU LoRE | 2023 | 0.87344 | 0.015506 | 0.55816 | 0 | 0.55816 | 0.0096515 | 0.34743 | 0 | 0.34743 | 0.021815 | 0.78526 | 0 | 0.78526 | 0.022908 | 0.82464 | 0 | 0.82464 | 0.48752 | 0.30346 | 0.68588 | 0.72027 | 0.021815 | 0.019054 | 0.78526 | 0.68588 | 0 | 0 | 0.78526 | 0.68588 | [11 empty] | WLDFR | HFTD - Distribution - Tier 2 - 1QU CoRE ¦ 2QU LoRE | Red Flag Warning - Small Fires | 2040 | 7.214e-07 | 3.607e-07 | 9.2752e-07 | 0.091184 | 0.042438 | 0.0018418 | 0.046905 | 0 | 0 | 0 | 0.00060092 |  | 6.5781e-08 | 0 | 6.5781e-08 | 3.289e-08 | 0 | 3.289e-08 | 8.4575e-08 | 0 | 8.4575e-08 | [16 empty] | 7.3.1.3 Ignition probability mapping showing the probability of ignition along the electric lines and equipmentWLDFRAggregatedAggregated | WLDFR | HFTD - Distribution - Tier 2 - 1QU CoRE ¦ 2QU LoRE | Seismic - Non-Red Flag Warning - Catastrophic Fires | Aggregated | Aggregated | 2027 | 5.4822e-10 | 0 | 306.602 | 1.6808e-07 | 2027 | Mitigation | 0.08575 | 30 | 0 | esc | 0.0012005 | 6.5813e-13 | 0.00060025 | 3.2907e-13 | 0.0015435 | 8.4617e-13
[35 empty] | 7.3.1.1 A summarized risk map that shows the overall ignition probability and estimated wildfire consequence along the electric lines and equipment | WLDFR | HFTD - Distribution - Tier 2 - 4QU CoRE ¦ 3QU LoRE | 2024 | 0.8163 | 0.015506 | 0.55816 | 0 | 0.55816 | 0.0096515 | 0.34743 | 0 | 0.34743 | 0.021815 | 0.78526 | 0 | 0.78526 | 0.022908 | 0.82464 | 0 | 0.82464 | 0.45562 | 0.28361 | 0.64101 | 0.67315 | 0.021815 | 0.017807 | 0.78526 | 0.64101 | 0 | 0 | 0.78526 | 0.64101 | [11 empty] | WLDFR | HFTD - Distribution - Tier 2 - 1QU CoRE ¦ 2QU LoRE | Red Flag Warning - Small Fires | 2041 | 7.214e-07 | 3.607e-07 | 9.2752e-07 | 0.091184 | 0.042438 | 0.0018418 | 0.046905 | 0 | 0 | 0 | 0.00060092 |  | 6.5781e-08 | 0 | 6.5781e-08 | 3.289e-08 | 0 | 3.289e-08 | 8.4575e-08 | 0 | 8.4575e-08 | [16 empty] | 7.3.1.3 Ignition probability mapping showing the probability of ignition along the electric lines and equipmentWLDFRAggregatedAggregated | WLDFR | HFTD - Distribution - Tier 2 - 1QU CoRE ¦ 2QU LoRE | Seismic - Non-Red Flag Warning - Catastrophic Fires | Aggregated | Aggregated | 2028 | 5.4822e-10 | 0 | 306.602 | 1.6808e-07 | 2028 | Mitigation | 0.08575 | 30 | 0 | esc | 0.0012005 | 6.5813e-13 | 0.00060025 | 3.2907e-13 | 0.0015435 | 8.4617e-13
[35 empty] | 7.3.1.1 A summarized risk map that shows the overall ignition probability and estimated wildfire consequence along the electric lines and equipment | WLDFR | HFTD - Distribution - Tier 2 - 4QU CoRE ¦ 3QU LoRE | 2025 | 0.7629 | 0.015506 | 0.55816 | 0 | 0.55816 | 0.0096515 | 0.34743 | 0 | 0.34743 | 0.021815 | 0.78526 | 0 | 0.78526 | 0.022908 | 0.82464 | 0 | 0.82464 | 0.42582 | 0.26505 | 0.59907 | 0.62911 | 0.021815 | 0.016642 | 0.78526 | 0.59907 | 0 | 0 | 0.78526 | 0.59907 | [11 empty] | WLDFR | HFTD - Distribution - Tier 2 - 1QU CoRE ¦ 2QU LoRE | Red Flag Warning - Small Fires | 2042 | 7.214e-07 | 3.607e-07 | 9.2752e-07 | 0.091184 | 0.042438 | 0.0018418 | 0.046905 | 0 | 0 | 0 | 0.00060092 |  | 6.5781e-08 | 0 | 6.5781e-08 | 3.289e-08 | 0 | 3.289e-08 | 8.4575e-08 | 0 | 8.4575e-08 | [16 empty] | 7.3.1.3 Ignition probability mapping showing the probability of ignition along the electric lines and equipmentWLDFRAggregatedAggregated | WLDFR | HFTD - Distribution - Tier 2 - 1QU CoRE ¦ 2QU LoRE | Seismic - Non-Red Flag Warning - Catastrophic Fires | Aggregated | Aggregated | 2029 | 5.4822e-10 | 0 | 306.602 | 1.6808e-07 | 2029 | Mitigation | 0.08575 | 30 | 0 | esc | 0.0012005 | 6.5813e-13 | 0.00060025 | 3.2907e-13 | 0.0015435 | 8.4617e-13
[35 empty] | 7.3.1.1 A summarized risk map that shows the overall ignition probability and estimated wildfire consequence along the electric lines and equipment | WLDFR | HFTD - Distribution - Tier 2 - 4QU CoRE ¦ 3QU LoRE | 2026 | 0.71299 | 0.015506 | 0.55816 | 0 | 0.55816 | 0.0096515 | 0.34743 | 0 | 0.34743 | 0.021815 | 0.78526 | 0 | 0.78526 | 0.022908 | 0.82464 | 0 | 0.82464 | 0.39796 | 0.24771 | 0.55988 | 0.58796 | 0.021815 | 0.015553 | 0.78526 | 0.55988 | 0 | 0 | 0.78526 | 0.55988 | [11 empty] | WLDFR | HFTD - Distribution - Tier 2 - 1QU CoRE ¦ 2QU LoRE | Red Flag Warning - Small Fires | 2043 | 7.214e-07 | 3.607e-07 | 9.2752e-07 | 0.095486 | 0.044306 | 0.0019228 | 0.049257 | 0 | 0 | 0 | 0.00060092 |  | 6.8884e-08 | 0 | 6.8884e-08 | 3.4442e-08 | 0 | 3.4442e-08 | 8.8565e-08 | 0 | 8.8565e-08 | [16 empty] | 7.3.1.3 Ignition probability mapping showing the probability of ignition along the electric lines and equipmentWLDFRAggregatedAggregated | WLDFR | HFTD - Distribution - Tier 2 - 1QU CoRE ¦ 2QU LoRE | Seismic - Non-Red Flag Warning - Catastrophic Fires | Aggregated | Aggregated | 2030 | 5.4822e-10 | 0 | 306.602 | 1.6808e-07 | 2030 | Mitigation | 0.08575 | 30 | 0 | esc | 0.0012005 | 6.5813e-13 | 0.00060025 | 3.2907e-13 | 0.0015435 | 8.4617e-13
[35 empty] | 7.3.1.1 A summarized risk map that shows the overall ignition probability and estimated wildfire consequence along the electric lines and equipment | WLDFR | HFTD - Distribution - Tier 2 - 4QU CoRE ¦ 3QU LoRE | 2027 | 0.66634 | 0.015506 | 0.55816 | 0 | 0.55816 | 0.0096515 | 0.34743 | 0 | 0.34743 | 0.021815 | 0.78526 | 0 | 0.78526 | 0.022908 | 0.82464 | 0 | 0.82464 | 0.37193 | 0.23151 | 0.52325 | 0.54949 | 0.021815 | 0.014536 | 0.78526 | 0.52325 | 0 | 0 | 0.78526 | 0.52325 | [11 empty] | WLDFR | HFTD - Distribution - Tier 2 - 1QU CoRE ¦ 2QU LoRE | Red Flag Warning - Small Fires | 2044 | 7.214e-07 | 3.607e-07 | 9.2752e-07 | 0.095486 | 0.044306 | 0.0019228 | 0.049257 | 0 | 0 | 0 | 0.00060092 |  | 6.8884e-08 | 0 | 6.8884e-08 | 3.4442e-08 | 0 | 3.4442e-08 | 8.8565e-08 | 0 | 8.8565e-08 | [16 empty] | 7.3.1.3 Ignition probability mapping showing the probability of ignition along the electric lines and equipmentWLDFRAggregatedAggregated | WLDFR | HFTD - Distribution - Tier 2 - 1QU CoRE ¦ 2QU LoRE | Seismic - Non-Red Flag Warning - Catastrophic Fires | Aggregated | Aggregated | 2031 | 5.4822e-10 | 0 | 306.602 | 1.6808e-07 | 2031 | Mitigation | 0.08575 | 30 | 0 | esc | 0.0012005 | 6.5813e-13 | 0.00060025 | 3.2907e-13 | 0.0015435 | 8.4617e-13
[35 empty] | 7.3.1.1 A summarized risk map that shows the overall ignition probability and estimated wildfire consequence along the electric lines and equipment | WLDFR | HFTD - Distribution - Tier 2 - 4QU CoRE ¦ 3QU LoRE | 2028 | 0.62275 | 0.015506 | 0.58302 | 0 | 0.58302 | 0.0096515 | 0.3629 | 0 | 0.3629 | 0.021815 | 0.82023 | 0 | 0.82023 | 0.022908 | 0.86136 | 0 | 0.86136 | 0.36307 | 0.226 | 0.5108 | 0.53641 | 0.021815 | 0.013585 | 0.82023 | 0.5108 | 0 | 0 | 0.82023 | 0.5108 | [11 empty] | WLDFR | HFTD - Distribution - Tier 2 - 1QU CoRE ¦ 2QU LoRE | Red Flag Warning - Small Fires | 2045 | 7.214e-07 | 3.607e-07 | 9.2752e-07 | 0.095486 | 0.044306 | 0.0019228 | 0.049257 | 0 | 0 | 0 | 0.00060092 |  | 6.8884e-08 | 0 | 6.8884e-08 | 3.4442e-08 | 0 | 3.4442e-08 | 8.8565e-08 | 0 | 8.8565e-08 | [16 empty] | 7.3.1.3 Ignition probability mapping showing the probability of ignition along the electric lines and equipmentWLDFRAggregatedAggregated | WLDFR | HFTD - Distribution - Tier 2 - 1QU CoRE ¦ 2QU LoRE | Seismic - Non-Red Flag Warning - Catastrophic Fires | Aggregated | Aggregated | 2032 | 5.4822e-10 | 0 | 306.602 | 1.6808e-07 | 2032 | Mitigation | 0.08575 | 30 | 0 | esc | 0.0012005 | 6.5813e-13 | 0.00060025 | 3.2907e-13 | 0.0015435 | 8.4617e-13
[35 empty] | 7.3.1.1 A summarized risk map that shows the overall ignition probability and estimated wildfire consequence along the electric lines and equipment | WLDFR | HFTD - Distribution - Tier 2 - 4QU CoRE ¦ 3QU LoRE | 2029 | 0.58201 | 0.015506 | 0.58302 | 0 | 0.58302 | 0.0096515 | 0.3629 | 0 | 0.3629 | 0.021815 | 0.82023 | 0 | 0.82023 | 0.022908 | 0.86136 | 0 | 0.86136 | 0.33932 | 0.21121 | 0.47738 | 0.50132 | 0.021815 | 0.012696 | 0.82023 | 0.47738 | 0 | 0 | 0.82023 | 0.47738 | [11 empty] | WLDFR | HFTD - Distribution - Tier 2 - 1QU CoRE ¦ 2QU LoRE | Red Flag Warning - Small Fires | 2046 | 7.214e-07 | 3.607e-07 | 9.2752e-07 | 0.095486 | 0.044306 | 0.0019228 | 0.049257 | 0 | 0 | 0 | 0.00060092 |  | 6.8884e-08 | 0 | 6.8884e-08 | 3.4442e-08 | 0 | 3.4442e-08 | 8.8565e-08 | 0 | 8.8565e-08 | [16 empty] | 7.3.1.3 Ignition probability mapping showing the probability of ignition along the electric lines and equipmentWLDFRAggregatedAggregated | WLDFR | HFTD - Distribution - Tier 2 - 1QU CoRE ¦ 2QU LoRE | Seismic - Non-Red Flag Warning - Catastrophic Fires | Aggregated | Aggregated | 2033 | 5.4822e-10 | 0 | 306.602 | 1.6808e-07 | 2033 | Mitigation | 0.08575 | 30 | 0 | esc | 0.0012005 | 6.5813e-13 | 0.00060025 | 3.2907e-13 | 0.0015435 | 8.4617e-13
[35 empty] | 7.3.1.1 A summarized risk map that shows the overall ignition probability and estimated wildfire consequence along the electric lines and equipment | WLDFR | HFTD - Distribution - Tier 2 - 4QU CoRE ¦ 3QU LoRE | 2030 | 0.54393 | 0.015506 | 0.58302 | 0 | 0.58302 | 0.0096515 | 0.3629 | 0 | 0.3629 | 0.021815 | 0.82023 | 0 | 0.82023 | 0.022908 | 0.86136 | 0 | 0.86136 | 0.31712 | 0.19739 | 0.44615 | 0.46853 | 0.021815 | 0.011866 | 0.82023 | 0.44615 | 0 | 0 | 0.82023 | 0.44615 | [11 empty] | WLDFR | HFTD - Distribution - Tier 2 - 1QU CoRE ¦ 2QU LoRE | Red Flag Warning - Small Fires | 2047 | 7.214e-07 | 3.607e-07 | 9.2752e-07 | 0.095486 | 0.044306 | 0.0019228 | 0.049257 | 0 | 0 | 0 | 0.00060092 |  | 6.8884e-08 | 0 | 6.8884e-08 | 3.4442e-08 | 0 | 3.4442e-08 | 8.8565e-08 | 0 | 8.8565e-08 | [16 empty] | 7.3.1.3 Ignition probability mapping showing the probability of ignition along the electric lines and equipmentWLDFRAggregatedAggregated | WLDFR | HFTD - Distribution - Tier 2 - 1QU CoRE ¦ 2QU LoRE | Seismic - Non-Red Flag Warning - Catastrophic Fires | Aggregated | Aggregated | 2034 | 5.4822e-10 | 0 | 306.602 | 1.6808e-07 | 2034 | Mitigation | 0.08575 | 30 | 0 | esc | 0.0012005 | 6.5813e-13 | 0.00060025 | 3.2907e-13 | 0.0015435 | 8.4617e-13
[35 empty] | 7.3.1.1 A summarized risk map that shows the overall ignition probability and estimated wildfire consequence along the electric lines and equipment | WLDFR | HFTD - Distribution - Tier 2 - 4QU CoRE ¦ 3QU LoRE | 2031 | 0.50835 | 0.015506 | 0.58302 | 0 | 0.58302 | 0.0096515 | 0.3629 | 0 | 0.3629 | 0.021815 | 0.82023 | 0 | 0.82023 | 0.022908 | 0.86136 | 0 | 0.86136 | 0.29638 | 0.18448 | 0.41697 | 0.43787 | 0.021815 | 0.011089 | 0.82023 | 0.41697 | 0 | 0 | 0.82023 | 0.41697 | [11 empty] | WLDFR | HFTD - Distribution - Tier 2 - 1QU CoRE ¦ 2QU LoRE | Red Flag Warning - Small Fires | 2048 | 7.214e-07 | 3.607e-07 | 9.2752e-07 | 0.10007 | 0.04626 | 0.0020076 | 0.051804 | 0 | 0 | 0 | 0.00060092 |  | 7.2192e-08 | 0 | 7.2192e-08 | 3.6096e-08 | 0 | 3.6096e-08 | 9.2818e-08 | 0 | 9.2818e-08 | [16 empty] | 7.3.1.3 Ignition probability mapping showing the probability of ignition along the electric lines and equipmentWLDFRAggregatedAggregated | WLDFR | HFTD - Distribution - Tier 2 - 1QU CoRE ¦ 2QU LoRE | Seismic - Non-Red Flag Warning - Catastrophic Fires | Aggregated | Aggregated | 2035 | 5.4822e-10 | 0 | 306.602 | 1.6808e-07 | 2035 | Mitigation | 0.08575 | 30 | 0 | esc | 0.0012005 | 6.5813e-13 | 0.00060025 | 3.2907e-13 | 0.0015435 | 8.4617e-13
[35 empty] | 7.3.1.1 A summarized risk map that shows the overall ignition probability and estimated wildfire consequence along the electric lines and equipment | WLDFR | HFTD - Distribution - Tier 2 - 4QU CoRE ¦ 3QU LoRE | 2032 | 0.47509 | 0.015506 | 0.58302 | 0 | 0.58302 | 0.0096515 | 0.3629 | 0 | 0.3629 | 0.021815 | 0.82023 | 0 | 0.82023 | 0.022908 | 0.86136 | 0 | 0.86136 | 0.27699 | 0.17241 | 0.38969 | 0.40923 | 0.021815 | 0.010364 | 0.82023 | 0.38969 | 0 | 0 | 0.82023 | 0.38969 | [11 empty] | WLDFR | HFTD - Distribution - Tier 2 - 1QU CoRE ¦ 2QU LoRE | Red Flag Warning - Small Fires | 2049 | 7.214e-07 | 3.607e-07 | 9.2752e-07 | 0.10007 | 0.04626 | 0.0020076 | 0.051804 | 0 | 0 | 0 | 0.00060092 |  | 7.2192e-08 | 0 | 7.2192e-08 | 3.6096e-08 | 0 | 3.6096e-08 | 9.2818e-08 | 0 | 9.2818e-08 | [16 empty] | 7.3.1.3 Ignition probability mapping showing the probability of ignition along the electric lines and equipmentWLDFRAggregatedAggregated | WLDFR | HFTD - Distribution - Tier 2 - 1QU CoRE ¦ 2QU LoRE | Seismic - Non-Red Flag Warning - Catastrophic Fires | Aggregated | Aggregated | 2036 | 5.4822e-10 | 0 | 306.602 | 1.6808e-07 | 2036 | Mitigation | 0.08575 | 30 | 0 | esc | 0.0012005 | 6.5813e-13 | 0.00060025 | 3.2907e-13 | 0.0015435 | 8.4617e-13
[35 empty] | 7.3.1.1 A summarized risk map that shows the overall ignition probability and estimated wildfire consequence along the electric lines and equipment | WLDFR | HFTD - Distribution - Tier 2 - 4QU CoRE ¦ 3QU LoRE | 2033 | 0.44401 | 0.015506 | 0.61064 | 0 | 0.61064 | 0.0096515 | 0.3801 | 0 | 0.3801 | 0.021815 | 0.8591 | 0 | 0.8591 | 0.022908 | 0.90218 | 0 | 0.90218 | 0.27113 | 0.16877 | 0.38145 | 0.40058 | 0.021815 | 0.0096859 | 0.8591 | 0.38145 | 0 | 0 | 0.8591 | 0.38145 | [11 empty] | WLDFR | HFTD - Distribution - Tier 2 - 1QU CoRE ¦ 2QU LoRE | Red Flag Warning - Small Fires | 2050 | 0 | 3.607e-07 | 9.2752e-07 | 0.10007 | 0.04626 | 0.0020076 | 0.051804 | 0 | 0 | 0 | 0.00060092 |  | 0 | 0 | 0 | 3.6096e-08 | 0 | 3.6096e-08 | 9.2818e-08 | 0 | 9.2818e-08 | [16 empty] | 7.3.1.3 Ignition probability mapping showing the probability of ignition along the electric lines and equipmentWLDFRAggregatedAggregated | WLDFR | HFTD - Distribution - Tier 2 - 1QU CoRE ¦ 2QU LoRE | Seismic - Non-Red Flag Warning - Catastrophic Fires | Aggregated | Aggregated | 2037 | 5.4822e-10 | 0 | 306.602 | 1.6808e-07 | 2037 | Mitigation | 0.08575 | 30 | 0 | esc | 0.0012005 | 6.5813e-13 | 0.00060025 | 3.2907e-13 | 0.0015435 | 8.4617e-13
[35 empty] | 7.3.1.1 A summarized risk map that shows the overall ignition probability and estimated wildfire consequence along the electric lines and equipment | WLDFR | HFTD - Distribution - Tier 2 - 4QU CoRE ¦ 3QU LoRE | 2034 | 0.41496 | 0.015506 | 0.61064 | 0 | 0.61064 | 0.0096515 | 0.3801 | 0 | 0.3801 | 0.021815 | 0.8591 | 0 | 0.8591 | 0.022908 | 0.90218 | 0 | 0.90218 | 0.25339 | 0.15773 | 0.3565 | 0.37437 | 0.021815 | 0.0090523 | 0.8591 | 0.3565 | 0 | 0 | 0.8591 | 0.3565 | [11 empty] | WLDFR | HFTD - Distribution - Tier 2 - 1QU CoRE ¦ 2QU LoRE | Red Flag Warning - Small Fires | 2051 | 0 | 0 | 9.2752e-07 | 0.10007 | 0.04626 | 0.0020076 | 0.051804 | 0 | 0 | 0 | 0.00060092 |  | 0 | 0 | 0 | 0 | 0 | 0 | 9.2818e-08 | 0 | 9.2818e-08 | [16 empty] | 7.3.1.3 Ignition probability mapping showing the probability of ignition along the electric lines and equipmentWLDFRAggregatedAggregated | WLDFR | HFTD - Distribution - Tier 2 - 1QU CoRE ¦ 2QU LoRE | Seismic - Non-Red Flag Warning - Catastrophic Fires | Aggregated | Aggregated | 2038 | 5.4822e-10 | 0 | 306.602 | 1.6808e-07 | 2038 | Mitigation | 0.08575 | 30 | 0 | esc | 0.0012005 | 6.5813e-13 | 0.00060025 | 3.2907e-13 | 0.0015435 | 8.4617e-13
[35 empty] | 7.3.1.1 A summarized risk map that shows the overall ignition probability and estimated wildfire consequence along the electric lines and equipment | WLDFR | HFTD - Distribution - Tier 2 - 4QU CoRE ¦ 3QU LoRE | 2035 | 0.38782 | 0.015506 | 0.61064 | 0 | 0.61064 | 0.0096515 | 0.3801 | 0 | 0.3801 | 0.021815 | 0.8591 | 0 | 0.8591 | 0.022908 | 0.90218 | 0 | 0.90218 | 0.23682 | 0.14741 | 0.33317 | 0.34988 | 0.021815 | 0.0084601 | 0.8591 | 0.33317 | 0 | 0 | 0.8591 | 0.33317 | [11 empty] | WLDFR | HFTD - Distribution - Tier 2 - 1QU CoRE ¦ 2QU LoRE | Seismic - Non-Red Flag Warning - Catastrophic Fires | 2020 | 6.5813e-13 | 0 | 0 | 21083.8428 | 409.2237 | 13469.0878 | 7205.5313 | 0 | 0 | 0 | 5.4822e-10 |  | 1.3876e-08 | 0 | 1.3876e-08 | 0 | 0 | 0 | 0 | 0 | 0 | [16 empty] | 7.3.1.3 Ignition probability mapping showing the probability of ignition along the electric lines and equipmentWLDFRAggregatedAggregated | WLDFR | HFTD - Distribution - Tier 2 - 1QU CoRE ¦ 2QU LoRE | Seismic - Non-Red Flag Warning - Catastrophic Fires | Aggregated | Aggregated | 2039 | 5.4822e-10 | 0 | 306.602 | 1.6808e-07 | 2039 | Mitigation | 0.08575 | 30 | 0 | esc | 0.0012005 | 6.5813e-13 | 0.00060025 | 3.2907e-13 | 0.0015435 | 8.4617e-13
[35 empty] | 7.3.1.1 A summarized risk map that shows the overall ignition probability and estimated wildfire consequence along the electric lines and equipment | WLDFR | HFTD - Distribution - Tier 2 - 4QU CoRE ¦ 3QU LoRE | 2036 | 0.36245 | 0.015506 | 0.61064 | 0 | 0.61064 | 0.0096515 | 0.3801 | 0 | 0.3801 | 0.021815 | 0.8591 | 0 | 0.8591 | 0.022908 | 0.90218 | 0 | 0.90218 | 0.22132 | 0.13776 | 0.31138 | 0.32699 | 0.021815 | 0.0079066 | 0.8591 | 0.31138 | 0 | 0 | 0.8591 | 0.31138 | [11 empty] | WLDFR | HFTD - Distribution - Tier 2 - 1QU CoRE ¦ 2QU LoRE | Seismic - Non-Red Flag Warning - Catastrophic Fires | 2021 | 6.5813e-13 | 3.2907e-13 | 0 | 21083.8428 | 409.2237 | 13469.0878 | 7205.5313 | 0 | 0 | 0 | 5.4822e-10 |  | 1.3876e-08 | 0 | 1.3876e-08 | 6.938e-09 | 0 | 6.938e-09 | 0 | 0 | 0 | [16 empty] | 7.3.1.3 Ignition probability mapping showing the probability of ignition along the electric lines and equipmentWLDFRAggregatedAggregated | WLDFR | HFTD - Distribution - Tier 2 - 1QU CoRE ¦ 2QU LoRE | Seismic - Non-Red Flag Warning - Catastrophic Fires | Aggregated | Aggregated | 2040 | 5.4822e-10 | 0 | 306.602 | 1.6808e-07 | 2040 | Mitigation | 0.08575 | 30 | 0 | esc | 0.0012005 | 6.5813e-13 | 0.00060025 | 3.2907e-13 | 0.0015435 | 8.4617e-13
[35 empty] | 7.3.1.1 A summarized risk map that shows the overall ignition probability and estimated wildfire consequence along the electric lines and equipment | WLDFR | HFTD - Distribution - Tier 2 - 4QU CoRE ¦ 3QU LoRE | 2037 | 0.33873 | 0.015506 | 0.61064 | 0 | 0.61064 | 0.0096515 | 0.3801 | 0 | 0.3801 | 0.021815 | 0.8591 | 0 | 0.8591 | 0.022908 | 0.90218 | 0 | 0.90218 | 0.20685 | 0.12875 | 0.29101 | 0.3056 | 0.021815 | 0.0073893 | 0.8591 | 0.29101 | 0 | 0 | 0.8591 | 0.29101 | [11 empty] | WLDFR | HFTD - Distribution - Tier 2 - 1QU CoRE ¦ 2QU LoRE | Seismic - Non-Red Flag Warning - Catastrophic Fires | 2022 | 6.5813e-13 | 3.2907e-13 | 8.4617e-13 | 21083.8428 | 409.2237 | 13469.0878 | 7205.5313 | 0 | 0 | 0 | 5.4822e-10 |  | 1.3876e-08 | 0 | 1.3876e-08 | 6.938e-09 | 0 | 6.938e-09 | 1.7841e-08 | 0 | 1.7841e-08 | [16 empty] | 7.3.1.3 Ignition probability mapping showing the probability of ignition along the electric lines and equipmentWLDFRAggregatedAggregated | WLDFR | HFTD - Distribution - Tier 2 - 1QU CoRE ¦ 2QU LoRE | Seismic - Non-Red Flag Warning - Catastrophic Fires | Aggregated | Aggregated | 2041 | 5.4822e-10 | 0 | 306.602 | 1.6808e-07 | 2041 | Mitigation | 0.08575 | 30 | 0 | esc | 0.0012005 | 6.5813e-13 | 0.00060025 | 3.2907e-13 | 0.0015435 | 8.4617e-13
[35 empty] | 7.3.1.1 A summarized risk map that shows the overall ignition probability and estimated wildfire consequence along the electric lines and equipment | WLDFR | HFTD - Distribution - Tier 2 - 4QU CoRE ¦ 3QU LoRE | 2038 | 0.31657 | 0.015506 | 0.64063 | 0 | 0.64063 | 0.0096515 | 0.39876 | 0 | 0.39876 | 0.021815 | 0.90129 | 0 | 0.90129 | 0.022908 | 0.94648 | 0 | 0.94648 | 0.20281 | 0.12624 | 0.28532 | 0.29963 | 0.021815 | 0.0069059 | 0.90129 | 0.28532 | 0 | 0 | 0.90129 | 0.28532 | [11 empty] | WLDFR | HFTD - Distribution - Tier 2 - 1QU CoRE ¦ 2QU LoRE | Seismic - Non-Red Flag Warning - Catastrophic Fires | 2023 | 6.5813e-13 | 3.2907e-13 | 8.4617e-13 | 21835.9781 | 428.6023 | 13939.561 | 7467.8148 | 0 | 0 | 0 | 5.4822e-10 |  | 1.4371e-08 | 0 | 1.4371e-08 | 7.1855e-09 | 0 | 7.1855e-09 | 1.8477e-08 | 0 | 1.8477e-08 | [16 empty] | 7.3.1.3 Ignition probability mapping showing the probability of ignition along the electric lines and equipmentWLDFRAggregatedAggregated | WLDFR | HFTD - Distribution - Tier 2 - 1QU CoRE ¦ 2QU LoRE | Seismic - Non-Red Flag Warning - Catastrophic Fires | Aggregated | Aggregated | 2042 | 5.4822e-10 | 0 | 306.602 | 1.6808e-07 | 2042 | Mitigation | 0.08575 | 30 | 0 | esc | 0.0012005 | 6.5813e-13 | 0.00060025 | 3.2907e-13 | 0.0015435 | 8.4617e-13
[35 empty] | 7.3.1.1 A summarized risk map that shows the overall ignition probability and estimated wildfire consequence along the electric lines and equipment | WLDFR | HFTD - Distribution - Tier 2 - 4QU CoRE ¦ 3QU LoRE | 2039 | 0.29586 | 0.015506 | 0.64063 | 0 | 0.64063 | 0.0096515 | 0.39876 | 0 | 0.39876 | 0.021815 | 0.90129 | 0 | 0.90129 | 0.022908 | 0.94648 | 0 | 0.94648 | 0.18954 | 0.11798 | 0.26666 | 0.28003 | 0.021815 | 0.0064541 | 0.90129 | 0.26666 | 0 | 0 | 0.90129 | 0.26666 | [11 empty] | WLDFR | HFTD - Distribution - Tier 2 - 1QU CoRE ¦ 2QU LoRE | Seismic - Non-Red Flag Warning - Catastrophic Fires | 2024 | 6.5813e-13 | 3.2907e-13 | 8.4617e-13 | 21835.9781 | 428.6023 | 13939.561 | 7467.8148 | 0 | 0 | 0 | 5.4822e-10 |  | 1.4371e-08 | 0 | 1.4371e-08 | 7.1855e-09 | 0 | 7.1855e-09 | 1.8477e-08 | 0 | 1.8477e-08 | [16 empty] | 7.3.1.3 Ignition probability mapping showing the probability of ignition along the electric lines and equipmentWLDFRAggregatedAggregated | WLDFR | HFTD - Distribution - Tier 2 - 1QU CoRE ¦ 2QU LoRE | Seismic - Non-Red Flag Warning - Catastrophic Fires | Aggregated | Aggregated | 2043 | 5.4822e-10 | 0 | 306.602 | 1.6808e-07 | 2043 | Mitigation | 0.08575 | 30 | 0 | esc | 0.0012005 | 6.5813e-13 | 0.00060025 | 3.2907e-13 | 0.0015435 | 8.4617e-13
[35 empty] | 7.3.1.1 A summarized risk map that shows the overall ignition probability and estimated wildfire consequence along the electric lines and equipment | WLDFR | HFTD - Distribution - Tier 2 - 4QU CoRE ¦ 3QU LoRE | 2040 | 0.27651 | 0.015506 | 0.64063 | 0 | 0.64063 | 0.0096515 | 0.39876 | 0 | 0.39876 | 0.021815 | 0.90129 | 0 | 0.90129 | 0.022908 | 0.94648 | 0 | 0.94648 | 0.17714 | 0.11026 | 0.24921 | 0.26171 | 0.021815 | 0.0060319 | 0.90129 | 0.24921 | 0 | 0 | 0.90129 | 0.24921 | [11 empty] | WLDFR | HFTD - Distribution - Tier 2 - 1QU CoRE ¦ 2QU LoRE | Seismic - Non-Red Flag Warning - Catastrophic Fires | 2025 | 6.5813e-13 | 3.2907e-13 | 8.4617e-13 | 21835.9781 | 428.6023 | 13939.561 | 7467.8148 | 0 | 0 | 0 | 5.4822e-10 |  | 1.4371e-08 | 0 | 1.4371e-08 | 7.1855e-09 | 0 | 7.1855e-09 | 1.8477e-08 | 0 | 1.8477e-08 | [16 empty] | 7.3.1.3 Ignition probability mapping showing the probability of ignition along the electric lines and equipmentWLDFRAggregatedAggregated | WLDFR | HFTD - Distribution - Tier 2 - 1QU CoRE ¦ 2QU LoRE | Seismic - Non-Red Flag Warning - Catastrophic Fires | Aggregated | Aggregated | 2044 | 5.4822e-10 | 0 | 306.602 | 1.6808e-07 | 2044 | Mitigation | 0.08575 | 30 | 0 | esc | 0.0012005 | 6.5813e-13 | 0.00060025 | 3.2907e-13 | 0.0015435 | 8.4617e-13
[35 empty] | 7.3.1.1 A summarized risk map that shows the overall ignition probability and estimated wildfire consequence along the electric lines and equipment | WLDFR | HFTD - Distribution - Tier 2 - 4QU CoRE ¦ 3QU LoRE | 2041 | 0.25842 | 0.015506 | 0.64063 | 0 | 0.64063 | 0.0096515 | 0.39876 | 0 | 0.39876 | 0.021815 | 0.90129 | 0 | 0.90129 | 0.022908 | 0.94648 | 0 | 0.94648 | 0.16555 | 0.10305 | 0.23291 | 0.24459 | 0.021815 | 0.0056373 | 0.90129 | 0.23291 | 0 | 0 | 0.90129 | 0.23291 | [11 empty] | WLDFR | HFTD - Distribution - Tier 2 - 1QU CoRE ¦ 2QU LoRE | Seismic - Non-Red Flag Warning - Catastrophic Fires | 2026 | 6.5813e-13 | 3.2907e-13 | 8.4617e-13 | 21835.9781 | 428.6023 | 13939.561 | 7467.8148 | 0 | 0 | 0 | 5.4822e-10 |  | 1.4371e-08 | 0 | 1.4371e-08 | 7.1855e-09 | 0 | 7.1855e-09 | 1.8477e-08 | 0 | 1.8477e-08 | [16 empty] | 7.3.1.3 Ignition probability mapping showing the probability of ignition along the electric lines and equipmentWLDFRAggregatedAggregated | WLDFR | HFTD - Distribution - Tier 2 - 1QU CoRE ¦ 2QU LoRE | Seismic - Non-Red Flag Warning - Catastrophic Fires | Aggregated | Aggregated | 2045 | 5.4822e-10 | 0 | 306.602 | 1.6808e-07 | 2045 | Mitigation | 0.08575 | 30 | 0 | esc | 0.0012005 | 6.5813e-13 | 0.00060025 | 3.2907e-13 | 0.0015435 | 8.4617e-13
[35 empty] | 7.3.1.1 A summarized risk map that shows the overall ignition probability and estimated wildfire consequence along the electric lines and equipment | WLDFR | HFTD - Distribution - Tier 2 - 4QU CoRE ¦ 3QU LoRE | 2042 | 0.24151 | 0.015506 | 0.64063 | 0 | 0.64063 | 0.0096515 | 0.39876 | 0 | 0.39876 | 0.021815 | 0.90129 | 0 | 0.90129 | 0.022908 | 0.94648 | 0 | 0.94648 | 0.15472 | 0.096306 | 0.21767 | 0.22859 | 0.021815 | 0.0052685 | 0.90129 | 0.21767 | 0 | 0 | 0.90129 | 0.21767 | [11 empty] | WLDFR | HFTD - Distribution - Tier 2 - 1QU CoRE ¦ 2QU LoRE | Seismic - Non-Red Flag Warning - Catastrophic Fires | 2027 | 6.5813e-13 | 3.2907e-13 | 8.4617e-13 | 21835.9781 | 428.6023 | 13939.561 | 7467.8148 | 0 | 0 | 0 | 5.4822e-10 |  | 1.4371e-08 | 0 | 1.4371e-08 | 7.1855e-09 | 0 | 7.1855e-09 | 1.8477e-08 | 0 | 1.8477e-08 | [16 empty] | 7.3.1.3 Ignition probability mapping showing the probability of ignition along the electric lines and equipmentWLDFRAggregatedAggregated | WLDFR | HFTD - Distribution - Tier 2 - 1QU CoRE ¦ 2QU LoRE | Seismic - Non-Red Flag Warning - Catastrophic Fires | Aggregated | Aggregated | 2046 | 5.4822e-10 | 0 | 306.602 | 1.6808e-07 | 2046 | Mitigation | 0.08575 | 30 | 0 | esc | 0.0012005 | 6.5813e-13 | 0.00060025 | 3.2907e-13 | 0.0015435 | 8.4617e-13
[35 empty] | 7.3.1.1 A summarized risk map that shows the overall ignition probability and estimated wildfire consequence along the electric lines and equipment | WLDFR | HFTD - Distribution - Tier 2 - 4QU CoRE ¦ 3QU LoRE | 2043 | 0.22571 | 0.015506 | 0.67257 | 0 | 0.67257 | 0.0096515 | 0.41865 | 0 | 0.41865 | 0.021815 | 0.94623 | 0 | 0.94623 | 0.022908 | 0.99368 | 0 | 0.99368 | 0.15181 | 0.094494 | 0.21358 | 0.22429 | 0.021815 | 0.0049238 | 0.94623 | 0.21358 | 0 | 0 | 0.94623 | 0.21358 | [11 empty] | WLDFR | HFTD - Distribution - Tier 2 - 1QU CoRE ¦ 2QU LoRE | Seismic - Non-Red Flag Warning - Catastrophic Fires | 2028 | 6.5813e-13 | 3.2907e-13 | 8.4617e-13 | 22783.187 | 453.261 | 14531.3357 | 7798.5904 | 0 | 0 | 0 | 5.4822e-10 |  | 1.4994e-08 | 0 | 1.4994e-08 | 7.4972e-09 | 0 | 7.4972e-09 | 1.9279e-08 | 0 | 1.9279e-08 | [16 empty] | 7.3.1.3 Ignition probability mapping showing the probability of ignition along the electric lines and equipmentWLDFRAggregatedAggregated | WLDFR | HFTD - Distribution - Tier 2 - 1QU CoRE ¦ 2QU LoRE | Seismic - Non-Red Flag Warning - Catastrophic Fires | Aggregated | Aggregated | 2047 | 5.4822e-10 | 0 | 306.602 | 1.6808e-07 | 2047 | Mitigation | 0.08575 | 30 | 0 | esc | 0.0012005 | 6.5813e-13 | 0.00060025 | 3.2907e-13 | 0.0015435 | 8.4617e-13
[35 empty] | 7.3.1.1 A summarized risk map that shows the overall ignition probability and estimated wildfire consequence along the electric lines and equipment | WLDFR | HFTD - Distribution - Tier 2 - 4QU CoRE ¦ 3QU LoRE | 2044 | 0.21095 | 0.015506 | 0.67257 | 0 | 0.67257 | 0.0096515 | 0.41865 | 0 | 0.41865 | 0.021815 | 0.94623 | 0 | 0.94623 | 0.022908 | 0.99368 | 0 | 0.99368 | 0.14188 | 0.088312 | 0.1996 | 0.20961 | 0.021815 | 0.0046017 | 0.94623 | 0.1996 | 0 | 0 | 0.94623 | 0.1996 | [11 empty] | WLDFR | HFTD - Distribution - Tier 2 - 1QU CoRE ¦ 2QU LoRE | Seismic - Non-Red Flag Warning - Catastrophic Fires | 2029 | 6.5813e-13 | 3.2907e-13 | 8.4617e-13 | 22783.187 | 453.261 | 14531.3357 | 7798.5904 | 0 | 0 | 0 | 5.4822e-10 |  | 1.4994e-08 | 0 | 1.4994e-08 | 7.4972e-09 | 0 | 7.4972e-09 | 1.9279e-08 | 0 | 1.9279e-08 | [16 empty] | 7.3.1.3 Ignition probability mapping showing the probability of ignition along the electric lines and equipmentWLDFRAggregatedAggregated | WLDFR | HFTD - Distribution - Tier 2 - 1QU CoRE ¦ 2QU LoRE | Seismic - Non-Red Flag Warning - Catastrophic Fires | Aggregated | Aggregated | 2048 | 5.4822e-10 | 0 | 306.602 | 1.6808e-07 | 2048 | Mitigation | 0.08575 | 30 | 0 | esc | 0.0012005 | 6.5813e-13 | 0.00060025 | 3.2907e-13 | 0.0015435 | 8.4617e-13
[35 empty] | 7.3.1.1 A summarized risk map that shows the overall ignition probability and estimated wildfire consequence along the electric lines and equipment | WLDFR | HFTD - Distribution - Tier 2 - 4QU CoRE ¦ 3QU LoRE | 2045 | 0.19715 | 0.015506 | 0.67257 | 0 | 0.67257 | 0.0096515 | 0.41865 | 0 | 0.41865 | 0.021815 | 0.94623 | 0 | 0.94623 | 0.022908 | 0.99368 | 0 | 0.99368 | 0.1326 | 0.082534 | 0.18655 | 0.1959 | 0.021815 | 0.0043007 | 0.94623 | 0.18655 | 0 | 0 | 0.94623 | 0.18655 | [11 empty] | WLDFR | HFTD - Distribution - Tier 2 - 1QU CoRE ¦ 2QU LoRE | Seismic - Non-Red Flag Warning - Catastrophic Fires | 2030 | 6.5813e-13 | 3.2907e-13 | 8.4617e-13 | 22783.187 | 453.261 | 14531.3357 | 7798.5904 | 0 | 0 | 0 | 5.4822e-10 |  | 1.4994e-08 | 0 | 1.4994e-08 | 7.4972e-09 | 0 | 7.4972e-09 | 1.9279e-08 | 0 | 1.9279e-08 | [16 empty] | 7.3.1.3 Ignition probability mapping showing the probability of ignition along the electric lines and equipmentWLDFRAggregatedAggregated | WLDFR | HFTD - Distribution - Tier 2 - 1QU CoRE ¦ 2QU LoRE | Seismic - Non-Red Flag Warning - Catastrophic Fires | Aggregated | Aggregated | 2049 | 5.4822e-10 | 0 | 306.602 | 1.6808e-07 | 2049 | Mitigation | 0.08575 | 30 | 0 | esc | 0.0012005 | 6.5813e-13 | 0.00060025 | 3.2907e-13 | 0.0015435 | 8.4617e-13
[35 empty] | 7.3.1.1 A summarized risk map that shows the overall ignition probability and estimated wildfire consequence along the electric lines and equipment | WLDFR | HFTD - Distribution - Tier 2 - 4QU CoRE ¦ 3QU LoRE | 2046 | 0.18425 | 0.015506 | 0.67257 | 0 | 0.67257 | 0.0096515 | 0.41865 | 0 | 0.41865 | 0.021815 | 0.94623 | 0 | 0.94623 | 0.022908 | 0.99368 | 0 | 0.99368 | 0.12392 | 0.077135 | 0.17434 | 0.18308 | 0.021815 | 0.0040193 | 0.94623 | 0.17434 | 0 | 0 | 0.94623 | 0.17434 | [11 empty] | WLDFR | HFTD - Distribution - Tier 2 - 1QU CoRE ¦ 2QU LoRE | Seismic - Non-Red Flag Warning - Catastrophic Fires | 2031 | 6.5813e-13 | 3.2907e-13 | 8.4617e-13 | 22783.187 | 453.261 | 14531.3357 | 7798.5904 | 0 | 0 | 0 | 5.4822e-10 |  | 1.4994e-08 | 0 | 1.4994e-08 | 7.4972e-09 | 0 | 7.4972e-09 | 1.9279e-08 | 0 | 1.9279e-08 | [16 empty] | 7.3.1.3 Ignition probability mapping showing the probability of ignition along the electric lines and equipmentWLDFRAggregatedAggregated | WLDFR | HFTD - Distribution - Tier 2 - 1QU CoRE ¦ 2QU LoRE | Seismic - Non-Red Flag Warning - Catastrophic Fires | Aggregated | Aggregated | 2050 | 5.4822e-10 | 0 | 306.602 | 1.6808e-07 | 2050 | Mitigation | 0.08575 | 30 | 0 | esc | 0 | 0 | 0.00060025 | 3.2907e-13 | 0.0015435 | 8.4617e-13
[35 empty] | 7.3.1.1 A summarized risk map that shows the overall ignition probability and estimated wildfire consequence along the electric lines and equipment | WLDFR | HFTD - Distribution - Tier 2 - 4QU CoRE ¦ 3QU LoRE | 2047 | 0.1722 | 0.015506 | 0.67257 | 0 | 0.67257 | 0.0096515 | 0.41865 | 0 | 0.41865 | 0.021815 | 0.94623 | 0 | 0.94623 | 0.022908 | 0.99368 | 0 | 0.99368 | 0.11581 | 0.072089 | 0.16294 | 0.17111 | 0.021815 | 0.0037564 | 0.94623 | 0.16294 | 0 | 0 | 0.94623 | 0.16294 | [11 empty] | WLDFR | HFTD - Distribution - Tier 2 - 1QU CoRE ¦ 2QU LoRE | Seismic - Non-Red Flag Warning - Catastrophic Fires | 2032 | 6.5813e-13 | 3.2907e-13 | 8.4617e-13 | 22783.187 | 453.261 | 14531.3357 | 7798.5904 | 0 | 0 | 0 | 5.4822e-10 |  | 1.4994e-08 | 0 | 1.4994e-08 | 7.4972e-09 | 0 | 7.4972e-09 | 1.9279e-08 | 0 | 1.9279e-08 | [16 empty] | 7.3.1.3 Ignition probability mapping showing the probability of ignition along the electric lines and equipmentWLDFRAggregatedAggregated | WLDFR | HFTD - Distribution - Tier 2 - 1QU CoRE ¦ 2QU LoRE | Seismic - Non-Red Flag Warning - Catastrophic Fires | Aggregated | Aggregated | 2051 | 5.4822e-10 | 0 | 306.602 | 1.6808e-07 | 2051 | Mitigation | 0.08575 | 30 | 0 | esc | 0 | 0 | 0 | 0 | 0.0015435 | 8.4617e-13
[35 empty] | 7.3.1.1 A summarized risk map that shows the overall ignition probability and estimated wildfire consequence along the electric lines and equipment | WLDFR | HFTD - Distribution - Tier 2 - 4QU CoRE ¦ 3QU LoRE | 2048 | 0.16093 | 0.015506 | 0.70606 | 0 | 0.70606 | 0.0096515 | 0.43949 | 0 | 0.43949 | 0.021815 | 0.99334 | 0 | 0.99334 | 0.022908 | 1.0431 | 0 | 1.0431 | 0.11363 | 0.070727 | 0.15986 | 0.16787 | 0.021815 | 0.0035106 | 0.99334 | 0.15986 | 0 | 0 | 0.99334 | 0.15986 | [11 empty] | WLDFR | HFTD - Distribution - Tier 2 - 1QU CoRE ¦ 2QU LoRE | Seismic - Non-Red Flag Warning - Catastrophic Fires | 2033 | 6.5813e-13 | 3.2907e-13 | 8.4617e-13 | 23835.2641 | 480.9649 | 15187.7294 | 8166.5698 | 0 | 0 | 0 | 5.4822e-10 |  | 1.5687e-08 | 0 | 1.5687e-08 | 7.8434e-09 | 0 | 7.8434e-09 | 2.0169e-08 | 0 | 2.0169e-08 | [16 empty] | 7.3.1.3 Ignition probability mapping showing the probability of ignition along the electric lines and equipmentWLDFRAggregatedAggregated | WLDFR | HFTD - Distribution - Tier 2 - 1QU CoRE ¦ 2QU LoRE | Seismic - Red Flag Warning - Catastrophic Fires | Aggregated | Aggregated | 2021 | 2.3644e-08 | 0 | 306.602 | 7.2493e-06 | 2021 | Mitigation | 0.08575 | 30 | 0 | esc | 0.0012005 | 2.8385e-11 | 0.00060025 | 1.4192e-11 | 0 | 0
[35 empty] | 7.3.1.1 A summarized risk map that shows the overall ignition probability and estimated wildfire consequence along the electric lines and equipment | WLDFR | HFTD - Distribution - Tier 2 - 4QU CoRE ¦ 3QU LoRE | 2049 | 0.1504 | 0.015506 | 0.70606 | 0 | 0.70606 | 0.0096515 | 0.43949 | 0 | 0.43949 | 0.021815 | 0.99334 | 0 | 0.99334 | 0.022908 | 1.0431 | 0 | 1.0431 | 0.10619 | 0.0661 | 0.1494 | 0.15689 | 0.021815 | 0.003281 | 0.99334 | 0.1494 | 0 | 0 | 0.99334 | 0.1494 | [11 empty] | WLDFR | HFTD - Distribution - Tier 2 - 1QU CoRE ¦ 2QU LoRE | Seismic - Non-Red Flag Warning - Catastrophic Fires | 2034 | 6.5813e-13 | 3.2907e-13 | 8.4617e-13 | 23835.2641 | 480.9649 | 15187.7294 | 8166.5698 | 0 | 0 | 0 | 5.4822e-10 |  | 1.5687e-08 | 0 | 1.5687e-08 | 7.8434e-09 | 0 | 7.8434e-09 | 2.0169e-08 | 0 | 2.0169e-08 | [16 empty] | 7.3.1.3 Ignition probability mapping showing the probability of ignition along the electric lines and equipmentWLDFRAggregatedAggregated | WLDFR | HFTD - Distribution - Tier 2 - 1QU CoRE ¦ 2QU LoRE | Seismic - Red Flag Warning - Catastrophic Fires | Aggregated | Aggregated | 2022 | 2.3644e-08 | 0 | 306.602 | 7.2493e-06 | 2022 | Mitigation | 0.08575 | 30 | 0 | esc | 0.0012005 | 2.8385e-11 | 0.00060025 | 1.4192e-11 | 0.0015435 | 3.6494e-11
[35 empty] | 7.3.1.1 A summarized risk map that shows the overall ignition probability and estimated wildfire consequence along the electric lines and equipment | WLDFR | HFTD - Distribution - Tier 2 - 4QU CoRE ¦ 3QU LoRE | 2050 | 0.14056 | 0 | 0 | 0 | 0 | 0.0096515 | 0.43949 | 0 | 0.43949 | 0.021815 | 0.99334 | 0 | 0.99334 | 0.022908 | 1.0431 | 0 | 1.0431 | 0 | 0.061776 | 0.13963 | 0.14663 | 0.021815 | 0.0030663 | 0.99334 | 0.13963 | 0 | 0 | 0.99334 | 0.13963 | [11 empty] | WLDFR | HFTD - Distribution - Tier 2 - 1QU CoRE ¦ 2QU LoRE | Seismic - Non-Red Flag Warning - Catastrophic Fires | 2035 | 6.5813e-13 | 3.2907e-13 | 8.4617e-13 | 23835.2641 | 480.9649 | 15187.7294 | 8166.5698 | 0 | 0 | 0 | 5.4822e-10 |  | 1.5687e-08 | 0 | 1.5687e-08 | 7.8434e-09 | 0 | 7.8434e-09 | 2.0169e-08 | 0 | 2.0169e-08 | [16 empty] | 7.3.1.3 Ignition probability mapping showing the probability of ignition along the electric lines and equipmentWLDFRAggregatedAggregated | WLDFR | HFTD - Distribution - Tier 2 - 1QU CoRE ¦ 2QU LoRE | Seismic - Red Flag Warning - Catastrophic Fires | Aggregated | Aggregated | 2023 | 2.3644e-08 | 0 | 306.602 | 7.2493e-06 | 2023 | Mitigation | 0.08575 | 30 | 0 | esc | 0.0012005 | 2.8385e-11 | 0.00060025 | 1.4192e-11 | 0.0015435 | 3.6494e-11
[35 empty] | 7.3.1.1 A summarized risk map that shows the overall ignition probability and estimated wildfire consequence along the electric lines and equipment | WLDFR | HFTD - Distribution - Tier 2 - 4QU CoRE ¦ 3QU LoRE | 2051 | 0.13137 | 0 | 0 | 0 | 0 | 0 | 0 | 0 | 0 | 0.021815 | 0.99334 | 0 | 0.99334 | 0.022908 | 1.0431 | 0 | 1.0431 | 0 | 0 | 0.13049 | 0.13704 | 0.021815 | 0.0028657 | 0.99334 | 0.13049 | 0 | 0 | 0.99334 | 0.13049 | [11 empty] | WLDFR | HFTD - Distribution - Tier 2 - 1QU CoRE ¦ 2QU LoRE | Seismic - Non-Red Flag Warning - Catastrophic Fires | 2036 | 6.5813e-13 | 3.2907e-13 | 8.4617e-13 | 23835.2641 | 480.9649 | 15187.7294 | 8166.5698 | 0 | 0 | 0 | 5.4822e-10 |  | 1.5687e-08 | 0 | 1.5687e-08 | 7.8434e-09 | 0 | 7.8434e-09 | 2.0169e-08 | 0 | 2.0169e-08 | [16 empty] | 7.3.1.3 Ignition probability mapping showing the probability of ignition along the electric lines and equipmentWLDFRAggregatedAggregated | WLDFR | HFTD - Distribution - Tier 2 - 1QU CoRE ¦ 2QU LoRE | Seismic - Red Flag Warning - Catastrophic Fires | Aggregated | Aggregated | 2024 | 2.3644e-08 | 0 | 306.602 | 7.2493e-06 | 2024 | Mitigation | 0.08575 | 30 | 0 | esc | 0.0012005 | 2.8385e-11 | 0.00060025 | 1.4192e-11 | 0.0015435 | 3.6494e-11
[35 empty] | 7.3.1.1 A summarized risk map that shows the overall ignition probability and estimated wildfire consequence along the electric lines and equipment | WLDFR | HFTD - Distribution - Tier 2 - 4QU CoRE ¦ 3QU LoRE | 2052 | 0.12277 | 0 | 0 | 0 | 0 | 0 | 0 | 0 | 0 | 0 | 0 | 0 | 0 | 0.022908 | 1.0431 | 0 | 1.0431 | 0 | 0 | 0 | 0.12807 | 0 | 0 | 0 | 0 | 0 | 0 | 0 | 0 | [11 empty] | WLDFR | HFTD - Distribution - Tier 2 - 1QU CoRE ¦ 2QU LoRE | Seismic - Non-Red Flag Warning - Catastrophic Fires | 2037 | 6.5813e-13 | 3.2907e-13 | 8.4617e-13 | 23835.2641 | 480.9649 | 15187.7294 | 8166.5698 | 0 | 0 | 0 | 5.4822e-10 |  | 1.5687e-08 | 0 | 1.5687e-08 | 7.8434e-09 | 0 | 7.8434e-09 | 2.0169e-08 | 0 | 2.0169e-08 | [16 empty] | 7.3.1.3 Ignition probability mapping showing the probability of ignition along the electric lines and equipmentWLDFRAggregatedAggregated | WLDFR | HFTD - Distribution - Tier 2 - 1QU CoRE ¦ 2QU LoRE | Seismic - Red Flag Warning - Catastrophic Fires | Aggregated | Aggregated | 2025 | 2.3644e-08 | 0 | 306.602 | 7.2493e-06 | 2025 | Mitigation | 0.08575 | 30 | 0 | esc | 0.0012005 | 2.8385e-11 | 0.00060025 | 1.4192e-11 | 0.0015435 | 3.6494e-11
[35 empty] | 7.3.1.1 A summarized risk map that shows the overall ignition probability and estimated wildfire consequence along the electric lines and equipment | WLDFR | HFTD - Distribution - Tier 2 - 4QU CoRE ¦ 4QU LoRE | 2020 | 1 | 0.01055 | 0.37166 | 0 | 0.37166 | 0 | 0 | 0 | 0 | 0 | 0 | 0 | 0 | 0 | 0 | 0 | 0 | 0.37166 | 0 | 0 | 0 | 0 | 0 | 0 | 0 | 0 | 0 | 0 | 0 | [11 empty] | WLDFR | HFTD - Distribution - Tier 2 - 1QU CoRE ¦ 2QU LoRE | Seismic - Non-Red Flag Warning - Catastrophic Fires | 2038 | 6.5813e-13 | 3.2907e-13 | 8.4617e-13 | 24976.6418 | 511.3745 | 15898.8237 | 8566.4437 | 0 | 0 | 0 | 5.4822e-10 |  | 1.6438e-08 | 0 | 1.6438e-08 | 8.219e-09 | 0 | 8.219e-09 | 2.1135e-08 | 0 | 2.1135e-08 | [16 empty] | 7.3.1.3 Ignition probability mapping showing the probability of ignition along the electric lines and equipmentWLDFRAggregatedAggregated | WLDFR | HFTD - Distribution - Tier 2 - 1QU CoRE ¦ 2QU LoRE | Seismic - Red Flag Warning - Catastrophic Fires | Aggregated | Aggregated | 2026 | 2.3644e-08 | 0 | 306.602 | 7.2493e-06 | 2026 | Mitigation | 0.08575 | 30 | 0 | esc | 0.0012005 | 2.8385e-11 | 0.00060025 | 1.4192e-11 | 0.0015435 | 3.6494e-11
[35 empty] | 7.3.1.1 A summarized risk map that shows the overall ignition probability and estimated wildfire consequence along the electric lines and equipment | WLDFR | HFTD - Distribution - Tier 2 - 4QU CoRE ¦ 4QU LoRE | 2021 | 1 | 0.01055 | 0.37166 | 0 | 0.37166 | 0.0065666 | 0.23134 | 0 | 0.23134 | 0 | 0 | 0 | 0 | 0 | 0 | 0 | 0 | 0.37166 | 0.23134 | 0 | 0 | 0 | 0 | 0 | 0 | 0 | 0 | 0 | 0 | [11 empty] | WLDFR | HFTD - Distribution - Tier 2 - 1QU CoRE ¦ 2QU LoRE | Seismic - Non-Red Flag Warning - Catastrophic Fires | 2039 | 6.5813e-13 | 3.2907e-13 | 8.4617e-13 | 24976.6418 | 511.3745 | 15898.8237 | 8566.4437 | 0 | 0 | 0 | 5.4822e-10 |  | 1.6438e-08 | 0 | 1.6438e-08 | 8.219e-09 | 0 | 8.219e-09 | 2.1135e-08 | 0 | 2.1135e-08 | [16 empty] | 7.3.1.3 Ignition probability mapping showing the probability of ignition along the electric lines and equipmentWLDFRAggregatedAggregated | WLDFR | HFTD - Distribution - Tier 2 - 1QU CoRE ¦ 2QU LoRE | Seismic - Red Flag Warning - Catastrophic Fires | Aggregated | Aggregated | 2027 | 2.3644e-08 | 0 | 306.602 | 7.2493e-06 | 2027 | Mitigation | 0.08575 | 30 | 0 | esc | 0.0012005 | 2.8385e-11 | 0.00060025 | 1.4192e-11 | 0.0015435 | 3.6494e-11
[35 empty] | 7.3.1.1 A summarized risk map that shows the overall ignition probability and estimated wildfire consequence along the electric lines and equipment | WLDFR | HFTD - Distribution - Tier 2 - 4QU CoRE ¦ 4QU LoRE | 2022 | 0.93458 | 0.010449 | 0.36546 | 0 | 0.36546 | 0.0065039 | 0.22748 | 0 | 0.22748 | 0.015157 | 0.53015 | 0 | 0.53015 | 0 | 0 | 0 | 0 | 0.34156 | 0.2126 | 0.49547 | 0 | 0.015157 | 0.014166 | 0.53015 | 0.49547 | 0 | 0 | 0.53015 | 0.49547 | [11 empty] | WLDFR | HFTD - Distribution - Tier 2 - 1QU CoRE ¦ 2QU LoRE | Seismic - Non-Red Flag Warning - Catastrophic Fires | 2040 | 6.5813e-13 | 3.2907e-13 | 8.4617e-13 | 24976.6418 | 511.3745 | 15898.8237 | 8566.4437 | 0 | 0 | 0 | 5.4822e-10 |  | 1.6438e-08 | 0 | 1.6438e-08 | 8.219e-09 | 0 | 8.219e-09 | 2.1135e-08 | 0 | 2.1135e-08 | [16 empty] | 7.3.1.3 Ignition probability mapping showing the probability of ignition along the electric lines and equipmentWLDFRAggregatedAggregated | WLDFR | HFTD - Distribution - Tier 2 - 1QU CoRE ¦ 2QU LoRE | Seismic - Red Flag Warning - Catastrophic Fires | Aggregated | Aggregated | 2028 | 2.3644e-08 | 0 | 306.602 | 7.2493e-06 | 2028 | Mitigation | 0.08575 | 30 | 0 | esc | 0.0012005 | 2.8385e-11 | 0.00060025 | 1.4192e-11 | 0.0015435 | 3.6494e-11
[35 empty] | 7.3.1.1 A summarized risk map that shows the overall ignition probability and estimated wildfire consequence along the electric lines and equipment | WLDFR | HFTD - Distribution - Tier 2 - 4QU CoRE ¦ 4QU LoRE | 2023 | 0.87344 | 0.010449 | 0.37886 | 0 | 0.37886 | 0.0065039 | 0.23582 | 0 | 0.23582 | 0.015157 | 0.54958 | 0 | 0.54958 | 0.015917 | 0.57713 | 0 | 0.57713 | 0.33091 | 0.20597 | 0.48002 | 0.50409 | 0.015157 | 0.013239 | 0.54958 | 0.48002 | 0 | 0 | 0.54958 | 0.48002 | [11 empty] | WLDFR | HFTD - Distribution - Tier 2 - 1QU CoRE ¦ 2QU LoRE | Seismic - Non-Red Flag Warning - Catastrophic Fires | 2041 | 6.5813e-13 | 3.2907e-13 | 8.4617e-13 | 24976.6418 | 511.3745 | 15898.8237 | 8566.4437 | 0 | 0 | 0 | 5.4822e-10 |  | 1.6438e-08 | 0 | 1.6438e-08 | 8.219e-09 | 0 | 8.219e-09 | 2.1135e-08 | 0 | 2.1135e-08 | [16 empty] | 7.3.1.3 Ignition probability mapping showing the probability of ignition along the electric lines and equipmentWLDFRAggregatedAggregated | WLDFR | HFTD - Distribution - Tier 2 - 1QU CoRE ¦ 2QU LoRE | Seismic - Red Flag Warning - Catastrophic Fires | Aggregated | Aggregated | 2029 | 2.3644e-08 | 0 | 306.602 | 7.2493e-06 | 2029 | Mitigation | 0.08575 | 30 | 0 | esc | 0.0012005 | 2.8385e-11 | 0.00060025 | 1.4192e-11 | 0.0015435 | 3.6494e-11
[35 empty] | 7.3.1.1 A summarized risk map that shows the overall ignition probability and estimated wildfire consequence along the electric lines and equipment | WLDFR | HFTD - Distribution - Tier 2 - 4QU CoRE ¦ 4QU LoRE | 2024 | 0.8163 | 0.010449 | 0.37886 | 0 | 0.37886 | 0.0065039 | 0.23582 | 0 | 0.23582 | 0.015157 | 0.54958 | 0 | 0.54958 | 0.015917 | 0.57713 | 0 | 0.57713 | 0.30926 | 0.1925 | 0.44862 | 0.47111 | 0.015157 | 0.012373 | 0.54958 | 0.44862 | 0 | 0 | 0.54958 | 0.44862 | [11 empty] | WLDFR | HFTD - Distribution - Tier 2 - 1QU CoRE ¦ 2QU LoRE | Seismic - Non-Red Flag Warning - Catastrophic Fires | 2042 | 6.5813e-13 | 3.2907e-13 | 8.4617e-13 | 24976.6418 | 511.3745 | 15898.8237 | 8566.4437 | 0 | 0 | 0 | 5.4822e-10 |  | 1.6438e-08 | 0 | 1.6438e-08 | 8.219e-09 | 0 | 8.219e-09 | 2.1135e-08 | 0 | 2.1135e-08 | [16 empty] | 7.3.1.3 Ignition probability mapping showing the probability of ignition along the electric lines and equipmentWLDFRAggregatedAggregated | WLDFR | HFTD - Distribution - Tier 2 - 1QU CoRE ¦ 2QU LoRE | Seismic - Red Flag Warning - Catastrophic Fires | Aggregated | Aggregated | 2030 | 2.3644e-08 | 0 | 306.602 | 7.2493e-06 | 2030 | Mitigation | 0.08575 | 30 | 0 | esc | 0.0012005 | 2.8385e-11 | 0.00060025 | 1.4192e-11 | 0.0015435 | 3.6494e-11
[35 empty] | 7.3.1.1 A summarized risk map that shows the overall ignition probability and estimated wildfire consequence along the electric lines and equipment | WLDFR | HFTD - Distribution - Tier 2 - 4QU CoRE ¦ 4QU LoRE | 2025 | 0.7629 | 0.010449 | 0.37886 | 0 | 0.37886 | 0.0065039 | 0.23582 | 0 | 0.23582 | 0.015157 | 0.54958 | 0 | 0.54958 | 0.015917 | 0.57713 | 0 | 0.57713 | 0.28903 | 0.17991 | 0.41927 | 0.44029 | 0.015157 | 0.011563 | 0.54958 | 0.41927 | 0 | 0 | 0.54958 | 0.41927 | [11 empty] | WLDFR | HFTD - Distribution - Tier 2 - 1QU CoRE ¦ 2QU LoRE | Seismic - Non-Red Flag Warning - Catastrophic Fires | 2043 | 6.5813e-13 | 3.2907e-13 | 8.4617e-13 | 26191.7278 | 544.1291 | 16654.7414 | 8992.8573 | 0 | 0 | 0 | 5.4822e-10 |  | 1.7238e-08 | 0 | 1.7238e-08 | 8.6188e-09 | 0 | 8.6188e-09 | 2.2163e-08 | 0 | 2.2163e-08 | [16 empty] | 7.3.1.3 Ignition probability mapping showing the probability of ignition along the electric lines and equipmentWLDFRAggregatedAggregated | WLDFR | HFTD - Distribution - Tier 2 - 1QU CoRE ¦ 2QU LoRE | Seismic - Red Flag Warning - Catastrophic Fires | Aggregated | Aggregated | 2031 | 2.3644e-08 | 0 | 306.602 | 7.2493e-06 | 2031 | Mitigation | 0.08575 | 30 | 0 | esc | 0.0012005 | 2.8385e-11 | 0.00060025 | 1.4192e-11 | 0.0015435 | 3.6494e-11
[35 empty] | 7.3.1.1 A summarized risk map that shows the overall ignition probability and estimated wildfire consequence along the electric lines and equipment | WLDFR | HFTD - Distribution - Tier 2 - 4QU CoRE ¦ 4QU LoRE | 2026 | 0.71299 | 0.010449 | 0.37886 | 0 | 0.37886 | 0.0065039 | 0.23582 | 0 | 0.23582 | 0.015157 | 0.54958 | 0 | 0.54958 | 0.015917 | 0.57713 | 0 | 0.57713 | 0.27012 | 0.16814 | 0.39184 | 0.41149 | 0.015157 | 0.010807 | 0.54958 | 0.39184 | 0 | 0 | 0.54958 | 0.39184 | [11 empty] | WLDFR | HFTD - Distribution - Tier 2 - 1QU CoRE ¦ 2QU LoRE | Seismic - Non-Red Flag Warning - Catastrophic Fires | 2044 | 6.5813e-13 | 3.2907e-13 | 8.4617e-13 | 26191.7278 | 544.1291 | 16654.7414 | 8992.8573 | 0 | 0 | 0 | 5.4822e-10 |  | 1.7238e-08 | 0 | 1.7238e-08 | 8.6188e-09 | 0 | 8.6188e-09 | 2.2163e-08 | 0 | 2.2163e-08 | [16 empty] | 7.3.1.3 Ignition probability mapping showing the probability of ignition along the electric lines and equipmentWLDFRAggregatedAggregated | WLDFR | HFTD - Distribution - Tier 2 - 1QU CoRE ¦ 2QU LoRE | Seismic - Red Flag Warning - Catastrophic Fires | Aggregated | Aggregated | 2032 | 2.3644e-08 | 0 | 306.602 | 7.2493e-06 | 2032 | Mitigation | 0.08575 | 30 | 0 | esc | 0.0012005 | 2.8385e-11 | 0.00060025 | 1.4192e-11 | 0.0015435 | 3.6494e-11
[35 empty] | 7.3.1.1 A summarized risk map that shows the overall ignition probability and estimated wildfire consequence along the electric lines and equipment | WLDFR | HFTD - Distribution - Tier 2 - 4QU CoRE ¦ 4QU LoRE | 2027 | 0.66634 | 0.010449 | 0.37886 | 0 | 0.37886 | 0.0065039 | 0.23582 | 0 | 0.23582 | 0.015157 | 0.54958 | 0 | 0.54958 | 0.015917 | 0.57713 | 0 | 0.57713 | 0.25245 | 0.15714 | 0.36621 | 0.38457 | 0.015157 | 0.0101 | 0.54958 | 0.36621 | 0 | 0 | 0.54958 | 0.36621 | [11 empty] | WLDFR | HFTD - Distribution - Tier 2 - 1QU CoRE ¦ 2QU LoRE | Seismic - Non-Red Flag Warning - Catastrophic Fires | 2045 | 6.5813e-13 | 3.2907e-13 | 8.4617e-13 | 26191.7278 | 544.1291 | 16654.7414 | 8992.8573 | 0 | 0 | 0 | 5.4822e-10 |  | 1.7238e-08 | 0 | 1.7238e-08 | 8.6188e-09 | 0 | 8.6188e-09 | 2.2163e-08 | 0 | 2.2163e-08 | [16 empty] | 7.3.1.3 Ignition probability mapping showing the probability of ignition along the electric lines and equipmentWLDFRAggregatedAggregated | WLDFR | HFTD - Distribution - Tier 2 - 1QU CoRE ¦ 2QU LoRE | Seismic - Red Flag Warning - Catastrophic Fires | Aggregated | Aggregated | 2033 | 2.3644e-08 | 0 | 306.602 | 7.2493e-06 | 2033 | Mitigation | 0.08575 | 30 | 0 | esc | 0.0012005 | 2.8385e-11 | 0.00060025 | 1.4192e-11 | 0.0015435 | 3.6494e-11
[35 empty] | 7.3.1.1 A summarized risk map that shows the overall ignition probability and estimated wildfire consequence along the electric lines and equipment | WLDFR | HFTD - Distribution - Tier 2 - 4QU CoRE ¦ 4QU LoRE | 2028 | 0.62275 | 0.010449 | 0.39573 | 0 | 0.39573 | 0.0065039 | 0.24632 | 0 | 0.24632 | 0.015157 | 0.57405 | 0 | 0.57405 | 0.015917 | 0.60284 | 0 | 0.60284 | 0.24644 | 0.1534 | 0.35749 | 0.37542 | 0.015157 | 0.0094392 | 0.57405 | 0.35749 | 0 | 0 | 0.57405 | 0.35749 | [11 empty] | WLDFR | HFTD - Distribution - Tier 2 - 1QU CoRE ¦ 2QU LoRE | Seismic - Non-Red Flag Warning - Catastrophic Fires | 2046 | 6.5813e-13 | 3.2907e-13 | 8.4617e-13 | 26191.7278 | 544.1291 | 16654.7414 | 8992.8573 | 0 | 0 | 0 | 5.4822e-10 |  | 1.7238e-08 | 0 | 1.7238e-08 | 8.6188e-09 | 0 | 8.6188e-09 | 2.2163e-08 | 0 | 2.2163e-08 | [16 empty] | 7.3.1.3 Ignition probability mapping showing the probability of ignition along the electric lines and equipmentWLDFRAggregatedAggregated | WLDFR | HFTD - Distribution - Tier 2 - 1QU CoRE ¦ 2QU LoRE | Seismic - Red Flag Warning - Catastrophic Fires | Aggregated | Aggregated | 2034 | 2.3644e-08 | 0 | 306.602 | 7.2493e-06 | 2034 | Mitigation | 0.08575 | 30 | 0 | esc | 0.0012005 | 2.8385e-11 | 0.00060025 | 1.4192e-11 | 0.0015435 | 3.6494e-11
[35 empty] | 7.3.1.1 A summarized risk map that shows the overall ignition probability and estimated wildfire consequence along the electric lines and equipment | WLDFR | HFTD - Distribution - Tier 2 - 4QU CoRE ¦ 4QU LoRE | 2029 | 0.58201 | 0.010449 | 0.39573 | 0 | 0.39573 | 0.0065039 | 0.24632 | 0 | 0.24632 | 0.015157 | 0.57405 | 0 | 0.57405 | 0.015917 | 0.60284 | 0 | 0.60284 | 0.23032 | 0.14336 | 0.3341 | 0.35086 | 0.015157 | 0.0088217 | 0.57405 | 0.3341 | 0 | 0 | 0.57405 | 0.3341 | [11 empty] | WLDFR | HFTD - Distribution - Tier 2 - 1QU CoRE ¦ 2QU LoRE | Seismic - Non-Red Flag Warning - Catastrophic Fires | 2047 | 6.5813e-13 | 3.2907e-13 | 8.4617e-13 | 26191.7278 | 544.1291 | 16654.7414 | 8992.8573 | 0 | 0 | 0 | 5.4822e-10 |  | 1.7238e-08 | 0 | 1.7238e-08 | 8.6188e-09 | 0 | 8.6188e-09 | 2.2163e-08 | 0 | 2.2163e-08 | [16 empty] | 7.3.1.3 Ignition probability mapping showing the probability of ignition along the electric lines and equipmentWLDFRAggregatedAggregated | WLDFR | HFTD - Distribution - Tier 2 - 1QU CoRE ¦ 2QU LoRE | Seismic - Red Flag Warning - Catastrophic Fires | Aggregated | Aggregated | 2035 | 2.3644e-08 | 0 | 306.602 | 7.2493e-06 | 2035 | Mitigation | 0.08575 | 30 | 0 | esc | 0.0012005 | 2.8385e-11 | 0.00060025 | 1.4192e-11 | 0.0015435 | 3.6494e-11
[35 empty] | 7.3.1.1 A summarized risk map that shows the overall ignition probability and estimated wildfire consequence along the electric lines and equipment | WLDFR | HFTD - Distribution - Tier 2 - 4QU CoRE ¦ 4QU LoRE | 2030 | 0.54393 | 0.010449 | 0.39573 | 0 | 0.39573 | 0.0065039 | 0.24632 | 0 | 0.24632 | 0.015157 | 0.57405 | 0 | 0.57405 | 0.015917 | 0.60284 | 0 | 0.60284 | 0.21525 | 0.13398 | 0.31225 | 0.3279 | 0.015157 | 0.0082446 | 0.57405 | 0.31225 | 0 | 0 | 0.57405 | 0.31225 | [11 empty] | WLDFR | HFTD - Distribution - Tier 2 - 1QU CoRE ¦ 2QU LoRE | Seismic - Non-Red Flag Warning - Catastrophic Fires | 2048 | 6.5813e-13 | 3.2907e-13 | 8.4617e-13 | 27464.7227 | 578.8407 | 17445.538 | 9440.3441 | 0 | 0 | 0 | 5.4822e-10 |  | 1.8075e-08 | 0 | 1.8075e-08 | 9.0377e-09 | 0 | 9.0377e-09 | 2.324e-08 | 0 | 2.324e-08 | [16 empty] | 7.3.1.3 Ignition probability mapping showing the probability of ignition along the electric lines and equipmentWLDFRAggregatedAggregated | WLDFR | HFTD - Distribution - Tier 2 - 1QU CoRE ¦ 2QU LoRE | Seismic - Red Flag Warning - Catastrophic Fires | Aggregated | Aggregated | 2036 | 2.3644e-08 | 0 | 306.602 | 7.2493e-06 | 2036 | Mitigation | 0.08575 | 30 | 0 | esc | 0.0012005 | 2.8385e-11 | 0.00060025 | 1.4192e-11 | 0.0015435 | 3.6494e-11
[35 empty] | 7.3.1.1 A summarized risk map that shows the overall ignition probability and estimated wildfire consequence along the electric lines and equipment | WLDFR | HFTD - Distribution - Tier 2 - 4QU CoRE ¦ 4QU LoRE | 2031 | 0.50835 | 0.010449 | 0.39573 | 0 | 0.39573 | 0.0065039 | 0.24632 | 0 | 0.24632 | 0.015157 | 0.57405 | 0 | 0.57405 | 0.015917 | 0.60284 | 0 | 0.60284 | 0.20117 | 0.12522 | 0.29182 | 0.30645 | 0.015157 | 0.0077052 | 0.57405 | 0.29182 | 0 | 0 | 0.57405 | 0.29182 | [11 empty] | WLDFR | HFTD - Distribution - Tier 2 - 1QU CoRE ¦ 2QU LoRE | Seismic - Non-Red Flag Warning - Catastrophic Fires | 2049 | 6.5813e-13 | 3.2907e-13 | 8.4617e-13 | 27464.7227 | 578.8407 | 17445.538 | 9440.3441 | 0 | 0 | 0 | 5.4822e-10 |  | 1.8075e-08 | 0 | 1.8075e-08 | 9.0377e-09 | 0 | 9.0377e-09 | 2.324e-08 | 0 | 2.324e-08 | [16 empty] | 7.3.1.3 Ignition probability mapping showing the probability of ignition along the electric lines and equipmentWLDFRAggregatedAggregated | WLDFR | HFTD - Distribution - Tier 2 - 1QU CoRE ¦ 2QU LoRE | Seismic - Red Flag Warning - Catastrophic Fires | Aggregated | Aggregated | 2037 | 2.3644e-08 | 0 | 306.602 | 7.2493e-06 | 2037 | Mitigation | 0.08575 | 30 | 0 | esc | 0.0012005 | 2.8385e-11 | 0.00060025 | 1.4192e-11 | 0.0015435 | 3.6494e-11
[35 empty] | 7.3.1.1 A summarized risk map that shows the overall ignition probability and estimated wildfire consequence along the electric lines and equipment | WLDFR | HFTD - Distribution - Tier 2 - 4QU CoRE ¦ 4QU LoRE | 2032 | 0.47509 | 0.010449 | 0.39573 | 0 | 0.39573 | 0.0065039 | 0.24632 | 0 | 0.24632 | 0.015157 | 0.57405 | 0 | 0.57405 | 0.015917 | 0.60284 | 0 | 0.60284 | 0.18801 | 0.11703 | 0.27273 | 0.2864 | 0.015157 | 0.0072011 | 0.57405 | 0.27273 | 0 | 0 | 0.57405 | 0.27273 | [11 empty] | WLDFR | HFTD - Distribution - Tier 2 - 1QU CoRE ¦ 2QU LoRE | Seismic - Non-Red Flag Warning - Catastrophic Fires | 2050 | 0 | 3.2907e-13 | 8.4617e-13 | 27464.7227 | 578.8407 | 17445.538 | 9440.3441 | 0 | 0 | 0 | 5.4822e-10 |  | 0 | 0 | 0 | 9.0377e-09 | 0 | 9.0377e-09 | 2.324e-08 | 0 | 2.324e-08 | [16 empty] | 7.3.1.3 Ignition probability mapping showing the probability of ignition along the electric lines and equipmentWLDFRAggregatedAggregated | WLDFR | HFTD - Distribution - Tier 2 - 1QU CoRE ¦ 2QU LoRE | Seismic - Red Flag Warning - Catastrophic Fires | Aggregated | Aggregated | 2038 | 2.3644e-08 | 0 | 306.602 | 7.2493e-06 | 2038 | Mitigation | 0.08575 | 30 | 0 | esc | 0.0012005 | 2.8385e-11 | 0.00060025 | 1.4192e-11 | 0.0015435 | 3.6494e-11
[35 empty] | 7.3.1.1 A summarized risk map that shows the overall ignition probability and estimated wildfire consequence along the electric lines and equipment | WLDFR | HFTD - Distribution - Tier 2 - 4QU CoRE ¦ 4QU LoRE | 2033 | 0.44401 | 0.010449 | 0.41448 | 0 | 0.41448 | 0.0065039 | 0.25799 | 0 | 0.25799 | 0.015157 | 0.60125 | 0 | 0.60125 | 0.015917 | 0.6314 | 0 | 0.6314 | 0.18403 | 0.11455 | 0.26696 | 0.28035 | 0.015157 | 0.00673 | 0.60125 | 0.26696 | 0 | 0 | 0.60125 | 0.26696 | [11 empty] | WLDFR | HFTD - Distribution - Tier 2 - 1QU CoRE ¦ 2QU LoRE | Seismic - Non-Red Flag Warning - Catastrophic Fires | 2051 | 0 | 0 | 8.4617e-13 | 27464.7227 | 578.8407 | 17445.538 | 9440.3441 | 0 | 0 | 0 | 5.4822e-10 |  | 0 | 0 | 0 | 0 | 0 | 0 | 2.324e-08 | 0 | 2.324e-08 | [16 empty] | 7.3.1.3 Ignition probability mapping showing the probability of ignition along the electric lines and equipmentWLDFRAggregatedAggregated | WLDFR | HFTD - Distribution - Tier 2 - 1QU CoRE ¦ 2QU LoRE | Seismic - Red Flag Warning - Catastrophic Fires | Aggregated | Aggregated | 2039 | 2.3644e-08 | 0 | 306.602 | 7.2493e-06 | 2039 | Mitigation | 0.08575 | 30 | 0 | esc | 0.0012005 | 2.8385e-11 | 0.00060025 | 1.4192e-11 | 0.0015435 | 3.6494e-11
[35 empty] | 7.3.1.1 A summarized risk map that shows the overall ignition probability and estimated wildfire consequence along the electric lines and equipment | WLDFR | HFTD - Distribution - Tier 2 - 4QU CoRE ¦ 4QU LoRE | 2034 | 0.41496 | 0.010449 | 0.41448 | 0 | 0.41448 | 0.0065039 | 0.25799 | 0 | 0.25799 | 0.015157 | 0.60125 | 0 | 0.60125 | 0.015917 | 0.6314 | 0 | 0.6314 | 0.17199 | 0.10706 | 0.2495 | 0.26201 | 0.015157 | 0.0062897 | 0.60125 | 0.2495 | 0 | 0 | 0.60125 | 0.2495 | [11 empty] | WLDFR | HFTD - Distribution - Tier 2 - 1QU CoRE ¦ 2QU LoRE | Seismic - Red Flag Warning - Catastrophic Fires | 2020 | 2.8385e-11 | 0 | 0 | 21083.8428 | 409.2237 | 13469.0878 | 7205.5313 | 0 | 0 | 0 | 2.3644e-08 |  | 5.9846e-07 | 0 | 5.9846e-07 | 0 | 0 | 0 | 0 | 0 | 0 | [16 empty] | 7.3.1.3 Ignition probability mapping showing the probability of ignition along the electric lines and equipmentWLDFRAggregatedAggregated | WLDFR | HFTD - Distribution - Tier 2 - 1QU CoRE ¦ 2QU LoRE | Seismic - Red Flag Warning - Catastrophic Fires | Aggregated | Aggregated | 2040 | 2.3644e-08 | 0 | 306.602 | 7.2493e-06 | 2040 | Mitigation | 0.08575 | 30 | 0 | esc | 0.0012005 | 2.8385e-11 | 0.00060025 | 1.4192e-11 | 0.0015435 | 3.6494e-11
[35 empty] | 7.3.1.1 A summarized risk map that shows the overall ignition probability and estimated wildfire consequence along the electric lines and equipment | WLDFR | HFTD - Distribution - Tier 2 - 4QU CoRE ¦ 4QU LoRE | 2035 | 0.38782 | 0.010449 | 0.41448 | 0 | 0.41448 | 0.0065039 | 0.25799 | 0 | 0.25799 | 0.015157 | 0.60125 | 0 | 0.60125 | 0.015917 | 0.6314 | 0 | 0.6314 | 0.16074 | 0.10005 | 0.23318 | 0.24487 | 0.015157 | 0.0058783 | 0.60125 | 0.23318 | 0 | 0 | 0.60125 | 0.23318 | [11 empty] | WLDFR | HFTD - Distribution - Tier 2 - 1QU CoRE ¦ 2QU LoRE | Seismic - Red Flag Warning - Catastrophic Fires | 2021 | 2.8385e-11 | 1.4192e-11 | 0 | 21083.8428 | 409.2237 | 13469.0878 | 7205.5313 | 0 | 0 | 0 | 2.3644e-08 |  | 5.9846e-07 | 0 | 5.9846e-07 | 2.9923e-07 | 0 | 2.9923e-07 | 0 | 0 | 0 | [16 empty] | 7.3.1.3 Ignition probability mapping showing the probability of ignition along the electric lines and equipmentWLDFRAggregatedAggregated | WLDFR | HFTD - Distribution - Tier 2 - 1QU CoRE ¦ 2QU LoRE | Seismic - Red Flag Warning - Catastrophic Fires | Aggregated | Aggregated | 2041 | 2.3644e-08 | 0 | 306.602 | 7.2493e-06 | 2041 | Mitigation | 0.08575 | 30 | 0 | esc | 0.0012005 | 2.8385e-11 | 0.00060025 | 1.4192e-11 | 0.0015435 | 3.6494e-11
[35 empty] | 7.3.1.1 A summarized risk map that shows the overall ignition probability and estimated wildfire consequence along the electric lines and equipment | WLDFR | HFTD - Distribution - Tier 2 - 4QU CoRE ¦ 4QU LoRE | 2036 | 0.36245 | 0.010449 | 0.41448 | 0 | 0.41448 | 0.0065039 | 0.25799 | 0 | 0.25799 | 0.015157 | 0.60125 | 0 | 0.60125 | 0.015917 | 0.6314 | 0 | 0.6314 | 0.15023 | 0.093509 | 0.21792 | 0.22885 | 0.015157 | 0.0054937 | 0.60125 | 0.21792 | 0 | 0 | 0.60125 | 0.21792 | [11 empty] | WLDFR | HFTD - Distribution - Tier 2 - 1QU CoRE ¦ 2QU LoRE | Seismic - Red Flag Warning - Catastrophic Fires | 2022 | 2.8385e-11 | 1.4192e-11 | 3.6494e-11 | 21083.8428 | 409.2237 | 13469.0878 | 7205.5313 | 0 | 0 | 0 | 2.3644e-08 |  | 5.9846e-07 | 0 | 5.9846e-07 | 2.9923e-07 | 0 | 2.9923e-07 | 7.6944e-07 | 0 | 7.6944e-07 | [16 empty] | 7.3.1.3 Ignition probability mapping showing the probability of ignition along the electric lines and equipmentWLDFRAggregatedAggregated | WLDFR | HFTD - Distribution - Tier 2 - 1QU CoRE ¦ 2QU LoRE | Seismic - Red Flag Warning - Catastrophic Fires | Aggregated | Aggregated | 2042 | 2.3644e-08 | 0 | 306.602 | 7.2493e-06 | 2042 | Mitigation | 0.08575 | 30 | 0 | esc | 0.0012005 | 2.8385e-11 | 0.00060025 | 1.4192e-11 | 0.0015435 | 3.6494e-11
[35 empty] | 7.3.1.1 A summarized risk map that shows the overall ignition probability and estimated wildfire consequence along the electric lines and equipment | WLDFR | HFTD - Distribution - Tier 2 - 4QU CoRE ¦ 4QU LoRE | 2037 | 0.33873 | 0.010449 | 0.41448 | 0 | 0.41448 | 0.0065039 | 0.25799 | 0 | 0.25799 | 0.015157 | 0.60125 | 0 | 0.60125 | 0.015917 | 0.6314 | 0 | 0.6314 | 0.1404 | 0.087391 | 0.20366 | 0.21388 | 0.015157 | 0.0051343 | 0.60125 | 0.20366 | 0 | 0 | 0.60125 | 0.20366 | [11 empty] | WLDFR | HFTD - Distribution - Tier 2 - 1QU CoRE ¦ 2QU LoRE | Seismic - Red Flag Warning - Catastrophic Fires | 2023 | 2.8385e-11 | 1.4192e-11 | 3.6494e-11 | 21835.9781 | 428.6023 | 13939.561 | 7467.8148 | 0 | 0 | 0 | 2.3644e-08 |  | 6.198e-07 | 0 | 6.198e-07 | 3.099e-07 | 0 | 3.099e-07 | 7.9689e-07 | 0 | 7.9689e-07 | [16 empty] | 7.3.1.3 Ignition probability mapping showing the probability of ignition along the electric lines and equipmentWLDFRAggregatedAggregated | WLDFR | HFTD - Distribution - Tier 2 - 1QU CoRE ¦ 2QU LoRE | Seismic - Red Flag Warning - Catastrophic Fires | Aggregated | Aggregated | 2043 | 2.3644e-08 | 0 | 306.602 | 7.2493e-06 | 2043 | Mitigation | 0.08575 | 30 | 0 | esc | 0.0012005 | 2.8385e-11 | 0.00060025 | 1.4192e-11 | 0.0015435 | 3.6494e-11
[35 empty] | 7.3.1.1 A summarized risk map that shows the overall ignition probability and estimated wildfire consequence along the electric lines and equipment | WLDFR | HFTD - Distribution - Tier 2 - 4QU CoRE ¦ 4QU LoRE | 2038 | 0.31657 | 0.010449 | 0.43483 | 0 | 0.43483 | 0.0065039 | 0.27066 | 0 | 0.27066 | 0.015157 | 0.63078 | 0 | 0.63078 | 0.015917 | 0.66241 | 0 | 0.66241 | 0.13766 | 0.085685 | 0.19969 | 0.2097 | 0.015157 | 0.0047984 | 0.63078 | 0.19969 | 0 | 0 | 0.63078 | 0.19969 | [11 empty] | WLDFR | HFTD - Distribution - Tier 2 - 1QU CoRE ¦ 2QU LoRE | Seismic - Red Flag Warning - Catastrophic Fires | 2024 | 2.8385e-11 | 1.4192e-11 | 3.6494e-11 | 21835.9781 | 428.6023 | 13939.561 | 7467.8148 | 0 | 0 | 0 | 2.3644e-08 |  | 6.198e-07 | 0 | 6.198e-07 | 3.099e-07 | 0 | 3.099e-07 | 7.9689e-07 | 0 | 7.9689e-07 | [16 empty] | 7.3.1.3 Ignition probability mapping showing the probability of ignition along the electric lines and equipmentWLDFRAggregatedAggregated | WLDFR | HFTD - Distribution - Tier 2 - 1QU CoRE ¦ 2QU LoRE | Seismic - Red Flag Warning - Catastrophic Fires | Aggregated | Aggregated | 2044 | 2.3644e-08 | 0 | 306.602 | 7.2493e-06 | 2044 | Mitigation | 0.08575 | 30 | 0 | esc | 0.0012005 | 2.8385e-11 | 0.00060025 | 1.4192e-11 | 0.0015435 | 3.6494e-11
[35 empty] | 7.3.1.1 A summarized risk map that shows the overall ignition probability and estimated wildfire consequence along the electric lines and equipment | WLDFR | HFTD - Distribution - Tier 2 - 4QU CoRE ¦ 4QU LoRE | 2039 | 0.29586 | 0.010449 | 0.43483 | 0 | 0.43483 | 0.0065039 | 0.27066 | 0 | 0.27066 | 0.015157 | 0.63078 | 0 | 0.63078 | 0.015917 | 0.66241 | 0 | 0.66241 | 0.12865 | 0.08008 | 0.18663 | 0.19598 | 0.015157 | 0.0044845 | 0.63078 | 0.18663 | 0 | 0 | 0.63078 | 0.18663 | [11 empty] | WLDFR | HFTD - Distribution - Tier 2 - 1QU CoRE ¦ 2QU LoRE | Seismic - Red Flag Warning - Catastrophic Fires | 2025 | 2.8385e-11 | 1.4192e-11 | 3.6494e-11 | 21835.9781 | 428.6023 | 13939.561 | 7467.8148 | 0 | 0 | 0 | 2.3644e-08 |  | 6.198e-07 | 0 | 6.198e-07 | 3.099e-07 | 0 | 3.099e-07 | 7.9689e-07 | 0 | 7.9689e-07 | [16 empty] | 7.3.1.3 Ignition probability mapping showing the probability of ignition along the electric lines and equipmentWLDFRAggregatedAggregated | WLDFR | HFTD - Distribution - Tier 2 - 1QU CoRE ¦ 2QU LoRE | Seismic - Red Flag Warning - Catastrophic Fires | Aggregated | Aggregated | 2045 | 2.3644e-08 | 0 | 306.602 | 7.2493e-06 | 2045 | Mitigation | 0.08575 | 30 | 0 | esc | 0.0012005 | 2.8385e-11 | 0.00060025 | 1.4192e-11 | 0.0015435 | 3.6494e-11
[35 empty] | 7.3.1.1 A summarized risk map that shows the overall ignition probability and estimated wildfire consequence along the electric lines and equipment | WLDFR | HFTD - Distribution - Tier 2 - 4QU CoRE ¦ 4QU LoRE | 2040 | 0.27651 | 0.010449 | 0.43483 | 0 | 0.43483 | 0.0065039 | 0.27066 | 0 | 0.27066 | 0.015157 | 0.63078 | 0 | 0.63078 | 0.015917 | 0.66241 | 0 | 0.66241 | 0.12024 | 0.074841 | 0.17442 | 0.18316 | 0.015157 | 0.0041911 | 0.63078 | 0.17442 | 0 | 0 | 0.63078 | 0.17442 | [11 empty] | WLDFR | HFTD - Distribution - Tier 2 - 1QU CoRE ¦ 2QU LoRE | Seismic - Red Flag Warning - Catastrophic Fires | 2026 | 2.8385e-11 | 1.4192e-11 | 3.6494e-11 | 21835.9781 | 428.6023 | 13939.561 | 7467.8148 | 0 | 0 | 0 | 2.3644e-08 |  | 6.198e-07 | 0 | 6.198e-07 | 3.099e-07 | 0 | 3.099e-07 | 7.9689e-07 | 0 | 7.9689e-07 | [16 empty] | 7.3.1.3 Ignition probability mapping showing the probability of ignition along the electric lines and equipmentWLDFRAggregatedAggregated | WLDFR | HFTD - Distribution - Tier 2 - 1QU CoRE ¦ 2QU LoRE | Seismic - Red Flag Warning - Catastrophic Fires | Aggregated | Aggregated | 2046 | 2.3644e-08 | 0 | 306.602 | 7.2493e-06 | 2046 | Mitigation | 0.08575 | 30 | 0 | esc | 0.0012005 | 2.8385e-11 | 0.00060025 | 1.4192e-11 | 0.0015435 | 3.6494e-11
[35 empty] | 7.3.1.1 A summarized risk map that shows the overall ignition probability and estimated wildfire consequence along the electric lines and equipment | WLDFR | HFTD - Distribution - Tier 2 - 4QU CoRE ¦ 4QU LoRE | 2041 | 0.25842 | 0.010449 | 0.43483 | 0 | 0.43483 | 0.0065039 | 0.27066 | 0 | 0.27066 | 0.015157 | 0.63078 | 0 | 0.63078 | 0.015917 | 0.66241 | 0 | 0.66241 | 0.11237 | 0.069945 | 0.16301 | 0.17118 | 0.015157 | 0.0039169 | 0.63078 | 0.16301 | 0 | 0 | 0.63078 | 0.16301 | [11 empty] | WLDFR | HFTD - Distribution - Tier 2 - 1QU CoRE ¦ 2QU LoRE | Seismic - Red Flag Warning - Catastrophic Fires | 2027 | 2.8385e-11 | 1.4192e-11 | 3.6494e-11 | 21835.9781 | 428.6023 | 13939.561 | 7467.8148 | 0 | 0 | 0 | 2.3644e-08 |  | 6.198e-07 | 0 | 6.198e-07 | 3.099e-07 | 0 | 3.099e-07 | 7.9689e-07 | 0 | 7.9689e-07 | [16 empty] | 7.3.1.3 Ignition probability mapping showing the probability of ignition along the electric lines and equipmentWLDFRAggregatedAggregated | WLDFR | HFTD - Distribution - Tier 2 - 1QU CoRE ¦ 2QU LoRE | Seismic - Red Flag Warning - Catastrophic Fires | Aggregated | Aggregated | 2047 | 2.3644e-08 | 0 | 306.602 | 7.2493e-06 | 2047 | Mitigation | 0.08575 | 30 | 0 | esc | 0.0012005 | 2.8385e-11 | 0.00060025 | 1.4192e-11 | 0.0015435 | 3.6494e-11
[35 empty] | 7.3.1.1 A summarized risk map that shows the overall ignition probability and estimated wildfire consequence along the electric lines and equipment | WLDFR | HFTD - Distribution - Tier 2 - 4QU CoRE ¦ 4QU LoRE | 2042 | 0.24151 | 0.010449 | 0.43483 | 0 | 0.43483 | 0.0065039 | 0.27066 | 0 | 0.27066 | 0.015157 | 0.63078 | 0 | 0.63078 | 0.015917 | 0.66241 | 0 | 0.66241 | 0.10502 | 0.065369 | 0.15234 | 0.15998 | 0.015157 | 0.0036607 | 0.63078 | 0.15234 | 0 | 0 | 0.63078 | 0.15234 | [11 empty] | WLDFR | HFTD - Distribution - Tier 2 - 1QU CoRE ¦ 2QU LoRE | Seismic - Red Flag Warning - Catastrophic Fires | 2028 | 2.8385e-11 | 1.4192e-11 | 3.6494e-11 | 22783.187 | 453.261 | 14531.3357 | 7798.5904 | 0 | 0 | 0 | 2.3644e-08 |  | 6.4669e-07 | 0 | 6.4669e-07 | 3.2335e-07 | 0 | 3.2335e-07 | 8.3146e-07 | 0 | 8.3146e-07 | [16 empty] | 7.3.1.3 Ignition probability mapping showing the probability of ignition along the electric lines and equipmentWLDFRAggregatedAggregated | WLDFR | HFTD - Distribution - Tier 2 - 1QU CoRE ¦ 2QU LoRE | Seismic - Red Flag Warning - Catastrophic Fires | Aggregated | Aggregated | 2048 | 2.3644e-08 | 0 | 306.602 | 7.2493e-06 | 2048 | Mitigation | 0.08575 | 30 | 0 | esc | 0.0012005 | 2.8385e-11 | 0.00060025 | 1.4192e-11 | 0.0015435 | 3.6494e-11
[35 empty] | 7.3.1.1 A summarized risk map that shows the overall ignition probability and estimated wildfire consequence along the electric lines and equipment | WLDFR | HFTD - Distribution - Tier 2 - 4QU CoRE ¦ 4QU LoRE | 2043 | 0.22571 | 0.010449 | 0.45652 | 0 | 0.45652 | 0.0065039 | 0.28416 | 0 | 0.28416 | 0.015157 | 0.66223 | 0 | 0.66223 | 0.015917 | 0.69544 | 0 | 0.69544 | 0.10304 | 0.064139 | 0.14947 | 0.15697 | 0.015157 | 0.0034212 | 0.66223 | 0.14947 | 0 | 0 | 0.66223 | 0.14947 | [11 empty] | WLDFR | HFTD - Distribution - Tier 2 - 1QU CoRE ¦ 2QU LoRE | Seismic - Red Flag Warning - Catastrophic Fires | 2029 | 2.8385e-11 | 1.4192e-11 | 3.6494e-11 | 22783.187 | 453.261 | 14531.3357 | 7798.5904 | 0 | 0 | 0 | 2.3644e-08 |  | 6.4669e-07 | 0 | 6.4669e-07 | 3.2335e-07 | 0 | 3.2335e-07 | 8.3146e-07 | 0 | 8.3146e-07 | [16 empty] | 7.3.1.3 Ignition probability mapping showing the probability of ignition along the electric lines and equipmentWLDFRAggregatedAggregated | WLDFR | HFTD - Distribution - Tier 2 - 1QU CoRE ¦ 2QU LoRE | Seismic - Red Flag Warning - Catastrophic Fires | Aggregated | Aggregated | 2049 | 2.3644e-08 | 0 | 306.602 | 7.2493e-06 | 2049 | Mitigation | 0.08575 | 30 | 0 | esc | 0.0012005 | 2.8385e-11 | 0.00060025 | 1.4192e-11 | 0.0015435 | 3.6494e-11
[35 empty] | 7.3.1.1 A summarized risk map that shows the overall ignition probability and estimated wildfire consequence along the electric lines and equipment | WLDFR | HFTD - Distribution - Tier 2 - 4QU CoRE ¦ 4QU LoRE | 2044 | 0.21095 | 0.010449 | 0.45652 | 0 | 0.45652 | 0.0065039 | 0.28416 | 0 | 0.28416 | 0.015157 | 0.66223 | 0 | 0.66223 | 0.015917 | 0.69544 | 0 | 0.69544 | 0.096301 | 0.059943 | 0.1397 | 0.1467 | 0.015157 | 0.0031974 | 0.66223 | 0.1397 | 0 | 0 | 0.66223 | 0.1397 | [11 empty] | WLDFR | HFTD - Distribution - Tier 2 - 1QU CoRE ¦ 2QU LoRE | Seismic - Red Flag Warning - Catastrophic Fires | 2030 | 2.8385e-11 | 1.4192e-11 | 3.6494e-11 | 22783.187 | 453.261 | 14531.3357 | 7798.5904 | 0 | 0 | 0 | 2.3644e-08 |  | 6.4669e-07 | 0 | 6.4669e-07 | 3.2335e-07 | 0 | 3.2335e-07 | 8.3146e-07 | 0 | 8.3146e-07 | [16 empty] | 7.3.1.3 Ignition probability mapping showing the probability of ignition along the electric lines and equipmentWLDFRAggregatedAggregated | WLDFR | HFTD - Distribution - Tier 2 - 1QU CoRE ¦ 2QU LoRE | Seismic - Red Flag Warning - Catastrophic Fires | Aggregated | Aggregated | 2050 | 2.3644e-08 | 0 | 306.602 | 7.2493e-06 | 2050 | Mitigation | 0.08575 | 30 | 0 | esc | 0 | 0 | 0.00060025 | 1.4192e-11 | 0.0015435 | 3.6494e-11
[35 empty] | 7.3.1.1 A summarized risk map that shows the overall ignition probability and estimated wildfire consequence along the electric lines and equipment | WLDFR | HFTD - Distribution - Tier 2 - 4QU CoRE ¦ 4QU LoRE | 2045 | 0.19715 | 0.010449 | 0.45652 | 0 | 0.45652 | 0.0065039 | 0.28416 | 0 | 0.28416 | 0.015157 | 0.66223 | 0 | 0.66223 | 0.015917 | 0.69544 | 0 | 0.69544 | 0.090001 | 0.056021 | 0.13056 | 0.1371 | 0.015157 | 0.0029882 | 0.66223 | 0.13056 | 0 | 0 | 0.66223 | 0.13056 | [11 empty] | WLDFR | HFTD - Distribution - Tier 2 - 1QU CoRE ¦ 2QU LoRE | Seismic - Red Flag Warning - Catastrophic Fires | 2031 | 2.8385e-11 | 1.4192e-11 | 3.6494e-11 | 22783.187 | 453.261 | 14531.3357 | 7798.5904 | 0 | 0 | 0 | 2.3644e-08 |  | 6.4669e-07 | 0 | 6.4669e-07 | 3.2335e-07 | 0 | 3.2335e-07 | 8.3146e-07 | 0 | 8.3146e-07 | [16 empty] | 7.3.1.3 Ignition probability mapping showing the probability of ignition along the electric lines and equipmentWLDFRAggregatedAggregated | WLDFR | HFTD - Distribution - Tier 2 - 1QU CoRE ¦ 2QU LoRE | Seismic - Red Flag Warning - Catastrophic Fires | Aggregated | Aggregated | 2051 | 2.3644e-08 | 0 | 306.602 | 7.2493e-06 | 2051 | Mitigation | 0.08575 | 30 | 0 | esc | 0 | 0 | 0 | 0 | 0.0015435 | 3.6494e-11
[35 empty] | 7.3.1.1 A summarized risk map that shows the overall ignition probability and estimated wildfire consequence along the electric lines and equipment | WLDFR | HFTD - Distribution - Tier 2 - 4QU CoRE ¦ 4QU LoRE | 2046 | 0.18425 | 0.010449 | 0.45652 | 0 | 0.45652 | 0.0065039 | 0.28416 | 0 | 0.28416 | 0.015157 | 0.66223 | 0 | 0.66223 | 0.015917 | 0.69544 | 0 | 0.69544 | 0.084113 | 0.052356 | 0.12202 | 0.12813 | 0.015157 | 0.0027927 | 0.66223 | 0.12202 | 0 | 0 | 0.66223 | 0.12202 | [11 empty] | WLDFR | HFTD - Distribution - Tier 2 - 1QU CoRE ¦ 2QU LoRE | Seismic - Red Flag Warning - Catastrophic Fires | 2032 | 2.8385e-11 | 1.4192e-11 | 3.6494e-11 | 22783.187 | 453.261 | 14531.3357 | 7798.5904 | 0 | 0 | 0 | 2.3644e-08 |  | 6.4669e-07 | 0 | 6.4669e-07 | 3.2335e-07 | 0 | 3.2335e-07 | 8.3146e-07 | 0 | 8.3146e-07 | [16 empty] | 7.3.1.3 Ignition probability mapping showing the probability of ignition along the electric lines and equipmentWLDFRAggregatedAggregated | WLDFR | HFTD - Distribution - Tier 2 - 1QU CoRE ¦ 3QU LoRE | Non-Red Flag Warning - Catastrophic Fires | Aggregated | Aggregated | 2021 | 1.1912e-05 | 0 | 1086.8999 | 0.012948 | 2021 | Mitigation | 0.08575 | 30 | 0 | esc | 0.0012005 | 1.4301e-08 | 0.00060025 | 7.1504e-09 | 0 | 0
[35 empty] | 7.3.1.1 A summarized risk map that shows the overall ignition probability and estimated wildfire consequence along the electric lines and equipment | WLDFR | HFTD - Distribution - Tier 2 - 4QU CoRE ¦ 4QU LoRE | 2047 | 0.1722 | 0.010449 | 0.45652 | 0 | 0.45652 | 0.0065039 | 0.28416 | 0 | 0.28416 | 0.015157 | 0.66223 | 0 | 0.66223 | 0.015917 | 0.69544 | 0 | 0.69544 | 0.07861 | 0.048931 | 0.11403 | 0.11975 | 0.015157 | 0.00261 | 0.66223 | 0.11403 | 0 | 0 | 0.66223 | 0.11403 | [11 empty] | WLDFR | HFTD - Distribution - Tier 2 - 1QU CoRE ¦ 2QU LoRE | Seismic - Red Flag Warning - Catastrophic Fires | 2033 | 2.8385e-11 | 1.4192e-11 | 3.6494e-11 | 23835.2641 | 480.9649 | 15187.7294 | 8166.5698 | 0 | 0 | 0 | 2.3644e-08 |  | 6.7655e-07 | 0 | 6.7655e-07 | 3.3828e-07 | 0 | 3.3828e-07 | 8.6985e-07 | 0 | 8.6985e-07 | [16 empty] | 7.3.1.3 Ignition probability mapping showing the probability of ignition along the electric lines and equipmentWLDFRAggregatedAggregated | WLDFR | HFTD - Distribution - Tier 2 - 1QU CoRE ¦ 3QU LoRE | Non-Red Flag Warning - Catastrophic Fires | Aggregated | Aggregated | 2022 | 1.1912e-05 | 0 | 1086.8999 | 0.012948 | 2022 | Mitigation | 0.08575 | 30 | 0 | esc | 0.0012005 | 1.4301e-08 | 0.00060025 | 7.1504e-09 | 0.0015435 | 1.8387e-08
[35 empty] | 7.3.1.1 A summarized risk map that shows the overall ignition probability and estimated wildfire consequence along the electric lines and equipment | WLDFR | HFTD - Distribution - Tier 2 - 4QU CoRE ¦ 4QU LoRE | 2048 | 0.16093 | 0.010449 | 0.47925 | 0 | 0.47925 | 0.0065039 | 0.29831 | 0 | 0.29831 | 0.015157 | 0.69521 | 0 | 0.69521 | 0.015917 | 0.73007 | 0 | 0.73007 | 0.077125 | 0.048007 | 0.11188 | 0.11749 | 0.015157 | 0.0024393 | 0.69521 | 0.11188 | 0 | 0 | 0.69521 | 0.11188 | [11 empty] | WLDFR | HFTD - Distribution - Tier 2 - 1QU CoRE ¦ 2QU LoRE | Seismic - Red Flag Warning - Catastrophic Fires | 2034 | 2.8385e-11 | 1.4192e-11 | 3.6494e-11 | 23835.2641 | 480.9649 | 15187.7294 | 8166.5698 | 0 | 0 | 0 | 2.3644e-08 |  | 6.7655e-07 | 0 | 6.7655e-07 | 3.3828e-07 | 0 | 3.3828e-07 | 8.6985e-07 | 0 | 8.6985e-07 | [16 empty] | 7.3.1.3 Ignition probability mapping showing the probability of ignition along the electric lines and equipmentWLDFRAggregatedAggregated | WLDFR | HFTD - Distribution - Tier 2 - 1QU CoRE ¦ 3QU LoRE | Non-Red Flag Warning - Catastrophic Fires | Aggregated | Aggregated | 2023 | 1.1912e-05 | 0 | 1086.8999 | 0.012948 | 2023 | Mitigation | 0.08575 | 30 | 0 | esc | 0.0012005 | 1.4301e-08 | 0.00060025 | 7.1504e-09 | 0.0015435 | 1.8387e-08
[35 empty] | 7.3.1.1 A summarized risk map that shows the overall ignition probability and estimated wildfire consequence along the electric lines and equipment | WLDFR | HFTD - Distribution - Tier 2 - 4QU CoRE ¦ 4QU LoRE | 2049 | 0.1504 | 0.010449 | 0.47925 | 0 | 0.47925 | 0.0065039 | 0.29831 | 0 | 0.29831 | 0.015157 | 0.69521 | 0 | 0.69521 | 0.015917 | 0.73007 | 0 | 0.73007 | 0.07208 | 0.044866 | 0.10456 | 0.1098 | 0.015157 | 0.0022797 | 0.69521 | 0.10456 | 0 | 0 | 0.69521 | 0.10456 | [11 empty] | WLDFR | HFTD - Distribution - Tier 2 - 1QU CoRE ¦ 2QU LoRE | Seismic - Red Flag Warning - Catastrophic Fires | 2035 | 2.8385e-11 | 1.4192e-11 | 3.6494e-11 | 23835.2641 | 480.9649 | 15187.7294 | 8166.5698 | 0 | 0 | 0 | 2.3644e-08 |  | 6.7655e-07 | 0 | 6.7655e-07 | 3.3828e-07 | 0 | 3.3828e-07 | 8.6985e-07 | 0 | 8.6985e-07 | [16 empty] | 7.3.1.3 Ignition probability mapping showing the probability of ignition along the electric lines and equipmentWLDFRAggregatedAggregated | WLDFR | HFTD - Distribution - Tier 2 - 1QU CoRE ¦ 3QU LoRE | Non-Red Flag Warning - Catastrophic Fires | Aggregated | Aggregated | 2024 | 1.1912e-05 | 0 | 1086.8999 | 0.012948 | 2024 | Mitigation | 0.08575 | 30 | 0 | esc | 0.0012005 | 1.4301e-08 | 0.00060025 | 7.1504e-09 | 0.0015435 | 1.8387e-08
[35 empty] | 7.3.1.1 A summarized risk map that shows the overall ignition probability and estimated wildfire consequence along the electric lines and equipment | WLDFR | HFTD - Distribution - Tier 2 - 4QU CoRE ¦ 4QU LoRE | 2050 | 0.14056 | 0 | 0 | 0 | 0 | 0.0065039 | 0.29831 | 0 | 0.29831 | 0.015157 | 0.69521 | 0 | 0.69521 | 0.015917 | 0.73007 | 0 | 0.73007 | 0 | 0.041931 | 0.09772 | 0.10262 | 0.015157 | 0.0021306 | 0.69521 | 0.09772 | 0 | 0 | 0.69521 | 0.09772 | [11 empty] | WLDFR | HFTD - Distribution - Tier 2 - 1QU CoRE ¦ 2QU LoRE | Seismic - Red Flag Warning - Catastrophic Fires | 2036 | 2.8385e-11 | 1.4192e-11 | 3.6494e-11 | 23835.2641 | 480.9649 | 15187.7294 | 8166.5698 | 0 | 0 | 0 | 2.3644e-08 |  | 6.7655e-07 | 0 | 6.7655e-07 | 3.3828e-07 | 0 | 3.3828e-07 | 8.6985e-07 | 0 | 8.6985e-07 | [16 empty] | 7.3.1.3 Ignition probability mapping showing the probability of ignition along the electric lines and equipmentWLDFRAggregatedAggregated | WLDFR | HFTD - Distribution - Tier 2 - 1QU CoRE ¦ 3QU LoRE | Non-Red Flag Warning - Catastrophic Fires | Aggregated | Aggregated | 2025 | 1.1912e-05 | 0 | 1086.8999 | 0.012948 | 2025 | Mitigation | 0.08575 | 30 | 0 | esc | 0.0012005 | 1.4301e-08 | 0.00060025 | 7.1504e-09 | 0.0015435 | 1.8387e-08
[35 empty] | 7.3.1.1 A summarized risk map that shows the overall ignition probability and estimated wildfire consequence along the electric lines and equipment | WLDFR | HFTD - Distribution - Tier 2 - 4QU CoRE ¦ 4QU LoRE | 2051 | 0.13137 | 0 | 0 | 0 | 0 | 0 | 0 | 0 | 0 | 0.015157 | 0.69521 | 0 | 0.69521 | 0.015917 | 0.73007 | 0 | 0.73007 | 0 | 0 | 0.091327 | 0.095907 | 0.015157 | 0.0019912 | 0.69521 | 0.091327 | 0 | 0 | 0.69521 | 0.091327 | [11 empty] | WLDFR | HFTD - Distribution - Tier 2 - 1QU CoRE ¦ 2QU LoRE | Seismic - Red Flag Warning - Catastrophic Fires | 2037 | 2.8385e-11 | 1.4192e-11 | 3.6494e-11 | 23835.2641 | 480.9649 | 15187.7294 | 8166.5698 | 0 | 0 | 0 | 2.3644e-08 |  | 6.7655e-07 | 0 | 6.7655e-07 | 3.3828e-07 | 0 | 3.3828e-07 | 8.6985e-07 | 0 | 8.6985e-07 | [16 empty] | 7.3.1.3 Ignition probability mapping showing the probability of ignition along the electric lines and equipmentWLDFRAggregatedAggregated | WLDFR | HFTD - Distribution - Tier 2 - 1QU CoRE ¦ 3QU LoRE | Non-Red Flag Warning - Catastrophic Fires | Aggregated | Aggregated | 2026 | 1.1912e-05 | 0 | 1086.8999 | 0.012948 | 2026 | Mitigation | 0.08575 | 30 | 0 | esc | 0.0012005 | 1.4301e-08 | 0.00060025 | 7.1504e-09 | 0.0015435 | 1.8387e-08
[35 empty] | 7.3.1.1 A summarized risk map that shows the overall ignition probability and estimated wildfire consequence along the electric lines and equipment | WLDFR | HFTD - Distribution - Tier 2 - 4QU CoRE ¦ 4QU LoRE | 2052 | 0.12277 | 0 | 0 | 0 | 0 | 0 | 0 | 0 | 0 | 0 | 0 | 0 | 0 | 0.015917 | 0.73007 | 0 | 0.73007 | 0 | 0 | 0 | 0.089632 | 0 | 0 | 0 | 0 | 0 | 0 | 0 | 0 | [11 empty] | WLDFR | HFTD - Distribution - Tier 2 - 1QU CoRE ¦ 2QU LoRE | Seismic - Red Flag Warning - Catastrophic Fires | 2038 | 2.8385e-11 | 1.4192e-11 | 3.6494e-11 | 24976.6418 | 511.3745 | 15898.8237 | 8566.4437 | 0 | 0 | 0 | 2.3644e-08 |  | 7.0895e-07 | 0 | 7.0895e-07 | 3.5448e-07 | 0 | 3.5448e-07 | 9.1151e-07 | 0 | 9.1151e-07 | [16 empty] | 7.3.1.3 Ignition probability mapping showing the probability of ignition along the electric lines and equipmentWLDFRAggregatedAggregated | WLDFR | HFTD - Distribution - Tier 2 - 1QU CoRE ¦ 3QU LoRE | Non-Red Flag Warning - Catastrophic Fires | Aggregated | Aggregated | 2027 | 1.1912e-05 | 0 | 1086.8999 | 0.012948 | 2027 | Mitigation | 0.08575 | 30 | 0 | esc | 0.0012005 | 1.4301e-08 | 0.00060025 | 7.1504e-09 | 0.0015435 | 1.8387e-08
[35 empty] | 7.3.1.1 A summarized risk map that shows the overall ignition probability and estimated wildfire consequence along the electric lines and equipment | WLDFR | HFTD - Distribution - Tier 2 - 4QU CoRE ¦ 5QU LoRE | 2020 | 1 | 0.0047726 | 0.19619 | 0 | 0.19619 | 0 | 0 | 0 | 0 | 0 | 0 | 0 | 0 | 0 | 0 | 0 | 0 | 0.19619 | 0 | 0 | 0 | 0 | 0 | 0 | 0 | 0 | 0 | 0 | 0 | [11 empty] | WLDFR | HFTD - Distribution - Tier 2 - 1QU CoRE ¦ 2QU LoRE | Seismic - Red Flag Warning - Catastrophic Fires | 2039 | 2.8385e-11 | 1.4192e-11 | 3.6494e-11 | 24976.6418 | 511.3745 | 15898.8237 | 8566.4437 | 0 | 0 | 0 | 2.3644e-08 |  | 7.0895e-07 | 0 | 7.0895e-07 | 3.5448e-07 | 0 | 3.5448e-07 | 9.1151e-07 | 0 | 9.1151e-07 | [16 empty] | 7.3.1.3 Ignition probability mapping showing the probability of ignition along the electric lines and equipmentWLDFRAggregatedAggregated | WLDFR | HFTD - Distribution - Tier 2 - 1QU CoRE ¦ 3QU LoRE | Non-Red Flag Warning - Catastrophic Fires | Aggregated | Aggregated | 2028 | 1.1912e-05 | 0 | 1086.8999 | 0.012948 | 2028 | Mitigation | 0.08575 | 30 | 0 | esc | 0.0012005 | 1.4301e-08 | 0.00060025 | 7.1504e-09 | 0.0015435 | 1.8387e-08
[35 empty] | 7.3.1.1 A summarized risk map that shows the overall ignition probability and estimated wildfire consequence along the electric lines and equipment | WLDFR | HFTD - Distribution - Tier 2 - 4QU CoRE ¦ 5QU LoRE | 2021 | 1 | 0.0047726 | 0.19619 | 0 | 0.19619 | 0.0029707 | 0.12212 | 0 | 0.12212 | 0 | 0 | 0 | 0 | 0 | 0 | 0 | 0 | 0.19619 | 0.12212 | 0 | 0 | 0 | 0 | 0 | 0 | 0 | 0 | 0 | 0 | [11 empty] | WLDFR | HFTD - Distribution - Tier 2 - 1QU CoRE ¦ 2QU LoRE | Seismic - Red Flag Warning - Catastrophic Fires | 2040 | 2.8385e-11 | 1.4192e-11 | 3.6494e-11 | 24976.6418 | 511.3745 | 15898.8237 | 8566.4437 | 0 | 0 | 0 | 2.3644e-08 |  | 7.0895e-07 | 0 | 7.0895e-07 | 3.5448e-07 | 0 | 3.5448e-07 | 9.1151e-07 | 0 | 9.1151e-07 | [16 empty] | 7.3.1.3 Ignition probability mapping showing the probability of ignition along the electric lines and equipmentWLDFRAggregatedAggregated | WLDFR | HFTD - Distribution - Tier 2 - 1QU CoRE ¦ 3QU LoRE | Non-Red Flag Warning - Catastrophic Fires | Aggregated | Aggregated | 2029 | 1.1912e-05 | 0 | 1086.8999 | 0.012948 | 2029 | Mitigation | 0.08575 | 30 | 0 | esc | 0.0012005 | 1.4301e-08 | 0.00060025 | 7.1504e-09 | 0.0015435 | 1.8387e-08
[35 empty] | 7.3.1.1 A summarized risk map that shows the overall ignition probability and estimated wildfire consequence along the electric lines and equipment | WLDFR | HFTD - Distribution - Tier 2 - 4QU CoRE ¦ 5QU LoRE | 2022 | 0.93458 | 0.0047303 | 0.19299 | 0 | 0.19299 | 0.0029444 | 0.12013 | 0 | 0.12013 | 0.0064957 | 0.26502 | 0 | 0.26502 | 0 | 0 | 0 | 0 | 0.18037 | 0.11227 | 0.24768 | 0 | 0.0064957 | 0.0060708 | 0.26502 | 0.24768 | 0 | 0 | 0.26502 | 0.24768 | [11 empty] | WLDFR | HFTD - Distribution - Tier 2 - 1QU CoRE ¦ 2QU LoRE | Seismic - Red Flag Warning - Catastrophic Fires | 2041 | 2.8385e-11 | 1.4192e-11 | 3.6494e-11 | 24976.6418 | 511.3745 | 15898.8237 | 8566.4437 | 0 | 0 | 0 | 2.3644e-08 |  | 7.0895e-07 | 0 | 7.0895e-07 | 3.5448e-07 | 0 | 3.5448e-07 | 9.1151e-07 | 0 | 9.1151e-07 | [16 empty] | 7.3.1.3 Ignition probability mapping showing the probability of ignition along the electric lines and equipmentWLDFRAggregatedAggregated | WLDFR | HFTD - Distribution - Tier 2 - 1QU CoRE ¦ 3QU LoRE | Non-Red Flag Warning - Catastrophic Fires | Aggregated | Aggregated | 2030 | 1.1912e-05 | 0 | 1086.8999 | 0.012948 | 2030 | Mitigation | 0.08575 | 30 | 0 | esc | 0.0012005 | 1.4301e-08 | 0.00060025 | 7.1504e-09 | 0.0015435 | 1.8387e-08
[35 empty] | 7.3.1.1 A summarized risk map that shows the overall ignition probability and estimated wildfire consequence along the electric lines and equipment | WLDFR | HFTD - Distribution - Tier 2 - 4QU CoRE ¦ 5QU LoRE | 2023 | 0.87344 | 0.0047303 | 0.20006 | 0 | 0.20006 | 0.0029444 | 0.12453 | 0 | 0.12453 | 0.0064957 | 0.27473 | 0 | 0.27473 | 0.0068214 | 0.2885 | 0 | 0.2885 | 0.17474 | 0.10877 | 0.23996 | 0.25199 | 0.0064957 | 0.0056736 | 0.27473 | 0.23996 | 0 | 0 | 0.27473 | 0.23996 | [11 empty] | WLDFR | HFTD - Distribution - Tier 2 - 1QU CoRE ¦ 2QU LoRE | Seismic - Red Flag Warning - Catastrophic Fires | 2042 | 2.8385e-11 | 1.4192e-11 | 3.6494e-11 | 24976.6418 | 511.3745 | 15898.8237 | 8566.4437 | 0 | 0 | 0 | 2.3644e-08 |  | 7.0895e-07 | 0 | 7.0895e-07 | 3.5448e-07 | 0 | 3.5448e-07 | 9.1151e-07 | 0 | 9.1151e-07 | [16 empty] | 7.3.1.3 Ignition probability mapping showing the probability of ignition along the electric lines and equipmentWLDFRAggregatedAggregated | WLDFR | HFTD - Distribution - Tier 2 - 1QU CoRE ¦ 3QU LoRE | Non-Red Flag Warning - Catastrophic Fires | Aggregated | Aggregated | 2031 | 1.1912e-05 | 0 | 1086.8999 | 0.012948 | 2031 | Mitigation | 0.08575 | 30 | 0 | esc | 0.0012005 | 1.4301e-08 | 0.00060025 | 7.1504e-09 | 0.0015435 | 1.8387e-08
[35 empty] | 7.3.1.1 A summarized risk map that shows the overall ignition probability and estimated wildfire consequence along the electric lines and equipment | WLDFR | HFTD - Distribution - Tier 2 - 4QU CoRE ¦ 5QU LoRE | 2024 | 0.8163 | 0.0047303 | 0.20006 | 0 | 0.20006 | 0.0029444 | 0.12453 | 0 | 0.12453 | 0.0064957 | 0.27473 | 0 | 0.27473 | 0.0068214 | 0.2885 | 0 | 0.2885 | 0.16331 | 0.10165 | 0.22426 | 0.23551 | 0.0064957 | 0.0053024 | 0.27473 | 0.22426 | 0 | 0 | 0.27473 | 0.22426 | [11 empty] | WLDFR | HFTD - Distribution - Tier 2 - 1QU CoRE ¦ 2QU LoRE | Seismic - Red Flag Warning - Catastrophic Fires | 2043 | 2.8385e-11 | 1.4192e-11 | 3.6494e-11 | 26191.7278 | 544.1291 | 16654.7414 | 8992.8573 | 0 | 0 | 0 | 2.3644e-08 |  | 7.4344e-07 | 0 | 7.4344e-07 | 3.7172e-07 | 0 | 3.7172e-07 | 9.5585e-07 | 0 | 9.5585e-07 | [16 empty] | 7.3.1.3 Ignition probability mapping showing the probability of ignition along the electric lines and equipmentWLDFRAggregatedAggregated | WLDFR | HFTD - Distribution - Tier 2 - 1QU CoRE ¦ 3QU LoRE | Non-Red Flag Warning - Catastrophic Fires | Aggregated | Aggregated | 2032 | 1.1912e-05 | 0 | 1086.8999 | 0.012948 | 2032 | Mitigation | 0.08575 | 30 | 0 | esc | 0.0012005 | 1.4301e-08 | 0.00060025 | 7.1504e-09 | 0.0015435 | 1.8387e-08
[35 empty] | 7.3.1.1 A summarized risk map that shows the overall ignition probability and estimated wildfire consequence along the electric lines and equipment | WLDFR | HFTD - Distribution - Tier 2 - 4QU CoRE ¦ 5QU LoRE | 2025 | 0.7629 | 0.0047303 | 0.20006 | 0 | 0.20006 | 0.0029444 | 0.12453 | 0 | 0.12453 | 0.0064957 | 0.27473 | 0 | 0.27473 | 0.0068214 | 0.2885 | 0 | 0.2885 | 0.15263 | 0.095003 | 0.20959 | 0.2201 | 0.0064957 | 0.0049555 | 0.27473 | 0.20959 | 0 | 0 | 0.27473 | 0.20959 | [11 empty] | WLDFR | HFTD - Distribution - Tier 2 - 1QU CoRE ¦ 2QU LoRE | Seismic - Red Flag Warning - Catastrophic Fires | 2044 | 2.8385e-11 | 1.4192e-11 | 3.6494e-11 | 26191.7278 | 544.1291 | 16654.7414 | 8992.8573 | 0 | 0 | 0 | 2.3644e-08 |  | 7.4344e-07 | 0 | 7.4344e-07 | 3.7172e-07 | 0 | 3.7172e-07 | 9.5585e-07 | 0 | 9.5585e-07 | [16 empty] | 7.3.1.3 Ignition probability mapping showing the probability of ignition along the electric lines and equipmentWLDFRAggregatedAggregated | WLDFR | HFTD - Distribution - Tier 2 - 1QU CoRE ¦ 3QU LoRE | Non-Red Flag Warning - Catastrophic Fires | Aggregated | Aggregated | 2033 | 1.1912e-05 | 0 | 1086.8999 | 0.012948 | 2033 | Mitigation | 0.08575 | 30 | 0 | esc | 0.0012005 | 1.4301e-08 | 0.00060025 | 7.1504e-09 | 0.0015435 | 1.8387e-08
[35 empty] | 7.3.1.1 A summarized risk map that shows the overall ignition probability and estimated wildfire consequence along the electric lines and equipment | WLDFR | HFTD - Distribution - Tier 2 - 4QU CoRE ¦ 5QU LoRE | 2026 | 0.71299 | 0.0047303 | 0.20006 | 0 | 0.20006 | 0.0029444 | 0.12453 | 0 | 0.12453 | 0.0064957 | 0.27473 | 0 | 0.27473 | 0.0068214 | 0.2885 | 0 | 0.2885 | 0.14264 | 0.088788 | 0.19588 | 0.2057 | 0.0064957 | 0.0046314 | 0.27473 | 0.19588 | 0 | 0 | 0.27473 | 0.19588 | [11 empty] | WLDFR | HFTD - Distribution - Tier 2 - 1QU CoRE ¦ 2QU LoRE | Seismic - Red Flag Warning - Catastrophic Fires | 2045 | 2.8385e-11 | 1.4192e-11 | 3.6494e-11 | 26191.7278 | 544.1291 | 16654.7414 | 8992.8573 | 0 | 0 | 0 | 2.3644e-08 |  | 7.4344e-07 | 0 | 7.4344e-07 | 3.7172e-07 | 0 | 3.7172e-07 | 9.5585e-07 | 0 | 9.5585e-07 | [16 empty] | 7.3.1.3 Ignition probability mapping showing the probability of ignition along the electric lines and equipmentWLDFRAggregatedAggregated | WLDFR | HFTD - Distribution - Tier 2 - 1QU CoRE ¦ 3QU LoRE | Non-Red Flag Warning - Catastrophic Fires | Aggregated | Aggregated | 2034 | 1.1912e-05 | 0 | 1086.8999 | 0.012948 | 2034 | Mitigation | 0.08575 | 30 | 0 | esc | 0.0012005 | 1.4301e-08 | 0.00060025 | 7.1504e-09 | 0.0015435 | 1.8387e-08
[35 empty] | 7.3.1.1 A summarized risk map that shows the overall ignition probability and estimated wildfire consequence along the electric lines and equipment | WLDFR | HFTD - Distribution - Tier 2 - 4QU CoRE ¦ 5QU LoRE | 2027 | 0.66634 | 0.0047303 | 0.20006 | 0 | 0.20006 | 0.0029444 | 0.12453 | 0 | 0.12453 | 0.0064957 | 0.27473 | 0 | 0.27473 | 0.0068214 | 0.2885 | 0 | 0.2885 | 0.13331 | 0.08298 | 0.18306 | 0.19224 | 0.0064957 | 0.0043284 | 0.27473 | 0.18306 | 0 | 0 | 0.27473 | 0.18306 | [11 empty] | WLDFR | HFTD - Distribution - Tier 2 - 1QU CoRE ¦ 2QU LoRE | Seismic - Red Flag Warning - Catastrophic Fires | 2046 | 2.8385e-11 | 1.4192e-11 | 3.6494e-11 | 26191.7278 | 544.1291 | 16654.7414 | 8992.8573 | 0 | 0 | 0 | 2.3644e-08 |  | 7.4344e-07 | 0 | 7.4344e-07 | 3.7172e-07 | 0 | 3.7172e-07 | 9.5585e-07 | 0 | 9.5585e-07 | [16 empty] | 7.3.1.3 Ignition probability mapping showing the probability of ignition along the electric lines and equipmentWLDFRAggregatedAggregated | WLDFR | HFTD - Distribution - Tier 2 - 1QU CoRE ¦ 3QU LoRE | Non-Red Flag Warning - Catastrophic Fires | Aggregated | Aggregated | 2035 | 1.1912e-05 | 0 | 1086.8999 | 0.012948 | 2035 | Mitigation | 0.08575 | 30 | 0 | esc | 0.0012005 | 1.4301e-08 | 0.00060025 | 7.1504e-09 | 0.0015435 | 1.8387e-08
[35 empty] | 7.3.1.1 A summarized risk map that shows the overall ignition probability and estimated wildfire consequence along the electric lines and equipment | WLDFR | HFTD - Distribution - Tier 2 - 4QU CoRE ¦ 5QU LoRE | 2028 | 0.62275 | 0.0047303 | 0.20897 | 0 | 0.20897 | 0.0029444 | 0.13008 | 0 | 0.13008 | 0.0064957 | 0.28696 | 0 | 0.28696 | 0.0068214 | 0.30135 | 0 | 0.30135 | 0.13014 | 0.081005 | 0.17871 | 0.18767 | 0.0064957 | 0.0040452 | 0.28696 | 0.17871 | 0 | 0 | 0.28696 | 0.17871 | [11 empty] | WLDFR | HFTD - Distribution - Tier 2 - 1QU CoRE ¦ 2QU LoRE | Seismic - Red Flag Warning - Catastrophic Fires | 2047 | 2.8385e-11 | 1.4192e-11 | 3.6494e-11 | 26191.7278 | 544.1291 | 16654.7414 | 8992.8573 | 0 | 0 | 0 | 2.3644e-08 |  | 7.4344e-07 | 0 | 7.4344e-07 | 3.7172e-07 | 0 | 3.7172e-07 | 9.5585e-07 | 0 | 9.5585e-07 | [16 empty] | 7.3.1.3 Ignition probability mapping showing the probability of ignition along the electric lines and equipmentWLDFRAggregatedAggregated | WLDFR | HFTD - Distribution - Tier 2 - 1QU CoRE ¦ 3QU LoRE | Non-Red Flag Warning - Catastrophic Fires | Aggregated | Aggregated | 2036 | 1.1912e-05 | 0 | 1086.8999 | 0.012948 | 2036 | Mitigation | 0.08575 | 30 | 0 | esc | 0.0012005 | 1.4301e-08 | 0.00060025 | 7.1504e-09 | 0.0015435 | 1.8387e-08
[35 empty] | 7.3.1.1 A summarized risk map that shows the overall ignition probability and estimated wildfire consequence along the electric lines and equipment | WLDFR | HFTD - Distribution - Tier 2 - 4QU CoRE ¦ 5QU LoRE | 2029 | 0.58201 | 0.0047303 | 0.20897 | 0 | 0.20897 | 0.0029444 | 0.13008 | 0 | 0.13008 | 0.0064957 | 0.28696 | 0 | 0.28696 | 0.0068214 | 0.30135 | 0 | 0.30135 | 0.12162 | 0.075705 | 0.16701 | 0.17539 | 0.0064957 | 0.0037806 | 0.28696 | 0.16701 | 0 | 0 | 0.28696 | 0.16701 | [11 empty] | WLDFR | HFTD - Distribution - Tier 2 - 1QU CoRE ¦ 2QU LoRE | Seismic - Red Flag Warning - Catastrophic Fires | 2048 | 2.8385e-11 | 1.4192e-11 | 3.6494e-11 | 27464.7227 | 578.8407 | 17445.538 | 9440.3441 | 0 | 0 | 0 | 2.3644e-08 |  | 7.7957e-07 | 0 | 7.7957e-07 | 3.8979e-07 | 0 | 3.8979e-07 | 1.0023e-06 | 0 | 1.0023e-06 | [16 empty] | 7.3.1.3 Ignition probability mapping showing the probability of ignition along the electric lines and equipmentWLDFRAggregatedAggregated | WLDFR | HFTD - Distribution - Tier 2 - 1QU CoRE ¦ 3QU LoRE | Non-Red Flag Warning - Catastrophic Fires | Aggregated | Aggregated | 2037 | 1.1912e-05 | 0 | 1086.8999 | 0.012948 | 2037 | Mitigation | 0.08575 | 30 | 0 | esc | 0.0012005 | 1.4301e-08 | 0.00060025 | 7.1504e-09 | 0.0015435 | 1.8387e-08
[35 empty] | 7.3.1.1 A summarized risk map that shows the overall ignition probability and estimated wildfire consequence along the electric lines and equipment | WLDFR | HFTD - Distribution - Tier 2 - 4QU CoRE ¦ 5QU LoRE | 2030 | 0.54393 | 0.0047303 | 0.20897 | 0 | 0.20897 | 0.0029444 | 0.13008 | 0 | 0.13008 | 0.0064957 | 0.28696 | 0 | 0.28696 | 0.0068214 | 0.30135 | 0 | 0.30135 | 0.11367 | 0.070753 | 0.15609 | 0.16392 | 0.0064957 | 0.0035332 | 0.28696 | 0.15609 | 0 | 0 | 0.28696 | 0.15609 | [11 empty] | WLDFR | HFTD - Distribution - Tier 2 - 1QU CoRE ¦ 2QU LoRE | Seismic - Red Flag Warning - Catastrophic Fires | 2049 | 2.8385e-11 | 1.4192e-11 | 3.6494e-11 | 27464.7227 | 578.8407 | 17445.538 | 9440.3441 | 0 | 0 | 0 | 2.3644e-08 |  | 7.7957e-07 | 0 | 7.7957e-07 | 3.8979e-07 | 0 | 3.8979e-07 | 1.0023e-06 | 0 | 1.0023e-06 | [16 empty] | 7.3.1.3 Ignition probability mapping showing the probability of ignition along the electric lines and equipmentWLDFRAggregatedAggregated | WLDFR | HFTD - Distribution - Tier 2 - 1QU CoRE ¦ 3QU LoRE | Non-Red Flag Warning - Catastrophic Fires | Aggregated | Aggregated | 2038 | 1.1912e-05 | 0 | 1086.8999 | 0.012948 | 2038 | Mitigation | 0.08575 | 30 | 0 | esc | 0.0012005 | 1.4301e-08 | 0.00060025 | 7.1504e-09 | 0.0015435 | 1.8387e-08
[35 empty] | 7.3.1.1 A summarized risk map that shows the overall ignition probability and estimated wildfire consequence along the electric lines and equipment | WLDFR | HFTD - Distribution - Tier 2 - 4QU CoRE ¦ 5QU LoRE | 2031 | 0.50835 | 0.0047303 | 0.20897 | 0 | 0.20897 | 0.0029444 | 0.13008 | 0 | 0.13008 | 0.0064957 | 0.28696 | 0 | 0.28696 | 0.0068214 | 0.30135 | 0 | 0.30135 | 0.10623 | 0.066124 | 0.14588 | 0.15319 | 0.0064957 | 0.0033021 | 0.28696 | 0.14588 | 0 | 0 | 0.28696 | 0.14588 | [11 empty] | WLDFR | HFTD - Distribution - Tier 2 - 1QU CoRE ¦ 2QU LoRE | Seismic - Red Flag Warning - Catastrophic Fires | 2050 | 0 | 1.4192e-11 | 3.6494e-11 | 27464.7227 | 578.8407 | 17445.538 | 9440.3441 | 0 | 0 | 0 | 2.3644e-08 |  | 0 | 0 | 0 | 3.8979e-07 | 0 | 3.8979e-07 | 1.0023e-06 | 0 | 1.0023e-06 | [16 empty] | 7.3.1.3 Ignition probability mapping showing the probability of ignition along the electric lines and equipmentWLDFRAggregatedAggregated | WLDFR | HFTD - Distribution - Tier 2 - 1QU CoRE ¦ 3QU LoRE | Non-Red Flag Warning - Catastrophic Fires | Aggregated | Aggregated | 2039 | 1.1912e-05 | 0 | 1086.8999 | 0.012948 | 2039 | Mitigation | 0.08575 | 30 | 0 | esc | 0.0012005 | 1.4301e-08 | 0.00060025 | 7.1504e-09 | 0.0015435 | 1.8387e-08
[35 empty] | 7.3.1.1 A summarized risk map that shows the overall ignition probability and estimated wildfire consequence along the electric lines and equipment | WLDFR | HFTD - Distribution - Tier 2 - 4QU CoRE ¦ 5QU LoRE | 2032 | 0.47509 | 0.0047303 | 0.20897 | 0 | 0.20897 | 0.0029444 | 0.13008 | 0 | 0.13008 | 0.0064957 | 0.28696 | 0 | 0.28696 | 0.0068214 | 0.30135 | 0 | 0.30135 | 0.099282 | 0.061798 | 0.13633 | 0.14317 | 0.0064957 | 0.0030861 | 0.28696 | 0.13633 | 0 | 0 | 0.28696 | 0.13633 | [11 empty] | WLDFR | HFTD - Distribution - Tier 2 - 1QU CoRE ¦ 2QU LoRE | Seismic - Red Flag Warning - Catastrophic Fires | 2051 | 0 | 0 | 3.6494e-11 | 27464.7227 | 578.8407 | 17445.538 | 9440.3441 | 0 | 0 | 0 | 2.3644e-08 |  | 0 | 0 | 0 | 0 | 0 | 0 | 1.0023e-06 | 0 | 1.0023e-06 | [16 empty] | 7.3.1.3 Ignition probability mapping showing the probability of ignition along the electric lines and equipmentWLDFRAggregatedAggregated | WLDFR | HFTD - Distribution - Tier 2 - 1QU CoRE ¦ 3QU LoRE | Non-Red Flag Warning - Catastrophic Fires | Aggregated | Aggregated | 2040 | 1.1912e-05 | 0 | 1086.8999 | 0.012948 | 2040 | Mitigation | 0.08575 | 30 | 0 | esc | 0.0012005 | 1.4301e-08 | 0.00060025 | 7.1504e-09 | 0.0015435 | 1.8387e-08
[35 empty] | 7.3.1.1 A summarized risk map that shows the overall ignition probability and estimated wildfire consequence along the electric lines and equipment | WLDFR | HFTD - Distribution - Tier 2 - 4QU CoRE ¦ 5QU LoRE | 2033 | 0.44401 | 0.0047303 | 0.21887 | 0 | 0.21887 | 0.0029444 | 0.13624 | 0 | 0.13624 | 0.0064957 | 0.30056 | 0 | 0.30056 | 0.0068214 | 0.31563 | 0 | 0.31563 | 0.097183 | 0.060492 | 0.13345 | 0.14014 | 0.0064957 | 0.0028842 | 0.30056 | 0.13345 | 0 | 0 | 0.30056 | 0.13345 | [11 empty] | WLDFR | HFTD - Distribution - Tier 2 - 1QU CoRE ¦ 3QU LoRE | Non-Red Flag Warning - Catastrophic Fires | 2020 | 1.4301e-08 | 0 | 0 | 14146.1306 | 222.2294 | 8585.7228 | 5338.1784 | 0 | 0 | 0 | 1.1912e-05 |  | 0.0002023 | 0 | 0.0002023 | 0 | 0 | 0 | 0 | 0 | 0 | [16 empty] | 7.3.1.3 Ignition probability mapping showing the probability of ignition along the electric lines and equipmentWLDFRAggregatedAggregated | WLDFR | HFTD - Distribution - Tier 2 - 1QU CoRE ¦ 3QU LoRE | Non-Red Flag Warning - Catastrophic Fires | Aggregated | Aggregated | 2041 | 1.1912e-05 | 0 | 1086.8999 | 0.012948 | 2041 | Mitigation | 0.08575 | 30 | 0 | esc | 0.0012005 | 1.4301e-08 | 0.00060025 | 7.1504e-09 | 0.0015435 | 1.8387e-08
[35 empty] | 7.3.1.1 A summarized risk map that shows the overall ignition probability and estimated wildfire consequence along the electric lines and equipment | WLDFR | HFTD - Distribution - Tier 2 - 4QU CoRE ¦ 5QU LoRE | 2034 | 0.41496 | 0.0047303 | 0.21887 | 0 | 0.21887 | 0.0029444 | 0.13624 | 0 | 0.13624 | 0.0064957 | 0.30056 | 0 | 0.30056 | 0.0068214 | 0.31563 | 0 | 0.31563 | 0.090825 | 0.056534 | 0.12472 | 0.13098 | 0.0064957 | 0.0026955 | 0.30056 | 0.12472 | 0 | 0 | 0.30056 | 0.12472 | [11 empty] | WLDFR | HFTD - Distribution - Tier 2 - 1QU CoRE ¦ 3QU LoRE | Non-Red Flag Warning - Catastrophic Fires | 2021 | 1.4301e-08 | 7.1504e-09 | 0 | 14146.1306 | 222.2294 | 8585.7228 | 5338.1784 | 0 | 0 | 0 | 1.1912e-05 |  | 0.0002023 | 0 | 0.0002023 | 0.00010115 | 0 | 0.00010115 | 0 | 0 | 0 | [16 empty] | 7.3.1.3 Ignition probability mapping showing the probability of ignition along the electric lines and equipmentWLDFRAggregatedAggregated | WLDFR | HFTD - Distribution - Tier 2 - 1QU CoRE ¦ 3QU LoRE | Non-Red Flag Warning - Catastrophic Fires | Aggregated | Aggregated | 2042 | 1.1912e-05 | 0 | 1086.8999 | 0.012948 | 2042 | Mitigation | 0.08575 | 30 | 0 | esc | 0.0012005 | 1.4301e-08 | 0.00060025 | 7.1504e-09 | 0.0015435 | 1.8387e-08
[35 empty] | 7.3.1.1 A summarized risk map that shows the overall ignition probability and estimated wildfire consequence along the electric lines and equipment | WLDFR | HFTD - Distribution - Tier 2 - 4QU CoRE ¦ 5QU LoRE | 2035 | 0.38782 | 0.0047303 | 0.21887 | 0 | 0.21887 | 0.0029444 | 0.13624 | 0 | 0.13624 | 0.0064957 | 0.30056 | 0 | 0.30056 | 0.0068214 | 0.31563 | 0 | 0.31563 | 0.084883 | 0.052836 | 0.11656 | 0.12241 | 0.0064957 | 0.0025191 | 0.30056 | 0.11656 | 0 | 0 | 0.30056 | 0.11656 | [11 empty] | WLDFR | HFTD - Distribution - Tier 2 - 1QU CoRE ¦ 3QU LoRE | Non-Red Flag Warning - Catastrophic Fires | 2022 | 1.4301e-08 | 7.1504e-09 | 1.8387e-08 | 14146.1306 | 222.2294 | 8585.7228 | 5338.1784 | 0 | 0 | 0 | 1.1912e-05 |  | 0.0002023 | 0 | 0.0002023 | 0.00010115 | 0 | 0.00010115 | 0.0002601 | 0 | 0.0002601 | [16 empty] | 7.3.1.3 Ignition probability mapping showing the probability of ignition along the electric lines and equipmentWLDFRAggregatedAggregated | WLDFR | HFTD - Distribution - Tier 2 - 1QU CoRE ¦ 3QU LoRE | Non-Red Flag Warning - Catastrophic Fires | Aggregated | Aggregated | 2043 | 1.1912e-05 | 0 | 1086.8999 | 0.012948 | 2043 | Mitigation | 0.08575 | 30 | 0 | esc | 0.0012005 | 1.4301e-08 | 0.00060025 | 7.1504e-09 | 0.0015435 | 1.8387e-08
[35 empty] | 7.3.1.1 A summarized risk map that shows the overall ignition probability and estimated wildfire consequence along the electric lines and equipment | WLDFR | HFTD - Distribution - Tier 2 - 4QU CoRE ¦ 5QU LoRE | 2036 | 0.36245 | 0.0047303 | 0.21887 | 0 | 0.21887 | 0.0029444 | 0.13624 | 0 | 0.13624 | 0.0064957 | 0.30056 | 0 | 0.30056 | 0.0068214 | 0.31563 | 0 | 0.31563 | 0.07933 | 0.049379 | 0.10894 | 0.1144 | 0.0064957 | 0.0023543 | 0.30056 | 0.10894 | 0 | 0 | 0.30056 | 0.10894 | [11 empty] | WLDFR | HFTD - Distribution - Tier 2 - 1QU CoRE ¦ 3QU LoRE | Non-Red Flag Warning - Catastrophic Fires | 2023 | 1.4301e-08 | 7.1504e-09 | 1.8387e-08 | 14664.6376 | 233.2301 | 8896.516 | 5534.8915 | 0 | 0 | 0 | 1.1912e-05 |  | 0.00020972 | 0 | 0.00020972 | 0.00010486 | 0 | 0.00010486 | 0.00026964 | 0 | 0.00026964 | [16 empty] | 7.3.1.3 Ignition probability mapping showing the probability of ignition along the electric lines and equipmentWLDFRAggregatedAggregated | WLDFR | HFTD - Distribution - Tier 2 - 1QU CoRE ¦ 3QU LoRE | Non-Red Flag Warning - Catastrophic Fires | Aggregated | Aggregated | 2044 | 1.1912e-05 | 0 | 1086.8999 | 0.012948 | 2044 | Mitigation | 0.08575 | 30 | 0 | esc | 0.0012005 | 1.4301e-08 | 0.00060025 | 7.1504e-09 | 0.0015435 | 1.8387e-08
[35 empty] | 7.3.1.1 A summarized risk map that shows the overall ignition probability and estimated wildfire consequence along the electric lines and equipment | WLDFR | HFTD - Distribution - Tier 2 - 4QU CoRE ¦ 5QU LoRE | 2037 | 0.33873 | 0.0047303 | 0.21887 | 0 | 0.21887 | 0.0029444 | 0.13624 | 0 | 0.13624 | 0.0064957 | 0.30056 | 0 | 0.30056 | 0.0068214 | 0.31563 | 0 | 0.31563 | 0.07414 | 0.046149 | 0.10181 | 0.10692 | 0.0064957 | 0.0022003 | 0.30056 | 0.10181 | 0 | 0 | 0.30056 | 0.10181 | [11 empty] | WLDFR | HFTD - Distribution - Tier 2 - 1QU CoRE ¦ 3QU LoRE | Non-Red Flag Warning - Catastrophic Fires | 2024 | 1.4301e-08 | 7.1504e-09 | 1.8387e-08 | 14664.6376 | 233.2301 | 8896.516 | 5534.8915 | 0 | 0 | 0 | 1.1912e-05 |  | 0.00020972 | 0 | 0.00020972 | 0.00010486 | 0 | 0.00010486 | 0.00026964 | 0 | 0.00026964 | [16 empty] | 7.3.1.3 Ignition probability mapping showing the probability of ignition along the electric lines and equipmentWLDFRAggregatedAggregated | WLDFR | HFTD - Distribution - Tier 2 - 1QU CoRE ¦ 3QU LoRE | Non-Red Flag Warning - Catastrophic Fires | Aggregated | Aggregated | 2045 | 1.1912e-05 | 0 | 1086.8999 | 0.012948 | 2045 | Mitigation | 0.08575 | 30 | 0 | esc | 0.0012005 | 1.4301e-08 | 0.00060025 | 7.1504e-09 | 0.0015435 | 1.8387e-08
[35 empty] | 7.3.1.1 A summarized risk map that shows the overall ignition probability and estimated wildfire consequence along the electric lines and equipment | WLDFR | HFTD - Distribution - Tier 2 - 4QU CoRE ¦ 5QU LoRE | 2038 | 0.31657 | 0.0047303 | 0.22962 | 0 | 0.22962 | 0.0029444 | 0.14293 | 0 | 0.14293 | 0.0064957 | 0.31532 | 0 | 0.31532 | 0.0068214 | 0.33113 | 0 | 0.33113 | 0.072693 | 0.045248 | 0.099822 | 0.10483 | 0.0064957 | 0.0020564 | 0.31532 | 0.099822 | 0 | 0 | 0.31532 | 0.099822 | [11 empty] | WLDFR | HFTD - Distribution - Tier 2 - 1QU CoRE ¦ 3QU LoRE | Non-Red Flag Warning - Catastrophic Fires | 2025 | 1.4301e-08 | 7.1504e-09 | 1.8387e-08 | 14664.6376 | 233.2301 | 8896.516 | 5534.8915 | 0 | 0 | 0 | 1.1912e-05 |  | 0.00020972 | 0 | 0.00020972 | 0.00010486 | 0 | 0.00010486 | 0.00026964 | 0 | 0.00026964 | [16 empty] | 7.3.1.3 Ignition probability mapping showing the probability of ignition along the electric lines and equipmentWLDFRAggregatedAggregated | WLDFR | HFTD - Distribution - Tier 2 - 1QU CoRE ¦ 3QU LoRE | Non-Red Flag Warning - Catastrophic Fires | Aggregated | Aggregated | 2046 | 1.1912e-05 | 0 | 1086.8999 | 0.012948 | 2046 | Mitigation | 0.08575 | 30 | 0 | esc | 0.0012005 | 1.4301e-08 | 0.00060025 | 7.1504e-09 | 0.0015435 | 1.8387e-08
[35 empty] | 7.3.1.1 A summarized risk map that shows the overall ignition probability and estimated wildfire consequence along the electric lines and equipment | WLDFR | HFTD - Distribution - Tier 2 - 4QU CoRE ¦ 5QU LoRE | 2039 | 0.29586 | 0.0047303 | 0.22962 | 0 | 0.22962 | 0.0029444 | 0.14293 | 0 | 0.14293 | 0.0064957 | 0.31532 | 0 | 0.31532 | 0.0068214 | 0.33113 | 0 | 0.33113 | 0.067937 | 0.042288 | 0.093292 | 0.09797 | 0.0064957 | 0.0019218 | 0.31532 | 0.093292 | 0 | 0 | 0.31532 | 0.093292 | [11 empty] | WLDFR | HFTD - Distribution - Tier 2 - 1QU CoRE ¦ 3QU LoRE | Non-Red Flag Warning - Catastrophic Fires | 2026 | 1.4301e-08 | 7.1504e-09 | 1.8387e-08 | 14664.6376 | 233.2301 | 8896.516 | 5534.8915 | 0 | 0 | 0 | 1.1912e-05 |  | 0.00020972 | 0 | 0.00020972 | 0.00010486 | 0 | 0.00010486 | 0.00026964 | 0 | 0.00026964 | [16 empty] | 7.3.1.3 Ignition probability mapping showing the probability of ignition along the electric lines and equipmentWLDFRAggregatedAggregated | WLDFR | HFTD - Distribution - Tier 2 - 1QU CoRE ¦ 3QU LoRE | Non-Red Flag Warning - Catastrophic Fires | Aggregated | Aggregated | 2047 | 1.1912e-05 | 0 | 1086.8999 | 0.012948 | 2047 | Mitigation | 0.08575 | 30 | 0 | esc | 0.0012005 | 1.4301e-08 | 0.00060025 | 7.1504e-09 | 0.0015435 | 1.8387e-08
[35 empty] | 7.3.1.1 A summarized risk map that shows the overall ignition probability and estimated wildfire consequence along the electric lines and equipment | WLDFR | HFTD - Distribution - Tier 2 - 4QU CoRE ¦ 5QU LoRE | 2040 | 0.27651 | 0.0047303 | 0.22962 | 0 | 0.22962 | 0.0029444 | 0.14293 | 0 | 0.14293 | 0.0064957 | 0.31532 | 0 | 0.31532 | 0.0068214 | 0.33113 | 0 | 0.33113 | 0.063493 | 0.039521 | 0.087189 | 0.091561 | 0.0064957 | 0.0017961 | 0.31532 | 0.087189 | 0 | 0 | 0.31532 | 0.087189 | [11 empty] | WLDFR | HFTD - Distribution - Tier 2 - 1QU CoRE ¦ 3QU LoRE | Non-Red Flag Warning - Catastrophic Fires | 2027 | 1.4301e-08 | 7.1504e-09 | 1.8387e-08 | 14664.6376 | 233.2301 | 8896.516 | 5534.8915 | 0 | 0 | 0 | 1.1912e-05 |  | 0.00020972 | 0 | 0.00020972 | 0.00010486 | 0 | 0.00010486 | 0.00026964 | 0 | 0.00026964 | [16 empty] | 7.3.1.3 Ignition probability mapping showing the probability of ignition along the electric lines and equipmentWLDFRAggregatedAggregated | WLDFR | HFTD - Distribution - Tier 2 - 1QU CoRE ¦ 3QU LoRE | Non-Red Flag Warning - Catastrophic Fires | Aggregated | Aggregated | 2048 | 1.1912e-05 | 0 | 1086.8999 | 0.012948 | 2048 | Mitigation | 0.08575 | 30 | 0 | esc | 0.0012005 | 1.4301e-08 | 0.00060025 | 7.1504e-09 | 0.0015435 | 1.8387e-08
[35 empty] | 7.3.1.1 A summarized risk map that shows the overall ignition probability and estimated wildfire consequence along the electric lines and equipment | WLDFR | HFTD - Distribution - Tier 2 - 4QU CoRE ¦ 5QU LoRE | 2041 | 0.25842 | 0.0047303 | 0.22962 | 0 | 0.22962 | 0.0029444 | 0.14293 | 0 | 0.14293 | 0.0064957 | 0.31532 | 0 | 0.31532 | 0.0068214 | 0.33113 | 0 | 0.33113 | 0.059339 | 0.036936 | 0.081485 | 0.085571 | 0.0064957 | 0.0016786 | 0.31532 | 0.081485 | 0 | 0 | 0.31532 | 0.081485 | [11 empty] | WLDFR | HFTD - Distribution - Tier 2 - 1QU CoRE ¦ 3QU LoRE | Non-Red Flag Warning - Catastrophic Fires | 2028 | 1.4301e-08 | 7.1504e-09 | 1.8387e-08 | 15317.9909 | 247.273 | 9287.6491 | 5783.0689 | 0 | 0 | 0 | 1.1912e-05 |  | 0.00021906 | 0 | 0.00021906 | 0.00010953 | 0 | 0.00010953 | 0.00028165 | 0 | 0.00028165 | [16 empty] | 7.3.1.3 Ignition probability mapping showing the probability of ignition along the electric lines and equipmentWLDFRAggregatedAggregated | WLDFR | HFTD - Distribution - Tier 2 - 1QU CoRE ¦ 3QU LoRE | Non-Red Flag Warning - Catastrophic Fires | Aggregated | Aggregated | 2049 | 1.1912e-05 | 0 | 1086.8999 | 0.012948 | 2049 | Mitigation | 0.08575 | 30 | 0 | esc | 0.0012005 | 1.4301e-08 | 0.00060025 | 7.1504e-09 | 0.0015435 | 1.8387e-08
[35 empty] | 7.3.1.1 A summarized risk map that shows the overall ignition probability and estimated wildfire consequence along the electric lines and equipment | WLDFR | HFTD - Distribution - Tier 2 - 4QU CoRE ¦ 5QU LoRE | 2042 | 0.24151 | 0.0047303 | 0.22962 | 0 | 0.22962 | 0.0029444 | 0.14293 | 0 | 0.14293 | 0.0064957 | 0.31532 | 0 | 0.31532 | 0.0068214 | 0.33113 | 0 | 0.33113 | 0.055457 | 0.034519 | 0.076154 | 0.079973 | 0.0064957 | 0.0015688 | 0.31532 | 0.076154 | 0 | 0 | 0.31532 | 0.076154 | [11 empty] | WLDFR | HFTD - Distribution - Tier 2 - 1QU CoRE ¦ 3QU LoRE | Non-Red Flag Warning - Catastrophic Fires | 2029 | 1.4301e-08 | 7.1504e-09 | 1.8387e-08 | 15317.9909 | 247.273 | 9287.6491 | 5783.0689 | 0 | 0 | 0 | 1.1912e-05 |  | 0.00021906 | 0 | 0.00021906 | 0.00010953 | 0 | 0.00010953 | 0.00028165 | 0 | 0.00028165 | [16 empty] | 7.3.1.3 Ignition probability mapping showing the probability of ignition along the electric lines and equipmentWLDFRAggregatedAggregated | WLDFR | HFTD - Distribution - Tier 2 - 1QU CoRE ¦ 3QU LoRE | Non-Red Flag Warning - Catastrophic Fires | Aggregated | Aggregated | 2050 | 1.1912e-05 | 0 | 1086.8999 | 0.012948 | 2050 | Mitigation | 0.08575 | 30 | 0 | esc | 0 | 0 | 0.00060025 | 7.1504e-09 | 0.0015435 | 1.8387e-08
[35 empty] | 7.3.1.1 A summarized risk map that shows the overall ignition probability and estimated wildfire consequence along the electric lines and equipment | WLDFR | HFTD - Distribution - Tier 2 - 4QU CoRE ¦ 5QU LoRE | 2043 | 0.22571 | 0.0047303 | 0.24107 | 0 | 0.24107 | 0.0029444 | 0.15006 | 0 | 0.15006 | 0.0064957 | 0.33104 | 0 | 0.33104 | 0.0068214 | 0.34764 | 0 | 0.34764 | 0.054413 | 0.03387 | 0.074721 | 0.078467 | 0.0064957 | 0.0014662 | 0.33104 | 0.074721 | 0 | 0 | 0.33104 | 0.074721 | [11 empty] | WLDFR | HFTD - Distribution - Tier 2 - 1QU CoRE ¦ 3QU LoRE | Non-Red Flag Warning - Catastrophic Fires | 2030 | 1.4301e-08 | 7.1504e-09 | 1.8387e-08 | 15317.9909 | 247.273 | 9287.6491 | 5783.0689 | 0 | 0 | 0 | 1.1912e-05 |  | 0.00021906 | 0 | 0.00021906 | 0.00010953 | 0 | 0.00010953 | 0.00028165 | 0 | 0.00028165 | [16 empty] | 7.3.1.3 Ignition probability mapping showing the probability of ignition along the electric lines and equipmentWLDFRAggregatedAggregated | WLDFR | HFTD - Distribution - Tier 2 - 1QU CoRE ¦ 3QU LoRE | Non-Red Flag Warning - Catastrophic Fires | Aggregated | Aggregated | 2051 | 1.1912e-05 | 0 | 1086.8999 | 0.012948 | 2051 | Mitigation | 0.08575 | 30 | 0 | esc | 0 | 0 | 0 | 0 | 0.0015435 | 1.8387e-08
[35 empty] | 7.3.1.1 A summarized risk map that shows the overall ignition probability and estimated wildfire consequence along the electric lines and equipment | WLDFR | HFTD - Distribution - Tier 2 - 4QU CoRE ¦ 5QU LoRE | 2044 | 0.21095 | 0.0047303 | 0.24107 | 0 | 0.24107 | 0.0029444 | 0.15006 | 0 | 0.15006 | 0.0064957 | 0.33104 | 0 | 0.33104 | 0.0068214 | 0.34764 | 0 | 0.34764 | 0.050854 | 0.031654 | 0.069832 | 0.073334 | 0.0064957 | 0.0013702 | 0.33104 | 0.069832 | 0 | 0 | 0.33104 | 0.069832 | [11 empty] | WLDFR | HFTD - Distribution - Tier 2 - 1QU CoRE ¦ 3QU LoRE | Non-Red Flag Warning - Catastrophic Fires | 2031 | 1.4301e-08 | 7.1504e-09 | 1.8387e-08 | 15317.9909 | 247.273 | 9287.6491 | 5783.0689 | 0 | 0 | 0 | 1.1912e-05 |  | 0.00021906 | 0 | 0.00021906 | 0.00010953 | 0 | 0.00010953 | 0.00028165 | 0 | 0.00028165 | [16 empty] | 7.3.1.3 Ignition probability mapping showing the probability of ignition along the electric lines and equipmentWLDFRAggregatedAggregated | WLDFR | HFTD - Distribution - Tier 2 - 1QU CoRE ¦ 3QU LoRE | Non-Red Flag Warning - Destructive Fires | Aggregated | Aggregated | 2021 | 1.1305e-05 | 0 | 1086.8999 | 0.012287 | 2021 | Mitigation | 0.08575 | 30 | 0 | esc | 0.0012005 | 1.3572e-08 | 0.00060025 | 6.7858e-09 | 0 | 0
[35 empty] | 7.3.1.1 A summarized risk map that shows the overall ignition probability and estimated wildfire consequence along the electric lines and equipment | WLDFR | HFTD - Distribution - Tier 2 - 4QU CoRE ¦ 5QU LoRE | 2045 | 0.19715 | 0.0047303 | 0.24107 | 0 | 0.24107 | 0.0029444 | 0.15006 | 0 | 0.15006 | 0.0064957 | 0.33104 | 0 | 0.33104 | 0.0068214 | 0.34764 | 0 | 0.34764 | 0.047527 | 0.029583 | 0.065264 | 0.068537 | 0.0064957 | 0.0012806 | 0.33104 | 0.065264 | 0 | 0 | 0.33104 | 0.065264 | [11 empty] | WLDFR | HFTD - Distribution - Tier 2 - 1QU CoRE ¦ 3QU LoRE | Non-Red Flag Warning - Catastrophic Fires | 2032 | 1.4301e-08 | 7.1504e-09 | 1.8387e-08 | 15317.9909 | 247.273 | 9287.6491 | 5783.0689 | 0 | 0 | 0 | 1.1912e-05 |  | 0.00021906 | 0 | 0.00021906 | 0.00010953 | 0 | 0.00010953 | 0.00028165 | 0 | 0.00028165 | [16 empty] | 7.3.1.3 Ignition probability mapping showing the probability of ignition along the electric lines and equipmentWLDFRAggregatedAggregated | WLDFR | HFTD - Distribution - Tier 2 - 1QU CoRE ¦ 3QU LoRE | Non-Red Flag Warning - Destructive Fires | Aggregated | Aggregated | 2022 | 1.1305e-05 | 0 | 1086.8999 | 0.012287 | 2022 | Mitigation | 0.08575 | 30 | 0 | esc | 0.0012005 | 1.3572e-08 | 0.00060025 | 6.7858e-09 | 0.0015435 | 1.7449e-08
[35 empty] | 7.3.1.1 A summarized risk map that shows the overall ignition probability and estimated wildfire consequence along the electric lines and equipment | WLDFR | HFTD - Distribution - Tier 2 - 4QU CoRE ¦ 5QU LoRE | 2046 | 0.18425 | 0.0047303 | 0.24107 | 0 | 0.24107 | 0.0029444 | 0.15006 | 0 | 0.15006 | 0.0064957 | 0.33104 | 0 | 0.33104 | 0.0068214 | 0.34764 | 0 | 0.34764 | 0.044417 | 0.027648 | 0.060994 | 0.064053 | 0.0064957 | 0.0011968 | 0.33104 | 0.060994 | 0 | 0 | 0.33104 | 0.060994 | [11 empty] | WLDFR | HFTD - Distribution - Tier 2 - 1QU CoRE ¦ 3QU LoRE | Non-Red Flag Warning - Catastrophic Fires | 2033 | 1.4301e-08 | 7.1504e-09 | 1.8387e-08 | 16044.1264 | 263.1074 | 9721.74 | 6059.2791 | 0 | 0 | 0 | 1.1912e-05 |  | 0.00022944 | 0 | 0.00022944 | 0.00011472 | 0 | 0.00011472 | 0.000295 | 0 | 0.000295 | [16 empty] | 7.3.1.3 Ignition probability mapping showing the probability of ignition along the electric lines and equipmentWLDFRAggregatedAggregated | WLDFR | HFTD - Distribution - Tier 2 - 1QU CoRE ¦ 3QU LoRE | Non-Red Flag Warning - Destructive Fires | Aggregated | Aggregated | 2023 | 1.1305e-05 | 0 | 1086.8999 | 0.012287 | 2023 | Mitigation | 0.08575 | 30 | 0 | esc | 0.0012005 | 1.3572e-08 | 0.00060025 | 6.7858e-09 | 0.0015435 | 1.7449e-08
[35 empty] | 7.3.1.1 A summarized risk map that shows the overall ignition probability and estimated wildfire consequence along the electric lines and equipment | WLDFR | HFTD - Distribution - Tier 2 - 4QU CoRE ¦ 5QU LoRE | 2047 | 0.1722 | 0.0047303 | 0.24107 | 0 | 0.24107 | 0.0029444 | 0.15006 | 0 | 0.15006 | 0.0064957 | 0.33104 | 0 | 0.33104 | 0.0068214 | 0.34764 | 0 | 0.34764 | 0.041512 | 0.025839 | 0.057004 | 0.059862 | 0.0064957 | 0.0011185 | 0.33104 | 0.057004 | 0 | 0 | 0.33104 | 0.057004 | [11 empty] | WLDFR | HFTD - Distribution - Tier 2 - 1QU CoRE ¦ 3QU LoRE | Non-Red Flag Warning - Catastrophic Fires | 2034 | 1.4301e-08 | 7.1504e-09 | 1.8387e-08 | 16044.1264 | 263.1074 | 9721.74 | 6059.2791 | 0 | 0 | 0 | 1.1912e-05 |  | 0.00022944 | 0 | 0.00022944 | 0.00011472 | 0 | 0.00011472 | 0.000295 | 0 | 0.000295 | [16 empty] | 7.3.1.3 Ignition probability mapping showing the probability of ignition along the electric lines and equipmentWLDFRAggregatedAggregated | WLDFR | HFTD - Distribution - Tier 2 - 1QU CoRE ¦ 3QU LoRE | Non-Red Flag Warning - Destructive Fires | Aggregated | Aggregated | 2024 | 1.1305e-05 | 0 | 1086.8999 | 0.012287 | 2024 | Mitigation | 0.08575 | 30 | 0 | esc | 0.0012005 | 1.3572e-08 | 0.00060025 | 6.7858e-09 | 0.0015435 | 1.7449e-08
[35 empty] | 7.3.1.1 A summarized risk map that shows the overall ignition probability and estimated wildfire consequence along the electric lines and equipment | WLDFR | HFTD - Distribution - Tier 2 - 4QU CoRE ¦ 5QU LoRE | 2048 | 0.16093 | 0.0047303 | 0.25307 | 0 | 0.25307 | 0.0029444 | 0.15753 | 0 | 0.15753 | 0.0064957 | 0.34752 | 0 | 0.34752 | 0.0068214 | 0.36495 | 0 | 0.36495 | 0.040727 | 0.025351 | 0.055927 | 0.058732 | 0.0064957 | 0.0010454 | 0.34752 | 0.055927 | 0 | 0 | 0.34752 | 0.055927 | [11 empty] | WLDFR | HFTD - Distribution - Tier 2 - 1QU CoRE ¦ 3QU LoRE | Non-Red Flag Warning - Catastrophic Fires | 2035 | 1.4301e-08 | 7.1504e-09 | 1.8387e-08 | 16044.1264 | 263.1074 | 9721.74 | 6059.2791 | 0 | 0 | 0 | 1.1912e-05 |  | 0.00022944 | 0 | 0.00022944 | 0.00011472 | 0 | 0.00011472 | 0.000295 | 0 | 0.000295 | [16 empty] | 7.3.1.3 Ignition probability mapping showing the probability of ignition along the electric lines and equipmentWLDFRAggregatedAggregated | WLDFR | HFTD - Distribution - Tier 2 - 1QU CoRE ¦ 3QU LoRE | Non-Red Flag Warning - Destructive Fires | Aggregated | Aggregated | 2025 | 1.1305e-05 | 0 | 1086.8999 | 0.012287 | 2025 | Mitigation | 0.08575 | 30 | 0 | esc | 0.0012005 | 1.3572e-08 | 0.00060025 | 6.7858e-09 | 0.0015435 | 1.7449e-08
[35 empty] | 7.3.1.1 A summarized risk map that shows the overall ignition probability and estimated wildfire consequence along the electric lines and equipment | WLDFR | HFTD - Distribution - Tier 2 - 4QU CoRE ¦ 5QU LoRE | 2049 | 0.1504 | 0.0047303 | 0.25307 | 0 | 0.25307 | 0.0029444 | 0.15753 | 0 | 0.15753 | 0.0064957 | 0.34752 | 0 | 0.34752 | 0.0068214 | 0.36495 | 0 | 0.36495 | 0.038063 | 0.023692 | 0.052268 | 0.054889 | 0.0064957 | 0.00097697 | 0.34752 | 0.052268 | 0 | 0 | 0.34752 | 0.052268 | [11 empty] | WLDFR | HFTD - Distribution - Tier 2 - 1QU CoRE ¦ 3QU LoRE | Non-Red Flag Warning - Catastrophic Fires | 2036 | 1.4301e-08 | 7.1504e-09 | 1.8387e-08 | 16044.1264 | 263.1074 | 9721.74 | 6059.2791 | 0 | 0 | 0 | 1.1912e-05 |  | 0.00022944 | 0 | 0.00022944 | 0.00011472 | 0 | 0.00011472 | 0.000295 | 0 | 0.000295 | [16 empty] | 7.3.1.3 Ignition probability mapping showing the probability of ignition along the electric lines and equipmentWLDFRAggregatedAggregated | WLDFR | HFTD - Distribution - Tier 2 - 1QU CoRE ¦ 3QU LoRE | Non-Red Flag Warning - Destructive Fires | Aggregated | Aggregated | 2026 | 1.1305e-05 | 0 | 1086.8999 | 0.012287 | 2026 | Mitigation | 0.08575 | 30 | 0 | esc | 0.0012005 | 1.3572e-08 | 0.00060025 | 6.7858e-09 | 0.0015435 | 1.7449e-08
[35 empty] | 7.3.1.1 A summarized risk map that shows the overall ignition probability and estimated wildfire consequence along the electric lines and equipment | WLDFR | HFTD - Distribution - Tier 2 - 4QU CoRE ¦ 5QU LoRE | 2050 | 0.14056 | 0 | 0 | 0 | 0 | 0.0029444 | 0.15753 | 0 | 0.15753 | 0.0064957 | 0.34752 | 0 | 0.34752 | 0.0068214 | 0.36495 | 0 | 0.36495 | 0 | 0.022143 | 0.048849 | 0.051298 | 0.0064957 | 0.00091306 | 0.34752 | 0.048849 | 0 | 0 | 0.34752 | 0.048849 | [11 empty] | WLDFR | HFTD - Distribution - Tier 2 - 1QU CoRE ¦ 3QU LoRE | Non-Red Flag Warning - Catastrophic Fires | 2037 | 1.4301e-08 | 7.1504e-09 | 1.8387e-08 | 16044.1264 | 263.1074 | 9721.74 | 6059.2791 | 0 | 0 | 0 | 1.1912e-05 |  | 0.00022944 | 0 | 0.00022944 | 0.00011472 | 0 | 0.00011472 | 0.000295 | 0 | 0.000295 | [16 empty] | 7.3.1.3 Ignition probability mapping showing the probability of ignition along the electric lines and equipmentWLDFRAggregatedAggregated | WLDFR | HFTD - Distribution - Tier 2 - 1QU CoRE ¦ 3QU LoRE | Non-Red Flag Warning - Destructive Fires | Aggregated | Aggregated | 2027 | 1.1305e-05 | 0 | 1086.8999 | 0.012287 | 2027 | Mitigation | 0.08575 | 30 | 0 | esc | 0.0012005 | 1.3572e-08 | 0.00060025 | 6.7858e-09 | 0.0015435 | 1.7449e-08
[35 empty] | 7.3.1.1 A summarized risk map that shows the overall ignition probability and estimated wildfire consequence along the electric lines and equipment | WLDFR | HFTD - Distribution - Tier 2 - 4QU CoRE ¦ 5QU LoRE | 2051 | 0.13137 | 0 | 0 | 0 | 0 | 0 | 0 | 0 | 0 | 0.0064957 | 0.34752 | 0 | 0.34752 | 0.0068214 | 0.36495 | 0 | 0.36495 | 0 | 0 | 0.045653 | 0.047942 | 0.0064957 | 0.00085332 | 0.34752 | 0.045653 | 0 | 0 | 0.34752 | 0.045653 | [11 empty] | WLDFR | HFTD - Distribution - Tier 2 - 1QU CoRE ¦ 3QU LoRE | Non-Red Flag Warning - Catastrophic Fires | 2038 | 1.4301e-08 | 7.1504e-09 | 1.8387e-08 | 16832.3912 | 280.5544 | 10192.2718 | 6359.5651 | 0 | 0 | 0 | 1.1912e-05 |  | 0.00024072 | 0 | 0.00024072 | 0.00012036 | 0 | 0.00012036 | 0.00030949 | 0 | 0.00030949 | [16 empty] | 7.3.1.3 Ignition probability mapping showing the probability of ignition along the electric lines and equipmentWLDFRAggregatedAggregated | WLDFR | HFTD - Distribution - Tier 2 - 1QU CoRE ¦ 3QU LoRE | Non-Red Flag Warning - Destructive Fires | Aggregated | Aggregated | 2028 | 1.1305e-05 | 0 | 1086.8999 | 0.012287 | 2028 | Mitigation | 0.08575 | 30 | 0 | esc | 0.0012005 | 1.3572e-08 | 0.00060025 | 6.7858e-09 | 0.0015435 | 1.7449e-08
[35 empty] | 7.3.1.1 A summarized risk map that shows the overall ignition probability and estimated wildfire consequence along the electric lines and equipment | WLDFR | HFTD - Distribution - Tier 2 - 4QU CoRE ¦ 5QU LoRE | 2052 | 0.12277 | 0 | 0 | 0 | 0 | 0 | 0 | 0 | 0 | 0 | 0 | 0 | 0 | 0.0068214 | 0.36495 | 0 | 0.36495 | 0 | 0 | 0 | 0.044806 | 0 | 0 | 0 | 0 | 0 | 0 | 0 | 0 | [11 empty] | WLDFR | HFTD - Distribution - Tier 2 - 1QU CoRE ¦ 3QU LoRE | Non-Red Flag Warning - Catastrophic Fires | 2039 | 1.4301e-08 | 7.1504e-09 | 1.8387e-08 | 16832.3912 | 280.5544 | 10192.2718 | 6359.5651 | 0 | 0 | 0 | 1.1912e-05 |  | 0.00024072 | 0 | 0.00024072 | 0.00012036 | 0 | 0.00012036 | 0.00030949 | 0 | 0.00030949 | [16 empty] | 7.3.1.3 Ignition probability mapping showing the probability of ignition along the electric lines and equipmentWLDFRAggregatedAggregated | WLDFR | HFTD - Distribution - Tier 2 - 1QU CoRE ¦ 3QU LoRE | Non-Red Flag Warning - Destructive Fires | Aggregated | Aggregated | 2029 | 1.1305e-05 | 0 | 1086.8999 | 0.012287 | 2029 | Mitigation | 0.08575 | 30 | 0 | esc | 0.0012005 | 1.3572e-08 | 0.00060025 | 6.7858e-09 | 0.0015435 | 1.7449e-08
[35 empty] | 7.3.1.1 A summarized risk map that shows the overall ignition probability and estimated wildfire consequence along the electric lines and equipment | WLDFR | HFTD - Distribution - Tier 2 - 5QU CoRE ¦ 1QU LoRE | 2020 | 1 | 0.032274 | 0.14749 | 0 | 0.14749 | 0 | 0 | 0 | 0 | 0 | 0 | 0 | 0 | 0 | 0 | 0 | 0 | 0.14749 | 0 | 0 | 0 | 0 | 0 | 0 | 0 | 0 | 0 | 0 | 0 | [11 empty] | WLDFR | HFTD - Distribution - Tier 2 - 1QU CoRE ¦ 3QU LoRE | Non-Red Flag Warning - Catastrophic Fires | 2040 | 1.4301e-08 | 7.1504e-09 | 1.8387e-08 | 16832.3912 | 280.5544 | 10192.2718 | 6359.5651 | 0 | 0 | 0 | 1.1912e-05 |  | 0.00024072 | 0 | 0.00024072 | 0.00012036 | 0 | 0.00012036 | 0.00030949 | 0 | 0.00030949 | [16 empty] | 7.3.1.3 Ignition probability mapping showing the probability of ignition along the electric lines and equipmentWLDFRAggregatedAggregated | WLDFR | HFTD - Distribution - Tier 2 - 1QU CoRE ¦ 3QU LoRE | Non-Red Flag Warning - Destructive Fires | Aggregated | Aggregated | 2030 | 1.1305e-05 | 0 | 1086.8999 | 0.012287 | 2030 | Mitigation | 0.08575 | 30 | 0 | esc | 0.0012005 | 1.3572e-08 | 0.00060025 | 6.7858e-09 | 0.0015435 | 1.7449e-08
[35 empty] | 7.3.1.1 A summarized risk map that shows the overall ignition probability and estimated wildfire consequence along the electric lines and equipment | WLDFR | HFTD - Distribution - Tier 2 - 5QU CoRE ¦ 1QU LoRE | 2021 | 1 | 0.032274 | 0.14749 | 0 | 0.14749 | 0.020089 | 0.091807 | 0 | 0.091807 | 0 | 0 | 0 | 0 | 0 | 0 | 0 | 0 | 0.14749 | 0.091807 | 0 | 0 | 0 | 0 | 0 | 0 | 0 | 0 | 0 | 0 | [11 empty] | WLDFR | HFTD - Distribution - Tier 2 - 1QU CoRE ¦ 3QU LoRE | Non-Red Flag Warning - Catastrophic Fires | 2041 | 1.4301e-08 | 7.1504e-09 | 1.8387e-08 | 16832.3912 | 280.5544 | 10192.2718 | 6359.5651 | 0 | 0 | 0 | 1.1912e-05 |  | 0.00024072 | 0 | 0.00024072 | 0.00012036 | 0 | 0.00012036 | 0.00030949 | 0 | 0.00030949 | [16 empty] | 7.3.1.3 Ignition probability mapping showing the probability of ignition along the electric lines and equipmentWLDFRAggregatedAggregated | WLDFR | HFTD - Distribution - Tier 2 - 1QU CoRE ¦ 3QU LoRE | Non-Red Flag Warning - Destructive Fires | Aggregated | Aggregated | 2031 | 1.1305e-05 | 0 | 1086.8999 | 0.012287 | 2031 | Mitigation | 0.08575 | 30 | 0 | esc | 0.0012005 | 1.3572e-08 | 0.00060025 | 6.7858e-09 | 0.0015435 | 1.7449e-08
[35 empty] | 7.3.1.1 A summarized risk map that shows the overall ignition probability and estimated wildfire consequence along the electric lines and equipment | WLDFR | HFTD - Distribution - Tier 2 - 5QU CoRE ¦ 1QU LoRE | 2022 | 0.93458 | 0.03155 | 0.14429 | 0 | 0.14429 | 0.019638 | 0.089815 | 0 | 0.089815 | 0.047232 | 0.21601 | 0 | 0.21601 | 0 | 0 | 0 | 0 | 0.13485 | 0.083939 | 0.20188 | 0 | 0.047232 | 0.044142 | 0.21601 | 0.20188 | 0 | 0 | 0.21601 | 0.20188 | [11 empty] | WLDFR | HFTD - Distribution - Tier 2 - 1QU CoRE ¦ 3QU LoRE | Non-Red Flag Warning - Catastrophic Fires | 2042 | 1.4301e-08 | 7.1504e-09 | 1.8387e-08 | 16832.3912 | 280.5544 | 10192.2718 | 6359.5651 | 0 | 0 | 0 | 1.1912e-05 |  | 0.00024072 | 0 | 0.00024072 | 0.00012036 | 0 | 0.00012036 | 0.00030949 | 0 | 0.00030949 | [16 empty] | 7.3.1.3 Ignition probability mapping showing the probability of ignition along the electric lines and equipmentWLDFRAggregatedAggregated | WLDFR | HFTD - Distribution - Tier 2 - 1QU CoRE ¦ 3QU LoRE | Non-Red Flag Warning - Destructive Fires | Aggregated | Aggregated | 2032 | 1.1305e-05 | 0 | 1086.8999 | 0.012287 | 2032 | Mitigation | 0.08575 | 30 | 0 | esc | 0.0012005 | 1.3572e-08 | 0.00060025 | 6.7858e-09 | 0.0015435 | 1.7449e-08
[35 empty] | 7.3.1.1 A summarized risk map that shows the overall ignition probability and estimated wildfire consequence along the electric lines and equipment | WLDFR | HFTD - Distribution - Tier 2 - 5QU CoRE ¦ 1QU LoRE | 2023 | 0.87344 | 0.03155 | 0.14957 | 0 | 0.14957 | 0.019638 | 0.093101 | 0 | 0.093101 | 0.047232 | 0.22392 | 0 | 0.22392 | 0.0496 | 0.23515 | 0 | 0.23515 | 0.13064 | 0.081318 | 0.19558 | 0.20539 | 0.047232 | 0.041254 | 0.22392 | 0.19558 | 0 | 0 | 0.22392 | 0.19558 | [11 empty] | WLDFR | HFTD - Distribution - Tier 2 - 1QU CoRE ¦ 3QU LoRE | Non-Red Flag Warning - Catastrophic Fires | 2043 | 1.4301e-08 | 7.1504e-09 | 1.8387e-08 | 17672.0852 | 299.42 | 10692.7362 | 6679.929 | 0 | 0 | 0 | 1.1912e-05 |  | 0.00025273 | 0 | 0.00025273 | 0.00012636 | 0 | 0.00012636 | 0.00032493 | 0 | 0.00032493 | [16 empty] | 7.3.1.3 Ignition probability mapping showing the probability of ignition along the electric lines and equipmentWLDFRAggregatedAggregated | WLDFR | HFTD - Distribution - Tier 2 - 1QU CoRE ¦ 3QU LoRE | Non-Red Flag Warning - Destructive Fires | Aggregated | Aggregated | 2033 | 1.1305e-05 | 0 | 1086.8999 | 0.012287 | 2033 | Mitigation | 0.08575 | 30 | 0 | esc | 0.0012005 | 1.3572e-08 | 0.00060025 | 6.7858e-09 | 0.0015435 | 1.7449e-08
[35 empty] | 7.3.1.1 A summarized risk map that shows the overall ignition probability and estimated wildfire consequence along the electric lines and equipment | WLDFR | HFTD - Distribution - Tier 2 - 5QU CoRE ¦ 1QU LoRE | 2024 | 0.8163 | 0.03155 | 0.14957 | 0 | 0.14957 | 0.019638 | 0.093101 | 0 | 0.093101 | 0.047232 | 0.22392 | 0 | 0.22392 | 0.0496 | 0.23515 | 0 | 0.23515 | 0.12209 | 0.075998 | 0.18278 | 0.19195 | 0.047232 | 0.038555 | 0.22392 | 0.18278 | 0 | 0 | 0.22392 | 0.18278 | [11 empty] | WLDFR | HFTD - Distribution - Tier 2 - 1QU CoRE ¦ 3QU LoRE | Non-Red Flag Warning - Catastrophic Fires | 2044 | 1.4301e-08 | 7.1504e-09 | 1.8387e-08 | 17672.0852 | 299.42 | 10692.7362 | 6679.929 | 0 | 0 | 0 | 1.1912e-05 |  | 0.00025273 | 0 | 0.00025273 | 0.00012636 | 0 | 0.00012636 | 0.00032493 | 0 | 0.00032493 | [16 empty] | 7.3.1.3 Ignition probability mapping showing the probability of ignition along the electric lines and equipmentWLDFRAggregatedAggregated | WLDFR | HFTD - Distribution - Tier 2 - 1QU CoRE ¦ 3QU LoRE | Non-Red Flag Warning - Destructive Fires | Aggregated | Aggregated | 2034 | 1.1305e-05 | 0 | 1086.8999 | 0.012287 | 2034 | Mitigation | 0.08575 | 30 | 0 | esc | 0.0012005 | 1.3572e-08 | 0.00060025 | 6.7858e-09 | 0.0015435 | 1.7449e-08
[35 empty] | 7.3.1.1 A summarized risk map that shows the overall ignition probability and estimated wildfire consequence along the electric lines and equipment | WLDFR | HFTD - Distribution - Tier 2 - 5QU CoRE ¦ 1QU LoRE | 2025 | 0.7629 | 0.03155 | 0.14957 | 0 | 0.14957 | 0.019638 | 0.093101 | 0 | 0.093101 | 0.047232 | 0.22392 | 0 | 0.22392 | 0.0496 | 0.23515 | 0 | 0.23515 | 0.11411 | 0.071026 | 0.17083 | 0.17939 | 0.047232 | 0.036033 | 0.22392 | 0.17083 | 0 | 0 | 0.22392 | 0.17083 | [11 empty] | WLDFR | HFTD - Distribution - Tier 2 - 1QU CoRE ¦ 3QU LoRE | Non-Red Flag Warning - Catastrophic Fires | 2045 | 1.4301e-08 | 7.1504e-09 | 1.8387e-08 | 17672.0852 | 299.42 | 10692.7362 | 6679.929 | 0 | 0 | 0 | 1.1912e-05 |  | 0.00025273 | 0 | 0.00025273 | 0.00012636 | 0 | 0.00012636 | 0.00032493 | 0 | 0.00032493 | [16 empty] | 7.3.1.3 Ignition probability mapping showing the probability of ignition along the electric lines and equipmentWLDFRAggregatedAggregated | WLDFR | HFTD - Distribution - Tier 2 - 1QU CoRE ¦ 3QU LoRE | Non-Red Flag Warning - Destructive Fires | Aggregated | Aggregated | 2035 | 1.1305e-05 | 0 | 1086.8999 | 0.012287 | 2035 | Mitigation | 0.08575 | 30 | 0 | esc | 0.0012005 | 1.3572e-08 | 0.00060025 | 6.7858e-09 | 0.0015435 | 1.7449e-08
[35 empty] | 7.3.1.1 A summarized risk map that shows the overall ignition probability and estimated wildfire consequence along the electric lines and equipment | WLDFR | HFTD - Distribution - Tier 2 - 5QU CoRE ¦ 1QU LoRE | 2026 | 0.71299 | 0.03155 | 0.14957 | 0 | 0.14957 | 0.019638 | 0.093101 | 0 | 0.093101 | 0.047232 | 0.22392 | 0 | 0.22392 | 0.0496 | 0.23515 | 0 | 0.23515 | 0.10664 | 0.06638 | 0.15965 | 0.16766 | 0.047232 | 0.033676 | 0.22392 | 0.15965 | 0 | 0 | 0.22392 | 0.15965 | [11 empty] | WLDFR | HFTD - Distribution - Tier 2 - 1QU CoRE ¦ 3QU LoRE | Non-Red Flag Warning - Catastrophic Fires | 2046 | 1.4301e-08 | 7.1504e-09 | 1.8387e-08 | 17672.0852 | 299.42 | 10692.7362 | 6679.929 | 0 | 0 | 0 | 1.1912e-05 |  | 0.00025273 | 0 | 0.00025273 | 0.00012636 | 0 | 0.00012636 | 0.00032493 | 0 | 0.00032493 | [16 empty] | 7.3.1.3 Ignition probability mapping showing the probability of ignition along the electric lines and equipmentWLDFRAggregatedAggregated | WLDFR | HFTD - Distribution - Tier 2 - 1QU CoRE ¦ 3QU LoRE | Non-Red Flag Warning - Destructive Fires | Aggregated | Aggregated | 2036 | 1.1305e-05 | 0 | 1086.8999 | 0.012287 | 2036 | Mitigation | 0.08575 | 30 | 0 | esc | 0.0012005 | 1.3572e-08 | 0.00060025 | 6.7858e-09 | 0.0015435 | 1.7449e-08
[35 empty] | 7.3.1.1 A summarized risk map that shows the overall ignition probability and estimated wildfire consequence along the electric lines and equipment | WLDFR | HFTD - Distribution - Tier 2 - 5QU CoRE ¦ 1QU LoRE | 2027 | 0.66634 | 0.03155 | 0.14957 | 0 | 0.14957 | 0.019638 | 0.093101 | 0 | 0.093101 | 0.047232 | 0.22392 | 0 | 0.22392 | 0.0496 | 0.23515 | 0 | 0.23515 | 0.099665 | 0.062037 | 0.14921 | 0.15669 | 0.047232 | 0.031473 | 0.22392 | 0.14921 | 0 | 0 | 0.22392 | 0.14921 | [11 empty] | WLDFR | HFTD - Distribution - Tier 2 - 1QU CoRE ¦ 3QU LoRE | Non-Red Flag Warning - Catastrophic Fires | 2047 | 1.4301e-08 | 7.1504e-09 | 1.8387e-08 | 17672.0852 | 299.42 | 10692.7362 | 6679.929 | 0 | 0 | 0 | 1.1912e-05 |  | 0.00025273 | 0 | 0.00025273 | 0.00012636 | 0 | 0.00012636 | 0.00032493 | 0 | 0.00032493 | [16 empty] | 7.3.1.3 Ignition probability mapping showing the probability of ignition along the electric lines and equipmentWLDFRAggregatedAggregated | WLDFR | HFTD - Distribution - Tier 2 - 1QU CoRE ¦ 3QU LoRE | Non-Red Flag Warning - Destructive Fires | Aggregated | Aggregated | 2037 | 1.1305e-05 | 0 | 1086.8999 | 0.012287 | 2037 | Mitigation | 0.08575 | 30 | 0 | esc | 0.0012005 | 1.3572e-08 | 0.00060025 | 6.7858e-09 | 0.0015435 | 1.7449e-08
[35 empty] | 7.3.1.1 A summarized risk map that shows the overall ignition probability and estimated wildfire consequence along the electric lines and equipment | WLDFR | HFTD - Distribution - Tier 2 - 5QU CoRE ¦ 1QU LoRE | 2028 | 0.62275 | 0.03155 | 0.15622 | 0 | 0.15622 | 0.019638 | 0.097243 | 0 | 0.097243 | 0.047232 | 0.23388 | 0 | 0.23388 | 0.0496 | 0.24561 | 0 | 0.24561 | 0.097289 | 0.060558 | 0.14565 | 0.15295 | 0.047232 | 0.029414 | 0.23388 | 0.14565 | 0 | 0 | 0.23388 | 0.14565 | [11 empty] | WLDFR | HFTD - Distribution - Tier 2 - 1QU CoRE ¦ 3QU LoRE | Non-Red Flag Warning - Catastrophic Fires | 2048 | 1.4301e-08 | 7.1504e-09 | 1.8387e-08 | 18552.3348 | 319.4911 | 11216.5626 | 7016.281 | 0 | 0 | 0 | 1.1912e-05 |  | 0.00026531 | 0 | 0.00026531 | 0.00013266 | 0 | 0.00013266 | 0.00034112 | 0 | 0.00034112 | [16 empty] | 7.3.1.3 Ignition probability mapping showing the probability of ignition along the electric lines and equipmentWLDFRAggregatedAggregated | WLDFR | HFTD - Distribution - Tier 2 - 1QU CoRE ¦ 3QU LoRE | Non-Red Flag Warning - Destructive Fires | Aggregated | Aggregated | 2038 | 1.1305e-05 | 0 | 1086.8999 | 0.012287 | 2038 | Mitigation | 0.08575 | 30 | 0 | esc | 0.0012005 | 1.3572e-08 | 0.00060025 | 6.7858e-09 | 0.0015435 | 1.7449e-08
[35 empty] | 7.3.1.1 A summarized risk map that shows the overall ignition probability and estimated wildfire consequence along the electric lines and equipment | WLDFR | HFTD - Distribution - Tier 2 - 5QU CoRE ¦ 1QU LoRE | 2029 | 0.58201 | 0.03155 | 0.15622 | 0 | 0.15622 | 0.019638 | 0.097243 | 0 | 0.097243 | 0.047232 | 0.23388 | 0 | 0.23388 | 0.0496 | 0.24561 | 0 | 0.24561 | 0.090924 | 0.056596 | 0.13612 | 0.14295 | 0.047232 | 0.027489 | 0.23388 | 0.13612 | 0 | 0 | 0.23388 | 0.13612 | [11 empty] | WLDFR | HFTD - Distribution - Tier 2 - 1QU CoRE ¦ 3QU LoRE | Non-Red Flag Warning - Catastrophic Fires | 2049 | 1.4301e-08 | 7.1504e-09 | 1.8387e-08 | 18552.3348 | 319.4911 | 11216.5626 | 7016.281 | 0 | 0 | 0 | 1.1912e-05 |  | 0.00026531 | 0 | 0.00026531 | 0.00013266 | 0 | 0.00013266 | 0.00034112 | 0 | 0.00034112 | [16 empty] | 7.3.1.3 Ignition probability mapping showing the probability of ignition along the electric lines and equipmentWLDFRAggregatedAggregated | WLDFR | HFTD - Distribution - Tier 2 - 1QU CoRE ¦ 3QU LoRE | Non-Red Flag Warning - Destructive Fires | Aggregated | Aggregated | 2039 | 1.1305e-05 | 0 | 1086.8999 | 0.012287 | 2039 | Mitigation | 0.08575 | 30 | 0 | esc | 0.0012005 | 1.3572e-08 | 0.00060025 | 6.7858e-09 | 0.0015435 | 1.7449e-08
[35 empty] | 7.3.1.1 A summarized risk map that shows the overall ignition probability and estimated wildfire consequence along the electric lines and equipment | WLDFR | HFTD - Distribution - Tier 2 - 5QU CoRE ¦ 1QU LoRE | 2030 | 0.54393 | 0.03155 | 0.15622 | 0 | 0.15622 | 0.019638 | 0.097243 | 0 | 0.097243 | 0.047232 | 0.23388 | 0 | 0.23388 | 0.0496 | 0.24561 | 0 | 0.24561 | 0.084976 | 0.052893 | 0.12721 | 0.13359 | 0.047232 | 0.025691 | 0.23388 | 0.12721 | 0 | 0 | 0.23388 | 0.12721 | [11 empty] | WLDFR | HFTD - Distribution - Tier 2 - 1QU CoRE ¦ 3QU LoRE | Non-Red Flag Warning - Catastrophic Fires | 2050 | 0 | 7.1504e-09 | 1.8387e-08 | 18552.3348 | 319.4911 | 11216.5626 | 7016.281 | 0 | 0 | 0 | 1.1912e-05 |  | 0 | 0 | 0 | 0.00013266 | 0 | 0.00013266 | 0.00034112 | 0 | 0.00034112 | [16 empty] | 7.3.1.3 Ignition probability mapping showing the probability of ignition along the electric lines and equipmentWLDFRAggregatedAggregated | WLDFR | HFTD - Distribution - Tier 2 - 1QU CoRE ¦ 3QU LoRE | Non-Red Flag Warning - Destructive Fires | Aggregated | Aggregated | 2040 | 1.1305e-05 | 0 | 1086.8999 | 0.012287 | 2040 | Mitigation | 0.08575 | 30 | 0 | esc | 0.0012005 | 1.3572e-08 | 0.00060025 | 6.7858e-09 | 0.0015435 | 1.7449e-08
[35 empty] | 7.3.1.1 A summarized risk map that shows the overall ignition probability and estimated wildfire consequence along the electric lines and equipment | WLDFR | HFTD - Distribution - Tier 2 - 5QU CoRE ¦ 1QU LoRE | 2031 | 0.50835 | 0.03155 | 0.15622 | 0 | 0.15622 | 0.019638 | 0.097243 | 0 | 0.097243 | 0.047232 | 0.23388 | 0 | 0.23388 | 0.0496 | 0.24561 | 0 | 0.24561 | 0.079417 | 0.049433 | 0.11889 | 0.12485 | 0.047232 | 0.02401 | 0.23388 | 0.11889 | 0 | 0 | 0.23388 | 0.11889 | [11 empty] | WLDFR | HFTD - Distribution - Tier 2 - 1QU CoRE ¦ 3QU LoRE | Non-Red Flag Warning - Catastrophic Fires | 2051 | 0 | 0 | 1.8387e-08 | 18552.3348 | 319.4911 | 11216.5626 | 7016.281 | 0 | 0 | 0 | 1.1912e-05 |  | 0 | 0 | 0 | 0 | 0 | 0 | 0.00034112 | 0 | 0.00034112 | [16 empty] | 7.3.1.3 Ignition probability mapping showing the probability of ignition along the electric lines and equipmentWLDFRAggregatedAggregated | WLDFR | HFTD - Distribution - Tier 2 - 1QU CoRE ¦ 3QU LoRE | Non-Red Flag Warning - Destructive Fires | Aggregated | Aggregated | 2041 | 1.1305e-05 | 0 | 1086.8999 | 0.012287 | 2041 | Mitigation | 0.08575 | 30 | 0 | esc | 0.0012005 | 1.3572e-08 | 0.00060025 | 6.7858e-09 | 0.0015435 | 1.7449e-08
[35 empty] | 7.3.1.1 A summarized risk map that shows the overall ignition probability and estimated wildfire consequence along the electric lines and equipment | WLDFR | HFTD - Distribution - Tier 2 - 5QU CoRE ¦ 1QU LoRE | 2032 | 0.47509 | 0.03155 | 0.15622 | 0 | 0.15622 | 0.019638 | 0.097243 | 0 | 0.097243 | 0.047232 | 0.23388 | 0 | 0.23388 | 0.0496 | 0.24561 | 0 | 0.24561 | 0.074221 | 0.046199 | 0.11111 | 0.11669 | 0.047232 | 0.02244 | 0.23388 | 0.11111 | 0 | 0 | 0.23388 | 0.11111 | [11 empty] | WLDFR | HFTD - Distribution - Tier 2 - 1QU CoRE ¦ 3QU LoRE | Non-Red Flag Warning - Destructive Fires | 2020 | 1.3572e-08 | 0 | 0 | 8807.9522 | 222.2294 | 8585.7228 | 0 | 0 | 0 | 0 | 1.1305e-05 |  | 0.00011954 | 0 | 0.00011954 | 0 | 0 | 0 | 0 | 0 | 0 | [16 empty] | 7.3.1.3 Ignition probability mapping showing the probability of ignition along the electric lines and equipmentWLDFRAggregatedAggregated | WLDFR | HFTD - Distribution - Tier 2 - 1QU CoRE ¦ 3QU LoRE | Non-Red Flag Warning - Destructive Fires | Aggregated | Aggregated | 2042 | 1.1305e-05 | 0 | 1086.8999 | 0.012287 | 2042 | Mitigation | 0.08575 | 30 | 0 | esc | 0.0012005 | 1.3572e-08 | 0.00060025 | 6.7858e-09 | 0.0015435 | 1.7449e-08
[35 empty] | 7.3.1.1 A summarized risk map that shows the overall ignition probability and estimated wildfire consequence along the electric lines and equipment | WLDFR | HFTD - Distribution - Tier 2 - 5QU CoRE ¦ 1QU LoRE | 2033 | 0.44401 | 0.03155 | 0.16362 | 0 | 0.16362 | 0.019638 | 0.10185 | 0 | 0.10185 | 0.047232 | 0.24495 | 0 | 0.24495 | 0.0496 | 0.25724 | 0 | 0.25724 | 0.07265 | 0.045221 | 0.10876 | 0.11422 | 0.047232 | 0.020972 | 0.24495 | 0.10876 | 0 | 0 | 0.24495 | 0.10876 | [11 empty] | WLDFR | HFTD - Distribution - Tier 2 - 1QU CoRE ¦ 3QU LoRE | Non-Red Flag Warning - Destructive Fires | 2021 | 1.3572e-08 | 6.7858e-09 | 0 | 8807.9522 | 222.2294 | 8585.7228 | 0 | 0 | 0 | 0 | 1.1305e-05 |  | 0.00011954 | 0 | 0.00011954 | 5.9769e-05 | 0 | 5.9769e-05 | 0 | 0 | 0 | [16 empty] | 7.3.1.3 Ignition probability mapping showing the probability of ignition along the electric lines and equipmentWLDFRAggregatedAggregated | WLDFR | HFTD - Distribution - Tier 2 - 1QU CoRE ¦ 3QU LoRE | Non-Red Flag Warning - Destructive Fires | Aggregated | Aggregated | 2043 | 1.1305e-05 | 0 | 1086.8999 | 0.012287 | 2043 | Mitigation | 0.08575 | 30 | 0 | esc | 0.0012005 | 1.3572e-08 | 0.00060025 | 6.7858e-09 | 0.0015435 | 1.7449e-08
[35 empty] | 7.3.1.1 A summarized risk map that shows the overall ignition probability and estimated wildfire consequence along the electric lines and equipment | WLDFR | HFTD - Distribution - Tier 2 - 5QU CoRE ¦ 1QU LoRE | 2034 | 0.41496 | 0.03155 | 0.16362 | 0 | 0.16362 | 0.019638 | 0.10185 | 0 | 0.10185 | 0.047232 | 0.24495 | 0 | 0.24495 | 0.0496 | 0.25724 | 0 | 0.25724 | 0.067897 | 0.042263 | 0.10165 | 0.10674 | 0.047232 | 0.0196 | 0.24495 | 0.10165 | 0 | 0 | 0.24495 | 0.10165 | [11 empty] | WLDFR | HFTD - Distribution - Tier 2 - 1QU CoRE ¦ 3QU LoRE | Non-Red Flag Warning - Destructive Fires | 2022 | 1.3572e-08 | 6.7858e-09 | 1.7449e-08 | 8807.9522 | 222.2294 | 8585.7228 | 0 | 0 | 0 | 0 | 1.1305e-05 |  | 0.00011954 | 0 | 0.00011954 | 5.9769e-05 | 0 | 5.9769e-05 | 0.00015369 | 0 | 0.00015369 | [16 empty] | 7.3.1.3 Ignition probability mapping showing the probability of ignition along the electric lines and equipmentWLDFRAggregatedAggregated | WLDFR | HFTD - Distribution - Tier 2 - 1QU CoRE ¦ 3QU LoRE | Non-Red Flag Warning - Destructive Fires | Aggregated | Aggregated | 2044 | 1.1305e-05 | 0 | 1086.8999 | 0.012287 | 2044 | Mitigation | 0.08575 | 30 | 0 | esc | 0.0012005 | 1.3572e-08 | 0.00060025 | 6.7858e-09 | 0.0015435 | 1.7449e-08
[35 empty] | 7.3.1.1 A summarized risk map that shows the overall ignition probability and estimated wildfire consequence along the electric lines and equipment | WLDFR | HFTD - Distribution - Tier 2 - 5QU CoRE ¦ 1QU LoRE | 2035 | 0.38782 | 0.03155 | 0.16362 | 0 | 0.16362 | 0.019638 | 0.10185 | 0 | 0.10185 | 0.047232 | 0.24495 | 0 | 0.24495 | 0.0496 | 0.25724 | 0 | 0.25724 | 0.063455 | 0.039498 | 0.094997 | 0.09976 | 0.047232 | 0.018317 | 0.24495 | 0.094997 | 0 | 0 | 0.24495 | 0.094997 | [11 empty] | WLDFR | HFTD - Distribution - Tier 2 - 1QU CoRE ¦ 3QU LoRE | Non-Red Flag Warning - Destructive Fires | 2023 | 1.3572e-08 | 6.7858e-09 | 1.7449e-08 | 9129.7461 | 233.2301 | 8896.516 | 0 | 0 | 0 | 0 | 1.1305e-05 |  | 0.00012391 | 0 | 0.00012391 | 6.1953e-05 | 0 | 6.1953e-05 | 0.00015931 | 0 | 0.00015931 | [16 empty] | 7.3.1.3 Ignition probability mapping showing the probability of ignition along the electric lines and equipmentWLDFRAggregatedAggregated | WLDFR | HFTD - Distribution - Tier 2 - 1QU CoRE ¦ 3QU LoRE | Non-Red Flag Warning - Destructive Fires | Aggregated | Aggregated | 2045 | 1.1305e-05 | 0 | 1086.8999 | 0.012287 | 2045 | Mitigation | 0.08575 | 30 | 0 | esc | 0.0012005 | 1.3572e-08 | 0.00060025 | 6.7858e-09 | 0.0015435 | 1.7449e-08
[35 empty] | 7.3.1.1 A summarized risk map that shows the overall ignition probability and estimated wildfire consequence along the electric lines and equipment | WLDFR | HFTD - Distribution - Tier 2 - 5QU CoRE ¦ 1QU LoRE | 2036 | 0.36245 | 0.03155 | 0.16362 | 0 | 0.16362 | 0.019638 | 0.10185 | 0 | 0.10185 | 0.047232 | 0.24495 | 0 | 0.24495 | 0.0496 | 0.25724 | 0 | 0.25724 | 0.059304 | 0.036914 | 0.088782 | 0.093234 | 0.047232 | 0.017119 | 0.24495 | 0.088782 | 0 | 0 | 0.24495 | 0.088782 | [11 empty] | WLDFR | HFTD - Distribution - Tier 2 - 1QU CoRE ¦ 3QU LoRE | Non-Red Flag Warning - Destructive Fires | 2024 | 1.3572e-08 | 6.7858e-09 | 1.7449e-08 | 9129.7461 | 233.2301 | 8896.516 | 0 | 0 | 0 | 0 | 1.1305e-05 |  | 0.00012391 | 0 | 0.00012391 | 6.1953e-05 | 0 | 6.1953e-05 | 0.00015931 | 0 | 0.00015931 | [16 empty] | 7.3.1.3 Ignition probability mapping showing the probability of ignition along the electric lines and equipmentWLDFRAggregatedAggregated | WLDFR | HFTD - Distribution - Tier 2 - 1QU CoRE ¦ 3QU LoRE | Non-Red Flag Warning - Destructive Fires | Aggregated | Aggregated | 2046 | 1.1305e-05 | 0 | 1086.8999 | 0.012287 | 2046 | Mitigation | 0.08575 | 30 | 0 | esc | 0.0012005 | 1.3572e-08 | 0.00060025 | 6.7858e-09 | 0.0015435 | 1.7449e-08
[35 empty] | 7.3.1.1 A summarized risk map that shows the overall ignition probability and estimated wildfire consequence along the electric lines and equipment | WLDFR | HFTD - Distribution - Tier 2 - 5QU CoRE ¦ 1QU LoRE | 2037 | 0.33873 | 0.03155 | 0.16362 | 0 | 0.16362 | 0.019638 | 0.10185 | 0 | 0.10185 | 0.047232 | 0.24495 | 0 | 0.24495 | 0.0496 | 0.25724 | 0 | 0.25724 | 0.055424 | 0.034499 | 0.082974 | 0.087134 | 0.047232 | 0.015999 | 0.24495 | 0.082974 | 0 | 0 | 0.24495 | 0.082974 | [11 empty] | WLDFR | HFTD - Distribution - Tier 2 - 1QU CoRE ¦ 3QU LoRE | Non-Red Flag Warning - Destructive Fires | 2025 | 1.3572e-08 | 6.7858e-09 | 1.7449e-08 | 9129.7461 | 233.2301 | 8896.516 | 0 | 0 | 0 | 0 | 1.1305e-05 |  | 0.00012391 | 0 | 0.00012391 | 6.1953e-05 | 0 | 6.1953e-05 | 0.00015931 | 0 | 0.00015931 | [16 empty] | 7.3.1.3 Ignition probability mapping showing the probability of ignition along the electric lines and equipmentWLDFRAggregatedAggregated | WLDFR | HFTD - Distribution - Tier 2 - 1QU CoRE ¦ 3QU LoRE | Non-Red Flag Warning - Destructive Fires | Aggregated | Aggregated | 2047 | 1.1305e-05 | 0 | 1086.8999 | 0.012287 | 2047 | Mitigation | 0.08575 | 30 | 0 | esc | 0.0012005 | 1.3572e-08 | 0.00060025 | 6.7858e-09 | 0.0015435 | 1.7449e-08
[35 empty] | 7.3.1.1 A summarized risk map that shows the overall ignition probability and estimated wildfire consequence along the electric lines and equipment | WLDFR | HFTD - Distribution - Tier 2 - 5QU CoRE ¦ 1QU LoRE | 2038 | 0.31657 | 0.03155 | 0.17165 | 0 | 0.17165 | 0.019638 | 0.10685 | 0 | 0.10685 | 0.047232 | 0.25698 | 0 | 0.25698 | 0.0496 | 0.26986 | 0 | 0.26986 | 0.054341 | 0.033825 | 0.081352 | 0.085432 | 0.047232 | 0.014952 | 0.25698 | 0.081352 | 0 | 0 | 0.25698 | 0.081352 | [11 empty] | WLDFR | HFTD - Distribution - Tier 2 - 1QU CoRE ¦ 3QU LoRE | Non-Red Flag Warning - Destructive Fires | 2026 | 1.3572e-08 | 6.7858e-09 | 1.7449e-08 | 9129.7461 | 233.2301 | 8896.516 | 0 | 0 | 0 | 0 | 1.1305e-05 |  | 0.00012391 | 0 | 0.00012391 | 6.1953e-05 | 0 | 6.1953e-05 | 0.00015931 | 0 | 0.00015931 | [16 empty] | 7.3.1.3 Ignition probability mapping showing the probability of ignition along the electric lines and equipmentWLDFRAggregatedAggregated | WLDFR | HFTD - Distribution - Tier 2 - 1QU CoRE ¦ 3QU LoRE | Non-Red Flag Warning - Destructive Fires | Aggregated | Aggregated | 2048 | 1.1305e-05 | 0 | 1086.8999 | 0.012287 | 2048 | Mitigation | 0.08575 | 30 | 0 | esc | 0.0012005 | 1.3572e-08 | 0.00060025 | 6.7858e-09 | 0.0015435 | 1.7449e-08
[35 empty] | 7.3.1.1 A summarized risk map that shows the overall ignition probability and estimated wildfire consequence along the electric lines and equipment | WLDFR | HFTD - Distribution - Tier 2 - 5QU CoRE ¦ 1QU LoRE | 2039 | 0.29586 | 0.03155 | 0.17165 | 0 | 0.17165 | 0.019638 | 0.10685 | 0 | 0.10685 | 0.047232 | 0.25698 | 0 | 0.25698 | 0.0496 | 0.26986 | 0 | 0.26986 | 0.050786 | 0.031612 | 0.07603 | 0.079843 | 0.047232 | 0.013974 | 0.25698 | 0.07603 | 0 | 0 | 0.25698 | 0.07603 | [11 empty] | WLDFR | HFTD - Distribution - Tier 2 - 1QU CoRE ¦ 3QU LoRE | Non-Red Flag Warning - Destructive Fires | 2027 | 1.3572e-08 | 6.7858e-09 | 1.7449e-08 | 9129.7461 | 233.2301 | 8896.516 | 0 | 0 | 0 | 0 | 1.1305e-05 |  | 0.00012391 | 0 | 0.00012391 | 6.1953e-05 | 0 | 6.1953e-05 | 0.00015931 | 0 | 0.00015931 | [16 empty] | 7.3.1.3 Ignition probability mapping showing the probability of ignition along the electric lines and equipmentWLDFRAggregatedAggregated | WLDFR | HFTD - Distribution - Tier 2 - 1QU CoRE ¦ 3QU LoRE | Non-Red Flag Warning - Destructive Fires | Aggregated | Aggregated | 2049 | 1.1305e-05 | 0 | 1086.8999 | 0.012287 | 2049 | Mitigation | 0.08575 | 30 | 0 | esc | 0.0012005 | 1.3572e-08 | 0.00060025 | 6.7858e-09 | 0.0015435 | 1.7449e-08
[35 empty] | 7.3.1.1 A summarized risk map that shows the overall ignition probability and estimated wildfire consequence along the electric lines and equipment | WLDFR | HFTD - Distribution - Tier 2 - 5QU CoRE ¦ 1QU LoRE | 2040 | 0.27651 | 0.03155 | 0.17165 | 0 | 0.17165 | 0.019638 | 0.10685 | 0 | 0.10685 | 0.047232 | 0.25698 | 0 | 0.25698 | 0.0496 | 0.26986 | 0 | 0.26986 | 0.047464 | 0.029544 | 0.071056 | 0.074619 | 0.047232 | 0.01306 | 0.25698 | 0.071056 | 0 | 0 | 0.25698 | 0.071056 | [11 empty] | WLDFR | HFTD - Distribution - Tier 2 - 1QU CoRE ¦ 3QU LoRE | Non-Red Flag Warning - Destructive Fires | 2028 | 1.3572e-08 | 6.7858e-09 | 1.7449e-08 | 9534.9221 | 247.273 | 9287.6491 | 0 | 0 | 0 | 0 | 1.1305e-05 |  | 0.0001294 | 0 | 0.0001294 | 6.4702e-05 | 0 | 6.4702e-05 | 0.00016638 | 0 | 0.00016638 | [16 empty] | 7.3.1.3 Ignition probability mapping showing the probability of ignition along the electric lines and equipmentWLDFRAggregatedAggregated | WLDFR | HFTD - Distribution - Tier 2 - 1QU CoRE ¦ 3QU LoRE | Non-Red Flag Warning - Destructive Fires | Aggregated | Aggregated | 2050 | 1.1305e-05 | 0 | 1086.8999 | 0.012287 | 2050 | Mitigation | 0.08575 | 30 | 0 | esc | 0 | 0 | 0.00060025 | 6.7858e-09 | 0.0015435 | 1.7449e-08
[35 empty] | 7.3.1.1 A summarized risk map that shows the overall ignition probability and estimated wildfire consequence along the electric lines and equipment | WLDFR | HFTD - Distribution - Tier 2 - 5QU CoRE ¦ 1QU LoRE | 2041 | 0.25842 | 0.03155 | 0.17165 | 0 | 0.17165 | 0.019638 | 0.10685 | 0 | 0.10685 | 0.047232 | 0.25698 | 0 | 0.25698 | 0.0496 | 0.26986 | 0 | 0.26986 | 0.044359 | 0.027611 | 0.066408 | 0.069738 | 0.047232 | 0.012206 | 0.25698 | 0.066408 | 0 | 0 | 0.25698 | 0.066408 | [11 empty] | WLDFR | HFTD - Distribution - Tier 2 - 1QU CoRE ¦ 3QU LoRE | Non-Red Flag Warning - Destructive Fires | 2029 | 1.3572e-08 | 6.7858e-09 | 1.7449e-08 | 9534.9221 | 247.273 | 9287.6491 | 0 | 0 | 0 | 0 | 1.1305e-05 |  | 0.0001294 | 0 | 0.0001294 | 6.4702e-05 | 0 | 6.4702e-05 | 0.00016638 | 0 | 0.00016638 | [16 empty] | 7.3.1.3 Ignition probability mapping showing the probability of ignition along the electric lines and equipmentWLDFRAggregatedAggregated | WLDFR | HFTD - Distribution - Tier 2 - 1QU CoRE ¦ 3QU LoRE | Non-Red Flag Warning - Destructive Fires | Aggregated | Aggregated | 2051 | 1.1305e-05 | 0 | 1086.8999 | 0.012287 | 2051 | Mitigation | 0.08575 | 30 | 0 | esc | 0 | 0 | 0 | 0 | 0.0015435 | 1.7449e-08
[35 empty] | 7.3.1.1 A summarized risk map that shows the overall ignition probability and estimated wildfire consequence along the electric lines and equipment | WLDFR | HFTD - Distribution - Tier 2 - 5QU CoRE ¦ 1QU LoRE | 2042 | 0.24151 | 0.03155 | 0.17165 | 0 | 0.17165 | 0.019638 | 0.10685 | 0 | 0.10685 | 0.047232 | 0.25698 | 0 | 0.25698 | 0.0496 | 0.26986 | 0 | 0.26986 | 0.041457 | 0.025805 | 0.062063 | 0.065175 | 0.047232 | 0.011407 | 0.25698 | 0.062063 | 0 | 0 | 0.25698 | 0.062063 | [11 empty] | WLDFR | HFTD - Distribution - Tier 2 - 1QU CoRE ¦ 3QU LoRE | Non-Red Flag Warning - Destructive Fires | 2030 | 1.3572e-08 | 6.7858e-09 | 1.7449e-08 | 9534.9221 | 247.273 | 9287.6491 | 0 | 0 | 0 | 0 | 1.1305e-05 |  | 0.0001294 | 0 | 0.0001294 | 6.4702e-05 | 0 | 6.4702e-05 | 0.00016638 | 0 | 0.00016638 | [16 empty] | 7.3.1.3 Ignition probability mapping showing the probability of ignition along the electric lines and equipmentWLDFRAggregatedAggregated | WLDFR | HFTD - Distribution - Tier 2 - 1QU CoRE ¦ 3QU LoRE | Non-Red Flag Warning - Large Fires | Aggregated | Aggregated | 2021 | 6.8332e-05 | 0 | 1086.8999 | 0.07427 | 2021 | Mitigation | 0.08575 | 30 | 0 | esc | 0.0012005 | 8.2032e-08 | 0.00060025 | 4.1016e-08 | 0 | 0
[35 empty] | 7.3.1.1 A summarized risk map that shows the overall ignition probability and estimated wildfire consequence along the electric lines and equipment | WLDFR | HFTD - Distribution - Tier 2 - 5QU CoRE ¦ 1QU LoRE | 2043 | 0.22571 | 0.03155 | 0.18021 | 0 | 0.18021 | 0.019638 | 0.11217 | 0 | 0.11217 | 0.047232 | 0.26979 | 0 | 0.26979 | 0.0496 | 0.28332 | 0 | 0.28332 | 0.040677 | 0.025319 | 0.060895 | 0.063949 | 0.047232 | 0.010661 | 0.26979 | 0.060895 | 0 | 0 | 0.26979 | 0.060895 | [11 empty] | WLDFR | HFTD - Distribution - Tier 2 - 1QU CoRE ¦ 3QU LoRE | Non-Red Flag Warning - Destructive Fires | 2031 | 1.3572e-08 | 6.7858e-09 | 1.7449e-08 | 9534.9221 | 247.273 | 9287.6491 | 0 | 0 | 0 | 0 | 1.1305e-05 |  | 0.0001294 | 0 | 0.0001294 | 6.4702e-05 | 0 | 6.4702e-05 | 0.00016638 | 0 | 0.00016638 | [16 empty] | 7.3.1.3 Ignition probability mapping showing the probability of ignition along the electric lines and equipmentWLDFRAggregatedAggregated | WLDFR | HFTD - Distribution - Tier 2 - 1QU CoRE ¦ 3QU LoRE | Non-Red Flag Warning - Large Fires | Aggregated | Aggregated | 2022 | 6.8332e-05 | 0 | 1086.8999 | 0.07427 | 2022 | Mitigation | 0.08575 | 30 | 0 | esc | 0.0012005 | 8.2032e-08 | 0.00060025 | 4.1016e-08 | 0.0015435 | 1.0547e-07
[35 empty] | 7.3.1.1 A summarized risk map that shows the overall ignition probability and estimated wildfire consequence along the electric lines and equipment | WLDFR | HFTD - Distribution - Tier 2 - 5QU CoRE ¦ 1QU LoRE | 2044 | 0.21095 | 0.03155 | 0.18021 | 0 | 0.18021 | 0.019638 | 0.11217 | 0 | 0.11217 | 0.047232 | 0.26979 | 0 | 0.26979 | 0.0496 | 0.28332 | 0 | 0.28332 | 0.038015 | 0.023663 | 0.056912 | 0.059765 | 0.047232 | 0.0099634 | 0.26979 | 0.056912 | 0 | 0 | 0.26979 | 0.056912 | [11 empty] | WLDFR | HFTD - Distribution - Tier 2 - 1QU CoRE ¦ 3QU LoRE | Non-Red Flag Warning - Destructive Fires | 2032 | 1.3572e-08 | 6.7858e-09 | 1.7449e-08 | 9534.9221 | 247.273 | 9287.6491 | 0 | 0 | 0 | 0 | 1.1305e-05 |  | 0.0001294 | 0 | 0.0001294 | 6.4702e-05 | 0 | 6.4702e-05 | 0.00016638 | 0 | 0.00016638 | [16 empty] | 7.3.1.3 Ignition probability mapping showing the probability of ignition along the electric lines and equipmentWLDFRAggregatedAggregated | WLDFR | HFTD - Distribution - Tier 2 - 1QU CoRE ¦ 3QU LoRE | Non-Red Flag Warning - Large Fires | Aggregated | Aggregated | 2023 | 6.8332e-05 | 0 | 1086.8999 | 0.07427 | 2023 | Mitigation | 0.08575 | 30 | 0 | esc | 0.0012005 | 8.2032e-08 | 0.00060025 | 4.1016e-08 | 0.0015435 | 1.0547e-07
[35 empty] | 7.3.1.1 A summarized risk map that shows the overall ignition probability and estimated wildfire consequence along the electric lines and equipment | WLDFR | HFTD - Distribution - Tier 2 - 5QU CoRE ¦ 1QU LoRE | 2045 | 0.19715 | 0.03155 | 0.18021 | 0 | 0.18021 | 0.019638 | 0.11217 | 0 | 0.11217 | 0.047232 | 0.26979 | 0 | 0.26979 | 0.0496 | 0.28332 | 0 | 0.28332 | 0.035528 | 0.022115 | 0.053188 | 0.055856 | 0.047232 | 0.0093116 | 0.26979 | 0.053188 | 0 | 0 | 0.26979 | 0.053188 | [11 empty] | WLDFR | HFTD - Distribution - Tier 2 - 1QU CoRE ¦ 3QU LoRE | Non-Red Flag Warning - Destructive Fires | 2033 | 1.3572e-08 | 6.7858e-09 | 1.7449e-08 | 9984.8474 | 263.1074 | 9721.74 | 0 | 0 | 0 | 0 | 1.1305e-05 |  | 0.00013551 | 0 | 0.00013551 | 6.7755e-05 | 0 | 6.7755e-05 | 0.00017423 | 0 | 0.00017423 | [16 empty] | 7.3.1.3 Ignition probability mapping showing the probability of ignition along the electric lines and equipmentWLDFRAggregatedAggregated | WLDFR | HFTD - Distribution - Tier 2 - 1QU CoRE ¦ 3QU LoRE | Non-Red Flag Warning - Large Fires | Aggregated | Aggregated | 2024 | 6.8332e-05 | 0 | 1086.8999 | 0.07427 | 2024 | Mitigation | 0.08575 | 30 | 0 | esc | 0.0012005 | 8.2032e-08 | 0.00060025 | 4.1016e-08 | 0.0015435 | 1.0547e-07
[35 empty] | 7.3.1.1 A summarized risk map that shows the overall ignition probability and estimated wildfire consequence along the electric lines and equipment | WLDFR | HFTD - Distribution - Tier 2 - 5QU CoRE ¦ 1QU LoRE | 2046 | 0.18425 | 0.03155 | 0.18021 | 0 | 0.18021 | 0.019638 | 0.11217 | 0 | 0.11217 | 0.047232 | 0.26979 | 0 | 0.26979 | 0.0496 | 0.28332 | 0 | 0.28332 | 0.033204 | 0.020668 | 0.049709 | 0.052201 | 0.047232 | 0.0087024 | 0.26979 | 0.049709 | 0 | 0 | 0.26979 | 0.049709 | [11 empty] | WLDFR | HFTD - Distribution - Tier 2 - 1QU CoRE ¦ 3QU LoRE | Non-Red Flag Warning - Destructive Fires | 2034 | 1.3572e-08 | 6.7858e-09 | 1.7449e-08 | 9984.8474 | 263.1074 | 9721.74 | 0 | 0 | 0 | 0 | 1.1305e-05 |  | 0.00013551 | 0 | 0.00013551 | 6.7755e-05 | 0 | 6.7755e-05 | 0.00017423 | 0 | 0.00017423 | [16 empty] | 7.3.1.3 Ignition probability mapping showing the probability of ignition along the electric lines and equipmentWLDFRAggregatedAggregated | WLDFR | HFTD - Distribution - Tier 2 - 1QU CoRE ¦ 3QU LoRE | Non-Red Flag Warning - Large Fires | Aggregated | Aggregated | 2025 | 6.8332e-05 | 0 | 1086.8999 | 0.07427 | 2025 | Mitigation | 0.08575 | 30 | 0 | esc | 0.0012005 | 8.2032e-08 | 0.00060025 | 4.1016e-08 | 0.0015435 | 1.0547e-07
[35 empty] | 7.3.1.1 A summarized risk map that shows the overall ignition probability and estimated wildfire consequence along the electric lines and equipment | WLDFR | HFTD - Distribution - Tier 2 - 5QU CoRE ¦ 1QU LoRE | 2047 | 0.1722 | 0.03155 | 0.18021 | 0 | 0.18021 | 0.019638 | 0.11217 | 0 | 0.11217 | 0.047232 | 0.26979 | 0 | 0.26979 | 0.0496 | 0.28332 | 0 | 0.28332 | 0.031032 | 0.019316 | 0.046457 | 0.048786 | 0.047232 | 0.0081331 | 0.26979 | 0.046457 | 0 | 0 | 0.26979 | 0.046457 | [11 empty] | WLDFR | HFTD - Distribution - Tier 2 - 1QU CoRE ¦ 3QU LoRE | Non-Red Flag Warning - Destructive Fires | 2035 | 1.3572e-08 | 6.7858e-09 | 1.7449e-08 | 9984.8474 | 263.1074 | 9721.74 | 0 | 0 | 0 | 0 | 1.1305e-05 |  | 0.00013551 | 0 | 0.00013551 | 6.7755e-05 | 0 | 6.7755e-05 | 0.00017423 | 0 | 0.00017423 | [16 empty] | 7.3.1.3 Ignition probability mapping showing the probability of ignition along the electric lines and equipmentWLDFRAggregatedAggregated | WLDFR | HFTD - Distribution - Tier 2 - 1QU CoRE ¦ 3QU LoRE | Non-Red Flag Warning - Large Fires | Aggregated | Aggregated | 2026 | 6.8332e-05 | 0 | 1086.8999 | 0.07427 | 2026 | Mitigation | 0.08575 | 30 | 0 | esc | 0.0012005 | 8.2032e-08 | 0.00060025 | 4.1016e-08 | 0.0015435 | 1.0547e-07
[35 empty] | 7.3.1.1 A summarized risk map that shows the overall ignition probability and estimated wildfire consequence along the electric lines and equipment | WLDFR | HFTD - Distribution - Tier 2 - 5QU CoRE ¦ 1QU LoRE | 2048 | 0.16093 | 0.03155 | 0.18919 | 0 | 0.18919 | 0.019638 | 0.11776 | 0 | 0.11776 | 0.047232 | 0.28323 | 0 | 0.28323 | 0.0496 | 0.29743 | 0 | 0.29743 | 0.030446 | 0.018951 | 0.04558 | 0.047866 | 0.047232 | 0.0076011 | 0.28323 | 0.04558 | 0 | 0 | 0.28323 | 0.04558 | [11 empty] | WLDFR | HFTD - Distribution - Tier 2 - 1QU CoRE ¦ 3QU LoRE | Non-Red Flag Warning - Destructive Fires | 2036 | 1.3572e-08 | 6.7858e-09 | 1.7449e-08 | 9984.8474 | 263.1074 | 9721.74 | 0 | 0 | 0 | 0 | 1.1305e-05 |  | 0.00013551 | 0 | 0.00013551 | 6.7755e-05 | 0 | 6.7755e-05 | 0.00017423 | 0 | 0.00017423 | [16 empty] | 7.3.1.3 Ignition probability mapping showing the probability of ignition along the electric lines and equipmentWLDFRAggregatedAggregated | WLDFR | HFTD - Distribution - Tier 2 - 1QU CoRE ¦ 3QU LoRE | Non-Red Flag Warning - Large Fires | Aggregated | Aggregated | 2027 | 6.8332e-05 | 0 | 1086.8999 | 0.07427 | 2027 | Mitigation | 0.08575 | 30 | 0 | esc | 0.0012005 | 8.2032e-08 | 0.00060025 | 4.1016e-08 | 0.0015435 | 1.0547e-07
[35 empty] | 7.3.1.1 A summarized risk map that shows the overall ignition probability and estimated wildfire consequence along the electric lines and equipment | WLDFR | HFTD - Distribution - Tier 2 - 5QU CoRE ¦ 1QU LoRE | 2049 | 0.1504 | 0.03155 | 0.18919 | 0 | 0.18919 | 0.019638 | 0.11776 | 0 | 0.11776 | 0.047232 | 0.28323 | 0 | 0.28323 | 0.0496 | 0.29743 | 0 | 0.29743 | 0.028455 | 0.017712 | 0.042598 | 0.044734 | 0.047232 | 0.0071038 | 0.28323 | 0.042598 | 0 | 0 | 0.28323 | 0.042598 | [11 empty] | WLDFR | HFTD - Distribution - Tier 2 - 1QU CoRE ¦ 3QU LoRE | Non-Red Flag Warning - Destructive Fires | 2037 | 1.3572e-08 | 6.7858e-09 | 1.7449e-08 | 9984.8474 | 263.1074 | 9721.74 | 0 | 0 | 0 | 0 | 1.1305e-05 |  | 0.00013551 | 0 | 0.00013551 | 6.7755e-05 | 0 | 6.7755e-05 | 0.00017423 | 0 | 0.00017423 | [16 empty] | 7.3.1.3 Ignition probability mapping showing the probability of ignition along the electric lines and equipmentWLDFRAggregatedAggregated | WLDFR | HFTD - Distribution - Tier 2 - 1QU CoRE ¦ 3QU LoRE | Non-Red Flag Warning - Large Fires | Aggregated | Aggregated | 2028 | 6.8332e-05 | 0 | 1086.8999 | 0.07427 | 2028 | Mitigation | 0.08575 | 30 | 0 | esc | 0.0012005 | 8.2032e-08 | 0.00060025 | 4.1016e-08 | 0.0015435 | 1.0547e-07
[35 empty] | 7.3.1.1 A summarized risk map that shows the overall ignition probability and estimated wildfire consequence along the electric lines and equipment | WLDFR | HFTD - Distribution - Tier 2 - 5QU CoRE ¦ 1QU LoRE | 2050 | 0.14056 | 0 | 0 | 0 | 0 | 0.019638 | 0.11776 | 0 | 0.11776 | 0.047232 | 0.28323 | 0 | 0.28323 | 0.0496 | 0.29743 | 0 | 0.29743 | 0 | 0.016553 | 0.039812 | 0.041808 | 0.047232 | 0.0066391 | 0.28323 | 0.039812 | 0 | 0 | 0.28323 | 0.039812 | [11 empty] | WLDFR | HFTD - Distribution - Tier 2 - 1QU CoRE ¦ 3QU LoRE | Non-Red Flag Warning - Destructive Fires | 2038 | 1.3572e-08 | 6.7858e-09 | 1.7449e-08 | 10472.8261 | 280.5544 | 10192.2718 | 0 | 0 | 0 | 0 | 1.1305e-05 |  | 0.00014213 | 0 | 0.00014213 | 7.1067e-05 | 0 | 7.1067e-05 | 0.00018274 | 0 | 0.00018274 | [16 empty] | 7.3.1.3 Ignition probability mapping showing the probability of ignition along the electric lines and equipmentWLDFRAggregatedAggregated | WLDFR | HFTD - Distribution - Tier 2 - 1QU CoRE ¦ 3QU LoRE | Non-Red Flag Warning - Large Fires | Aggregated | Aggregated | 2029 | 6.8332e-05 | 0 | 1086.8999 | 0.07427 | 2029 | Mitigation | 0.08575 | 30 | 0 | esc | 0.0012005 | 8.2032e-08 | 0.00060025 | 4.1016e-08 | 0.0015435 | 1.0547e-07
[35 empty] | 7.3.1.1 A summarized risk map that shows the overall ignition probability and estimated wildfire consequence along the electric lines and equipment | WLDFR | HFTD - Distribution - Tier 2 - 5QU CoRE ¦ 1QU LoRE | 2051 | 0.13137 | 0 | 0 | 0 | 0 | 0 | 0 | 0 | 0 | 0.047232 | 0.28323 | 0 | 0.28323 | 0.0496 | 0.29743 | 0 | 0.29743 | 0 | 0 | 0.037207 | 0.039073 | 0.047232 | 0.0062047 | 0.28323 | 0.037207 | 0 | 0 | 0.28323 | 0.037207 | [11 empty] | WLDFR | HFTD - Distribution - Tier 2 - 1QU CoRE ¦ 3QU LoRE | Non-Red Flag Warning - Destructive Fires | 2039 | 1.3572e-08 | 6.7858e-09 | 1.7449e-08 | 10472.8261 | 280.5544 | 10192.2718 | 0 | 0 | 0 | 0 | 1.1305e-05 |  | 0.00014213 | 0 | 0.00014213 | 7.1067e-05 | 0 | 7.1067e-05 | 0.00018274 | 0 | 0.00018274 | [16 empty] | 7.3.1.3 Ignition probability mapping showing the probability of ignition along the electric lines and equipmentWLDFRAggregatedAggregated | WLDFR | HFTD - Distribution - Tier 2 - 1QU CoRE ¦ 3QU LoRE | Non-Red Flag Warning - Large Fires | Aggregated | Aggregated | 2030 | 6.8332e-05 | 0 | 1086.8999 | 0.07427 | 2030 | Mitigation | 0.08575 | 30 | 0 | esc | 0.0012005 | 8.2032e-08 | 0.00060025 | 4.1016e-08 | 0.0015435 | 1.0547e-07
[35 empty] | 7.3.1.1 A summarized risk map that shows the overall ignition probability and estimated wildfire consequence along the electric lines and equipment | WLDFR | HFTD - Distribution - Tier 2 - 5QU CoRE ¦ 1QU LoRE | 2052 | 0.12277 | 0 | 0 | 0 | 0 | 0 | 0 | 0 | 0 | 0 | 0 | 0 | 0 | 0.0496 | 0.29743 | 0 | 0.29743 | 0 | 0 | 0 | 0.036517 | 0 | 0 | 0 | 0 | 0 | 0 | 0 | 0 | [11 empty] | WLDFR | HFTD - Distribution - Tier 2 - 1QU CoRE ¦ 3QU LoRE | Non-Red Flag Warning - Destructive Fires | 2040 | 1.3572e-08 | 6.7858e-09 | 1.7449e-08 | 10472.8261 | 280.5544 | 10192.2718 | 0 | 0 | 0 | 0 | 1.1305e-05 |  | 0.00014213 | 0 | 0.00014213 | 7.1067e-05 | 0 | 7.1067e-05 | 0.00018274 | 0 | 0.00018274 | [16 empty] | 7.3.1.3 Ignition probability mapping showing the probability of ignition along the electric lines and equipmentWLDFRAggregatedAggregated | WLDFR | HFTD - Distribution - Tier 2 - 1QU CoRE ¦ 3QU LoRE | Non-Red Flag Warning - Large Fires | Aggregated | Aggregated | 2031 | 6.8332e-05 | 0 | 1086.8999 | 0.07427 | 2031 | Mitigation | 0.08575 | 30 | 0 | esc | 0.0012005 | 8.2032e-08 | 0.00060025 | 4.1016e-08 | 0.0015435 | 1.0547e-07
[35 empty] | 7.3.1.1 A summarized risk map that shows the overall ignition probability and estimated wildfire consequence along the electric lines and equipment | WLDFR | HFTD - Distribution - Tier 2 - 5QU CoRE ¦ 2QU LoRE | 2020 | 1 | 0.020702 | 0.12494 | 0 | 0.12494 | 0 | 0 | 0 | 0 | 0 | 0 | 0 | 0 | 0 | 0 | 0 | 0 | 0.12494 | 0 | 0 | 0 | 0 | 0 | 0 | 0 | 0 | 0 | 0 | 0 | [11 empty] | WLDFR | HFTD - Distribution - Tier 2 - 1QU CoRE ¦ 3QU LoRE | Non-Red Flag Warning - Destructive Fires | 2041 | 1.3572e-08 | 6.7858e-09 | 1.7449e-08 | 10472.8261 | 280.5544 | 10192.2718 | 0 | 0 | 0 | 0 | 1.1305e-05 |  | 0.00014213 | 0 | 0.00014213 | 7.1067e-05 | 0 | 7.1067e-05 | 0.00018274 | 0 | 0.00018274 | [16 empty] | 7.3.1.3 Ignition probability mapping showing the probability of ignition along the electric lines and equipmentWLDFRAggregatedAggregated | WLDFR | HFTD - Distribution - Tier 2 - 1QU CoRE ¦ 3QU LoRE | Non-Red Flag Warning - Large Fires | Aggregated | Aggregated | 2032 | 6.8332e-05 | 0 | 1086.8999 | 0.07427 | 2032 | Mitigation | 0.08575 | 30 | 0 | esc | 0.0012005 | 8.2032e-08 | 0.00060025 | 4.1016e-08 | 0.0015435 | 1.0547e-07
[35 empty] | 7.3.1.1 A summarized risk map that shows the overall ignition probability and estimated wildfire consequence along the electric lines and equipment | WLDFR | HFTD - Distribution - Tier 2 - 5QU CoRE ¦ 2QU LoRE | 2021 | 1 | 0.020702 | 0.12494 | 0 | 0.12494 | 0.012886 | 0.077771 | 0 | 0.077771 | 0 | 0 | 0 | 0 | 0 | 0 | 0 | 0 | 0.12494 | 0.077771 | 0 | 0 | 0 | 0 | 0 | 0 | 0 | 0 | 0 | 0 | [11 empty] | WLDFR | HFTD - Distribution - Tier 2 - 1QU CoRE ¦ 3QU LoRE | Non-Red Flag Warning - Destructive Fires | 2042 | 1.3572e-08 | 6.7858e-09 | 1.7449e-08 | 10472.8261 | 280.5544 | 10192.2718 | 0 | 0 | 0 | 0 | 1.1305e-05 |  | 0.00014213 | 0 | 0.00014213 | 7.1067e-05 | 0 | 7.1067e-05 | 0.00018274 | 0 | 0.00018274 | [16 empty] | 7.3.1.3 Ignition probability mapping showing the probability of ignition along the electric lines and equipmentWLDFRAggregatedAggregated | WLDFR | HFTD - Distribution - Tier 2 - 1QU CoRE ¦ 3QU LoRE | Non-Red Flag Warning - Large Fires | Aggregated | Aggregated | 2033 | 6.8332e-05 | 0 | 1086.8999 | 0.07427 | 2033 | Mitigation | 0.08575 | 30 | 0 | esc | 0.0012005 | 8.2032e-08 | 0.00060025 | 4.1016e-08 | 0.0015435 | 1.0547e-07
[35 empty] | 7.3.1.1 A summarized risk map that shows the overall ignition probability and estimated wildfire consequence along the electric lines and equipment | WLDFR | HFTD - Distribution - Tier 2 - 5QU CoRE ¦ 2QU LoRE | 2022 | 0.93458 | 0.020431 | 0.12097 | 0 | 0.12097 | 0.012718 | 0.075295 | 0 | 0.075295 | 0.028085 | 0.16628 | 0 | 0.16628 | 0 | 0 | 0 | 0 | 0.11305 | 0.070369 | 0.1554 | 0 | 0.028085 | 0.026248 | 0.16628 | 0.1554 | 0 | 0 | 0.16628 | 0.1554 | [11 empty] | WLDFR | HFTD - Distribution - Tier 2 - 1QU CoRE ¦ 3QU LoRE | Non-Red Flag Warning - Destructive Fires | 2043 | 1.3572e-08 | 6.7858e-09 | 1.7449e-08 | 10992.1562 | 299.42 | 10692.7362 | 0 | 0 | 0 | 0 | 1.1305e-05 |  | 0.00014918 | 0 | 0.00014918 | 7.4591e-05 | 0 | 7.4591e-05 | 0.00019181 | 0 | 0.00019181 | [16 empty] | 7.3.1.3 Ignition probability mapping showing the probability of ignition along the electric lines and equipmentWLDFRAggregatedAggregated | WLDFR | HFTD - Distribution - Tier 2 - 1QU CoRE ¦ 3QU LoRE | Non-Red Flag Warning - Large Fires | Aggregated | Aggregated | 2034 | 6.8332e-05 | 0 | 1086.8999 | 0.07427 | 2034 | Mitigation | 0.08575 | 30 | 0 | esc | 0.0012005 | 8.2032e-08 | 0.00060025 | 4.1016e-08 | 0.0015435 | 1.0547e-07
[35 empty] | 7.3.1.1 A summarized risk map that shows the overall ignition probability and estimated wildfire consequence along the electric lines and equipment | WLDFR | HFTD - Distribution - Tier 2 - 5QU CoRE ¦ 2QU LoRE | 2023 | 0.87344 | 0.020431 | 0.12539 | 0 | 0.12539 | 0.012718 | 0.078051 | 0 | 0.078051 | 0.028085 | 0.17236 | 0 | 0.17236 | 0.029493 | 0.18101 | 0 | 0.18101 | 0.10952 | 0.068173 | 0.15055 | 0.1581 | 0.028085 | 0.02453 | 0.17236 | 0.15055 | 0 | 0 | 0.17236 | 0.15055 | [11 empty] | WLDFR | HFTD - Distribution - Tier 2 - 1QU CoRE ¦ 3QU LoRE | Non-Red Flag Warning - Destructive Fires | 2044 | 1.3572e-08 | 6.7858e-09 | 1.7449e-08 | 10992.1562 | 299.42 | 10692.7362 | 0 | 0 | 0 | 0 | 1.1305e-05 |  | 0.00014918 | 0 | 0.00014918 | 7.4591e-05 | 0 | 7.4591e-05 | 0.00019181 | 0 | 0.00019181 | [16 empty] | 7.3.1.3 Ignition probability mapping showing the probability of ignition along the electric lines and equipmentWLDFRAggregatedAggregated | WLDFR | HFTD - Distribution - Tier 2 - 1QU CoRE ¦ 3QU LoRE | Non-Red Flag Warning - Large Fires | Aggregated | Aggregated | 2035 | 6.8332e-05 | 0 | 1086.8999 | 0.07427 | 2035 | Mitigation | 0.08575 | 30 | 0 | esc | 0.0012005 | 8.2032e-08 | 0.00060025 | 4.1016e-08 | 0.0015435 | 1.0547e-07
[35 empty] | 7.3.1.1 A summarized risk map that shows the overall ignition probability and estimated wildfire consequence along the electric lines and equipment | WLDFR | HFTD - Distribution - Tier 2 - 5QU CoRE ¦ 2QU LoRE | 2024 | 0.8163 | 0.020431 | 0.12539 | 0 | 0.12539 | 0.012718 | 0.078051 | 0 | 0.078051 | 0.028085 | 0.17236 | 0 | 0.17236 | 0.029493 | 0.18101 | 0 | 0.18101 | 0.10236 | 0.063713 | 0.1407 | 0.14776 | 0.028085 | 0.022926 | 0.17236 | 0.1407 | 0 | 0 | 0.17236 | 0.1407 | [11 empty] | WLDFR | HFTD - Distribution - Tier 2 - 1QU CoRE ¦ 3QU LoRE | Non-Red Flag Warning - Destructive Fires | 2045 | 1.3572e-08 | 6.7858e-09 | 1.7449e-08 | 10992.1562 | 299.42 | 10692.7362 | 0 | 0 | 0 | 0 | 1.1305e-05 |  | 0.00014918 | 0 | 0.00014918 | 7.4591e-05 | 0 | 7.4591e-05 | 0.00019181 | 0 | 0.00019181 | [16 empty] | 7.3.1.3 Ignition probability mapping showing the probability of ignition along the electric lines and equipmentWLDFRAggregatedAggregated | WLDFR | HFTD - Distribution - Tier 2 - 1QU CoRE ¦ 3QU LoRE | Non-Red Flag Warning - Large Fires | Aggregated | Aggregated | 2036 | 6.8332e-05 | 0 | 1086.8999 | 0.07427 | 2036 | Mitigation | 0.08575 | 30 | 0 | esc | 0.0012005 | 8.2032e-08 | 0.00060025 | 4.1016e-08 | 0.0015435 | 1.0547e-07
[35 empty] | 7.3.1.1 A summarized risk map that shows the overall ignition probability and estimated wildfire consequence along the electric lines and equipment | WLDFR | HFTD - Distribution - Tier 2 - 5QU CoRE ¦ 2QU LoRE | 2025 | 0.7629 | 0.020431 | 0.12539 | 0 | 0.12539 | 0.012718 | 0.078051 | 0 | 0.078051 | 0.028085 | 0.17236 | 0 | 0.17236 | 0.029493 | 0.18101 | 0 | 0.18101 | 0.095661 | 0.059545 | 0.1315 | 0.13809 | 0.028085 | 0.021426 | 0.17236 | 0.1315 | 0 | 0 | 0.17236 | 0.1315 | [11 empty] | WLDFR | HFTD - Distribution - Tier 2 - 1QU CoRE ¦ 3QU LoRE | Non-Red Flag Warning - Destructive Fires | 2046 | 1.3572e-08 | 6.7858e-09 | 1.7449e-08 | 10992.1562 | 299.42 | 10692.7362 | 0 | 0 | 0 | 0 | 1.1305e-05 |  | 0.00014918 | 0 | 0.00014918 | 7.4591e-05 | 0 | 7.4591e-05 | 0.00019181 | 0 | 0.00019181 | [16 empty] | 7.3.1.3 Ignition probability mapping showing the probability of ignition along the electric lines and equipmentWLDFRAggregatedAggregated | WLDFR | HFTD - Distribution - Tier 2 - 1QU CoRE ¦ 3QU LoRE | Non-Red Flag Warning - Large Fires | Aggregated | Aggregated | 2037 | 6.8332e-05 | 0 | 1086.8999 | 0.07427 | 2037 | Mitigation | 0.08575 | 30 | 0 | esc | 0.0012005 | 8.2032e-08 | 0.00060025 | 4.1016e-08 | 0.0015435 | 1.0547e-07
[35 empty] | 7.3.1.1 A summarized risk map that shows the overall ignition probability and estimated wildfire consequence along the electric lines and equipment | WLDFR | HFTD - Distribution - Tier 2 - 5QU CoRE ¦ 2QU LoRE | 2026 | 0.71299 | 0.020431 | 0.12539 | 0 | 0.12539 | 0.012718 | 0.078051 | 0 | 0.078051 | 0.028085 | 0.17236 | 0 | 0.17236 | 0.029493 | 0.18101 | 0 | 0.18101 | 0.089403 | 0.055649 | 0.12289 | 0.12906 | 0.028085 | 0.020024 | 0.17236 | 0.12289 | 0 | 0 | 0.17236 | 0.12289 | [11 empty] | WLDFR | HFTD - Distribution - Tier 2 - 1QU CoRE ¦ 3QU LoRE | Non-Red Flag Warning - Destructive Fires | 2047 | 1.3572e-08 | 6.7858e-09 | 1.7449e-08 | 10992.1562 | 299.42 | 10692.7362 | 0 | 0 | 0 | 0 | 1.1305e-05 |  | 0.00014918 | 0 | 0.00014918 | 7.4591e-05 | 0 | 7.4591e-05 | 0.00019181 | 0 | 0.00019181 | [16 empty] | 7.3.1.3 Ignition probability mapping showing the probability of ignition along the electric lines and equipmentWLDFRAggregatedAggregated | WLDFR | HFTD - Distribution - Tier 2 - 1QU CoRE ¦ 3QU LoRE | Non-Red Flag Warning - Large Fires | Aggregated | Aggregated | 2038 | 6.8332e-05 | 0 | 1086.8999 | 0.07427 | 2038 | Mitigation | 0.08575 | 30 | 0 | esc | 0.0012005 | 8.2032e-08 | 0.00060025 | 4.1016e-08 | 0.0015435 | 1.0547e-07
[35 empty] | 7.3.1.1 A summarized risk map that shows the overall ignition probability and estimated wildfire consequence along the electric lines and equipment | WLDFR | HFTD - Distribution - Tier 2 - 5QU CoRE ¦ 2QU LoRE | 2027 | 0.66634 | 0.020431 | 0.12539 | 0 | 0.12539 | 0.012718 | 0.078051 | 0 | 0.078051 | 0.028085 | 0.17236 | 0 | 0.17236 | 0.029493 | 0.18101 | 0 | 0.18101 | 0.083554 | 0.052009 | 0.11485 | 0.12061 | 0.028085 | 0.018714 | 0.17236 | 0.11485 | 0 | 0 | 0.17236 | 0.11485 | [11 empty] | WLDFR | HFTD - Distribution - Tier 2 - 1QU CoRE ¦ 3QU LoRE | Non-Red Flag Warning - Destructive Fires | 2048 | 1.3572e-08 | 6.7858e-09 | 1.7449e-08 | 11536.0538 | 319.4911 | 11216.5626 | 0 | 0 | 0 | 0 | 1.1305e-05 |  | 0.00015656 | 0 | 0.00015656 | 7.8282e-05 | 0 | 7.8282e-05 | 0.0002013 | 0 | 0.0002013 | [16 empty] | 7.3.1.3 Ignition probability mapping showing the probability of ignition along the electric lines and equipmentWLDFRAggregatedAggregated | WLDFR | HFTD - Distribution - Tier 2 - 1QU CoRE ¦ 3QU LoRE | Non-Red Flag Warning - Large Fires | Aggregated | Aggregated | 2039 | 6.8332e-05 | 0 | 1086.8999 | 0.07427 | 2039 | Mitigation | 0.08575 | 30 | 0 | esc | 0.0012005 | 8.2032e-08 | 0.00060025 | 4.1016e-08 | 0.0015435 | 1.0547e-07
[35 empty] | 7.3.1.1 A summarized risk map that shows the overall ignition probability and estimated wildfire consequence along the electric lines and equipment | WLDFR | HFTD - Distribution - Tier 2 - 5QU CoRE ¦ 2QU LoRE | 2028 | 0.62275 | 0.020431 | 0.13097 | 0 | 0.13097 | 0.012718 | 0.081524 | 0 | 0.081524 | 0.028085 | 0.18003 | 0 | 0.18003 | 0.029493 | 0.18906 | 0 | 0.18906 | 0.081563 | 0.050769 | 0.11212 | 0.11774 | 0.028085 | 0.01749 | 0.18003 | 0.11212 | 0 | 0 | 0.18003 | 0.11212 | [11 empty] | WLDFR | HFTD - Distribution - Tier 2 - 1QU CoRE ¦ 3QU LoRE | Non-Red Flag Warning - Destructive Fires | 2049 | 1.3572e-08 | 6.7858e-09 | 1.7449e-08 | 11536.0538 | 319.4911 | 11216.5626 | 0 | 0 | 0 | 0 | 1.1305e-05 |  | 0.00015656 | 0 | 0.00015656 | 7.8282e-05 | 0 | 7.8282e-05 | 0.0002013 | 0 | 0.0002013 | [16 empty] | 7.3.1.3 Ignition probability mapping showing the probability of ignition along the electric lines and equipmentWLDFRAggregatedAggregated | WLDFR | HFTD - Distribution - Tier 2 - 1QU CoRE ¦ 3QU LoRE | Non-Red Flag Warning - Large Fires | Aggregated | Aggregated | 2040 | 6.8332e-05 | 0 | 1086.8999 | 0.07427 | 2040 | Mitigation | 0.08575 | 30 | 0 | esc | 0.0012005 | 8.2032e-08 | 0.00060025 | 4.1016e-08 | 0.0015435 | 1.0547e-07
[35 empty] | 7.3.1.1 A summarized risk map that shows the overall ignition probability and estimated wildfire consequence along the electric lines and equipment | WLDFR | HFTD - Distribution - Tier 2 - 5QU CoRE ¦ 2QU LoRE | 2029 | 0.58201 | 0.020431 | 0.13097 | 0 | 0.13097 | 0.012718 | 0.081524 | 0 | 0.081524 | 0.028085 | 0.18003 | 0 | 0.18003 | 0.029493 | 0.18906 | 0 | 0.18906 | 0.076227 | 0.047448 | 0.10478 | 0.11004 | 0.028085 | 0.016346 | 0.18003 | 0.10478 | 0 | 0 | 0.18003 | 0.10478 | [11 empty] | WLDFR | HFTD - Distribution - Tier 2 - 1QU CoRE ¦ 3QU LoRE | Non-Red Flag Warning - Destructive Fires | 2050 | 0 | 6.7858e-09 | 1.7449e-08 | 11536.0538 | 319.4911 | 11216.5626 | 0 | 0 | 0 | 0 | 1.1305e-05 |  | 0 | 0 | 0 | 7.8282e-05 | 0 | 7.8282e-05 | 0.0002013 | 0 | 0.0002013 | [16 empty] | 7.3.1.3 Ignition probability mapping showing the probability of ignition along the electric lines and equipmentWLDFRAggregatedAggregated | WLDFR | HFTD - Distribution - Tier 2 - 1QU CoRE ¦ 3QU LoRE | Non-Red Flag Warning - Large Fires | Aggregated | Aggregated | 2041 | 6.8332e-05 | 0 | 1086.8999 | 0.07427 | 2041 | Mitigation | 0.08575 | 30 | 0 | esc | 0.0012005 | 8.2032e-08 | 0.00060025 | 4.1016e-08 | 0.0015435 | 1.0547e-07
[35 empty] | 7.3.1.1 A summarized risk map that shows the overall ignition probability and estimated wildfire consequence along the electric lines and equipment | WLDFR | HFTD - Distribution - Tier 2 - 5QU CoRE ¦ 2QU LoRE | 2030 | 0.54393 | 0.020431 | 0.13097 | 0 | 0.13097 | 0.012718 | 0.081524 | 0 | 0.081524 | 0.028085 | 0.18003 | 0 | 0.18003 | 0.029493 | 0.18906 | 0 | 0.18906 | 0.07124 | 0.044344 | 0.097927 | 0.10284 | 0.028085 | 0.015276 | 0.18003 | 0.097927 | 0 | 0 | 0.18003 | 0.097927 | [11 empty] | WLDFR | HFTD - Distribution - Tier 2 - 1QU CoRE ¦ 3QU LoRE | Non-Red Flag Warning - Destructive Fires | 2051 | 0 | 0 | 1.7449e-08 | 11536.0538 | 319.4911 | 11216.5626 | 0 | 0 | 0 | 0 | 1.1305e-05 |  | 0 | 0 | 0 | 0 | 0 | 0 | 0.0002013 | 0 | 0.0002013 | [16 empty] | 7.3.1.3 Ignition probability mapping showing the probability of ignition along the electric lines and equipmentWLDFRAggregatedAggregated | WLDFR | HFTD - Distribution - Tier 2 - 1QU CoRE ¦ 3QU LoRE | Non-Red Flag Warning - Large Fires | Aggregated | Aggregated | 2042 | 6.8332e-05 | 0 | 1086.8999 | 0.07427 | 2042 | Mitigation | 0.08575 | 30 | 0 | esc | 0.0012005 | 8.2032e-08 | 0.00060025 | 4.1016e-08 | 0.0015435 | 1.0547e-07
[35 empty] | 7.3.1.1 A summarized risk map that shows the overall ignition probability and estimated wildfire consequence along the electric lines and equipment | WLDFR | HFTD - Distribution - Tier 2 - 5QU CoRE ¦ 2QU LoRE | 2031 | 0.50835 | 0.020431 | 0.13097 | 0 | 0.13097 | 0.012718 | 0.081524 | 0 | 0.081524 | 0.028085 | 0.18003 | 0 | 0.18003 | 0.029493 | 0.18906 | 0 | 0.18906 | 0.066579 | 0.041443 | 0.09152 | 0.09611 | 0.028085 | 0.014277 | 0.18003 | 0.09152 | 0 | 0 | 0.18003 | 0.09152 | [11 empty] | WLDFR | HFTD - Distribution - Tier 2 - 1QU CoRE ¦ 3QU LoRE | Non-Red Flag Warning - Large Fires | 2020 | 8.2032e-08 | 0 | 0 | 5.2406 | 0.69642 | 2.942 | 1.6022 | 0 | 0 | 0 | 6.8332e-05 |  | 4.2989e-07 | 0 | 4.2989e-07 | 0 | 0 | 0 | 0 | 0 | 0 | [16 empty] | 7.3.1.3 Ignition probability mapping showing the probability of ignition along the electric lines and equipmentWLDFRAggregatedAggregated | WLDFR | HFTD - Distribution - Tier 2 - 1QU CoRE ¦ 3QU LoRE | Non-Red Flag Warning - Large Fires | Aggregated | Aggregated | 2043 | 6.8332e-05 | 0 | 1086.8999 | 0.07427 | 2043 | Mitigation | 0.08575 | 30 | 0 | esc | 0.0012005 | 8.2032e-08 | 0.00060025 | 4.1016e-08 | 0.0015435 | 1.0547e-07
[35 empty] | 7.3.1.1 A summarized risk map that shows the overall ignition probability and estimated wildfire consequence along the electric lines and equipment | WLDFR | HFTD - Distribution - Tier 2 - 5QU CoRE ¦ 2QU LoRE | 2032 | 0.47509 | 0.020431 | 0.13097 | 0 | 0.13097 | 0.012718 | 0.081524 | 0 | 0.081524 | 0.028085 | 0.18003 | 0 | 0.18003 | 0.029493 | 0.18906 | 0 | 0.18906 | 0.062224 | 0.038731 | 0.085533 | 0.089822 | 0.028085 | 0.013343 | 0.18003 | 0.085533 | 0 | 0 | 0.18003 | 0.085533 | [11 empty] | WLDFR | HFTD - Distribution - Tier 2 - 1QU CoRE ¦ 3QU LoRE | Non-Red Flag Warning - Large Fires | 2021 | 8.2032e-08 | 4.1016e-08 | 0 | 5.2406 | 0.69642 | 2.942 | 1.6022 | 0 | 0 | 0 | 6.8332e-05 |  | 4.2989e-07 | 0 | 4.2989e-07 | 2.1495e-07 | 0 | 2.1495e-07 | 0 | 0 | 0 | [16 empty] | 7.3.1.3 Ignition probability mapping showing the probability of ignition along the electric lines and equipmentWLDFRAggregatedAggregated | WLDFR | HFTD - Distribution - Tier 2 - 1QU CoRE ¦ 3QU LoRE | Non-Red Flag Warning - Large Fires | Aggregated | Aggregated | 2044 | 6.8332e-05 | 0 | 1086.8999 | 0.07427 | 2044 | Mitigation | 0.08575 | 30 | 0 | esc | 0.0012005 | 8.2032e-08 | 0.00060025 | 4.1016e-08 | 0.0015435 | 1.0547e-07
[35 empty] | 7.3.1.1 A summarized risk map that shows the overall ignition probability and estimated wildfire consequence along the electric lines and equipment | WLDFR | HFTD - Distribution - Tier 2 - 5QU CoRE ¦ 2QU LoRE | 2033 | 0.44401 | 0.020431 | 0.13717 | 0 | 0.13717 | 0.012718 | 0.085385 | 0 | 0.085385 | 0.028085 | 0.18856 | 0 | 0.18856 | 0.029493 | 0.19802 | 0 | 0.19802 | 0.060907 | 0.037912 | 0.083723 | 0.087921 | 0.028085 | 0.01247 | 0.18856 | 0.083723 | 0 | 0 | 0.18856 | 0.083723 | [11 empty] | WLDFR | HFTD - Distribution - Tier 2 - 1QU CoRE ¦ 3QU LoRE | Non-Red Flag Warning - Large Fires | 2022 | 8.2032e-08 | 4.1016e-08 | 1.0547e-07 | 5.2406 | 0.69642 | 2.942 | 1.6022 | 0 | 0 | 0 | 6.8332e-05 |  | 4.2989e-07 | 0 | 4.2989e-07 | 2.1495e-07 | 0 | 2.1495e-07 | 5.5272e-07 | 0 | 5.5272e-07 | [16 empty] | 7.3.1.3 Ignition probability mapping showing the probability of ignition along the electric lines and equipmentWLDFRAggregatedAggregated | WLDFR | HFTD - Distribution - Tier 2 - 1QU CoRE ¦ 3QU LoRE | Non-Red Flag Warning - Large Fires | Aggregated | Aggregated | 2045 | 6.8332e-05 | 0 | 1086.8999 | 0.07427 | 2045 | Mitigation | 0.08575 | 30 | 0 | esc | 0.0012005 | 8.2032e-08 | 0.00060025 | 4.1016e-08 | 0.0015435 | 1.0547e-07
[35 empty] | 7.3.1.1 A summarized risk map that shows the overall ignition probability and estimated wildfire consequence along the electric lines and equipment | WLDFR | HFTD - Distribution - Tier 2 - 5QU CoRE ¦ 2QU LoRE | 2034 | 0.41496 | 0.020431 | 0.13717 | 0 | 0.13717 | 0.012718 | 0.085385 | 0 | 0.085385 | 0.028085 | 0.18856 | 0 | 0.18856 | 0.029493 | 0.19802 | 0 | 0.19802 | 0.056923 | 0.035432 | 0.078246 | 0.08217 | 0.028085 | 0.011654 | 0.18856 | 0.078246 | 0 | 0 | 0.18856 | 0.078246 | [11 empty] | WLDFR | HFTD - Distribution - Tier 2 - 1QU CoRE ¦ 3QU LoRE | Non-Red Flag Warning - Large Fires | 2023 | 8.2032e-08 | 4.1016e-08 | 1.0547e-07 | 5.475 | 0.71896 | 3.0715 | 1.6846 | 0 | 0 | 0 | 6.8332e-05 |  | 4.4913e-07 | 0 | 4.4913e-07 | 2.2456e-07 | 0 | 2.2456e-07 | 5.7745e-07 | 0 | 5.7745e-07 | [16 empty] | 7.3.1.3 Ignition probability mapping showing the probability of ignition along the electric lines and equipmentWLDFRAggregatedAggregated | WLDFR | HFTD - Distribution - Tier 2 - 1QU CoRE ¦ 3QU LoRE | Non-Red Flag Warning - Large Fires | Aggregated | Aggregated | 2046 | 6.8332e-05 | 0 | 1086.8999 | 0.07427 | 2046 | Mitigation | 0.08575 | 30 | 0 | esc | 0.0012005 | 8.2032e-08 | 0.00060025 | 4.1016e-08 | 0.0015435 | 1.0547e-07
[35 empty] | 7.3.1.1 A summarized risk map that shows the overall ignition probability and estimated wildfire consequence along the electric lines and equipment | WLDFR | HFTD - Distribution - Tier 2 - 5QU CoRE ¦ 2QU LoRE | 2035 | 0.38782 | 0.020431 | 0.13717 | 0 | 0.13717 | 0.012718 | 0.085385 | 0 | 0.085385 | 0.028085 | 0.18856 | 0 | 0.18856 | 0.029493 | 0.19802 | 0 | 0.19802 | 0.053199 | 0.033114 | 0.073127 | 0.076794 | 0.028085 | 0.010892 | 0.18856 | 0.073127 | 0 | 0 | 0.18856 | 0.073127 | [11 empty] | WLDFR | HFTD - Distribution - Tier 2 - 1QU CoRE ¦ 3QU LoRE | Non-Red Flag Warning - Large Fires | 2024 | 8.2032e-08 | 4.1016e-08 | 1.0547e-07 | 5.475 | 0.71896 | 3.0715 | 1.6846 | 0 | 0 | 0 | 6.8332e-05 |  | 4.4913e-07 | 0 | 4.4913e-07 | 2.2456e-07 | 0 | 2.2456e-07 | 5.7745e-07 | 0 | 5.7745e-07 | [16 empty] | 7.3.1.3 Ignition probability mapping showing the probability of ignition along the electric lines and equipmentWLDFRAggregatedAggregated | WLDFR | HFTD - Distribution - Tier 2 - 1QU CoRE ¦ 3QU LoRE | Non-Red Flag Warning - Large Fires | Aggregated | Aggregated | 2047 | 6.8332e-05 | 0 | 1086.8999 | 0.07427 | 2047 | Mitigation | 0.08575 | 30 | 0 | esc | 0.0012005 | 8.2032e-08 | 0.00060025 | 4.1016e-08 | 0.0015435 | 1.0547e-07
[35 empty] | 7.3.1.1 A summarized risk map that shows the overall ignition probability and estimated wildfire consequence along the electric lines and equipment | WLDFR | HFTD - Distribution - Tier 2 - 5QU CoRE ¦ 2QU LoRE | 2036 | 0.36245 | 0.020431 | 0.13717 | 0 | 0.13717 | 0.012718 | 0.085385 | 0 | 0.085385 | 0.028085 | 0.18856 | 0 | 0.18856 | 0.029493 | 0.19802 | 0 | 0.19802 | 0.049718 | 0.030947 | 0.068343 | 0.07177 | 0.028085 | 0.010179 | 0.18856 | 0.068343 | 0 | 0 | 0.18856 | 0.068343 | [11 empty] | WLDFR | HFTD - Distribution - Tier 2 - 1QU CoRE ¦ 3QU LoRE | Non-Red Flag Warning - Large Fires | 2025 | 8.2032e-08 | 4.1016e-08 | 1.0547e-07 | 5.475 | 0.71896 | 3.0715 | 1.6846 | 0 | 0 | 0 | 6.8332e-05 |  | 4.4913e-07 | 0 | 4.4913e-07 | 2.2456e-07 | 0 | 2.2456e-07 | 5.7745e-07 | 0 | 5.7745e-07 | [16 empty] | 7.3.1.3 Ignition probability mapping showing the probability of ignition along the electric lines and equipmentWLDFRAggregatedAggregated | WLDFR | HFTD - Distribution - Tier 2 - 1QU CoRE ¦ 3QU LoRE | Non-Red Flag Warning - Large Fires | Aggregated | Aggregated | 2048 | 6.8332e-05 | 0 | 1086.8999 | 0.07427 | 2048 | Mitigation | 0.08575 | 30 | 0 | esc | 0.0012005 | 8.2032e-08 | 0.00060025 | 4.1016e-08 | 0.0015435 | 1.0547e-07
[35 empty] | 7.3.1.1 A summarized risk map that shows the overall ignition probability and estimated wildfire consequence along the electric lines and equipment | WLDFR | HFTD - Distribution - Tier 2 - 5QU CoRE ¦ 2QU LoRE | 2037 | 0.33873 | 0.020431 | 0.13717 | 0 | 0.13717 | 0.012718 | 0.085385 | 0 | 0.085385 | 0.028085 | 0.18856 | 0 | 0.18856 | 0.029493 | 0.19802 | 0 | 0.19802 | 0.046466 | 0.028923 | 0.063872 | 0.067075 | 0.028085 | 0.0095133 | 0.18856 | 0.063872 | 0 | 0 | 0.18856 | 0.063872 | [11 empty] | WLDFR | HFTD - Distribution - Tier 2 - 1QU CoRE ¦ 3QU LoRE | Non-Red Flag Warning - Large Fires | 2026 | 8.2032e-08 | 4.1016e-08 | 1.0547e-07 | 5.475 | 0.71896 | 3.0715 | 1.6846 | 0 | 0 | 0 | 6.8332e-05 |  | 4.4913e-07 | 0 | 4.4913e-07 | 2.2456e-07 | 0 | 2.2456e-07 | 5.7745e-07 | 0 | 5.7745e-07 | [16 empty] | 7.3.1.3 Ignition probability mapping showing the probability of ignition along the electric lines and equipmentWLDFRAggregatedAggregated | WLDFR | HFTD - Distribution - Tier 2 - 1QU CoRE ¦ 3QU LoRE | Non-Red Flag Warning - Large Fires | Aggregated | Aggregated | 2049 | 6.8332e-05 | 0 | 1086.8999 | 0.07427 | 2049 | Mitigation | 0.08575 | 30 | 0 | esc | 0.0012005 | 8.2032e-08 | 0.00060025 | 4.1016e-08 | 0.0015435 | 1.0547e-07
[35 empty] | 7.3.1.1 A summarized risk map that shows the overall ignition probability and estimated wildfire consequence along the electric lines and equipment | WLDFR | HFTD - Distribution - Tier 2 - 5QU CoRE ¦ 2QU LoRE | 2038 | 0.31657 | 0.020431 | 0.14391 | 0 | 0.14391 | 0.012718 | 0.089577 | 0 | 0.089577 | 0.028085 | 0.19782 | 0 | 0.19782 | 0.029493 | 0.20774 | 0 | 0.20774 | 0.045558 | 0.028358 | 0.062624 | 0.065764 | 0.028085 | 0.008891 | 0.19782 | 0.062624 | 0 | 0 | 0.19782 | 0.062624 | [11 empty] | WLDFR | HFTD - Distribution - Tier 2 - 1QU CoRE ¦ 3QU LoRE | Non-Red Flag Warning - Large Fires | 2027 | 8.2032e-08 | 4.1016e-08 | 1.0547e-07 | 5.475 | 0.71896 | 3.0715 | 1.6846 | 0 | 0 | 0 | 6.8332e-05 |  | 4.4913e-07 | 0 | 4.4913e-07 | 2.2456e-07 | 0 | 2.2456e-07 | 5.7745e-07 | 0 | 5.7745e-07 | [16 empty] | 7.3.1.3 Ignition probability mapping showing the probability of ignition along the electric lines and equipmentWLDFRAggregatedAggregated | WLDFR | HFTD - Distribution - Tier 2 - 1QU CoRE ¦ 3QU LoRE | Non-Red Flag Warning - Large Fires | Aggregated | Aggregated | 2050 | 6.8332e-05 | 0 | 1086.8999 | 0.07427 | 2050 | Mitigation | 0.08575 | 30 | 0 | esc | 0 | 0 | 0.00060025 | 4.1016e-08 | 0.0015435 | 1.0547e-07
[35 empty] | 7.3.1.1 A summarized risk map that shows the overall ignition probability and estimated wildfire consequence along the electric lines and equipment | WLDFR | HFTD - Distribution - Tier 2 - 5QU CoRE ¦ 2QU LoRE | 2039 | 0.29586 | 0.020431 | 0.14391 | 0 | 0.14391 | 0.012718 | 0.089577 | 0 | 0.089577 | 0.028085 | 0.19782 | 0 | 0.19782 | 0.029493 | 0.20774 | 0 | 0.20774 | 0.042578 | 0.026503 | 0.058527 | 0.061462 | 0.028085 | 0.0083093 | 0.19782 | 0.058527 | 0 | 0 | 0.19782 | 0.058527 | [11 empty] | WLDFR | HFTD - Distribution - Tier 2 - 1QU CoRE ¦ 3QU LoRE | Non-Red Flag Warning - Large Fires | 2028 | 8.2032e-08 | 4.1016e-08 | 1.0547e-07 | 5.777 | 0.74734 | 3.238 | 1.7917 | 0 | 0 | 0 | 6.8332e-05 |  | 4.739e-07 | 0 | 4.739e-07 | 2.3695e-07 | 0 | 2.3695e-07 | 6.093e-07 | 0 | 6.093e-07 | [16 empty] | 7.3.1.3 Ignition probability mapping showing the probability of ignition along the electric lines and equipmentWLDFRAggregatedAggregated | WLDFR | HFTD - Distribution - Tier 2 - 1QU CoRE ¦ 3QU LoRE | Non-Red Flag Warning - Large Fires | Aggregated | Aggregated | 2051 | 6.8332e-05 | 0 | 1086.8999 | 0.07427 | 2051 | Mitigation | 0.08575 | 30 | 0 | esc | 0 | 0 | 0 | 0 | 0.0015435 | 1.0547e-07
[35 empty] | 7.3.1.1 A summarized risk map that shows the overall ignition probability and estimated wildfire consequence along the electric lines and equipment | WLDFR | HFTD - Distribution - Tier 2 - 5QU CoRE ¦ 2QU LoRE | 2040 | 0.27651 | 0.020431 | 0.14391 | 0 | 0.14391 | 0.012718 | 0.089577 | 0 | 0.089577 | 0.028085 | 0.19782 | 0 | 0.19782 | 0.029493 | 0.20774 | 0 | 0.20774 | 0.039792 | 0.024769 | 0.054698 | 0.057441 | 0.028085 | 0.0077657 | 0.19782 | 0.054698 | 0 | 0 | 0.19782 | 0.054698 | [11 empty] | WLDFR | HFTD - Distribution - Tier 2 - 1QU CoRE ¦ 3QU LoRE | Non-Red Flag Warning - Large Fires | 2029 | 8.2032e-08 | 4.1016e-08 | 1.0547e-07 | 5.777 | 0.74734 | 3.238 | 1.7917 | 0 | 0 | 0 | 6.8332e-05 |  | 4.739e-07 | 0 | 4.739e-07 | 2.3695e-07 | 0 | 2.3695e-07 | 6.093e-07 | 0 | 6.093e-07 | [16 empty] | 7.3.1.3 Ignition probability mapping showing the probability of ignition along the electric lines and equipmentWLDFRAggregatedAggregated | WLDFR | HFTD - Distribution - Tier 2 - 1QU CoRE ¦ 3QU LoRE | Non-Red Flag Warning - Small Fires | Aggregated | Aggregated | 2021 | 0.0041861 | 0 | 1086.8999 | 4.5499 | 2021 | Mitigation | 0.08575 | 30 | 0 | esc | 0.0012005 | 5.0254e-06 | 0.00060025 | 2.5127e-06 | 0 | 0
[35 empty] | 7.3.1.1 A summarized risk map that shows the overall ignition probability and estimated wildfire consequence along the electric lines and equipment | WLDFR | HFTD - Distribution - Tier 2 - 5QU CoRE ¦ 2QU LoRE | 2041 | 0.25842 | 0.020431 | 0.14391 | 0 | 0.14391 | 0.012718 | 0.089577 | 0 | 0.089577 | 0.028085 | 0.19782 | 0 | 0.19782 | 0.029493 | 0.20774 | 0 | 0.20774 | 0.037189 | 0.023148 | 0.05112 | 0.053683 | 0.028085 | 0.0072577 | 0.19782 | 0.05112 | 0 | 0 | 0.19782 | 0.05112 | [11 empty] | WLDFR | HFTD - Distribution - Tier 2 - 1QU CoRE ¦ 3QU LoRE | Non-Red Flag Warning - Large Fires | 2030 | 8.2032e-08 | 4.1016e-08 | 1.0547e-07 | 5.777 | 0.74734 | 3.238 | 1.7917 | 0 | 0 | 0 | 6.8332e-05 |  | 4.739e-07 | 0 | 4.739e-07 | 2.3695e-07 | 0 | 2.3695e-07 | 6.093e-07 | 0 | 6.093e-07 | [16 empty] | 7.3.1.3 Ignition probability mapping showing the probability of ignition along the electric lines and equipmentWLDFRAggregatedAggregated | WLDFR | HFTD - Distribution - Tier 2 - 1QU CoRE ¦ 3QU LoRE | Non-Red Flag Warning - Small Fires | Aggregated | Aggregated | 2022 | 0.0041861 | 0 | 1086.8999 | 4.5499 | 2022 | Mitigation | 0.08575 | 30 | 0 | esc | 0.0012005 | 5.0254e-06 | 0.00060025 | 2.5127e-06 | 0.0015435 | 6.4613e-06
[35 empty] | 7.3.1.1 A summarized risk map that shows the overall ignition probability and estimated wildfire consequence along the electric lines and equipment | WLDFR | HFTD - Distribution - Tier 2 - 5QU CoRE ¦ 2QU LoRE | 2042 | 0.24151 | 0.020431 | 0.14391 | 0 | 0.14391 | 0.012718 | 0.089577 | 0 | 0.089577 | 0.028085 | 0.19782 | 0 | 0.19782 | 0.029493 | 0.20774 | 0 | 0.20774 | 0.034756 | 0.021634 | 0.047776 | 0.050171 | 0.028085 | 0.0067829 | 0.19782 | 0.047776 | 0 | 0 | 0.19782 | 0.047776 | [11 empty] | WLDFR | HFTD - Distribution - Tier 2 - 1QU CoRE ¦ 3QU LoRE | Non-Red Flag Warning - Large Fires | 2031 | 8.2032e-08 | 4.1016e-08 | 1.0547e-07 | 5.777 | 0.74734 | 3.238 | 1.7917 | 0 | 0 | 0 | 6.8332e-05 |  | 4.739e-07 | 0 | 4.739e-07 | 2.3695e-07 | 0 | 2.3695e-07 | 6.093e-07 | 0 | 6.093e-07 | [16 empty] | 7.3.1.3 Ignition probability mapping showing the probability of ignition along the electric lines and equipmentWLDFRAggregatedAggregated | WLDFR | HFTD - Distribution - Tier 2 - 1QU CoRE ¦ 3QU LoRE | Non-Red Flag Warning - Small Fires | Aggregated | Aggregated | 2023 | 0.0041861 | 0 | 1086.8999 | 4.5499 | 2023 | Mitigation | 0.08575 | 30 | 0 | esc | 0.0012005 | 5.0254e-06 | 0.00060025 | 2.5127e-06 | 0.0015435 | 6.4613e-06
[35 empty] | 7.3.1.1 A summarized risk map that shows the overall ignition probability and estimated wildfire consequence along the electric lines and equipment | WLDFR | HFTD - Distribution - Tier 2 - 5QU CoRE ¦ 2QU LoRE | 2043 | 0.22571 | 0.020431 | 0.15109 | 0 | 0.15109 | 0.012718 | 0.094044 | 0 | 0.094044 | 0.028085 | 0.20768 | 0 | 0.20768 | 0.029493 | 0.2181 | 0 | 0.2181 | 0.034102 | 0.021227 | 0.046877 | 0.049227 | 0.028085 | 0.0063391 | 0.20768 | 0.046877 | 0 | 0 | 0.20768 | 0.046877 | [11 empty] | WLDFR | HFTD - Distribution - Tier 2 - 1QU CoRE ¦ 3QU LoRE | Non-Red Flag Warning - Large Fires | 2032 | 8.2032e-08 | 4.1016e-08 | 1.0547e-07 | 5.777 | 0.74734 | 3.238 | 1.7917 | 0 | 0 | 0 | 6.8332e-05 |  | 4.739e-07 | 0 | 4.739e-07 | 2.3695e-07 | 0 | 2.3695e-07 | 6.093e-07 | 0 | 6.093e-07 | [16 empty] | 7.3.1.3 Ignition probability mapping showing the probability of ignition along the electric lines and equipmentWLDFRAggregatedAggregated | WLDFR | HFTD - Distribution - Tier 2 - 1QU CoRE ¦ 3QU LoRE | Non-Red Flag Warning - Small Fires | Aggregated | Aggregated | 2024 | 0.0041861 | 0 | 1086.8999 | 4.5499 | 2024 | Mitigation | 0.08575 | 30 | 0 | esc | 0.0012005 | 5.0254e-06 | 0.00060025 | 2.5127e-06 | 0.0015435 | 6.4613e-06
[35 empty] | 7.3.1.1 A summarized risk map that shows the overall ignition probability and estimated wildfire consequence along the electric lines and equipment | WLDFR | HFTD - Distribution - Tier 2 - 5QU CoRE ¦ 2QU LoRE | 2044 | 0.21095 | 0.020431 | 0.15109 | 0 | 0.15109 | 0.012718 | 0.094044 | 0 | 0.094044 | 0.028085 | 0.20768 | 0 | 0.20768 | 0.029493 | 0.2181 | 0 | 0.2181 | 0.031871 | 0.019838 | 0.04381 | 0.046007 | 0.028085 | 0.0059244 | 0.20768 | 0.04381 | 0 | 0 | 0.20768 | 0.04381 | [11 empty] | WLDFR | HFTD - Distribution - Tier 2 - 1QU CoRE ¦ 3QU LoRE | Non-Red Flag Warning - Large Fires | 2033 | 8.2032e-08 | 4.1016e-08 | 1.0547e-07 | 6.1205 | 0.77885 | 3.4265 | 1.9151 | 0 | 0 | 0 | 6.8332e-05 |  | 5.0208e-07 | 0 | 5.0208e-07 | 2.5104e-07 | 0 | 2.5104e-07 | 6.4553e-07 | 0 | 6.4553e-07 | [16 empty] | 7.3.1.3 Ignition probability mapping showing the probability of ignition along the electric lines and equipmentWLDFRAggregatedAggregated | WLDFR | HFTD - Distribution - Tier 2 - 1QU CoRE ¦ 3QU LoRE | Non-Red Flag Warning - Small Fires | Aggregated | Aggregated | 2025 | 0.0041861 | 0 | 1086.8999 | 4.5499 | 2025 | Mitigation | 0.08575 | 30 | 0 | esc | 0.0012005 | 5.0254e-06 | 0.00060025 | 2.5127e-06 | 0.0015435 | 6.4613e-06
[35 empty] | 7.3.1.1 A summarized risk map that shows the overall ignition probability and estimated wildfire consequence along the electric lines and equipment | WLDFR | HFTD - Distribution - Tier 2 - 5QU CoRE ¦ 2QU LoRE | 2045 | 0.19715 | 0.020431 | 0.15109 | 0 | 0.15109 | 0.012718 | 0.094044 | 0 | 0.094044 | 0.028085 | 0.20768 | 0 | 0.20768 | 0.029493 | 0.2181 | 0 | 0.2181 | 0.029786 | 0.01854 | 0.040944 | 0.042997 | 0.028085 | 0.0055369 | 0.20768 | 0.040944 | 0 | 0 | 0.20768 | 0.040944 | [11 empty] | WLDFR | HFTD - Distribution - Tier 2 - 1QU CoRE ¦ 3QU LoRE | Non-Red Flag Warning - Large Fires | 2034 | 8.2032e-08 | 4.1016e-08 | 1.0547e-07 | 6.1205 | 0.77885 | 3.4265 | 1.9151 | 0 | 0 | 0 | 6.8332e-05 |  | 5.0208e-07 | 0 | 5.0208e-07 | 2.5104e-07 | 0 | 2.5104e-07 | 6.4553e-07 | 0 | 6.4553e-07 | [16 empty] | 7.3.1.3 Ignition probability mapping showing the probability of ignition along the electric lines and equipmentWLDFRAggregatedAggregated | WLDFR | HFTD - Distribution - Tier 2 - 1QU CoRE ¦ 3QU LoRE | Non-Red Flag Warning - Small Fires | Aggregated | Aggregated | 2026 | 0.0041861 | 0 | 1086.8999 | 4.5499 | 2026 | Mitigation | 0.08575 | 30 | 0 | esc | 0.0012005 | 5.0254e-06 | 0.00060025 | 2.5127e-06 | 0.0015435 | 6.4613e-06
[35 empty] | 7.3.1.1 A summarized risk map that shows the overall ignition probability and estimated wildfire consequence along the electric lines and equipment | WLDFR | HFTD - Distribution - Tier 2 - 5QU CoRE ¦ 2QU LoRE | 2046 | 0.18425 | 0.020431 | 0.15109 | 0 | 0.15109 | 0.012718 | 0.094044 | 0 | 0.094044 | 0.028085 | 0.20768 | 0 | 0.20768 | 0.029493 | 0.2181 | 0 | 0.2181 | 0.027837 | 0.017327 | 0.038265 | 0.040184 | 0.028085 | 0.0051746 | 0.20768 | 0.038265 | 0 | 0 | 0.20768 | 0.038265 | [11 empty] | WLDFR | HFTD - Distribution - Tier 2 - 1QU CoRE ¦ 3QU LoRE | Non-Red Flag Warning - Large Fires | 2035 | 8.2032e-08 | 4.1016e-08 | 1.0547e-07 | 6.1205 | 0.77885 | 3.4265 | 1.9151 | 0 | 0 | 0 | 6.8332e-05 |  | 5.0208e-07 | 0 | 5.0208e-07 | 2.5104e-07 | 0 | 2.5104e-07 | 6.4553e-07 | 0 | 6.4553e-07 | [16 empty] | 7.3.1.3 Ignition probability mapping showing the probability of ignition along the electric lines and equipmentWLDFRAggregatedAggregated | WLDFR | HFTD - Distribution - Tier 2 - 1QU CoRE ¦ 3QU LoRE | Non-Red Flag Warning - Small Fires | Aggregated | Aggregated | 2027 | 0.0041861 | 0 | 1086.8999 | 4.5499 | 2027 | Mitigation | 0.08575 | 30 | 0 | esc | 0.0012005 | 5.0254e-06 | 0.00060025 | 2.5127e-06 | 0.0015435 | 6.4613e-06
[35 empty] | 7.3.1.1 A summarized risk map that shows the overall ignition probability and estimated wildfire consequence along the electric lines and equipment | WLDFR | HFTD - Distribution - Tier 2 - 5QU CoRE ¦ 2QU LoRE | 2047 | 0.1722 | 0.020431 | 0.15109 | 0 | 0.15109 | 0.012718 | 0.094044 | 0 | 0.094044 | 0.028085 | 0.20768 | 0 | 0.20768 | 0.029493 | 0.2181 | 0 | 0.2181 | 0.026016 | 0.016194 | 0.035762 | 0.037555 | 0.028085 | 0.0048361 | 0.20768 | 0.035762 | 0 | 0 | 0.20768 | 0.035762 | [11 empty] | WLDFR | HFTD - Distribution - Tier 2 - 1QU CoRE ¦ 3QU LoRE | Non-Red Flag Warning - Large Fires | 2036 | 8.2032e-08 | 4.1016e-08 | 1.0547e-07 | 6.1205 | 0.77885 | 3.4265 | 1.9151 | 0 | 0 | 0 | 6.8332e-05 |  | 5.0208e-07 | 0 | 5.0208e-07 | 2.5104e-07 | 0 | 2.5104e-07 | 6.4553e-07 | 0 | 6.4553e-07 | [16 empty] | 7.3.1.3 Ignition probability mapping showing the probability of ignition along the electric lines and equipmentWLDFRAggregatedAggregated | WLDFR | HFTD - Distribution - Tier 2 - 1QU CoRE ¦ 3QU LoRE | Non-Red Flag Warning - Small Fires | Aggregated | Aggregated | 2028 | 0.0041861 | 0 | 1086.8999 | 4.5499 | 2028 | Mitigation | 0.08575 | 30 | 0 | esc | 0.0012005 | 5.0254e-06 | 0.00060025 | 2.5127e-06 | 0.0015435 | 6.4613e-06
[35 empty] | 7.3.1.1 A summarized risk map that shows the overall ignition probability and estimated wildfire consequence along the electric lines and equipment | WLDFR | HFTD - Distribution - Tier 2 - 5QU CoRE ¦ 2QU LoRE | 2048 | 0.16093 | 0.020431 | 0.15861 | 0 | 0.15861 | 0.012718 | 0.098727 | 0 | 0.098727 | 0.028085 | 0.21803 | 0 | 0.21803 | 0.029493 | 0.22896 | 0 | 0.22896 | 0.025525 | 0.015888 | 0.035087 | 0.036846 | 0.028085 | 0.0045197 | 0.21803 | 0.035087 | 0 | 0 | 0.21803 | 0.035087 | [11 empty] | WLDFR | HFTD - Distribution - Tier 2 - 1QU CoRE ¦ 3QU LoRE | Non-Red Flag Warning - Large Fires | 2037 | 8.2032e-08 | 4.1016e-08 | 1.0547e-07 | 6.1205 | 0.77885 | 3.4265 | 1.9151 | 0 | 0 | 0 | 6.8332e-05 |  | 5.0208e-07 | 0 | 5.0208e-07 | 2.5104e-07 | 0 | 2.5104e-07 | 6.4553e-07 | 0 | 6.4553e-07 | [16 empty] | 7.3.1.3 Ignition probability mapping showing the probability of ignition along the electric lines and equipmentWLDFRAggregatedAggregated | WLDFR | HFTD - Distribution - Tier 2 - 1QU CoRE ¦ 3QU LoRE | Non-Red Flag Warning - Small Fires | Aggregated | Aggregated | 2029 | 0.0041861 | 0 | 1086.8999 | 4.5499 | 2029 | Mitigation | 0.08575 | 30 | 0 | esc | 0.0012005 | 5.0254e-06 | 0.00060025 | 2.5127e-06 | 0.0015435 | 6.4613e-06
[35 empty] | 7.3.1.1 A summarized risk map that shows the overall ignition probability and estimated wildfire consequence along the electric lines and equipment | WLDFR | HFTD - Distribution - Tier 2 - 5QU CoRE ¦ 2QU LoRE | 2049 | 0.1504 | 0.020431 | 0.15861 | 0 | 0.15861 | 0.012718 | 0.098727 | 0 | 0.098727 | 0.028085 | 0.21803 | 0 | 0.21803 | 0.029493 | 0.22896 | 0 | 0.22896 | 0.023855 | 0.014849 | 0.032792 | 0.034436 | 0.028085 | 0.004224 | 0.21803 | 0.032792 | 0 | 0 | 0.21803 | 0.032792 | [11 empty] | WLDFR | HFTD - Distribution - Tier 2 - 1QU CoRE ¦ 3QU LoRE | Non-Red Flag Warning - Large Fires | 2038 | 8.2032e-08 | 4.1016e-08 | 1.0547e-07 | 6.5028 | 0.81304 | 3.6355 | 2.0543 | 0 | 0 | 0 | 6.8332e-05 |  | 5.3344e-07 | 0 | 5.3344e-07 | 2.6672e-07 | 0 | 2.6672e-07 | 6.8585e-07 | 0 | 6.8585e-07 | [16 empty] | 7.3.1.3 Ignition probability mapping showing the probability of ignition along the electric lines and equipmentWLDFRAggregatedAggregated | WLDFR | HFTD - Distribution - Tier 2 - 1QU CoRE ¦ 3QU LoRE | Non-Red Flag Warning - Small Fires | Aggregated | Aggregated | 2030 | 0.0041861 | 0 | 1086.8999 | 4.5499 | 2030 | Mitigation | 0.08575 | 30 | 0 | esc | 0.0012005 | 5.0254e-06 | 0.00060025 | 2.5127e-06 | 0.0015435 | 6.4613e-06
[35 empty] | 7.3.1.1 A summarized risk map that shows the overall ignition probability and estimated wildfire consequence along the electric lines and equipment | WLDFR | HFTD - Distribution - Tier 2 - 5QU CoRE ¦ 2QU LoRE | 2050 | 0.14056 | 0 | 0 | 0 | 0 | 0.012718 | 0.098727 | 0 | 0.098727 | 0.028085 | 0.21803 | 0 | 0.21803 | 0.029493 | 0.22896 | 0 | 0.22896 | 0 | 0.013877 | 0.030646 | 0.032183 | 0.028085 | 0.0039477 | 0.21803 | 0.030646 | 0 | 0 | 0.21803 | 0.030646 | [11 empty] | WLDFR | HFTD - Distribution - Tier 2 - 1QU CoRE ¦ 3QU LoRE | Non-Red Flag Warning - Large Fires | 2039 | 8.2032e-08 | 4.1016e-08 | 1.0547e-07 | 6.5028 | 0.81304 | 3.6355 | 2.0543 | 0 | 0 | 0 | 6.8332e-05 |  | 5.3344e-07 | 0 | 5.3344e-07 | 2.6672e-07 | 0 | 2.6672e-07 | 6.8585e-07 | 0 | 6.8585e-07 | [16 empty] | 7.3.1.3 Ignition probability mapping showing the probability of ignition along the electric lines and equipmentWLDFRAggregatedAggregated | WLDFR | HFTD - Distribution - Tier 2 - 1QU CoRE ¦ 3QU LoRE | Non-Red Flag Warning - Small Fires | Aggregated | Aggregated | 2031 | 0.0041861 | 0 | 1086.8999 | 4.5499 | 2031 | Mitigation | 0.08575 | 30 | 0 | esc | 0.0012005 | 5.0254e-06 | 0.00060025 | 2.5127e-06 | 0.0015435 | 6.4613e-06
[35 empty] | 7.3.1.1 A summarized risk map that shows the overall ignition probability and estimated wildfire consequence along the electric lines and equipment | WLDFR | HFTD - Distribution - Tier 2 - 5QU CoRE ¦ 2QU LoRE | 2051 | 0.13137 | 0 | 0 | 0 | 0 | 0 | 0 | 0 | 0 | 0.028085 | 0.21803 | 0 | 0.21803 | 0.029493 | 0.22896 | 0 | 0.22896 | 0 | 0 | 0.028641 | 0.030078 | 0.028085 | 0.0036894 | 0.21803 | 0.028641 | 0 | 0 | 0.21803 | 0.028641 | [11 empty] | WLDFR | HFTD - Distribution - Tier 2 - 1QU CoRE ¦ 3QU LoRE | Non-Red Flag Warning - Large Fires | 2040 | 8.2032e-08 | 4.1016e-08 | 1.0547e-07 | 6.5028 | 0.81304 | 3.6355 | 2.0543 | 0 | 0 | 0 | 6.8332e-05 |  | 5.3344e-07 | 0 | 5.3344e-07 | 2.6672e-07 | 0 | 2.6672e-07 | 6.8585e-07 | 0 | 6.8585e-07 | [16 empty] | 7.3.1.3 Ignition probability mapping showing the probability of ignition along the electric lines and equipmentWLDFRAggregatedAggregated | WLDFR | HFTD - Distribution - Tier 2 - 1QU CoRE ¦ 3QU LoRE | Non-Red Flag Warning - Small Fires | Aggregated | Aggregated | 2032 | 0.0041861 | 0 | 1086.8999 | 4.5499 | 2032 | Mitigation | 0.08575 | 30 | 0 | esc | 0.0012005 | 5.0254e-06 | 0.00060025 | 2.5127e-06 | 0.0015435 | 6.4613e-06
[35 empty] | 7.3.1.1 A summarized risk map that shows the overall ignition probability and estimated wildfire consequence along the electric lines and equipment | WLDFR | HFTD - Distribution - Tier 2 - 5QU CoRE ¦ 2QU LoRE | 2052 | 0.12277 | 0 | 0 | 0 | 0 | 0 | 0 | 0 | 0 | 0 | 0 | 0 | 0 | 0.029493 | 0.22896 | 0 | 0.22896 | 0 | 0 | 0 | 0.02811 | 0 | 0 | 0 | 0 | 0 | 0 | 0 | 0 | [11 empty] | WLDFR | HFTD - Distribution - Tier 2 - 1QU CoRE ¦ 3QU LoRE | Non-Red Flag Warning - Large Fires | 2041 | 8.2032e-08 | 4.1016e-08 | 1.0547e-07 | 6.5028 | 0.81304 | 3.6355 | 2.0543 | 0 | 0 | 0 | 6.8332e-05 |  | 5.3344e-07 | 0 | 5.3344e-07 | 2.6672e-07 | 0 | 2.6672e-07 | 6.8585e-07 | 0 | 6.8585e-07 | [16 empty] | 7.3.1.3 Ignition probability mapping showing the probability of ignition along the electric lines and equipmentWLDFRAggregatedAggregated | WLDFR | HFTD - Distribution - Tier 2 - 1QU CoRE ¦ 3QU LoRE | Non-Red Flag Warning - Small Fires | Aggregated | Aggregated | 2033 | 0.0041861 | 0 | 1086.8999 | 4.5499 | 2033 | Mitigation | 0.08575 | 30 | 0 | esc | 0.0012005 | 5.0254e-06 | 0.00060025 | 2.5127e-06 | 0.0015435 | 6.4613e-06
[35 empty] | 7.3.1.1 A summarized risk map that shows the overall ignition probability and estimated wildfire consequence along the electric lines and equipment | WLDFR | HFTD - Distribution - Tier 2 - 5QU CoRE ¦ 3QU LoRE | 2020 | 1 | 0.0093046 | 0.043908 | 0 | 0.043908 | 0 | 0 | 0 | 0 | 0 | 0 | 0 | 0 | 0 | 0 | 0 | 0 | 0.043908 | 0 | 0 | 0 | 0 | 0 | 0 | 0 | 0 | 0 | 0 | 0 | [11 empty] | WLDFR | HFTD - Distribution - Tier 2 - 1QU CoRE ¦ 3QU LoRE | Non-Red Flag Warning - Large Fires | 2042 | 8.2032e-08 | 4.1016e-08 | 1.0547e-07 | 6.5028 | 0.81304 | 3.6355 | 2.0543 | 0 | 0 | 0 | 6.8332e-05 |  | 5.3344e-07 | 0 | 5.3344e-07 | 2.6672e-07 | 0 | 2.6672e-07 | 6.8585e-07 | 0 | 6.8585e-07 | [16 empty] | 7.3.1.3 Ignition probability mapping showing the probability of ignition along the electric lines and equipmentWLDFRAggregatedAggregated | WLDFR | HFTD - Distribution - Tier 2 - 1QU CoRE ¦ 3QU LoRE | Non-Red Flag Warning - Small Fires | Aggregated | Aggregated | 2034 | 0.0041861 | 0 | 1086.8999 | 4.5499 | 2034 | Mitigation | 0.08575 | 30 | 0 | esc | 0.0012005 | 5.0254e-06 | 0.00060025 | 2.5127e-06 | 0.0015435 | 6.4613e-06
[35 empty] | 7.3.1.1 A summarized risk map that shows the overall ignition probability and estimated wildfire consequence along the electric lines and equipment | WLDFR | HFTD - Distribution - Tier 2 - 5QU CoRE ¦ 3QU LoRE | 2021 | 1 | 0.0093046 | 0.043908 | 0 | 0.043908 | 0.0057917 | 0.027331 | 0 | 0.027331 | 0 | 0 | 0 | 0 | 0 | 0 | 0 | 0 | 0.043908 | 0.027331 | 0 | 0 | 0 | 0 | 0 | 0 | 0 | 0 | 0 | 0 | [11 empty] | WLDFR | HFTD - Distribution - Tier 2 - 1QU CoRE ¦ 3QU LoRE | Non-Red Flag Warning - Large Fires | 2043 | 8.2032e-08 | 4.1016e-08 | 1.0547e-07 | 6.9209 | 0.84944 | 3.8632 | 2.2083 | 0 | 0 | 0 | 6.8332e-05 |  | 5.6774e-07 | 0 | 5.6774e-07 | 2.8387e-07 | 0 | 2.8387e-07 | 7.2995e-07 | 0 | 7.2995e-07 | [16 empty] | 7.3.1.3 Ignition probability mapping showing the probability of ignition along the electric lines and equipmentWLDFRAggregatedAggregated | WLDFR | HFTD - Distribution - Tier 2 - 1QU CoRE ¦ 3QU LoRE | Non-Red Flag Warning - Small Fires | Aggregated | Aggregated | 2035 | 0.0041861 | 0 | 1086.8999 | 4.5499 | 2035 | Mitigation | 0.08575 | 30 | 0 | esc | 0.0012005 | 5.0254e-06 | 0.00060025 | 2.5127e-06 | 0.0015435 | 6.4613e-06
[35 empty] | 7.3.1.1 A summarized risk map that shows the overall ignition probability and estimated wildfire consequence along the electric lines and equipment | WLDFR | HFTD - Distribution - Tier 2 - 5QU CoRE ¦ 3QU LoRE | 2022 | 0.93458 | 0.0091264 | 0.045934 | 0 | 0.045934 | 0.0056807 | 0.028592 | 0 | 0.028592 | 0.013792 | 0.069417 | 0 | 0.069417 | 0 | 0 | 0 | 0 | 0.042929 | 0.026721 | 0.064876 | 0 | 0.013792 | 0.01289 | 0.069417 | 0.064876 | 0 | 0 | 0.069417 | 0.064876 | [11 empty] | WLDFR | HFTD - Distribution - Tier 2 - 1QU CoRE ¦ 3QU LoRE | Non-Red Flag Warning - Large Fires | 2044 | 8.2032e-08 | 4.1016e-08 | 1.0547e-07 | 6.9209 | 0.84944 | 3.8632 | 2.2083 | 0 | 0 | 0 | 6.8332e-05 |  | 5.6774e-07 | 0 | 5.6774e-07 | 2.8387e-07 | 0 | 2.8387e-07 | 7.2995e-07 | 0 | 7.2995e-07 | [16 empty] | 7.3.1.3 Ignition probability mapping showing the probability of ignition along the electric lines and equipmentWLDFRAggregatedAggregated | WLDFR | HFTD - Distribution - Tier 2 - 1QU CoRE ¦ 3QU LoRE | Non-Red Flag Warning - Small Fires | Aggregated | Aggregated | 2036 | 0.0041861 | 0 | 1086.8999 | 4.5499 | 2036 | Mitigation | 0.08575 | 30 | 0 | esc | 0.0012005 | 5.0254e-06 | 0.00060025 | 2.5127e-06 | 0.0015435 | 6.4613e-06
[35 empty] | 7.3.1.1 A summarized risk map that shows the overall ignition probability and estimated wildfire consequence along the electric lines and equipment | WLDFR | HFTD - Distribution - Tier 2 - 5QU CoRE ¦ 3QU LoRE | 2023 | 0.87344 | 0.0091264 | 0.047614 | 0 | 0.047614 | 0.0056807 | 0.029638 | 0 | 0.029638 | 0.013792 | 0.071957 | 0 | 0.071957 | 0.014484 | 0.075565 | 0 | 0.075565 | 0.041588 | 0.025887 | 0.06285 | 0.066001 | 0.013792 | 0.012047 | 0.071957 | 0.06285 | 0 | 0 | 0.071957 | 0.06285 | [11 empty] | WLDFR | HFTD - Distribution - Tier 2 - 1QU CoRE ¦ 3QU LoRE | Non-Red Flag Warning - Large Fires | 2045 | 8.2032e-08 | 4.1016e-08 | 1.0547e-07 | 6.9209 | 0.84944 | 3.8632 | 2.2083 | 0 | 0 | 0 | 6.8332e-05 |  | 5.6774e-07 | 0 | 5.6774e-07 | 2.8387e-07 | 0 | 2.8387e-07 | 7.2995e-07 | 0 | 7.2995e-07 | [16 empty] | 7.3.1.3 Ignition probability mapping showing the probability of ignition along the electric lines and equipmentWLDFRAggregatedAggregated | WLDFR | HFTD - Distribution - Tier 2 - 1QU CoRE ¦ 3QU LoRE | Non-Red Flag Warning - Small Fires | Aggregated | Aggregated | 2037 | 0.0041861 | 0 | 1086.8999 | 4.5499 | 2037 | Mitigation | 0.08575 | 30 | 0 | esc | 0.0012005 | 5.0254e-06 | 0.00060025 | 2.5127e-06 | 0.0015435 | 6.4613e-06
[35 empty] | 7.3.1.1 A summarized risk map that shows the overall ignition probability and estimated wildfire consequence along the electric lines and equipment | WLDFR | HFTD - Distribution - Tier 2 - 5QU CoRE ¦ 3QU LoRE | 2024 | 0.8163 | 0.0091264 | 0.047614 | 0 | 0.047614 | 0.0056807 | 0.029638 | 0 | 0.029638 | 0.013792 | 0.071957 | 0 | 0.071957 | 0.014484 | 0.075565 | 0 | 0.075565 | 0.038867 | 0.024193 | 0.058738 | 0.061683 | 0.013792 | 0.011259 | 0.071957 | 0.058738 | 0 | 0 | 0.071957 | 0.058738 | [11 empty] | WLDFR | HFTD - Distribution - Tier 2 - 1QU CoRE ¦ 3QU LoRE | Non-Red Flag Warning - Large Fires | 2046 | 8.2032e-08 | 4.1016e-08 | 1.0547e-07 | 6.9209 | 0.84944 | 3.8632 | 2.2083 | 0 | 0 | 0 | 6.8332e-05 |  | 5.6774e-07 | 0 | 5.6774e-07 | 2.8387e-07 | 0 | 2.8387e-07 | 7.2995e-07 | 0 | 7.2995e-07 | [16 empty] | 7.3.1.3 Ignition probability mapping showing the probability of ignition along the electric lines and equipmentWLDFRAggregatedAggregated | WLDFR | HFTD - Distribution - Tier 2 - 1QU CoRE ¦ 3QU LoRE | Non-Red Flag Warning - Small Fires | Aggregated | Aggregated | 2038 | 0.0041861 | 0 | 1086.8999 | 4.5499 | 2038 | Mitigation | 0.08575 | 30 | 0 | esc | 0.0012005 | 5.0254e-06 | 0.00060025 | 2.5127e-06 | 0.0015435 | 6.4613e-06
[35 empty] | 7.3.1.1 A summarized risk map that shows the overall ignition probability and estimated wildfire consequence along the electric lines and equipment | WLDFR | HFTD - Distribution - Tier 2 - 5QU CoRE ¦ 3QU LoRE | 2025 | 0.7629 | 0.0091264 | 0.047614 | 0 | 0.047614 | 0.0056807 | 0.029638 | 0 | 0.029638 | 0.013792 | 0.071957 | 0 | 0.071957 | 0.014484 | 0.075565 | 0 | 0.075565 | 0.036324 | 0.02261 | 0.054895 | 0.057648 | 0.013792 | 0.010522 | 0.071957 | 0.054895 | 0 | 0 | 0.071957 | 0.054895 | [11 empty] | WLDFR | HFTD - Distribution - Tier 2 - 1QU CoRE ¦ 3QU LoRE | Non-Red Flag Warning - Large Fires | 2047 | 8.2032e-08 | 4.1016e-08 | 1.0547e-07 | 6.9209 | 0.84944 | 3.8632 | 2.2083 | 0 | 0 | 0 | 6.8332e-05 |  | 5.6774e-07 | 0 | 5.6774e-07 | 2.8387e-07 | 0 | 2.8387e-07 | 7.2995e-07 | 0 | 7.2995e-07 | [16 empty] | 7.3.1.3 Ignition probability mapping showing the probability of ignition along the electric lines and equipmentWLDFRAggregatedAggregated | WLDFR | HFTD - Distribution - Tier 2 - 1QU CoRE ¦ 3QU LoRE | Non-Red Flag Warning - Small Fires | Aggregated | Aggregated | 2039 | 0.0041861 | 0 | 1086.8999 | 4.5499 | 2039 | Mitigation | 0.08575 | 30 | 0 | esc | 0.0012005 | 5.0254e-06 | 0.00060025 | 2.5127e-06 | 0.0015435 | 6.4613e-06
[35 empty] | 7.3.1.1 A summarized risk map that shows the overall ignition probability and estimated wildfire consequence along the electric lines and equipment | WLDFR | HFTD - Distribution - Tier 2 - 5QU CoRE ¦ 3QU LoRE | 2026 | 0.71299 | 0.0091264 | 0.047614 | 0 | 0.047614 | 0.0056807 | 0.029638 | 0 | 0.029638 | 0.013792 | 0.071957 | 0 | 0.071957 | 0.014484 | 0.075565 | 0 | 0.075565 | 0.033948 | 0.021131 | 0.051304 | 0.053877 | 0.013792 | 0.0098337 | 0.071957 | 0.051304 | 0 | 0 | 0.071957 | 0.051304 | [11 empty] | WLDFR | HFTD - Distribution - Tier 2 - 1QU CoRE ¦ 3QU LoRE | Non-Red Flag Warning - Large Fires | 2048 | 8.2032e-08 | 4.1016e-08 | 1.0547e-07 | 7.3713 | 0.88759 | 4.1075 | 2.3763 | 0 | 0 | 0 | 6.8332e-05 |  | 6.0469e-07 | 0 | 6.0469e-07 | 3.0234e-07 | 0 | 3.0234e-07 | 7.7745e-07 | 0 | 7.7745e-07 | [16 empty] | 7.3.1.3 Ignition probability mapping showing the probability of ignition along the electric lines and equipmentWLDFRAggregatedAggregated | WLDFR | HFTD - Distribution - Tier 2 - 1QU CoRE ¦ 3QU LoRE | Non-Red Flag Warning - Small Fires | Aggregated | Aggregated | 2040 | 0.0041861 | 0 | 1086.8999 | 4.5499 | 2040 | Mitigation | 0.08575 | 30 | 0 | esc | 0.0012005 | 5.0254e-06 | 0.00060025 | 2.5127e-06 | 0.0015435 | 6.4613e-06
[35 empty] | 7.3.1.1 A summarized risk map that shows the overall ignition probability and estimated wildfire consequence along the electric lines and equipment | WLDFR | HFTD - Distribution - Tier 2 - 5QU CoRE ¦ 3QU LoRE | 2027 | 0.66634 | 0.0091264 | 0.047614 | 0 | 0.047614 | 0.0056807 | 0.029638 | 0 | 0.029638 | 0.013792 | 0.071957 | 0 | 0.071957 | 0.014484 | 0.075565 | 0 | 0.075565 | 0.031727 | 0.019749 | 0.047948 | 0.050352 | 0.013792 | 0.0091903 | 0.071957 | 0.047948 | 0 | 0 | 0.071957 | 0.047948 | [11 empty] | WLDFR | HFTD - Distribution - Tier 2 - 1QU CoRE ¦ 3QU LoRE | Non-Red Flag Warning - Large Fires | 2049 | 8.2032e-08 | 4.1016e-08 | 1.0547e-07 | 7.3713 | 0.88759 | 4.1075 | 2.3763 | 0 | 0 | 0 | 6.8332e-05 |  | 6.0469e-07 | 0 | 6.0469e-07 | 3.0234e-07 | 0 | 3.0234e-07 | 7.7745e-07 | 0 | 7.7745e-07 | [16 empty] | 7.3.1.3 Ignition probability mapping showing the probability of ignition along the electric lines and equipmentWLDFRAggregatedAggregated | WLDFR | HFTD - Distribution - Tier 2 - 1QU CoRE ¦ 3QU LoRE | Non-Red Flag Warning - Small Fires | Aggregated | Aggregated | 2041 | 0.0041861 | 0 | 1086.8999 | 4.5499 | 2041 | Mitigation | 0.08575 | 30 | 0 | esc | 0.0012005 | 5.0254e-06 | 0.00060025 | 2.5127e-06 | 0.0015435 | 6.4613e-06
[35 empty] | 7.3.1.1 A summarized risk map that shows the overall ignition probability and estimated wildfire consequence along the electric lines and equipment | WLDFR | HFTD - Distribution - Tier 2 - 5QU CoRE ¦ 3QU LoRE | 2028 | 0.62275 | 0.0091264 | 0.049732 | 0 | 0.049732 | 0.0056807 | 0.030956 | 0 | 0.030956 | 0.013792 | 0.075157 | 0 | 0.075157 | 0.014484 | 0.078926 | 0 | 0.078926 | 0.03097 | 0.019278 | 0.046804 | 0.049151 | 0.013792 | 0.0085891 | 0.075157 | 0.046804 | 0 | 0 | 0.075157 | 0.046804 | [11 empty] | WLDFR | HFTD - Distribution - Tier 2 - 1QU CoRE ¦ 3QU LoRE | Non-Red Flag Warning - Large Fires | 2050 | 0 | 4.1016e-08 | 1.0547e-07 | 7.3713 | 0.88759 | 4.1075 | 2.3763 | 0 | 0 | 0 | 6.8332e-05 |  | 0 | 0 | 0 | 3.0234e-07 | 0 | 3.0234e-07 | 7.7745e-07 | 0 | 7.7745e-07 | [16 empty] | 7.3.1.3 Ignition probability mapping showing the probability of ignition along the electric lines and equipmentWLDFRAggregatedAggregated | WLDFR | HFTD - Distribution - Tier 2 - 1QU CoRE ¦ 3QU LoRE | Non-Red Flag Warning - Small Fires | Aggregated | Aggregated | 2042 | 0.0041861 | 0 | 1086.8999 | 4.5499 | 2042 | Mitigation | 0.08575 | 30 | 0 | esc | 0.0012005 | 5.0254e-06 | 0.00060025 | 2.5127e-06 | 0.0015435 | 6.4613e-06
[35 empty] | 7.3.1.1 A summarized risk map that shows the overall ignition probability and estimated wildfire consequence along the electric lines and equipment | WLDFR | HFTD - Distribution - Tier 2 - 5QU CoRE ¦ 3QU LoRE | 2029 | 0.58201 | 0.0091264 | 0.049732 | 0 | 0.049732 | 0.0056807 | 0.030956 | 0 | 0.030956 | 0.013792 | 0.075157 | 0 | 0.075157 | 0.014484 | 0.078926 | 0 | 0.078926 | 0.028944 | 0.018016 | 0.043742 | 0.045935 | 0.013792 | 0.0080272 | 0.075157 | 0.043742 | 0 | 0 | 0.075157 | 0.043742 | [11 empty] | WLDFR | HFTD - Distribution - Tier 2 - 1QU CoRE ¦ 3QU LoRE | Non-Red Flag Warning - Large Fires | 2051 | 0 | 0 | 1.0547e-07 | 7.3713 | 0.88759 | 4.1075 | 2.3763 | 0 | 0 | 0 | 6.8332e-05 |  | 0 | 0 | 0 | 0 | 0 | 0 | 7.7745e-07 | 0 | 7.7745e-07 | [16 empty] | 7.3.1.3 Ignition probability mapping showing the probability of ignition along the electric lines and equipmentWLDFRAggregatedAggregated | WLDFR | HFTD - Distribution - Tier 2 - 1QU CoRE ¦ 3QU LoRE | Non-Red Flag Warning - Small Fires | Aggregated | Aggregated | 2043 | 0.0041861 | 0 | 1086.8999 | 4.5499 | 2043 | Mitigation | 0.08575 | 30 | 0 | esc | 0.0012005 | 5.0254e-06 | 0.00060025 | 2.5127e-06 | 0.0015435 | 6.4613e-06
[35 empty] | 7.3.1.1 A summarized risk map that shows the overall ignition probability and estimated wildfire consequence along the electric lines and equipment | WLDFR | HFTD - Distribution - Tier 2 - 5QU CoRE ¦ 3QU LoRE | 2030 | 0.54393 | 0.0091264 | 0.049732 | 0 | 0.049732 | 0.0056807 | 0.030956 | 0 | 0.030956 | 0.013792 | 0.075157 | 0 | 0.075157 | 0.014484 | 0.078926 | 0 | 0.078926 | 0.027051 | 0.016838 | 0.04088 | 0.04293 | 0.013792 | 0.007502 | 0.075157 | 0.04088 | 0 | 0 | 0.075157 | 0.04088 | [11 empty] | WLDFR | HFTD - Distribution - Tier 2 - 1QU CoRE ¦ 3QU LoRE | Non-Red Flag Warning - Small Fires | 2020 | 5.0254e-06 | 0 | 0 | 0.077901 | 0.036425 | 0.0015809 | 0.039895 | 0 | 0 | 0 | 0.0041861 |  | 3.9148e-07 | 0 | 3.9148e-07 | 0 | 0 | 0 | 0 | 0 | 0 | [16 empty] | 7.3.1.3 Ignition probability mapping showing the probability of ignition along the electric lines and equipmentWLDFRAggregatedAggregated | WLDFR | HFTD - Distribution - Tier 2 - 1QU CoRE ¦ 3QU LoRE | Non-Red Flag Warning - Small Fires | Aggregated | Aggregated | 2044 | 0.0041861 | 0 | 1086.8999 | 4.5499 | 2044 | Mitigation | 0.08575 | 30 | 0 | esc | 0.0012005 | 5.0254e-06 | 0.00060025 | 2.5127e-06 | 0.0015435 | 6.4613e-06
[35 empty] | 7.3.1.1 A summarized risk map that shows the overall ignition probability and estimated wildfire consequence along the electric lines and equipment | WLDFR | HFTD - Distribution - Tier 2 - 5QU CoRE ¦ 3QU LoRE | 2031 | 0.50835 | 0.0091264 | 0.049732 | 0 | 0.049732 | 0.0056807 | 0.030956 | 0 | 0.030956 | 0.013792 | 0.075157 | 0 | 0.075157 | 0.014484 | 0.078926 | 0 | 0.078926 | 0.025281 | 0.015736 | 0.038206 | 0.040122 | 0.013792 | 0.0070113 | 0.075157 | 0.038206 | 0 | 0 | 0.075157 | 0.038206 | [11 empty] | WLDFR | HFTD - Distribution - Tier 2 - 1QU CoRE ¦ 3QU LoRE | Non-Red Flag Warning - Small Fires | 2021 | 5.0254e-06 | 2.5127e-06 | 0 | 0.077901 | 0.036425 | 0.0015809 | 0.039895 | 0 | 0 | 0 | 0.0041861 |  | 3.9148e-07 | 0 | 3.9148e-07 | 1.9574e-07 | 0 | 1.9574e-07 | 0 | 0 | 0 | [16 empty] | 7.3.1.3 Ignition probability mapping showing the probability of ignition along the electric lines and equipmentWLDFRAggregatedAggregated | WLDFR | HFTD - Distribution - Tier 2 - 1QU CoRE ¦ 3QU LoRE | Non-Red Flag Warning - Small Fires | Aggregated | Aggregated | 2045 | 0.0041861 | 0 | 1086.8999 | 4.5499 | 2045 | Mitigation | 0.08575 | 30 | 0 | esc | 0.0012005 | 5.0254e-06 | 0.00060025 | 2.5127e-06 | 0.0015435 | 6.4613e-06
[35 empty] | 7.3.1.1 A summarized risk map that shows the overall ignition probability and estimated wildfire consequence along the electric lines and equipment | WLDFR | HFTD - Distribution - Tier 2 - 5QU CoRE ¦ 3QU LoRE | 2032 | 0.47509 | 0.0091264 | 0.049732 | 0 | 0.049732 | 0.0056807 | 0.030956 | 0 | 0.030956 | 0.013792 | 0.075157 | 0 | 0.075157 | 0.014484 | 0.078926 | 0 | 0.078926 | 0.023627 | 0.014707 | 0.035707 | 0.037497 | 0.013792 | 0.0065526 | 0.075157 | 0.035707 | 0 | 0 | 0.075157 | 0.035707 | [11 empty] | WLDFR | HFTD - Distribution - Tier 2 - 1QU CoRE ¦ 3QU LoRE | Non-Red Flag Warning - Small Fires | 2022 | 5.0254e-06 | 2.5127e-06 | 6.4613e-06 | 0.077901 | 0.036425 | 0.0015809 | 0.039895 | 0 | 0 | 0 | 0.0041861 |  | 3.9148e-07 | 0 | 3.9148e-07 | 1.9574e-07 | 0 | 1.9574e-07 | 5.0334e-07 | 0 | 5.0334e-07 | [16 empty] | 7.3.1.3 Ignition probability mapping showing the probability of ignition along the electric lines and equipmentWLDFRAggregatedAggregated | WLDFR | HFTD - Distribution - Tier 2 - 1QU CoRE ¦ 3QU LoRE | Non-Red Flag Warning - Small Fires | Aggregated | Aggregated | 2046 | 0.0041861 | 0 | 1086.8999 | 4.5499 | 2046 | Mitigation | 0.08575 | 30 | 0 | esc | 0.0012005 | 5.0254e-06 | 0.00060025 | 2.5127e-06 | 0.0015435 | 6.4613e-06
[35 empty] | 7.3.1.1 A summarized risk map that shows the overall ignition probability and estimated wildfire consequence along the electric lines and equipment | WLDFR | HFTD - Distribution - Tier 2 - 5QU CoRE ¦ 3QU LoRE | 2033 | 0.44401 | 0.0091264 | 0.052086 | 0 | 0.052086 | 0.0056807 | 0.032421 | 0 | 0.032421 | 0.013792 | 0.078715 | 0 | 0.078715 | 0.014484 | 0.082662 | 0 | 0.082662 | 0.023127 | 0.014395 | 0.03495 | 0.036703 | 0.013792 | 0.0061239 | 0.078715 | 0.03495 | 0 | 0 | 0.078715 | 0.03495 | [11 empty] | WLDFR | HFTD - Distribution - Tier 2 - 1QU CoRE ¦ 3QU LoRE | Non-Red Flag Warning - Small Fires | 2023 | 5.0254e-06 | 2.5127e-06 | 6.4613e-06 | 0.080408 | 0.03759 | 0.0016314 | 0.041187 | 0 | 0 | 0 | 0.0041861 |  | 4.0409e-07 | 0 | 4.0409e-07 | 2.0204e-07 | 0 | 2.0204e-07 | 5.1954e-07 | 0 | 5.1954e-07 | [16 empty] | 7.3.1.3 Ignition probability mapping showing the probability of ignition along the electric lines and equipmentWLDFRAggregatedAggregated | WLDFR | HFTD - Distribution - Tier 2 - 1QU CoRE ¦ 3QU LoRE | Non-Red Flag Warning - Small Fires | Aggregated | Aggregated | 2047 | 0.0041861 | 0 | 1086.8999 | 4.5499 | 2047 | Mitigation | 0.08575 | 30 | 0 | esc | 0.0012005 | 5.0254e-06 | 0.00060025 | 2.5127e-06 | 0.0015435 | 6.4613e-06
[35 empty] | 7.3.1.1 A summarized risk map that shows the overall ignition probability and estimated wildfire consequence along the electric lines and equipment | WLDFR | HFTD - Distribution - Tier 2 - 5QU CoRE ¦ 3QU LoRE | 2034 | 0.41496 | 0.0091264 | 0.052086 | 0 | 0.052086 | 0.0056807 | 0.032421 | 0 | 0.032421 | 0.013792 | 0.078715 | 0 | 0.078715 | 0.014484 | 0.082662 | 0 | 0.082662 | 0.021614 | 0.013454 | 0.032664 | 0.034302 | 0.013792 | 0.0057233 | 0.078715 | 0.032664 | 0 | 0 | 0.078715 | 0.032664 | [11 empty] | WLDFR | HFTD - Distribution - Tier 2 - 1QU CoRE ¦ 3QU LoRE | Non-Red Flag Warning - Small Fires | 2024 | 5.0254e-06 | 2.5127e-06 | 6.4613e-06 | 0.080408 | 0.03759 | 0.0016314 | 0.041187 | 0 | 0 | 0 | 0.0041861 |  | 4.0409e-07 | 0 | 4.0409e-07 | 2.0204e-07 | 0 | 2.0204e-07 | 5.1954e-07 | 0 | 5.1954e-07 | [16 empty] | 7.3.1.3 Ignition probability mapping showing the probability of ignition along the electric lines and equipmentWLDFRAggregatedAggregated | WLDFR | HFTD - Distribution - Tier 2 - 1QU CoRE ¦ 3QU LoRE | Non-Red Flag Warning - Small Fires | Aggregated | Aggregated | 2048 | 0.0041861 | 0 | 1086.8999 | 4.5499 | 2048 | Mitigation | 0.08575 | 30 | 0 | esc | 0.0012005 | 5.0254e-06 | 0.00060025 | 2.5127e-06 | 0.0015435 | 6.4613e-06
[35 empty] | 7.3.1.1 A summarized risk map that shows the overall ignition probability and estimated wildfire consequence along the electric lines and equipment | WLDFR | HFTD - Distribution - Tier 2 - 5QU CoRE ¦ 3QU LoRE | 2035 | 0.38782 | 0.0091264 | 0.052086 | 0 | 0.052086 | 0.0056807 | 0.032421 | 0 | 0.032421 | 0.013792 | 0.078715 | 0 | 0.078715 | 0.014484 | 0.082662 | 0 | 0.082662 | 0.0202 | 0.012573 | 0.030527 | 0.032058 | 0.013792 | 0.0053489 | 0.078715 | 0.030527 | 0 | 0 | 0.078715 | 0.030527 | [11 empty] | WLDFR | HFTD - Distribution - Tier 2 - 1QU CoRE ¦ 3QU LoRE | Non-Red Flag Warning - Small Fires | 2025 | 5.0254e-06 | 2.5127e-06 | 6.4613e-06 | 0.080408 | 0.03759 | 0.0016314 | 0.041187 | 0 | 0 | 0 | 0.0041861 |  | 4.0409e-07 | 0 | 4.0409e-07 | 2.0204e-07 | 0 | 2.0204e-07 | 5.1954e-07 | 0 | 5.1954e-07 | [16 empty] | 7.3.1.3 Ignition probability mapping showing the probability of ignition along the electric lines and equipmentWLDFRAggregatedAggregated | WLDFR | HFTD - Distribution - Tier 2 - 1QU CoRE ¦ 3QU LoRE | Non-Red Flag Warning - Small Fires | Aggregated | Aggregated | 2049 | 0.0041861 | 0 | 1086.8999 | 4.5499 | 2049 | Mitigation | 0.08575 | 30 | 0 | esc | 0.0012005 | 5.0254e-06 | 0.00060025 | 2.5127e-06 | 0.0015435 | 6.4613e-06
[35 empty] | 7.3.1.1 A summarized risk map that shows the overall ignition probability and estimated wildfire consequence along the electric lines and equipment | WLDFR | HFTD - Distribution - Tier 2 - 5QU CoRE ¦ 3QU LoRE | 2036 | 0.36245 | 0.0091264 | 0.052086 | 0 | 0.052086 | 0.0056807 | 0.032421 | 0 | 0.032421 | 0.013792 | 0.078715 | 0 | 0.078715 | 0.014484 | 0.082662 | 0 | 0.082662 | 0.018878 | 0.011751 | 0.02853 | 0.02996 | 0.013792 | 0.0049989 | 0.078715 | 0.02853 | 0 | 0 | 0.078715 | 0.02853 | [11 empty] | WLDFR | HFTD - Distribution - Tier 2 - 1QU CoRE ¦ 3QU LoRE | Non-Red Flag Warning - Small Fires | 2026 | 5.0254e-06 | 2.5127e-06 | 6.4613e-06 | 0.080408 | 0.03759 | 0.0016314 | 0.041187 | 0 | 0 | 0 | 0.0041861 |  | 4.0409e-07 | 0 | 4.0409e-07 | 2.0204e-07 | 0 | 2.0204e-07 | 5.1954e-07 | 0 | 5.1954e-07 | [16 empty] | 7.3.1.3 Ignition probability mapping showing the probability of ignition along the electric lines and equipmentWLDFRAggregatedAggregated | WLDFR | HFTD - Distribution - Tier 2 - 1QU CoRE ¦ 3QU LoRE | Non-Red Flag Warning - Small Fires | Aggregated | Aggregated | 2050 | 0.0041861 | 0 | 1086.8999 | 4.5499 | 2050 | Mitigation | 0.08575 | 30 | 0 | esc | 0 | 0 | 0.00060025 | 2.5127e-06 | 0.0015435 | 6.4613e-06
[35 empty] | 7.3.1.1 A summarized risk map that shows the overall ignition probability and estimated wildfire consequence along the electric lines and equipment | WLDFR | HFTD - Distribution - Tier 2 - 5QU CoRE ¦ 3QU LoRE | 2037 | 0.33873 | 0.0091264 | 0.052086 | 0 | 0.052086 | 0.0056807 | 0.032421 | 0 | 0.032421 | 0.013792 | 0.078715 | 0 | 0.078715 | 0.014484 | 0.082662 | 0 | 0.082662 | 0.017643 | 0.010982 | 0.026663 | 0.028 | 0.013792 | 0.0046719 | 0.078715 | 0.026663 | 0 | 0 | 0.078715 | 0.026663 | [11 empty] | WLDFR | HFTD - Distribution - Tier 2 - 1QU CoRE ¦ 3QU LoRE | Non-Red Flag Warning - Small Fires | 2027 | 5.0254e-06 | 2.5127e-06 | 6.4613e-06 | 0.080408 | 0.03759 | 0.0016314 | 0.041187 | 0 | 0 | 0 | 0.0041861 |  | 4.0409e-07 | 0 | 4.0409e-07 | 2.0204e-07 | 0 | 2.0204e-07 | 5.1954e-07 | 0 | 5.1954e-07 | [16 empty] | 7.3.1.3 Ignition probability mapping showing the probability of ignition along the electric lines and equipmentWLDFRAggregatedAggregated | WLDFR | HFTD - Distribution - Tier 2 - 1QU CoRE ¦ 3QU LoRE | Non-Red Flag Warning - Small Fires | Aggregated | Aggregated | 2051 | 0.0041861 | 0 | 1086.8999 | 4.5499 | 2051 | Mitigation | 0.08575 | 30 | 0 | esc | 0 | 0 | 0 | 0 | 0.0015435 | 6.4613e-06
[35 empty] | 7.3.1.1 A summarized risk map that shows the overall ignition probability and estimated wildfire consequence along the electric lines and equipment | WLDFR | HFTD - Distribution - Tier 2 - 5QU CoRE ¦ 3QU LoRE | 2038 | 0.31657 | 0.0091264 | 0.054642 | 0 | 0.054642 | 0.0056807 | 0.034012 | 0 | 0.034012 | 0.013792 | 0.082578 | 0 | 0.082578 | 0.014484 | 0.086719 | 0 | 0.086719 | 0.017298 | 0.010767 | 0.026142 | 0.027453 | 0.013792 | 0.0043663 | 0.082578 | 0.026142 | 0 | 0 | 0.082578 | 0.026142 | [11 empty] | WLDFR | HFTD - Distribution - Tier 2 - 1QU CoRE ¦ 3QU LoRE | Non-Red Flag Warning - Small Fires | 2028 | 5.0254e-06 | 2.5127e-06 | 6.4613e-06 | 0.083606 | 0.039055 | 0.001695 | 0.042856 | 0 | 0 | 0 | 0.0041861 |  | 4.2016e-07 | 0 | 4.2016e-07 | 2.1008e-07 | 0 | 2.1008e-07 | 5.402e-07 | 0 | 5.402e-07 | [16 empty] | 7.3.1.3 Ignition probability mapping showing the probability of ignition along the electric lines and equipmentWLDFRAggregatedAggregated | WLDFR | HFTD - Distribution - Tier 2 - 1QU CoRE ¦ 3QU LoRE | Red Flag Warning - Catastrophic Fires | Aggregated | Aggregated | 2021 | 0.00018687 | 0 | 1086.8999 | 0.20311 | 2021 | Mitigation | 0.08575 | 30 | 0 | esc | 0.0012005 | 2.2433e-07 | 0.00060025 | 1.1217e-07 | 0 | 0
[35 empty] | 7.3.1.1 A summarized risk map that shows the overall ignition probability and estimated wildfire consequence along the electric lines and equipment | WLDFR | HFTD - Distribution - Tier 2 - 5QU CoRE ¦ 3QU LoRE | 2039 | 0.29586 | 0.0091264 | 0.054642 | 0 | 0.054642 | 0.0056807 | 0.034012 | 0 | 0.034012 | 0.013792 | 0.082578 | 0 | 0.082578 | 0.014484 | 0.086719 | 0 | 0.086719 | 0.016167 | 0.010063 | 0.024432 | 0.025657 | 0.013792 | 0.0040806 | 0.082578 | 0.024432 | 0 | 0 | 0.082578 | 0.024432 | [11 empty] | WLDFR | HFTD - Distribution - Tier 2 - 1QU CoRE ¦ 3QU LoRE | Non-Red Flag Warning - Small Fires | 2029 | 5.0254e-06 | 2.5127e-06 | 6.4613e-06 | 0.083606 | 0.039055 | 0.001695 | 0.042856 | 0 | 0 | 0 | 0.0041861 |  | 4.2016e-07 | 0 | 4.2016e-07 | 2.1008e-07 | 0 | 2.1008e-07 | 5.402e-07 | 0 | 5.402e-07 | [16 empty] | 7.3.1.3 Ignition probability mapping showing the probability of ignition along the electric lines and equipmentWLDFRAggregatedAggregated | WLDFR | HFTD - Distribution - Tier 2 - 1QU CoRE ¦ 3QU LoRE | Red Flag Warning - Catastrophic Fires | Aggregated | Aggregated | 2022 | 0.00018687 | 0 | 1086.8999 | 0.20311 | 2022 | Mitigation | 0.08575 | 30 | 0 | esc | 0.0012005 | 2.2433e-07 | 0.00060025 | 1.1217e-07 | 0.0015435 | 2.8843e-07
[35 empty] | 7.3.1.1 A summarized risk map that shows the overall ignition probability and estimated wildfire consequence along the electric lines and equipment | WLDFR | HFTD - Distribution - Tier 2 - 5QU CoRE ¦ 3QU LoRE | 2040 | 0.27651 | 0.0091264 | 0.054642 | 0 | 0.054642 | 0.0056807 | 0.034012 | 0 | 0.034012 | 0.013792 | 0.082578 | 0 | 0.082578 | 0.014484 | 0.086719 | 0 | 0.086719 | 0.015109 | 0.0094047 | 0.022833 | 0.023978 | 0.013792 | 0.0038137 | 0.082578 | 0.022833 | 0 | 0 | 0.082578 | 0.022833 | [11 empty] | WLDFR | HFTD - Distribution - Tier 2 - 1QU CoRE ¦ 3QU LoRE | Non-Red Flag Warning - Small Fires | 2030 | 5.0254e-06 | 2.5127e-06 | 6.4613e-06 | 0.083606 | 0.039055 | 0.001695 | 0.042856 | 0 | 0 | 0 | 0.0041861 |  | 4.2016e-07 | 0 | 4.2016e-07 | 2.1008e-07 | 0 | 2.1008e-07 | 5.402e-07 | 0 | 5.402e-07 | [16 empty] | 7.3.1.3 Ignition probability mapping showing the probability of ignition along the electric lines and equipmentWLDFRAggregatedAggregated | WLDFR | HFTD - Distribution - Tier 2 - 1QU CoRE ¦ 3QU LoRE | Red Flag Warning - Catastrophic Fires | Aggregated | Aggregated | 2023 | 0.00018687 | 0 | 1086.8999 | 0.20311 | 2023 | Mitigation | 0.08575 | 30 | 0 | esc | 0.0012005 | 2.2433e-07 | 0.00060025 | 1.1217e-07 | 0.0015435 | 2.8843e-07
[35 empty] | 7.3.1.1 A summarized risk map that shows the overall ignition probability and estimated wildfire consequence along the electric lines and equipment | WLDFR | HFTD - Distribution - Tier 2 - 5QU CoRE ¦ 3QU LoRE | 2041 | 0.25842 | 0.0091264 | 0.054642 | 0 | 0.054642 | 0.0056807 | 0.034012 | 0 | 0.034012 | 0.013792 | 0.082578 | 0 | 0.082578 | 0.014484 | 0.086719 | 0 | 0.086719 | 0.014121 | 0.0087894 | 0.02134 | 0.02241 | 0.013792 | 0.0035642 | 0.082578 | 0.02134 | 0 | 0 | 0.082578 | 0.02134 | [11 empty] | WLDFR | HFTD - Distribution - Tier 2 - 1QU CoRE ¦ 3QU LoRE | Non-Red Flag Warning - Small Fires | 2031 | 5.0254e-06 | 2.5127e-06 | 6.4613e-06 | 0.083606 | 0.039055 | 0.001695 | 0.042856 | 0 | 0 | 0 | 0.0041861 |  | 4.2016e-07 | 0 | 4.2016e-07 | 2.1008e-07 | 0 | 2.1008e-07 | 5.402e-07 | 0 | 5.402e-07 | [16 empty] | 7.3.1.3 Ignition probability mapping showing the probability of ignition along the electric lines and equipmentWLDFRAggregatedAggregated | WLDFR | HFTD - Distribution - Tier 2 - 1QU CoRE ¦ 3QU LoRE | Red Flag Warning - Catastrophic Fires | Aggregated | Aggregated | 2024 | 0.00018687 | 0 | 1086.8999 | 0.20311 | 2024 | Mitigation | 0.08575 | 30 | 0 | esc | 0.0012005 | 2.2433e-07 | 0.00060025 | 1.1217e-07 | 0.0015435 | 2.8843e-07
[35 empty] | 7.3.1.1 A summarized risk map that shows the overall ignition probability and estimated wildfire consequence along the electric lines and equipment | WLDFR | HFTD - Distribution - Tier 2 - 5QU CoRE ¦ 3QU LoRE | 2042 | 0.24151 | 0.0091264 | 0.054642 | 0 | 0.054642 | 0.0056807 | 0.034012 | 0 | 0.034012 | 0.013792 | 0.082578 | 0 | 0.082578 | 0.014484 | 0.086719 | 0 | 0.086719 | 0.013197 | 0.0082144 | 0.019944 | 0.020944 | 0.013792 | 0.003331 | 0.082578 | 0.019944 | 0 | 0 | 0.082578 | 0.019944 | [11 empty] | WLDFR | HFTD - Distribution - Tier 2 - 1QU CoRE ¦ 3QU LoRE | Non-Red Flag Warning - Small Fires | 2032 | 5.0254e-06 | 2.5127e-06 | 6.4613e-06 | 0.083606 | 0.039055 | 0.001695 | 0.042856 | 0 | 0 | 0 | 0.0041861 |  | 4.2016e-07 | 0 | 4.2016e-07 | 2.1008e-07 | 0 | 2.1008e-07 | 5.402e-07 | 0 | 5.402e-07 | [16 empty] | 7.3.1.3 Ignition probability mapping showing the probability of ignition along the electric lines and equipmentWLDFRAggregatedAggregated | WLDFR | HFTD - Distribution - Tier 2 - 1QU CoRE ¦ 3QU LoRE | Red Flag Warning - Catastrophic Fires | Aggregated | Aggregated | 2025 | 0.00018687 | 0 | 1086.8999 | 0.20311 | 2025 | Mitigation | 0.08575 | 30 | 0 | esc | 0.0012005 | 2.2433e-07 | 0.00060025 | 1.1217e-07 | 0.0015435 | 2.8843e-07
[35 empty] | 7.3.1.1 A summarized risk map that shows the overall ignition probability and estimated wildfire consequence along the electric lines and equipment | WLDFR | HFTD - Distribution - Tier 2 - 5QU CoRE ¦ 3QU LoRE | 2043 | 0.22571 | 0.0091264 | 0.057366 | 0 | 0.057366 | 0.0056807 | 0.035708 | 0 | 0.035708 | 0.013792 | 0.086695 | 0 | 0.086695 | 0.014484 | 0.091042 | 0 | 0.091042 | 0.012948 | 0.0080597 | 0.019568 | 0.020549 | 0.013792 | 0.0031131 | 0.086695 | 0.019568 | 0 | 0 | 0.086695 | 0.019568 | [11 empty] | WLDFR | HFTD - Distribution - Tier 2 - 1QU CoRE ¦ 3QU LoRE | Non-Red Flag Warning - Small Fires | 2033 | 5.0254e-06 | 2.5127e-06 | 6.4613e-06 | 0.087211 | 0.040679 | 0.0017655 | 0.044766 | 0 | 0 | 0 | 0.0041861 |  | 4.3827e-07 | 0 | 4.3827e-07 | 2.1914e-07 | 0 | 2.1914e-07 | 5.635e-07 | 0 | 5.635e-07 | [16 empty] | 7.3.1.3 Ignition probability mapping showing the probability of ignition along the electric lines and equipmentWLDFRAggregatedAggregated | WLDFR | HFTD - Distribution - Tier 2 - 1QU CoRE ¦ 3QU LoRE | Red Flag Warning - Catastrophic Fires | Aggregated | Aggregated | 2026 | 0.00018687 | 0 | 1086.8999 | 0.20311 | 2026 | Mitigation | 0.08575 | 30 | 0 | esc | 0.0012005 | 2.2433e-07 | 0.00060025 | 1.1217e-07 | 0.0015435 | 2.8843e-07
[35 empty] | 7.3.1.1 A summarized risk map that shows the overall ignition probability and estimated wildfire consequence along the electric lines and equipment | WLDFR | HFTD - Distribution - Tier 2 - 5QU CoRE ¦ 3QU LoRE | 2044 | 0.21095 | 0.0091264 | 0.057366 | 0 | 0.057366 | 0.0056807 | 0.035708 | 0 | 0.035708 | 0.013792 | 0.086695 | 0 | 0.086695 | 0.014484 | 0.091042 | 0 | 0.091042 | 0.012101 | 0.0075324 | 0.018288 | 0.019205 | 0.013792 | 0.0029094 | 0.086695 | 0.018288 | 0 | 0 | 0.086695 | 0.018288 | [11 empty] | WLDFR | HFTD - Distribution - Tier 2 - 1QU CoRE ¦ 3QU LoRE | Non-Red Flag Warning - Small Fires | 2034 | 5.0254e-06 | 2.5127e-06 | 6.4613e-06 | 0.087211 | 0.040679 | 0.0017655 | 0.044766 | 0 | 0 | 0 | 0.0041861 |  | 4.3827e-07 | 0 | 4.3827e-07 | 2.1914e-07 | 0 | 2.1914e-07 | 5.635e-07 | 0 | 5.635e-07 | [16 empty] | 7.3.1.3 Ignition probability mapping showing the probability of ignition along the electric lines and equipmentWLDFRAggregatedAggregated | WLDFR | HFTD - Distribution - Tier 2 - 1QU CoRE ¦ 3QU LoRE | Red Flag Warning - Catastrophic Fires | Aggregated | Aggregated | 2027 | 0.00018687 | 0 | 1086.8999 | 0.20311 | 2027 | Mitigation | 0.08575 | 30 | 0 | esc | 0.0012005 | 2.2433e-07 | 0.00060025 | 1.1217e-07 | 0.0015435 | 2.8843e-07
[35 empty] | 7.3.1.1 A summarized risk map that shows the overall ignition probability and estimated wildfire consequence along the electric lines and equipment | WLDFR | HFTD - Distribution - Tier 2 - 5QU CoRE ¦ 3QU LoRE | 2045 | 0.19715 | 0.0091264 | 0.057366 | 0 | 0.057366 | 0.0056807 | 0.035708 | 0 | 0.035708 | 0.013792 | 0.086695 | 0 | 0.086695 | 0.014484 | 0.091042 | 0 | 0.091042 | 0.01131 | 0.0070397 | 0.017092 | 0.017949 | 0.013792 | 0.0027191 | 0.086695 | 0.017092 | 0 | 0 | 0.086695 | 0.017092 | [11 empty] | WLDFR | HFTD - Distribution - Tier 2 - 1QU CoRE ¦ 3QU LoRE | Non-Red Flag Warning - Small Fires | 2035 | 5.0254e-06 | 2.5127e-06 | 6.4613e-06 | 0.087211 | 0.040679 | 0.0017655 | 0.044766 | 0 | 0 | 0 | 0.0041861 |  | 4.3827e-07 | 0 | 4.3827e-07 | 2.1914e-07 | 0 | 2.1914e-07 | 5.635e-07 | 0 | 5.635e-07 | [16 empty] | 7.3.1.3 Ignition probability mapping showing the probability of ignition along the electric lines and equipmentWLDFRAggregatedAggregated | WLDFR | HFTD - Distribution - Tier 2 - 1QU CoRE ¦ 3QU LoRE | Red Flag Warning - Catastrophic Fires | Aggregated | Aggregated | 2028 | 0.00018687 | 0 | 1086.8999 | 0.20311 | 2028 | Mitigation | 0.08575 | 30 | 0 | esc | 0.0012005 | 2.2433e-07 | 0.00060025 | 1.1217e-07 | 0.0015435 | 2.8843e-07
[35 empty] | 7.3.1.1 A summarized risk map that shows the overall ignition probability and estimated wildfire consequence along the electric lines and equipment | WLDFR | HFTD - Distribution - Tier 2 - 5QU CoRE ¦ 3QU LoRE | 2046 | 0.18425 | 0.0091264 | 0.057366 | 0 | 0.057366 | 0.0056807 | 0.035708 | 0 | 0.035708 | 0.013792 | 0.086695 | 0 | 0.086695 | 0.014484 | 0.091042 | 0 | 0.091042 | 0.01057 | 0.0065791 | 0.015973 | 0.016774 | 0.013792 | 0.0025412 | 0.086695 | 0.015973 | 0 | 0 | 0.086695 | 0.015973 | [11 empty] | WLDFR | HFTD - Distribution - Tier 2 - 1QU CoRE ¦ 3QU LoRE | Non-Red Flag Warning - Small Fires | 2036 | 5.0254e-06 | 2.5127e-06 | 6.4613e-06 | 0.087211 | 0.040679 | 0.0017655 | 0.044766 | 0 | 0 | 0 | 0.0041861 |  | 4.3827e-07 | 0 | 4.3827e-07 | 2.1914e-07 | 0 | 2.1914e-07 | 5.635e-07 | 0 | 5.635e-07 | [16 empty] | 7.3.1.3 Ignition probability mapping showing the probability of ignition along the electric lines and equipmentWLDFRAggregatedAggregated | WLDFR | HFTD - Distribution - Tier 2 - 1QU CoRE ¦ 3QU LoRE | Red Flag Warning - Catastrophic Fires | Aggregated | Aggregated | 2029 | 0.00018687 | 0 | 1086.8999 | 0.20311 | 2029 | Mitigation | 0.08575 | 30 | 0 | esc | 0.0012005 | 2.2433e-07 | 0.00060025 | 1.1217e-07 | 0.0015435 | 2.8843e-07
[35 empty] | 7.3.1.1 A summarized risk map that shows the overall ignition probability and estimated wildfire consequence along the electric lines and equipment | WLDFR | HFTD - Distribution - Tier 2 - 5QU CoRE ¦ 3QU LoRE | 2047 | 0.1722 | 0.0091264 | 0.057366 | 0 | 0.057366 | 0.0056807 | 0.035708 | 0 | 0.035708 | 0.013792 | 0.086695 | 0 | 0.086695 | 0.014484 | 0.091042 | 0 | 0.091042 | 0.0098782 | 0.0061487 | 0.014928 | 0.015677 | 0.013792 | 0.002375 | 0.086695 | 0.014928 | 0 | 0 | 0.086695 | 0.014928 | [11 empty] | WLDFR | HFTD - Distribution - Tier 2 - 1QU CoRE ¦ 3QU LoRE | Non-Red Flag Warning - Small Fires | 2037 | 5.0254e-06 | 2.5127e-06 | 6.4613e-06 | 0.087211 | 0.040679 | 0.0017655 | 0.044766 | 0 | 0 | 0 | 0.0041861 |  | 4.3827e-07 | 0 | 4.3827e-07 | 2.1914e-07 | 0 | 2.1914e-07 | 5.635e-07 | 0 | 5.635e-07 | [16 empty] | 7.3.1.3 Ignition probability mapping showing the probability of ignition along the electric lines and equipmentWLDFRAggregatedAggregated | WLDFR | HFTD - Distribution - Tier 2 - 1QU CoRE ¦ 3QU LoRE | Red Flag Warning - Catastrophic Fires | Aggregated | Aggregated | 2030 | 0.00018687 | 0 | 1086.8999 | 0.20311 | 2030 | Mitigation | 0.08575 | 30 | 0 | esc | 0.0012005 | 2.2433e-07 | 0.00060025 | 1.1217e-07 | 0.0015435 | 2.8843e-07
[35 empty] | 7.3.1.1 A summarized risk map that shows the overall ignition probability and estimated wildfire consequence along the electric lines and equipment | WLDFR | HFTD - Distribution - Tier 2 - 5QU CoRE ¦ 3QU LoRE | 2048 | 0.16093 | 0.0091264 | 0.060223 | 0 | 0.060223 | 0.0056807 | 0.037486 | 0 | 0.037486 | 0.013792 | 0.091012 | 0 | 0.091012 | 0.014484 | 0.095575 | 0 | 0.095575 | 0.0096917 | 0.0060326 | 0.014647 | 0.015381 | 0.013792 | 0.0022196 | 0.091012 | 0.014647 | 0 | 0 | 0.091012 | 0.014647 | [11 empty] | WLDFR | HFTD - Distribution - Tier 2 - 1QU CoRE ¦ 3QU LoRE | Non-Red Flag Warning - Small Fires | 2038 | 5.0254e-06 | 2.5127e-06 | 6.4613e-06 | 0.091184 | 0.042438 | 0.0018418 | 0.046905 | 0 | 0 | 0 | 0.0041861 |  | 4.5824e-07 | 0 | 4.5824e-07 | 2.2912e-07 | 0 | 2.2912e-07 | 5.8917e-07 | 0 | 5.8917e-07 | [16 empty] | 7.3.1.3 Ignition probability mapping showing the probability of ignition along the electric lines and equipmentWLDFRAggregatedAggregated | WLDFR | HFTD - Distribution - Tier 2 - 1QU CoRE ¦ 3QU LoRE | Red Flag Warning - Catastrophic Fires | Aggregated | Aggregated | 2031 | 0.00018687 | 0 | 1086.8999 | 0.20311 | 2031 | Mitigation | 0.08575 | 30 | 0 | esc | 0.0012005 | 2.2433e-07 | 0.00060025 | 1.1217e-07 | 0.0015435 | 2.8843e-07
[35 empty] | 7.3.1.1 A summarized risk map that shows the overall ignition probability and estimated wildfire consequence along the electric lines and equipment | WLDFR | HFTD - Distribution - Tier 2 - 5QU CoRE ¦ 3QU LoRE | 2049 | 0.1504 | 0.0091264 | 0.060223 | 0 | 0.060223 | 0.0056807 | 0.037486 | 0 | 0.037486 | 0.013792 | 0.091012 | 0 | 0.091012 | 0.014484 | 0.095575 | 0 | 0.095575 | 0.0090576 | 0.005638 | 0.013688 | 0.014375 | 0.013792 | 0.0020744 | 0.091012 | 0.013688 | 0 | 0 | 0.091012 | 0.013688 | [11 empty] | WLDFR | HFTD - Distribution - Tier 2 - 1QU CoRE ¦ 3QU LoRE | Non-Red Flag Warning - Small Fires | 2039 | 5.0254e-06 | 2.5127e-06 | 6.4613e-06 | 0.091184 | 0.042438 | 0.0018418 | 0.046905 | 0 | 0 | 0 | 0.0041861 |  | 4.5824e-07 | 0 | 4.5824e-07 | 2.2912e-07 | 0 | 2.2912e-07 | 5.8917e-07 | 0 | 5.8917e-07 | [16 empty] | 7.3.1.3 Ignition probability mapping showing the probability of ignition along the electric lines and equipmentWLDFRAggregatedAggregated | WLDFR | HFTD - Distribution - Tier 2 - 1QU CoRE ¦ 3QU LoRE | Red Flag Warning - Catastrophic Fires | Aggregated | Aggregated | 2032 | 0.00018687 | 0 | 1086.8999 | 0.20311 | 2032 | Mitigation | 0.08575 | 30 | 0 | esc | 0.0012005 | 2.2433e-07 | 0.00060025 | 1.1217e-07 | 0.0015435 | 2.8843e-07
[35 empty] | 7.3.1.1 A summarized risk map that shows the overall ignition probability and estimated wildfire consequence along the electric lines and equipment | WLDFR | HFTD - Distribution - Tier 2 - 5QU CoRE ¦ 3QU LoRE | 2050 | 0.14056 | 0 | 0 | 0 | 0 | 0.0056807 | 0.037486 | 0 | 0.037486 | 0.013792 | 0.091012 | 0 | 0.091012 | 0.014484 | 0.095575 | 0 | 0.095575 | 0 | 0.0052691 | 0.012793 | 0.013434 | 0.013792 | 0.0019387 | 0.091012 | 0.012793 | 0 | 0 | 0.091012 | 0.012793 | [11 empty] | WLDFR | HFTD - Distribution - Tier 2 - 1QU CoRE ¦ 3QU LoRE | Non-Red Flag Warning - Small Fires | 2040 | 5.0254e-06 | 2.5127e-06 | 6.4613e-06 | 0.091184 | 0.042438 | 0.0018418 | 0.046905 | 0 | 0 | 0 | 0.0041861 |  | 4.5824e-07 | 0 | 4.5824e-07 | 2.2912e-07 | 0 | 2.2912e-07 | 5.8917e-07 | 0 | 5.8917e-07 | [16 empty] | 7.3.1.3 Ignition probability mapping showing the probability of ignition along the electric lines and equipmentWLDFRAggregatedAggregated | WLDFR | HFTD - Distribution - Tier 2 - 1QU CoRE ¦ 3QU LoRE | Red Flag Warning - Catastrophic Fires | Aggregated | Aggregated | 2033 | 0.00018687 | 0 | 1086.8999 | 0.20311 | 2033 | Mitigation | 0.08575 | 30 | 0 | esc | 0.0012005 | 2.2433e-07 | 0.00060025 | 1.1217e-07 | 0.0015435 | 2.8843e-07
[35 empty] | 7.3.1.1 A summarized risk map that shows the overall ignition probability and estimated wildfire consequence along the electric lines and equipment | WLDFR | HFTD - Distribution - Tier 2 - 5QU CoRE ¦ 3QU LoRE | 2051 | 0.13137 | 0 | 0 | 0 | 0 | 0 | 0 | 0 | 0 | 0.013792 | 0.091012 | 0 | 0.091012 | 0.014484 | 0.095575 | 0 | 0.095575 | 0 | 0 | 0.011956 | 0.012555 | 0.013792 | 0.0018118 | 0.091012 | 0.011956 | 0 | 0 | 0.091012 | 0.011956 | [11 empty] | WLDFR | HFTD - Distribution - Tier 2 - 1QU CoRE ¦ 3QU LoRE | Non-Red Flag Warning - Small Fires | 2041 | 5.0254e-06 | 2.5127e-06 | 6.4613e-06 | 0.091184 | 0.042438 | 0.0018418 | 0.046905 | 0 | 0 | 0 | 0.0041861 |  | 4.5824e-07 | 0 | 4.5824e-07 | 2.2912e-07 | 0 | 2.2912e-07 | 5.8917e-07 | 0 | 5.8917e-07 | [16 empty] | 7.3.1.3 Ignition probability mapping showing the probability of ignition along the electric lines and equipmentWLDFRAggregatedAggregated | WLDFR | HFTD - Distribution - Tier 2 - 1QU CoRE ¦ 3QU LoRE | Red Flag Warning - Catastrophic Fires | Aggregated | Aggregated | 2034 | 0.00018687 | 0 | 1086.8999 | 0.20311 | 2034 | Mitigation | 0.08575 | 30 | 0 | esc | 0.0012005 | 2.2433e-07 | 0.00060025 | 1.1217e-07 | 0.0015435 | 2.8843e-07
[35 empty] | 7.3.1.1 A summarized risk map that shows the overall ignition probability and estimated wildfire consequence along the electric lines and equipment | WLDFR | HFTD - Distribution - Tier 2 - 5QU CoRE ¦ 3QU LoRE | 2052 | 0.12277 | 0 | 0 | 0 | 0 | 0 | 0 | 0 | 0 | 0 | 0 | 0 | 0 | 0.014484 | 0.095575 | 0 | 0.095575 | 0 | 0 | 0 | 0.011734 | 0 | 0 | 0 | 0 | 0 | 0 | 0 | 0 | [11 empty] | WLDFR | HFTD - Distribution - Tier 2 - 1QU CoRE ¦ 3QU LoRE | Non-Red Flag Warning - Small Fires | 2042 | 5.0254e-06 | 2.5127e-06 | 6.4613e-06 | 0.091184 | 0.042438 | 0.0018418 | 0.046905 | 0 | 0 | 0 | 0.0041861 |  | 4.5824e-07 | 0 | 4.5824e-07 | 2.2912e-07 | 0 | 2.2912e-07 | 5.8917e-07 | 0 | 5.8917e-07 | [16 empty] | 7.3.1.3 Ignition probability mapping showing the probability of ignition along the electric lines and equipmentWLDFRAggregatedAggregated | WLDFR | HFTD - Distribution - Tier 2 - 1QU CoRE ¦ 3QU LoRE | Red Flag Warning - Catastrophic Fires | Aggregated | Aggregated | 2035 | 0.00018687 | 0 | 1086.8999 | 0.20311 | 2035 | Mitigation | 0.08575 | 30 | 0 | esc | 0.0012005 | 2.2433e-07 | 0.00060025 | 1.1217e-07 | 0.0015435 | 2.8843e-07
[35 empty] | 7.3.1.1 A summarized risk map that shows the overall ignition probability and estimated wildfire consequence along the electric lines and equipment | WLDFR | HFTD - Distribution - Tier 2 - 5QU CoRE ¦ 4QU LoRE | 2020 | 1 | 0.0061621 | 0.039395 | 0 | 0.039395 | 0 | 0 | 0 | 0 | 0 | 0 | 0 | 0 | 0 | 0 | 0 | 0 | 0.039395 | 0 | 0 | 0 | 0 | 0 | 0 | 0 | 0 | 0 | 0 | 0 | [11 empty] | WLDFR | HFTD - Distribution - Tier 2 - 1QU CoRE ¦ 3QU LoRE | Non-Red Flag Warning - Small Fires | 2043 | 5.0254e-06 | 2.5127e-06 | 6.4613e-06 | 0.095486 | 0.044306 | 0.0019228 | 0.049257 | 0 | 0 | 0 | 0.0041861 |  | 4.7986e-07 | 0 | 4.7986e-07 | 2.3993e-07 | 0 | 2.3993e-07 | 6.1696e-07 | 0 | 6.1696e-07 | [16 empty] | 7.3.1.3 Ignition probability mapping showing the probability of ignition along the electric lines and equipmentWLDFRAggregatedAggregated | WLDFR | HFTD - Distribution - Tier 2 - 1QU CoRE ¦ 3QU LoRE | Red Flag Warning - Catastrophic Fires | Aggregated | Aggregated | 2036 | 0.00018687 | 0 | 1086.8999 | 0.20311 | 2036 | Mitigation | 0.08575 | 30 | 0 | esc | 0.0012005 | 2.2433e-07 | 0.00060025 | 1.1217e-07 | 0.0015435 | 2.8843e-07
[35 empty] | 7.3.1.1 A summarized risk map that shows the overall ignition probability and estimated wildfire consequence along the electric lines and equipment | WLDFR | HFTD - Distribution - Tier 2 - 5QU CoRE ¦ 4QU LoRE | 2021 | 1 | 0.0061621 | 0.039395 | 0 | 0.039395 | 0.0038356 | 0.024521 | 0 | 0.024521 | 0 | 0 | 0 | 0 | 0 | 0 | 0 | 0 | 0.039395 | 0.024521 | 0 | 0 | 0 | 0 | 0 | 0 | 0 | 0 | 0 | 0 | [11 empty] | WLDFR | HFTD - Distribution - Tier 2 - 1QU CoRE ¦ 3QU LoRE | Non-Red Flag Warning - Small Fires | 2044 | 5.0254e-06 | 2.5127e-06 | 6.4613e-06 | 0.095486 | 0.044306 | 0.0019228 | 0.049257 | 0 | 0 | 0 | 0.0041861 |  | 4.7986e-07 | 0 | 4.7986e-07 | 2.3993e-07 | 0 | 2.3993e-07 | 6.1696e-07 | 0 | 6.1696e-07 | [16 empty] | 7.3.1.3 Ignition probability mapping showing the probability of ignition along the electric lines and equipmentWLDFRAggregatedAggregated | WLDFR | HFTD - Distribution - Tier 2 - 1QU CoRE ¦ 3QU LoRE | Red Flag Warning - Catastrophic Fires | Aggregated | Aggregated | 2037 | 0.00018687 | 0 | 1086.8999 | 0.20311 | 2037 | Mitigation | 0.08575 | 30 | 0 | esc | 0.0012005 | 2.2433e-07 | 0.00060025 | 1.1217e-07 | 0.0015435 | 2.8843e-07
[35 empty] | 7.3.1.1 A summarized risk map that shows the overall ignition probability and estimated wildfire consequence along the electric lines and equipment | WLDFR | HFTD - Distribution - Tier 2 - 5QU CoRE ¦ 4QU LoRE | 2022 | 0.93458 | 0.0060413 | 0.037535 | 0 | 0.037535 | 0.0037604 | 0.023363 | 0 | 0.023363 | 0.0077906 | 0.048403 | 0 | 0.048403 | 0 | 0 | 0 | 0 | 0.035079 | 0.021835 | 0.045236 | 0 | 0.0077906 | 0.0072809 | 0.048403 | 0.045236 | 0 | 0 | 0.048403 | 0.045236 | [11 empty] | WLDFR | HFTD - Distribution - Tier 2 - 1QU CoRE ¦ 3QU LoRE | Non-Red Flag Warning - Small Fires | 2045 | 5.0254e-06 | 2.5127e-06 | 6.4613e-06 | 0.095486 | 0.044306 | 0.0019228 | 0.049257 | 0 | 0 | 0 | 0.0041861 |  | 4.7986e-07 | 0 | 4.7986e-07 | 2.3993e-07 | 0 | 2.3993e-07 | 6.1696e-07 | 0 | 6.1696e-07 | [16 empty] | 7.3.1.3 Ignition probability mapping showing the probability of ignition along the electric lines and equipmentWLDFRAggregatedAggregated | WLDFR | HFTD - Distribution - Tier 2 - 1QU CoRE ¦ 3QU LoRE | Red Flag Warning - Catastrophic Fires | Aggregated | Aggregated | 2038 | 0.00018687 | 0 | 1086.8999 | 0.20311 | 2038 | Mitigation | 0.08575 | 30 | 0 | esc | 0.0012005 | 2.2433e-07 | 0.00060025 | 1.1217e-07 | 0.0015435 | 2.8843e-07
[35 empty] | 7.3.1.1 A summarized risk map that shows the overall ignition probability and estimated wildfire consequence along the electric lines and equipment | WLDFR | HFTD - Distribution - Tier 2 - 5QU CoRE ¦ 4QU LoRE | 2023 | 0.87344 | 0.0060413 | 0.038908 | 0 | 0.038908 | 0.0037604 | 0.024218 | 0 | 0.024218 | 0.0077906 | 0.050174 | 0 | 0.050174 | 0.0081813 | 0.05269 | 0 | 0.05269 | 0.033983 | 0.021153 | 0.043824 | 0.046021 | 0.0077906 | 0.0068046 | 0.050174 | 0.043824 | 0 | 0 | 0.050174 | 0.043824 | [11 empty] | WLDFR | HFTD - Distribution - Tier 2 - 1QU CoRE ¦ 3QU LoRE | Non-Red Flag Warning - Small Fires | 2046 | 5.0254e-06 | 2.5127e-06 | 6.4613e-06 | 0.095486 | 0.044306 | 0.0019228 | 0.049257 | 0 | 0 | 0 | 0.0041861 |  | 4.7986e-07 | 0 | 4.7986e-07 | 2.3993e-07 | 0 | 2.3993e-07 | 6.1696e-07 | 0 | 6.1696e-07 | [16 empty] | 7.3.1.3 Ignition probability mapping showing the probability of ignition along the electric lines and equipmentWLDFRAggregatedAggregated | WLDFR | HFTD - Distribution - Tier 2 - 1QU CoRE ¦ 3QU LoRE | Red Flag Warning - Catastrophic Fires | Aggregated | Aggregated | 2039 | 0.00018687 | 0 | 1086.8999 | 0.20311 | 2039 | Mitigation | 0.08575 | 30 | 0 | esc | 0.0012005 | 2.2433e-07 | 0.00060025 | 1.1217e-07 | 0.0015435 | 2.8843e-07
[35 empty] | 7.3.1.1 A summarized risk map that shows the overall ignition probability and estimated wildfire consequence along the electric lines and equipment | WLDFR | HFTD - Distribution - Tier 2 - 5QU CoRE ¦ 4QU LoRE | 2024 | 0.8163 | 0.0060413 | 0.038908 | 0 | 0.038908 | 0.0037604 | 0.024218 | 0 | 0.024218 | 0.0077906 | 0.050174 | 0 | 0.050174 | 0.0081813 | 0.05269 | 0 | 0.05269 | 0.03176 | 0.019769 | 0.040957 | 0.04301 | 0.0077906 | 0.0063594 | 0.050174 | 0.040957 | 0 | 0 | 0.050174 | 0.040957 | [11 empty] | WLDFR | HFTD - Distribution - Tier 2 - 1QU CoRE ¦ 3QU LoRE | Non-Red Flag Warning - Small Fires | 2047 | 5.0254e-06 | 2.5127e-06 | 6.4613e-06 | 0.095486 | 0.044306 | 0.0019228 | 0.049257 | 0 | 0 | 0 | 0.0041861 |  | 4.7986e-07 | 0 | 4.7986e-07 | 2.3993e-07 | 0 | 2.3993e-07 | 6.1696e-07 | 0 | 6.1696e-07 | [16 empty] | 7.3.1.3 Ignition probability mapping showing the probability of ignition along the electric lines and equipmentWLDFRAggregatedAggregated | WLDFR | HFTD - Distribution - Tier 2 - 1QU CoRE ¦ 3QU LoRE | Red Flag Warning - Catastrophic Fires | Aggregated | Aggregated | 2040 | 0.00018687 | 0 | 1086.8999 | 0.20311 | 2040 | Mitigation | 0.08575 | 30 | 0 | esc | 0.0012005 | 2.2433e-07 | 0.00060025 | 1.1217e-07 | 0.0015435 | 2.8843e-07
[35 empty] | 7.3.1.1 A summarized risk map that shows the overall ignition probability and estimated wildfire consequence along the electric lines and equipment | WLDFR | HFTD - Distribution - Tier 2 - 5QU CoRE ¦ 4QU LoRE | 2025 | 0.7629 | 0.0060413 | 0.038908 | 0 | 0.038908 | 0.0037604 | 0.024218 | 0 | 0.024218 | 0.0077906 | 0.050174 | 0 | 0.050174 | 0.0081813 | 0.05269 | 0 | 0.05269 | 0.029682 | 0.018476 | 0.038277 | 0.040197 | 0.0077906 | 0.0059434 | 0.050174 | 0.038277 | 0 | 0 | 0.050174 | 0.038277 | [11 empty] | WLDFR | HFTD - Distribution - Tier 2 - 1QU CoRE ¦ 3QU LoRE | Non-Red Flag Warning - Small Fires | 2048 | 5.0254e-06 | 2.5127e-06 | 6.4613e-06 | 0.10007 | 0.04626 | 0.0020076 | 0.051804 | 0 | 0 | 0 | 0.0041861 |  | 5.029e-07 | 0 | 5.029e-07 | 2.5145e-07 | 0 | 2.5145e-07 | 6.4659e-07 | 0 | 6.4659e-07 | [16 empty] | 7.3.1.3 Ignition probability mapping showing the probability of ignition along the electric lines and equipmentWLDFRAggregatedAggregated | WLDFR | HFTD - Distribution - Tier 2 - 1QU CoRE ¦ 3QU LoRE | Red Flag Warning - Catastrophic Fires | Aggregated | Aggregated | 2041 | 0.00018687 | 0 | 1086.8999 | 0.20311 | 2041 | Mitigation | 0.08575 | 30 | 0 | esc | 0.0012005 | 2.2433e-07 | 0.00060025 | 1.1217e-07 | 0.0015435 | 2.8843e-07
[35 empty] | 7.3.1.1 A summarized risk map that shows the overall ignition probability and estimated wildfire consequence along the electric lines and equipment | WLDFR | HFTD - Distribution - Tier 2 - 5QU CoRE ¦ 4QU LoRE | 2026 | 0.71299 | 0.0060413 | 0.038908 | 0 | 0.038908 | 0.0037604 | 0.024218 | 0 | 0.024218 | 0.0077906 | 0.050174 | 0 | 0.050174 | 0.0081813 | 0.05269 | 0 | 0.05269 | 0.027741 | 0.017267 | 0.035773 | 0.037567 | 0.0077906 | 0.0055546 | 0.050174 | 0.035773 | 0 | 0 | 0.050174 | 0.035773 | [11 empty] | WLDFR | HFTD - Distribution - Tier 2 - 1QU CoRE ¦ 3QU LoRE | Non-Red Flag Warning - Small Fires | 2049 | 5.0254e-06 | 2.5127e-06 | 6.4613e-06 | 0.10007 | 0.04626 | 0.0020076 | 0.051804 | 0 | 0 | 0 | 0.0041861 |  | 5.029e-07 | 0 | 5.029e-07 | 2.5145e-07 | 0 | 2.5145e-07 | 6.4659e-07 | 0 | 6.4659e-07 | [16 empty] | 7.3.1.3 Ignition probability mapping showing the probability of ignition along the electric lines and equipmentWLDFRAggregatedAggregated | WLDFR | HFTD - Distribution - Tier 2 - 1QU CoRE ¦ 3QU LoRE | Red Flag Warning - Catastrophic Fires | Aggregated | Aggregated | 2042 | 0.00018687 | 0 | 1086.8999 | 0.20311 | 2042 | Mitigation | 0.08575 | 30 | 0 | esc | 0.0012005 | 2.2433e-07 | 0.00060025 | 1.1217e-07 | 0.0015435 | 2.8843e-07
[35 empty] | 7.3.1.1 A summarized risk map that shows the overall ignition probability and estimated wildfire consequence along the electric lines and equipment | WLDFR | HFTD - Distribution - Tier 2 - 5QU CoRE ¦ 4QU LoRE | 2027 | 0.66634 | 0.0060413 | 0.038908 | 0 | 0.038908 | 0.0037604 | 0.024218 | 0 | 0.024218 | 0.0077906 | 0.050174 | 0 | 0.050174 | 0.0081813 | 0.05269 | 0 | 0.05269 | 0.025926 | 0.016138 | 0.033433 | 0.035109 | 0.0077906 | 0.0051912 | 0.050174 | 0.033433 | 0 | 0 | 0.050174 | 0.033433 | [11 empty] | WLDFR | HFTD - Distribution - Tier 2 - 1QU CoRE ¦ 3QU LoRE | Non-Red Flag Warning - Small Fires | 2050 | 0 | 2.5127e-06 | 6.4613e-06 | 0.10007 | 0.04626 | 0.0020076 | 0.051804 | 0 | 0 | 0 | 0.0041861 |  | 0 | 0 | 0 | 2.5145e-07 | 0 | 2.5145e-07 | 6.4659e-07 | 0 | 6.4659e-07 | [16 empty] | 7.3.1.3 Ignition probability mapping showing the probability of ignition along the electric lines and equipmentWLDFRAggregatedAggregated | WLDFR | HFTD - Distribution - Tier 2 - 1QU CoRE ¦ 3QU LoRE | Red Flag Warning - Catastrophic Fires | Aggregated | Aggregated | 2043 | 0.00018687 | 0 | 1086.8999 | 0.20311 | 2043 | Mitigation | 0.08575 | 30 | 0 | esc | 0.0012005 | 2.2433e-07 | 0.00060025 | 1.1217e-07 | 0.0015435 | 2.8843e-07
[35 empty] | 7.3.1.1 A summarized risk map that shows the overall ignition probability and estimated wildfire consequence along the electric lines and equipment | WLDFR | HFTD - Distribution - Tier 2 - 5QU CoRE ¦ 4QU LoRE | 2028 | 0.62275 | 0.0060413 | 0.040638 | 0 | 0.040638 | 0.0037604 | 0.025295 | 0 | 0.025295 | 0.0077906 | 0.052405 | 0 | 0.052405 | 0.0081813 | 0.055033 | 0 | 0.055033 | 0.025307 | 0.015753 | 0.032635 | 0.034272 | 0.0077906 | 0.0048516 | 0.052405 | 0.032635 | 0 | 0 | 0.052405 | 0.032635 | [11 empty] | WLDFR | HFTD - Distribution - Tier 2 - 1QU CoRE ¦ 3QU LoRE | Non-Red Flag Warning - Small Fires | 2051 | 0 | 0 | 6.4613e-06 | 0.10007 | 0.04626 | 0.0020076 | 0.051804 | 0 | 0 | 0 | 0.0041861 |  | 0 | 0 | 0 | 0 | 0 | 0 | 6.4659e-07 | 0 | 6.4659e-07 | [16 empty] | 7.3.1.3 Ignition probability mapping showing the probability of ignition along the electric lines and equipmentWLDFRAggregatedAggregated | WLDFR | HFTD - Distribution - Tier 2 - 1QU CoRE ¦ 3QU LoRE | Red Flag Warning - Catastrophic Fires | Aggregated | Aggregated | 2044 | 0.00018687 | 0 | 1086.8999 | 0.20311 | 2044 | Mitigation | 0.08575 | 30 | 0 | esc | 0.0012005 | 2.2433e-07 | 0.00060025 | 1.1217e-07 | 0.0015435 | 2.8843e-07
[35 empty] | 7.3.1.1 A summarized risk map that shows the overall ignition probability and estimated wildfire consequence along the electric lines and equipment | WLDFR | HFTD - Distribution - Tier 2 - 5QU CoRE ¦ 4QU LoRE | 2029 | 0.58201 | 0.0060413 | 0.040638 | 0 | 0.040638 | 0.0037604 | 0.025295 | 0 | 0.025295 | 0.0077906 | 0.052405 | 0 | 0.052405 | 0.0081813 | 0.055033 | 0 | 0.055033 | 0.023652 | 0.014722 | 0.0305 | 0.03203 | 0.0077906 | 0.0045342 | 0.052405 | 0.0305 | 0 | 0 | 0.052405 | 0.0305 | [11 empty] | WLDFR | HFTD - Distribution - Tier 2 - 1QU CoRE ¦ 3QU LoRE | Red Flag Warning - Catastrophic Fires | 2020 | 2.2433e-07 | 0 | 0 | 14146.1306 | 222.2294 | 8585.7228 | 5338.1784 | 0 | 0 | 0 | 0.00018687 |  | 0.0031735 | 0 | 0.0031735 | 0 | 0 | 0 | 0 | 0 | 0 | [16 empty] | 7.3.1.3 Ignition probability mapping showing the probability of ignition along the electric lines and equipmentWLDFRAggregatedAggregated | WLDFR | HFTD - Distribution - Tier 2 - 1QU CoRE ¦ 3QU LoRE | Red Flag Warning - Catastrophic Fires | Aggregated | Aggregated | 2045 | 0.00018687 | 0 | 1086.8999 | 0.20311 | 2045 | Mitigation | 0.08575 | 30 | 0 | esc | 0.0012005 | 2.2433e-07 | 0.00060025 | 1.1217e-07 | 0.0015435 | 2.8843e-07
[35 empty] | 7.3.1.1 A summarized risk map that shows the overall ignition probability and estimated wildfire consequence along the electric lines and equipment | WLDFR | HFTD - Distribution - Tier 2 - 5QU CoRE ¦ 4QU LoRE | 2030 | 0.54393 | 0.0060413 | 0.040638 | 0 | 0.040638 | 0.0037604 | 0.025295 | 0 | 0.025295 | 0.0077906 | 0.052405 | 0 | 0.052405 | 0.0081813 | 0.055033 | 0 | 0.055033 | 0.022104 | 0.013759 | 0.028505 | 0.029934 | 0.0077906 | 0.0042376 | 0.052405 | 0.028505 | 0 | 0 | 0.052405 | 0.028505 | [11 empty] | WLDFR | HFTD - Distribution - Tier 2 - 1QU CoRE ¦ 3QU LoRE | Red Flag Warning - Catastrophic Fires | 2021 | 2.2433e-07 | 1.1217e-07 | 0 | 14146.1306 | 222.2294 | 8585.7228 | 5338.1784 | 0 | 0 | 0 | 0.00018687 |  | 0.0031735 | 0 | 0.0031735 | 0.0015867 | 0 | 0.0015867 | 0 | 0 | 0 | [16 empty] | 7.3.1.3 Ignition probability mapping showing the probability of ignition along the electric lines and equipmentWLDFRAggregatedAggregated | WLDFR | HFTD - Distribution - Tier 2 - 1QU CoRE ¦ 3QU LoRE | Red Flag Warning - Catastrophic Fires | Aggregated | Aggregated | 2046 | 0.00018687 | 0 | 1086.8999 | 0.20311 | 2046 | Mitigation | 0.08575 | 30 | 0 | esc | 0.0012005 | 2.2433e-07 | 0.00060025 | 1.1217e-07 | 0.0015435 | 2.8843e-07
[35 empty] | 7.3.1.1 A summarized risk map that shows the overall ignition probability and estimated wildfire consequence along the electric lines and equipment | WLDFR | HFTD - Distribution - Tier 2 - 5QU CoRE ¦ 4QU LoRE | 2031 | 0.50835 | 0.0060413 | 0.040638 | 0 | 0.040638 | 0.0037604 | 0.025295 | 0 | 0.025295 | 0.0077906 | 0.052405 | 0 | 0.052405 | 0.0081813 | 0.055033 | 0 | 0.055033 | 0.020658 | 0.012859 | 0.02664 | 0.027976 | 0.0077906 | 0.0039603 | 0.052405 | 0.02664 | 0 | 0 | 0.052405 | 0.02664 | [11 empty] | WLDFR | HFTD - Distribution - Tier 2 - 1QU CoRE ¦ 3QU LoRE | Red Flag Warning - Catastrophic Fires | 2022 | 2.2433e-07 | 1.1217e-07 | 2.8843e-07 | 14146.1306 | 222.2294 | 8585.7228 | 5338.1784 | 0 | 0 | 0 | 0.00018687 |  | 0.0031735 | 0 | 0.0031735 | 0.0015867 | 0 | 0.0015867 | 0.0040802 | 0 | 0.0040802 | [16 empty] | 7.3.1.3 Ignition probability mapping showing the probability of ignition along the electric lines and equipmentWLDFRAggregatedAggregated | WLDFR | HFTD - Distribution - Tier 2 - 1QU CoRE ¦ 3QU LoRE | Red Flag Warning - Catastrophic Fires | Aggregated | Aggregated | 2047 | 0.00018687 | 0 | 1086.8999 | 0.20311 | 2047 | Mitigation | 0.08575 | 30 | 0 | esc | 0.0012005 | 2.2433e-07 | 0.00060025 | 1.1217e-07 | 0.0015435 | 2.8843e-07
[35 empty] | 7.3.1.1 A summarized risk map that shows the overall ignition probability and estimated wildfire consequence along the electric lines and equipment | WLDFR | HFTD - Distribution - Tier 2 - 5QU CoRE ¦ 4QU LoRE | 2032 | 0.47509 | 0.0060413 | 0.040638 | 0 | 0.040638 | 0.0037604 | 0.025295 | 0 | 0.025295 | 0.0077906 | 0.052405 | 0 | 0.052405 | 0.0081813 | 0.055033 | 0 | 0.055033 | 0.019307 | 0.012018 | 0.024897 | 0.026146 | 0.0077906 | 0.0037013 | 0.052405 | 0.024897 | 0 | 0 | 0.052405 | 0.024897 | [11 empty] | WLDFR | HFTD - Distribution - Tier 2 - 1QU CoRE ¦ 3QU LoRE | Red Flag Warning - Catastrophic Fires | 2023 | 2.2433e-07 | 1.1217e-07 | 2.8843e-07 | 14664.6376 | 233.2301 | 8896.516 | 5534.8915 | 0 | 0 | 0 | 0.00018687 |  | 0.0032898 | 0 | 0.0032898 | 0.0016449 | 0 | 0.0016449 | 0.0042297 | 0 | 0.0042297 | [16 empty] | 7.3.1.3 Ignition probability mapping showing the probability of ignition along the electric lines and equipmentWLDFRAggregatedAggregated | WLDFR | HFTD - Distribution - Tier 2 - 1QU CoRE ¦ 3QU LoRE | Red Flag Warning - Catastrophic Fires | Aggregated | Aggregated | 2048 | 0.00018687 | 0 | 1086.8999 | 0.20311 | 2048 | Mitigation | 0.08575 | 30 | 0 | esc | 0.0012005 | 2.2433e-07 | 0.00060025 | 1.1217e-07 | 0.0015435 | 2.8843e-07
[35 empty] | 7.3.1.1 A summarized risk map that shows the overall ignition probability and estimated wildfire consequence along the electric lines and equipment | WLDFR | HFTD - Distribution - Tier 2 - 5QU CoRE ¦ 4QU LoRE | 2033 | 0.44401 | 0.0060413 | 0.042562 | 0 | 0.042562 | 0.0037604 | 0.026493 | 0 | 0.026493 | 0.0077906 | 0.054886 | 0 | 0.054886 | 0.0081813 | 0.057638 | 0 | 0.057638 | 0.018898 | 0.011763 | 0.02437 | 0.025592 | 0.0077906 | 0.0034591 | 0.054886 | 0.02437 | 0 | 0 | 0.054886 | 0.02437 | [11 empty] | WLDFR | HFTD - Distribution - Tier 2 - 1QU CoRE ¦ 3QU LoRE | Red Flag Warning - Catastrophic Fires | 2024 | 2.2433e-07 | 1.1217e-07 | 2.8843e-07 | 14664.6376 | 233.2301 | 8896.516 | 5534.8915 | 0 | 0 | 0 | 0.00018687 |  | 0.0032898 | 0 | 0.0032898 | 0.0016449 | 0 | 0.0016449 | 0.0042297 | 0 | 0.0042297 | [16 empty] | 7.3.1.3 Ignition probability mapping showing the probability of ignition along the electric lines and equipmentWLDFRAggregatedAggregated | WLDFR | HFTD - Distribution - Tier 2 - 1QU CoRE ¦ 3QU LoRE | Red Flag Warning - Catastrophic Fires | Aggregated | Aggregated | 2049 | 0.00018687 | 0 | 1086.8999 | 0.20311 | 2049 | Mitigation | 0.08575 | 30 | 0 | esc | 0.0012005 | 2.2433e-07 | 0.00060025 | 1.1217e-07 | 0.0015435 | 2.8843e-07
[35 empty] | 7.3.1.1 A summarized risk map that shows the overall ignition probability and estimated wildfire consequence along the electric lines and equipment | WLDFR | HFTD - Distribution - Tier 2 - 5QU CoRE ¦ 4QU LoRE | 2034 | 0.41496 | 0.0060413 | 0.042562 | 0 | 0.042562 | 0.0037604 | 0.026493 | 0 | 0.026493 | 0.0077906 | 0.054886 | 0 | 0.054886 | 0.0081813 | 0.057638 | 0 | 0.057638 | 0.017662 | 0.010994 | 0.022776 | 0.023918 | 0.0077906 | 0.0032328 | 0.054886 | 0.022776 | 0 | 0 | 0.054886 | 0.022776 | [11 empty] | WLDFR | HFTD - Distribution - Tier 2 - 1QU CoRE ¦ 3QU LoRE | Red Flag Warning - Catastrophic Fires | 2025 | 2.2433e-07 | 1.1217e-07 | 2.8843e-07 | 14664.6376 | 233.2301 | 8896.516 | 5534.8915 | 0 | 0 | 0 | 0.00018687 |  | 0.0032898 | 0 | 0.0032898 | 0.0016449 | 0 | 0.0016449 | 0.0042297 | 0 | 0.0042297 | [16 empty] | 7.3.1.3 Ignition probability mapping showing the probability of ignition along the electric lines and equipmentWLDFRAggregatedAggregated | WLDFR | HFTD - Distribution - Tier 2 - 1QU CoRE ¦ 3QU LoRE | Red Flag Warning - Catastrophic Fires | Aggregated | Aggregated | 2050 | 0.00018687 | 0 | 1086.8999 | 0.20311 | 2050 | Mitigation | 0.08575 | 30 | 0 | esc | 0 | 0 | 0.00060025 | 1.1217e-07 | 0.0015435 | 2.8843e-07
[35 empty] | 7.3.1.1 A summarized risk map that shows the overall ignition probability and estimated wildfire consequence along the electric lines and equipment | WLDFR | HFTD - Distribution - Tier 2 - 5QU CoRE ¦ 4QU LoRE | 2035 | 0.38782 | 0.0060413 | 0.042562 | 0 | 0.042562 | 0.0037604 | 0.026493 | 0 | 0.026493 | 0.0077906 | 0.054886 | 0 | 0.054886 | 0.0081813 | 0.057638 | 0 | 0.057638 | 0.016506 | 0.010274 | 0.021286 | 0.022353 | 0.0077906 | 0.0030213 | 0.054886 | 0.021286 | 0 | 0 | 0.054886 | 0.021286 | [11 empty] | WLDFR | HFTD - Distribution - Tier 2 - 1QU CoRE ¦ 3QU LoRE | Red Flag Warning - Catastrophic Fires | 2026 | 2.2433e-07 | 1.1217e-07 | 2.8843e-07 | 14664.6376 | 233.2301 | 8896.516 | 5534.8915 | 0 | 0 | 0 | 0.00018687 |  | 0.0032898 | 0 | 0.0032898 | 0.0016449 | 0 | 0.0016449 | 0.0042297 | 0 | 0.0042297 | [16 empty] | 7.3.1.3 Ignition probability mapping showing the probability of ignition along the electric lines and equipmentWLDFRAggregatedAggregated | WLDFR | HFTD - Distribution - Tier 2 - 1QU CoRE ¦ 3QU LoRE | Red Flag Warning - Catastrophic Fires | Aggregated | Aggregated | 2051 | 0.00018687 | 0 | 1086.8999 | 0.20311 | 2051 | Mitigation | 0.08575 | 30 | 0 | esc | 0 | 0 | 0 | 0 | 0.0015435 | 2.8843e-07
[35 empty] | 7.3.1.1 A summarized risk map that shows the overall ignition probability and estimated wildfire consequence along the electric lines and equipment | WLDFR | HFTD - Distribution - Tier 2 - 5QU CoRE ¦ 4QU LoRE | 2036 | 0.36245 | 0.0060413 | 0.042562 | 0 | 0.042562 | 0.0037604 | 0.026493 | 0 | 0.026493 | 0.0077906 | 0.054886 | 0 | 0.054886 | 0.0081813 | 0.057638 | 0 | 0.057638 | 0.015426 | 0.0096022 | 0.019893 | 0.020891 | 0.0077906 | 0.0028237 | 0.054886 | 0.019893 | 0 | 0 | 0.054886 | 0.019893 | [11 empty] | WLDFR | HFTD - Distribution - Tier 2 - 1QU CoRE ¦ 3QU LoRE | Red Flag Warning - Catastrophic Fires | 2027 | 2.2433e-07 | 1.1217e-07 | 2.8843e-07 | 14664.6376 | 233.2301 | 8896.516 | 5534.8915 | 0 | 0 | 0 | 0.00018687 |  | 0.0032898 | 0 | 0.0032898 | 0.0016449 | 0 | 0.0016449 | 0.0042297 | 0 | 0.0042297 | [16 empty] | 7.3.1.3 Ignition probability mapping showing the probability of ignition along the electric lines and equipmentWLDFRAggregatedAggregated | WLDFR | HFTD - Distribution - Tier 2 - 1QU CoRE ¦ 3QU LoRE | Red Flag Warning - Destructive Fires | Aggregated | Aggregated | 2021 | 2.58e-05 | 0 | 1086.8999 | 0.028042 | 2021 | Mitigation | 0.08575 | 30 | 0 | esc | 0.0012005 | 3.0972e-08 | 0.00060025 | 1.5486e-08 | 0 | 0
[35 empty] | 7.3.1.1 A summarized risk map that shows the overall ignition probability and estimated wildfire consequence along the electric lines and equipment | WLDFR | HFTD - Distribution - Tier 2 - 5QU CoRE ¦ 4QU LoRE | 2037 | 0.33873 | 0.0060413 | 0.042562 | 0 | 0.042562 | 0.0037604 | 0.026493 | 0 | 0.026493 | 0.0077906 | 0.054886 | 0 | 0.054886 | 0.0081813 | 0.057638 | 0 | 0.057638 | 0.014417 | 0.008974 | 0.018592 | 0.019524 | 0.0077906 | 0.0026389 | 0.054886 | 0.018592 | 0 | 0 | 0.054886 | 0.018592 | [11 empty] | WLDFR | HFTD - Distribution - Tier 2 - 1QU CoRE ¦ 3QU LoRE | Red Flag Warning - Catastrophic Fires | 2028 | 2.2433e-07 | 1.1217e-07 | 2.8843e-07 | 15317.9909 | 247.273 | 9287.6491 | 5783.0689 | 0 | 0 | 0 | 0.00018687 |  | 0.0034363 | 0 | 0.0034363 | 0.0017182 | 0 | 0.0017182 | 0.0044182 | 0 | 0.0044182 | [16 empty] | 7.3.1.3 Ignition probability mapping showing the probability of ignition along the electric lines and equipmentWLDFRAggregatedAggregated | WLDFR | HFTD - Distribution - Tier 2 - 1QU CoRE ¦ 3QU LoRE | Red Flag Warning - Destructive Fires | Aggregated | Aggregated | 2022 | 2.58e-05 | 0 | 1086.8999 | 0.028042 | 2022 | Mitigation | 0.08575 | 30 | 0 | esc | 0.0012005 | 3.0972e-08 | 0.00060025 | 1.5486e-08 | 0.0015435 | 3.9822e-08
[35 empty] | 7.3.1.1 A summarized risk map that shows the overall ignition probability and estimated wildfire consequence along the electric lines and equipment | WLDFR | HFTD - Distribution - Tier 2 - 5QU CoRE ¦ 4QU LoRE | 2038 | 0.31657 | 0.0060413 | 0.044651 | 0 | 0.044651 | 0.0037604 | 0.027793 | 0 | 0.027793 | 0.0077906 | 0.05758 | 0 | 0.05758 | 0.0081813 | 0.060467 | 0 | 0.060467 | 0.014135 | 0.0087985 | 0.018228 | 0.019142 | 0.0077906 | 0.0024663 | 0.05758 | 0.018228 | 0 | 0 | 0.05758 | 0.018228 | [11 empty] | WLDFR | HFTD - Distribution - Tier 2 - 1QU CoRE ¦ 3QU LoRE | Red Flag Warning - Catastrophic Fires | 2029 | 2.2433e-07 | 1.1217e-07 | 2.8843e-07 | 15317.9909 | 247.273 | 9287.6491 | 5783.0689 | 0 | 0 | 0 | 0.00018687 |  | 0.0034363 | 0 | 0.0034363 | 0.0017182 | 0 | 0.0017182 | 0.0044182 | 0 | 0.0044182 | [16 empty] | 7.3.1.3 Ignition probability mapping showing the probability of ignition along the electric lines and equipmentWLDFRAggregatedAggregated | WLDFR | HFTD - Distribution - Tier 2 - 1QU CoRE ¦ 3QU LoRE | Red Flag Warning - Destructive Fires | Aggregated | Aggregated | 2023 | 2.58e-05 | 0 | 1086.8999 | 0.028042 | 2023 | Mitigation | 0.08575 | 30 | 0 | esc | 0.0012005 | 3.0972e-08 | 0.00060025 | 1.5486e-08 | 0.0015435 | 3.9822e-08
[35 empty] | 7.3.1.1 A summarized risk map that shows the overall ignition probability and estimated wildfire consequence along the electric lines and equipment | WLDFR | HFTD - Distribution - Tier 2 - 5QU CoRE ¦ 4QU LoRE | 2039 | 0.29586 | 0.0060413 | 0.044651 | 0 | 0.044651 | 0.0037604 | 0.027793 | 0 | 0.027793 | 0.0077906 | 0.05758 | 0 | 0.05758 | 0.0081813 | 0.060467 | 0 | 0.060467 | 0.01321 | 0.0082229 | 0.017036 | 0.01789 | 0.0077906 | 0.002305 | 0.05758 | 0.017036 | 0 | 0 | 0.05758 | 0.017036 | [11 empty] | WLDFR | HFTD - Distribution - Tier 2 - 1QU CoRE ¦ 3QU LoRE | Red Flag Warning - Catastrophic Fires | 2030 | 2.2433e-07 | 1.1217e-07 | 2.8843e-07 | 15317.9909 | 247.273 | 9287.6491 | 5783.0689 | 0 | 0 | 0 | 0.00018687 |  | 0.0034363 | 0 | 0.0034363 | 0.0017182 | 0 | 0.0017182 | 0.0044182 | 0 | 0.0044182 | [16 empty] | 7.3.1.3 Ignition probability mapping showing the probability of ignition along the electric lines and equipmentWLDFRAggregatedAggregated | WLDFR | HFTD - Distribution - Tier 2 - 1QU CoRE ¦ 3QU LoRE | Red Flag Warning - Destructive Fires | Aggregated | Aggregated | 2024 | 2.58e-05 | 0 | 1086.8999 | 0.028042 | 2024 | Mitigation | 0.08575 | 30 | 0 | esc | 0.0012005 | 3.0972e-08 | 0.00060025 | 1.5486e-08 | 0.0015435 | 3.9822e-08
[35 empty] | 7.3.1.1 A summarized risk map that shows the overall ignition probability and estimated wildfire consequence along the electric lines and equipment | WLDFR | HFTD - Distribution - Tier 2 - 5QU CoRE ¦ 4QU LoRE | 2040 | 0.27651 | 0.0060413 | 0.044651 | 0 | 0.044651 | 0.0037604 | 0.027793 | 0 | 0.027793 | 0.0077906 | 0.05758 | 0 | 0.05758 | 0.0081813 | 0.060467 | 0 | 0.060467 | 0.012346 | 0.007685 | 0.015921 | 0.01672 | 0.0077906 | 0.0021542 | 0.05758 | 0.015921 | 0 | 0 | 0.05758 | 0.015921 | [11 empty] | WLDFR | HFTD - Distribution - Tier 2 - 1QU CoRE ¦ 3QU LoRE | Red Flag Warning - Catastrophic Fires | 2031 | 2.2433e-07 | 1.1217e-07 | 2.8843e-07 | 15317.9909 | 247.273 | 9287.6491 | 5783.0689 | 0 | 0 | 0 | 0.00018687 |  | 0.0034363 | 0 | 0.0034363 | 0.0017182 | 0 | 0.0017182 | 0.0044182 | 0 | 0.0044182 | [16 empty] | 7.3.1.3 Ignition probability mapping showing the probability of ignition along the electric lines and equipmentWLDFRAggregatedAggregated | WLDFR | HFTD - Distribution - Tier 2 - 1QU CoRE ¦ 3QU LoRE | Red Flag Warning - Destructive Fires | Aggregated | Aggregated | 2025 | 2.58e-05 | 0 | 1086.8999 | 0.028042 | 2025 | Mitigation | 0.08575 | 30 | 0 | esc | 0.0012005 | 3.0972e-08 | 0.00060025 | 1.5486e-08 | 0.0015435 | 3.9822e-08
[35 empty] | 7.3.1.1 A summarized risk map that shows the overall ignition probability and estimated wildfire consequence along the electric lines and equipment | WLDFR | HFTD - Distribution - Tier 2 - 5QU CoRE ¦ 4QU LoRE | 2041 | 0.25842 | 0.0060413 | 0.044651 | 0 | 0.044651 | 0.0037604 | 0.027793 | 0 | 0.027793 | 0.0077906 | 0.05758 | 0 | 0.05758 | 0.0081813 | 0.060467 | 0 | 0.060467 | 0.011539 | 0.0071822 | 0.01488 | 0.015626 | 0.0077906 | 0.0020132 | 0.05758 | 0.01488 | 0 | 0 | 0.05758 | 0.01488 | [11 empty] | WLDFR | HFTD - Distribution - Tier 2 - 1QU CoRE ¦ 3QU LoRE | Red Flag Warning - Catastrophic Fires | 2032 | 2.2433e-07 | 1.1217e-07 | 2.8843e-07 | 15317.9909 | 247.273 | 9287.6491 | 5783.0689 | 0 | 0 | 0 | 0.00018687 |  | 0.0034363 | 0 | 0.0034363 | 0.0017182 | 0 | 0.0017182 | 0.0044182 | 0 | 0.0044182 | [16 empty] | 7.3.1.3 Ignition probability mapping showing the probability of ignition along the electric lines and equipmentWLDFRAggregatedAggregated | WLDFR | HFTD - Distribution - Tier 2 - 1QU CoRE ¦ 3QU LoRE | Red Flag Warning - Destructive Fires | Aggregated | Aggregated | 2026 | 2.58e-05 | 0 | 1086.8999 | 0.028042 | 2026 | Mitigation | 0.08575 | 30 | 0 | esc | 0.0012005 | 3.0972e-08 | 0.00060025 | 1.5486e-08 | 0.0015435 | 3.9822e-08
[35 empty] | 7.3.1.1 A summarized risk map that shows the overall ignition probability and estimated wildfire consequence along the electric lines and equipment | WLDFR | HFTD - Distribution - Tier 2 - 5QU CoRE ¦ 4QU LoRE | 2042 | 0.24151 | 0.0060413 | 0.044651 | 0 | 0.044651 | 0.0037604 | 0.027793 | 0 | 0.027793 | 0.0077906 | 0.05758 | 0 | 0.05758 | 0.0081813 | 0.060467 | 0 | 0.060467 | 0.010784 | 0.0067124 | 0.013906 | 0.014604 | 0.0077906 | 0.0018815 | 0.05758 | 0.013906 | 0 | 0 | 0.05758 | 0.013906 | [11 empty] | WLDFR | HFTD - Distribution - Tier 2 - 1QU CoRE ¦ 3QU LoRE | Red Flag Warning - Catastrophic Fires | 2033 | 2.2433e-07 | 1.1217e-07 | 2.8843e-07 | 16044.1264 | 263.1074 | 9721.74 | 6059.2791 | 0 | 0 | 0 | 0.00018687 |  | 0.0035992 | 0 | 0.0035992 | 0.0017996 | 0 | 0.0017996 | 0.0046276 | 0 | 0.0046276 | [16 empty] | 7.3.1.3 Ignition probability mapping showing the probability of ignition along the electric lines and equipmentWLDFRAggregatedAggregated | WLDFR | HFTD - Distribution - Tier 2 - 1QU CoRE ¦ 3QU LoRE | Red Flag Warning - Destructive Fires | Aggregated | Aggregated | 2027 | 2.58e-05 | 0 | 1086.8999 | 0.028042 | 2027 | Mitigation | 0.08575 | 30 | 0 | esc | 0.0012005 | 3.0972e-08 | 0.00060025 | 1.5486e-08 | 0.0015435 | 3.9822e-08
[35 empty] | 7.3.1.1 A summarized risk map that shows the overall ignition probability and estimated wildfire consequence along the electric lines and equipment | WLDFR | HFTD - Distribution - Tier 2 - 5QU CoRE ¦ 4QU LoRE | 2043 | 0.22571 | 0.0060413 | 0.046876 | 0 | 0.046876 | 0.0037604 | 0.029178 | 0 | 0.029178 | 0.0077906 | 0.06045 | 0 | 0.06045 | 0.0081813 | 0.063481 | 0 | 0.063481 | 0.010581 | 0.0065859 | 0.013644 | 0.014328 | 0.0077906 | 0.0017584 | 0.06045 | 0.013644 | 0 | 0 | 0.06045 | 0.013644 | [11 empty] | WLDFR | HFTD - Distribution - Tier 2 - 1QU CoRE ¦ 3QU LoRE | Red Flag Warning - Catastrophic Fires | 2034 | 2.2433e-07 | 1.1217e-07 | 2.8843e-07 | 16044.1264 | 263.1074 | 9721.74 | 6059.2791 | 0 | 0 | 0 | 0.00018687 |  | 0.0035992 | 0 | 0.0035992 | 0.0017996 | 0 | 0.0017996 | 0.0046276 | 0 | 0.0046276 | [16 empty] | 7.3.1.3 Ignition probability mapping showing the probability of ignition along the electric lines and equipmentWLDFRAggregatedAggregated | WLDFR | HFTD - Distribution - Tier 2 - 1QU CoRE ¦ 3QU LoRE | Red Flag Warning - Destructive Fires | Aggregated | Aggregated | 2028 | 2.58e-05 | 0 | 1086.8999 | 0.028042 | 2028 | Mitigation | 0.08575 | 30 | 0 | esc | 0.0012005 | 3.0972e-08 | 0.00060025 | 1.5486e-08 | 0.0015435 | 3.9822e-08
[35 empty] | 7.3.1.1 A summarized risk map that shows the overall ignition probability and estimated wildfire consequence along the electric lines and equipment | WLDFR | HFTD - Distribution - Tier 2 - 5QU CoRE ¦ 4QU LoRE | 2044 | 0.21095 | 0.0060413 | 0.046876 | 0 | 0.046876 | 0.0037604 | 0.029178 | 0 | 0.029178 | 0.0077906 | 0.06045 | 0 | 0.06045 | 0.0081813 | 0.063481 | 0 | 0.063481 | 0.0098884 | 0.0061551 | 0.012752 | 0.013391 | 0.0077906 | 0.0016434 | 0.06045 | 0.012752 | 0 | 0 | 0.06045 | 0.012752 | [11 empty] | WLDFR | HFTD - Distribution - Tier 2 - 1QU CoRE ¦ 3QU LoRE | Red Flag Warning - Catastrophic Fires | 2035 | 2.2433e-07 | 1.1217e-07 | 2.8843e-07 | 16044.1264 | 263.1074 | 9721.74 | 6059.2791 | 0 | 0 | 0 | 0.00018687 |  | 0.0035992 | 0 | 0.0035992 | 0.0017996 | 0 | 0.0017996 | 0.0046276 | 0 | 0.0046276 | [16 empty] | 7.3.1.3 Ignition probability mapping showing the probability of ignition along the electric lines and equipmentWLDFRAggregatedAggregated | WLDFR | HFTD - Distribution - Tier 2 - 1QU CoRE ¦ 3QU LoRE | Red Flag Warning - Destructive Fires | Aggregated | Aggregated | 2029 | 2.58e-05 | 0 | 1086.8999 | 0.028042 | 2029 | Mitigation | 0.08575 | 30 | 0 | esc | 0.0012005 | 3.0972e-08 | 0.00060025 | 1.5486e-08 | 0.0015435 | 3.9822e-08
[35 empty] | 7.3.1.1 A summarized risk map that shows the overall ignition probability and estimated wildfire consequence along the electric lines and equipment | WLDFR | HFTD - Distribution - Tier 2 - 5QU CoRE ¦ 4QU LoRE | 2045 | 0.19715 | 0.0060413 | 0.046876 | 0 | 0.046876 | 0.0037604 | 0.029178 | 0 | 0.029178 | 0.0077906 | 0.06045 | 0 | 0.06045 | 0.0081813 | 0.063481 | 0 | 0.063481 | 0.0092415 | 0.0057524 | 0.011917 | 0.012515 | 0.0077906 | 0.0015359 | 0.06045 | 0.011917 | 0 | 0 | 0.06045 | 0.011917 | [11 empty] | WLDFR | HFTD - Distribution - Tier 2 - 1QU CoRE ¦ 3QU LoRE | Red Flag Warning - Catastrophic Fires | 2036 | 2.2433e-07 | 1.1217e-07 | 2.8843e-07 | 16044.1264 | 263.1074 | 9721.74 | 6059.2791 | 0 | 0 | 0 | 0.00018687 |  | 0.0035992 | 0 | 0.0035992 | 0.0017996 | 0 | 0.0017996 | 0.0046276 | 0 | 0.0046276 | [16 empty] | 7.3.1.3 Ignition probability mapping showing the probability of ignition along the electric lines and equipmentWLDFRAggregatedAggregated | WLDFR | HFTD - Distribution - Tier 2 - 1QU CoRE ¦ 3QU LoRE | Red Flag Warning - Destructive Fires | Aggregated | Aggregated | 2030 | 2.58e-05 | 0 | 1086.8999 | 0.028042 | 2030 | Mitigation | 0.08575 | 30 | 0 | esc | 0.0012005 | 3.0972e-08 | 0.00060025 | 1.5486e-08 | 0.0015435 | 3.9822e-08
[35 empty] | 7.3.1.1 A summarized risk map that shows the overall ignition probability and estimated wildfire consequence along the electric lines and equipment | WLDFR | HFTD - Distribution - Tier 2 - 5QU CoRE ¦ 4QU LoRE | 2046 | 0.18425 | 0.0060413 | 0.046876 | 0 | 0.046876 | 0.0037604 | 0.029178 | 0 | 0.029178 | 0.0077906 | 0.06045 | 0 | 0.06045 | 0.0081813 | 0.063481 | 0 | 0.063481 | 0.0086369 | 0.0053761 | 0.011138 | 0.011696 | 0.0077906 | 0.0014354 | 0.06045 | 0.011138 | 0 | 0 | 0.06045 | 0.011138 | [11 empty] | WLDFR | HFTD - Distribution - Tier 2 - 1QU CoRE ¦ 3QU LoRE | Red Flag Warning - Catastrophic Fires | 2037 | 2.2433e-07 | 1.1217e-07 | 2.8843e-07 | 16044.1264 | 263.1074 | 9721.74 | 6059.2791 | 0 | 0 | 0 | 0.00018687 |  | 0.0035992 | 0 | 0.0035992 | 0.0017996 | 0 | 0.0017996 | 0.0046276 | 0 | 0.0046276 | [16 empty] | 7.3.1.3 Ignition probability mapping showing the probability of ignition along the electric lines and equipmentWLDFRAggregatedAggregated | WLDFR | HFTD - Distribution - Tier 2 - 1QU CoRE ¦ 3QU LoRE | Red Flag Warning - Destructive Fires | Aggregated | Aggregated | 2031 | 2.58e-05 | 0 | 1086.8999 | 0.028042 | 2031 | Mitigation | 0.08575 | 30 | 0 | esc | 0.0012005 | 3.0972e-08 | 0.00060025 | 1.5486e-08 | 0.0015435 | 3.9822e-08
[35 empty] | 7.3.1.1 A summarized risk map that shows the overall ignition probability and estimated wildfire consequence along the electric lines and equipment | WLDFR | HFTD - Distribution - Tier 2 - 5QU CoRE ¦ 4QU LoRE | 2047 | 0.1722 | 0.0060413 | 0.046876 | 0 | 0.046876 | 0.0037604 | 0.029178 | 0 | 0.029178 | 0.0077906 | 0.06045 | 0 | 0.06045 | 0.0081813 | 0.063481 | 0 | 0.063481 | 0.0080719 | 0.0050244 | 0.010409 | 0.010931 | 0.0077906 | 0.0013415 | 0.06045 | 0.010409 | 0 | 0 | 0.06045 | 0.010409 | [11 empty] | WLDFR | HFTD - Distribution - Tier 2 - 1QU CoRE ¦ 3QU LoRE | Red Flag Warning - Catastrophic Fires | 2038 | 2.2433e-07 | 1.1217e-07 | 2.8843e-07 | 16832.3912 | 280.5544 | 10192.2718 | 6359.5651 | 0 | 0 | 0 | 0.00018687 |  | 0.0037761 | 0 | 0.0037761 | 0.001888 | 0 | 0.001888 | 0.004855 | 0 | 0.004855 | [16 empty] | 7.3.1.3 Ignition probability mapping showing the probability of ignition along the electric lines and equipmentWLDFRAggregatedAggregated | WLDFR | HFTD - Distribution - Tier 2 - 1QU CoRE ¦ 3QU LoRE | Red Flag Warning - Destructive Fires | Aggregated | Aggregated | 2032 | 2.58e-05 | 0 | 1086.8999 | 0.028042 | 2032 | Mitigation | 0.08575 | 30 | 0 | esc | 0.0012005 | 3.0972e-08 | 0.00060025 | 1.5486e-08 | 0.0015435 | 3.9822e-08
[35 empty] | 7.3.1.1 A summarized risk map that shows the overall ignition probability and estimated wildfire consequence along the electric lines and equipment | WLDFR | HFTD - Distribution - Tier 2 - 5QU CoRE ¦ 4QU LoRE | 2048 | 0.16093 | 0.0060413 | 0.04921 | 0 | 0.04921 | 0.0037604 | 0.030631 | 0 | 0.030631 | 0.0077906 | 0.063459 | 0 | 0.063459 | 0.0081813 | 0.066641 | 0 | 0.066641 | 0.0079194 | 0.0049294 | 0.010213 | 0.010725 | 0.0077906 | 0.0012537 | 0.063459 | 0.010213 | 0 | 0 | 0.063459 | 0.010213 | [11 empty] | WLDFR | HFTD - Distribution - Tier 2 - 1QU CoRE ¦ 3QU LoRE | Red Flag Warning - Catastrophic Fires | 2039 | 2.2433e-07 | 1.1217e-07 | 2.8843e-07 | 16832.3912 | 280.5544 | 10192.2718 | 6359.5651 | 0 | 0 | 0 | 0.00018687 |  | 0.0037761 | 0 | 0.0037761 | 0.001888 | 0 | 0.001888 | 0.004855 | 0 | 0.004855 | [16 empty] | 7.3.1.3 Ignition probability mapping showing the probability of ignition along the electric lines and equipmentWLDFRAggregatedAggregated | WLDFR | HFTD - Distribution - Tier 2 - 1QU CoRE ¦ 3QU LoRE | Red Flag Warning - Destructive Fires | Aggregated | Aggregated | 2033 | 2.58e-05 | 0 | 1086.8999 | 0.028042 | 2033 | Mitigation | 0.08575 | 30 | 0 | esc | 0.0012005 | 3.0972e-08 | 0.00060025 | 1.5486e-08 | 0.0015435 | 3.9822e-08
[35 empty] | 7.3.1.1 A summarized risk map that shows the overall ignition probability and estimated wildfire consequence along the electric lines and equipment | WLDFR | HFTD - Distribution - Tier 2 - 5QU CoRE ¦ 4QU LoRE | 2049 | 0.1504 | 0.0060413 | 0.04921 | 0 | 0.04921 | 0.0037604 | 0.030631 | 0 | 0.030631 | 0.0077906 | 0.063459 | 0 | 0.063459 | 0.0081813 | 0.066641 | 0 | 0.066641 | 0.0074013 | 0.004607 | 0.0095444 | 0.010023 | 0.0077906 | 0.0011717 | 0.063459 | 0.0095444 | 0 | 0 | 0.063459 | 0.0095444 | [11 empty] | WLDFR | HFTD - Distribution - Tier 2 - 1QU CoRE ¦ 3QU LoRE | Red Flag Warning - Catastrophic Fires | 2040 | 2.2433e-07 | 1.1217e-07 | 2.8843e-07 | 16832.3912 | 280.5544 | 10192.2718 | 6359.5651 | 0 | 0 | 0 | 0.00018687 |  | 0.0037761 | 0 | 0.0037761 | 0.001888 | 0 | 0.001888 | 0.004855 | 0 | 0.004855 | [16 empty] | 7.3.1.3 Ignition probability mapping showing the probability of ignition along the electric lines and equipmentWLDFRAggregatedAggregated | WLDFR | HFTD - Distribution - Tier 2 - 1QU CoRE ¦ 3QU LoRE | Red Flag Warning - Destructive Fires | Aggregated | Aggregated | 2034 | 2.58e-05 | 0 | 1086.8999 | 0.028042 | 2034 | Mitigation | 0.08575 | 30 | 0 | esc | 0.0012005 | 3.0972e-08 | 0.00060025 | 1.5486e-08 | 0.0015435 | 3.9822e-08
[35 empty] | 7.3.1.1 A summarized risk map that shows the overall ignition probability and estimated wildfire consequence along the electric lines and equipment | WLDFR | HFTD - Distribution - Tier 2 - 5QU CoRE ¦ 4QU LoRE | 2050 | 0.14056 | 0 | 0 | 0 | 0 | 0.0037604 | 0.030631 | 0 | 0.030631 | 0.0077906 | 0.063459 | 0 | 0.063459 | 0.0081813 | 0.066641 | 0 | 0.066641 | 0 | 0.0043056 | 0.00892 | 0.0093673 | 0.0077906 | 0.0010951 | 0.063459 | 0.00892 | 0 | 0 | 0.063459 | 0.00892 | [11 empty] | WLDFR | HFTD - Distribution - Tier 2 - 1QU CoRE ¦ 3QU LoRE | Red Flag Warning - Catastrophic Fires | 2041 | 2.2433e-07 | 1.1217e-07 | 2.8843e-07 | 16832.3912 | 280.5544 | 10192.2718 | 6359.5651 | 0 | 0 | 0 | 0.00018687 |  | 0.0037761 | 0 | 0.0037761 | 0.001888 | 0 | 0.001888 | 0.004855 | 0 | 0.004855 | [16 empty] | 7.3.1.3 Ignition probability mapping showing the probability of ignition along the electric lines and equipmentWLDFRAggregatedAggregated | WLDFR | HFTD - Distribution - Tier 2 - 1QU CoRE ¦ 3QU LoRE | Red Flag Warning - Destructive Fires | Aggregated | Aggregated | 2035 | 2.58e-05 | 0 | 1086.8999 | 0.028042 | 2035 | Mitigation | 0.08575 | 30 | 0 | esc | 0.0012005 | 3.0972e-08 | 0.00060025 | 1.5486e-08 | 0.0015435 | 3.9822e-08
[35 empty] | 7.3.1.1 A summarized risk map that shows the overall ignition probability and estimated wildfire consequence along the electric lines and equipment | WLDFR | HFTD - Distribution - Tier 2 - 5QU CoRE ¦ 4QU LoRE | 2051 | 0.13137 | 0 | 0 | 0 | 0 | 0 | 0 | 0 | 0 | 0.0077906 | 0.063459 | 0 | 0.063459 | 0.0081813 | 0.066641 | 0 | 0.066641 | 0 | 0 | 0.0083364 | 0.0087545 | 0.0077906 | 0.0010234 | 0.063459 | 0.0083364 | 0 | 0 | 0.063459 | 0.0083364 | [11 empty] | WLDFR | HFTD - Distribution - Tier 2 - 1QU CoRE ¦ 3QU LoRE | Red Flag Warning - Catastrophic Fires | 2042 | 2.2433e-07 | 1.1217e-07 | 2.8843e-07 | 16832.3912 | 280.5544 | 10192.2718 | 6359.5651 | 0 | 0 | 0 | 0.00018687 |  | 0.0037761 | 0 | 0.0037761 | 0.001888 | 0 | 0.001888 | 0.004855 | 0 | 0.004855 | [16 empty] | 7.3.1.3 Ignition probability mapping showing the probability of ignition along the electric lines and equipmentWLDFRAggregatedAggregated | WLDFR | HFTD - Distribution - Tier 2 - 1QU CoRE ¦ 3QU LoRE | Red Flag Warning - Destructive Fires | Aggregated | Aggregated | 2036 | 2.58e-05 | 0 | 1086.8999 | 0.028042 | 2036 | Mitigation | 0.08575 | 30 | 0 | esc | 0.0012005 | 3.0972e-08 | 0.00060025 | 1.5486e-08 | 0.0015435 | 3.9822e-08
[35 empty] | 7.3.1.1 A summarized risk map that shows the overall ignition probability and estimated wildfire consequence along the electric lines and equipment | WLDFR | HFTD - Distribution - Tier 2 - 5QU CoRE ¦ 4QU LoRE | 2052 | 0.12277 | 0 | 0 | 0 | 0 | 0 | 0 | 0 | 0 | 0 | 0 | 0 | 0 | 0.0081813 | 0.066641 | 0 | 0.066641 | 0 | 0 | 0 | 0.0081818 | 0 | 0 | 0 | 0 | 0 | 0 | 0 | 0 | [11 empty] | WLDFR | HFTD - Distribution - Tier 2 - 1QU CoRE ¦ 3QU LoRE | Red Flag Warning - Catastrophic Fires | 2043 | 2.2433e-07 | 1.1217e-07 | 2.8843e-07 | 17672.0852 | 299.42 | 10692.7362 | 6679.929 | 0 | 0 | 0 | 0.00018687 |  | 0.0039644 | 0 | 0.0039644 | 0.0019822 | 0 | 0.0019822 | 0.0050971 | 0 | 0.0050971 | [16 empty] | 7.3.1.3 Ignition probability mapping showing the probability of ignition along the electric lines and equipmentWLDFRAggregatedAggregated | WLDFR | HFTD - Distribution - Tier 2 - 1QU CoRE ¦ 3QU LoRE | Red Flag Warning - Destructive Fires | Aggregated | Aggregated | 2037 | 2.58e-05 | 0 | 1086.8999 | 0.028042 | 2037 | Mitigation | 0.08575 | 30 | 0 | esc | 0.0012005 | 3.0972e-08 | 0.00060025 | 1.5486e-08 | 0.0015435 | 3.9822e-08
[35 empty] | 7.3.1.1 A summarized risk map that shows the overall ignition probability and estimated wildfire consequence along the electric lines and equipment | WLDFR | HFTD - Distribution - Tier 2 - 5QU CoRE ¦ 5QU LoRE | 2020 | 1 | 0.0039517 | 0.023296 | 0 | 0.023296 | 0 | 0 | 0 | 0 | 0 | 0 | 0 | 0 | 0 | 0 | 0 | 0 | 0.023296 | 0 | 0 | 0 | 0 | 0 | 0 | 0 | 0 | 0 | 0 | 0 | [11 empty] | WLDFR | HFTD - Distribution - Tier 2 - 1QU CoRE ¦ 3QU LoRE | Red Flag Warning - Catastrophic Fires | 2044 | 2.2433e-07 | 1.1217e-07 | 2.8843e-07 | 17672.0852 | 299.42 | 10692.7362 | 6679.929 | 0 | 0 | 0 | 0.00018687 |  | 0.0039644 | 0 | 0.0039644 | 0.0019822 | 0 | 0.0019822 | 0.0050971 | 0 | 0.0050971 | [16 empty] | 7.3.1.3 Ignition probability mapping showing the probability of ignition along the electric lines and equipmentWLDFRAggregatedAggregated | WLDFR | HFTD - Distribution - Tier 2 - 1QU CoRE ¦ 3QU LoRE | Red Flag Warning - Destructive Fires | Aggregated | Aggregated | 2038 | 2.58e-05 | 0 | 1086.8999 | 0.028042 | 2038 | Mitigation | 0.08575 | 30 | 0 | esc | 0.0012005 | 3.0972e-08 | 0.00060025 | 1.5486e-08 | 0.0015435 | 3.9822e-08
[35 empty] | 7.3.1.1 A summarized risk map that shows the overall ignition probability and estimated wildfire consequence along the electric lines and equipment | WLDFR | HFTD - Distribution - Tier 2 - 5QU CoRE ¦ 5QU LoRE | 2021 | 1 | 0.0039517 | 0.023296 | 0 | 0.023296 | 0.0024598 | 0.014501 | 0 | 0.014501 | 0 | 0 | 0 | 0 | 0 | 0 | 0 | 0 | 0.023296 | 0.014501 | 0 | 0 | 0 | 0 | 0 | 0 | 0 | 0 | 0 | 0 | [11 empty] | WLDFR | HFTD - Distribution - Tier 2 - 1QU CoRE ¦ 3QU LoRE | Red Flag Warning - Catastrophic Fires | 2045 | 2.2433e-07 | 1.1217e-07 | 2.8843e-07 | 17672.0852 | 299.42 | 10692.7362 | 6679.929 | 0 | 0 | 0 | 0.00018687 |  | 0.0039644 | 0 | 0.0039644 | 0.0019822 | 0 | 0.0019822 | 0.0050971 | 0 | 0.0050971 | [16 empty] | 7.3.1.3 Ignition probability mapping showing the probability of ignition along the electric lines and equipmentWLDFRAggregatedAggregated | WLDFR | HFTD - Distribution - Tier 2 - 1QU CoRE ¦ 3QU LoRE | Red Flag Warning - Destructive Fires | Aggregated | Aggregated | 2039 | 2.58e-05 | 0 | 1086.8999 | 0.028042 | 2039 | Mitigation | 0.08575 | 30 | 0 | esc | 0.0012005 | 3.0972e-08 | 0.00060025 | 1.5486e-08 | 0.0015435 | 3.9822e-08
[35 empty] | 7.3.1.1 A summarized risk map that shows the overall ignition probability and estimated wildfire consequence along the electric lines and equipment | WLDFR | HFTD - Distribution - Tier 2 - 5QU CoRE ¦ 5QU LoRE | 2022 | 0.93458 | 0.0039042 | 0.022452 | 0 | 0.022452 | 0.0024302 | 0.013975 | 0 | 0.013975 | 0.0054824 | 0.031527 | 0 | 0.031527 | 0 | 0 | 0 | 0 | 0.020983 | 0.013061 | 0.029465 | 0 | 0.0054824 | 0.0051238 | 0.031527 | 0.029465 | 0 | 0 | 0.031527 | 0.029465 | [11 empty] | WLDFR | HFTD - Distribution - Tier 2 - 1QU CoRE ¦ 3QU LoRE | Red Flag Warning - Catastrophic Fires | 2046 | 2.2433e-07 | 1.1217e-07 | 2.8843e-07 | 17672.0852 | 299.42 | 10692.7362 | 6679.929 | 0 | 0 | 0 | 0.00018687 |  | 0.0039644 | 0 | 0.0039644 | 0.0019822 | 0 | 0.0019822 | 0.0050971 | 0 | 0.0050971 | [16 empty] | 7.3.1.3 Ignition probability mapping showing the probability of ignition along the electric lines and equipmentWLDFRAggregatedAggregated | WLDFR | HFTD - Distribution - Tier 2 - 1QU CoRE ¦ 3QU LoRE | Red Flag Warning - Destructive Fires | Aggregated | Aggregated | 2040 | 2.58e-05 | 0 | 1086.8999 | 0.028042 | 2040 | Mitigation | 0.08575 | 30 | 0 | esc | 0.0012005 | 3.0972e-08 | 0.00060025 | 1.5486e-08 | 0.0015435 | 3.9822e-08
[35 empty] | 7.3.1.1 A summarized risk map that shows the overall ignition probability and estimated wildfire consequence along the electric lines and equipment | WLDFR | HFTD - Distribution - Tier 2 - 5QU CoRE ¦ 5QU LoRE | 2023 | 0.87344 | 0.0039042 | 0.023271 | 0 | 0.023271 | 0.0024302 | 0.014485 | 0 | 0.014485 | 0.0054824 | 0.032678 | 0 | 0.032678 | 0.0057573 | 0.034317 | 0 | 0.034317 | 0.020326 | 0.012652 | 0.028543 | 0.029974 | 0.0054824 | 0.0047886 | 0.032678 | 0.028543 | 0 | 0 | 0.032678 | 0.028543 | [11 empty] | WLDFR | HFTD - Distribution - Tier 2 - 1QU CoRE ¦ 3QU LoRE | Red Flag Warning - Catastrophic Fires | 2047 | 2.2433e-07 | 1.1217e-07 | 2.8843e-07 | 17672.0852 | 299.42 | 10692.7362 | 6679.929 | 0 | 0 | 0 | 0.00018687 |  | 0.0039644 | 0 | 0.0039644 | 0.0019822 | 0 | 0.0019822 | 0.0050971 | 0 | 0.0050971 | [16 empty] | 7.3.1.3 Ignition probability mapping showing the probability of ignition along the electric lines and equipmentWLDFRAggregatedAggregated | WLDFR | HFTD - Distribution - Tier 2 - 1QU CoRE ¦ 3QU LoRE | Red Flag Warning - Destructive Fires | Aggregated | Aggregated | 2041 | 2.58e-05 | 0 | 1086.8999 | 0.028042 | 2041 | Mitigation | 0.08575 | 30 | 0 | esc | 0.0012005 | 3.0972e-08 | 0.00060025 | 1.5486e-08 | 0.0015435 | 3.9822e-08
[35 empty] | 7.3.1.1 A summarized risk map that shows the overall ignition probability and estimated wildfire consequence along the electric lines and equipment | WLDFR | HFTD - Distribution - Tier 2 - 5QU CoRE ¦ 5QU LoRE | 2024 | 0.8163 | 0.0039042 | 0.023271 | 0 | 0.023271 | 0.0024302 | 0.014485 | 0 | 0.014485 | 0.0054824 | 0.032678 | 0 | 0.032678 | 0.0057573 | 0.034317 | 0 | 0.034317 | 0.018996 | 0.011824 | 0.026675 | 0.028013 | 0.0054824 | 0.0044753 | 0.032678 | 0.026675 | 0 | 0 | 0.032678 | 0.026675 | [11 empty] | WLDFR | HFTD - Distribution - Tier 2 - 1QU CoRE ¦ 3QU LoRE | Red Flag Warning - Catastrophic Fires | 2048 | 2.2433e-07 | 1.1217e-07 | 2.8843e-07 | 18552.3348 | 319.4911 | 11216.5626 | 7016.281 | 0 | 0 | 0 | 0.00018687 |  | 0.0041619 | 0 | 0.0041619 | 0.002081 | 0 | 0.002081 | 0.005351 | 0 | 0.005351 | [16 empty] | 7.3.1.3 Ignition probability mapping showing the probability of ignition along the electric lines and equipmentWLDFRAggregatedAggregated | WLDFR | HFTD - Distribution - Tier 2 - 1QU CoRE ¦ 3QU LoRE | Red Flag Warning - Destructive Fires | Aggregated | Aggregated | 2042 | 2.58e-05 | 0 | 1086.8999 | 0.028042 | 2042 | Mitigation | 0.08575 | 30 | 0 | esc | 0.0012005 | 3.0972e-08 | 0.00060025 | 1.5486e-08 | 0.0015435 | 3.9822e-08
[35 empty] | 7.3.1.1 A summarized risk map that shows the overall ignition probability and estimated wildfire consequence along the electric lines and equipment | WLDFR | HFTD - Distribution - Tier 2 - 5QU CoRE ¦ 5QU LoRE | 2025 | 0.7629 | 0.0039042 | 0.023271 | 0 | 0.023271 | 0.0024302 | 0.014485 | 0 | 0.014485 | 0.0054824 | 0.032678 | 0 | 0.032678 | 0.0057573 | 0.034317 | 0 | 0.034317 | 0.017754 | 0.011051 | 0.02493 | 0.02618 | 0.0054824 | 0.0041825 | 0.032678 | 0.02493 | 0 | 0 | 0.032678 | 0.02493 | [11 empty] | WLDFR | HFTD - Distribution - Tier 2 - 1QU CoRE ¦ 3QU LoRE | Red Flag Warning - Catastrophic Fires | 2049 | 2.2433e-07 | 1.1217e-07 | 2.8843e-07 | 18552.3348 | 319.4911 | 11216.5626 | 7016.281 | 0 | 0 | 0 | 0.00018687 |  | 0.0041619 | 0 | 0.0041619 | 0.002081 | 0 | 0.002081 | 0.005351 | 0 | 0.005351 | [16 empty] | 7.3.1.3 Ignition probability mapping showing the probability of ignition along the electric lines and equipmentWLDFRAggregatedAggregated | WLDFR | HFTD - Distribution - Tier 2 - 1QU CoRE ¦ 3QU LoRE | Red Flag Warning - Destructive Fires | Aggregated | Aggregated | 2043 | 2.58e-05 | 0 | 1086.8999 | 0.028042 | 2043 | Mitigation | 0.08575 | 30 | 0 | esc | 0.0012005 | 3.0972e-08 | 0.00060025 | 1.5486e-08 | 0.0015435 | 3.9822e-08
[35 empty] | 7.3.1.1 A summarized risk map that shows the overall ignition probability and estimated wildfire consequence along the electric lines and equipment | WLDFR | HFTD - Distribution - Tier 2 - 5QU CoRE ¦ 5QU LoRE | 2026 | 0.71299 | 0.0039042 | 0.023271 | 0 | 0.023271 | 0.0024302 | 0.014485 | 0 | 0.014485 | 0.0054824 | 0.032678 | 0 | 0.032678 | 0.0057573 | 0.034317 | 0 | 0.034317 | 0.016592 | 0.010328 | 0.023299 | 0.024468 | 0.0054824 | 0.0039089 | 0.032678 | 0.023299 | 0 | 0 | 0.032678 | 0.023299 | [11 empty] | WLDFR | HFTD - Distribution - Tier 2 - 1QU CoRE ¦ 3QU LoRE | Red Flag Warning - Catastrophic Fires | 2050 | 0 | 1.1217e-07 | 2.8843e-07 | 18552.3348 | 319.4911 | 11216.5626 | 7016.281 | 0 | 0 | 0 | 0.00018687 |  | 0 | 0 | 0 | 0.002081 | 0 | 0.002081 | 0.005351 | 0 | 0.005351 | [16 empty] | 7.3.1.3 Ignition probability mapping showing the probability of ignition along the electric lines and equipmentWLDFRAggregatedAggregated | WLDFR | HFTD - Distribution - Tier 2 - 1QU CoRE ¦ 3QU LoRE | Red Flag Warning - Destructive Fires | Aggregated | Aggregated | 2044 | 2.58e-05 | 0 | 1086.8999 | 0.028042 | 2044 | Mitigation | 0.08575 | 30 | 0 | esc | 0.0012005 | 3.0972e-08 | 0.00060025 | 1.5486e-08 | 0.0015435 | 3.9822e-08
[35 empty] | 7.3.1.1 A summarized risk map that shows the overall ignition probability and estimated wildfire consequence along the electric lines and equipment | WLDFR | HFTD - Distribution - Tier 2 - 5QU CoRE ¦ 5QU LoRE | 2027 | 0.66634 | 0.0039042 | 0.023271 | 0 | 0.023271 | 0.0024302 | 0.014485 | 0 | 0.014485 | 0.0054824 | 0.032678 | 0 | 0.032678 | 0.0057573 | 0.034317 | 0 | 0.034317 | 0.015507 | 0.0096522 | 0.021775 | 0.022867 | 0.0054824 | 0.0036532 | 0.032678 | 0.021775 | 0 | 0 | 0.032678 | 0.021775 | [11 empty] | WLDFR | HFTD - Distribution - Tier 2 - 1QU CoRE ¦ 3QU LoRE | Red Flag Warning - Catastrophic Fires | 2051 | 0 | 0 | 2.8843e-07 | 18552.3348 | 319.4911 | 11216.5626 | 7016.281 | 0 | 0 | 0 | 0.00018687 |  | 0 | 0 | 0 | 0 | 0 | 0 | 0.005351 | 0 | 0.005351 | [16 empty] | 7.3.1.3 Ignition probability mapping showing the probability of ignition along the electric lines and equipmentWLDFRAggregatedAggregated | WLDFR | HFTD - Distribution - Tier 2 - 1QU CoRE ¦ 3QU LoRE | Red Flag Warning - Destructive Fires | Aggregated | Aggregated | 2045 | 2.58e-05 | 0 | 1086.8999 | 0.028042 | 2045 | Mitigation | 0.08575 | 30 | 0 | esc | 0.0012005 | 3.0972e-08 | 0.00060025 | 1.5486e-08 | 0.0015435 | 3.9822e-08
[35 empty] | 7.3.1.1 A summarized risk map that shows the overall ignition probability and estimated wildfire consequence along the electric lines and equipment | WLDFR | HFTD - Distribution - Tier 2 - 5QU CoRE ¦ 5QU LoRE | 2028 | 0.62275 | 0.0039042 | 0.024304 | 0 | 0.024304 | 0.0024302 | 0.015128 | 0 | 0.015128 | 0.0054824 | 0.034129 | 0 | 0.034129 | 0.0057573 | 0.03584 | 0 | 0.03584 | 0.015136 | 0.0094212 | 0.021254 | 0.022319 | 0.0054824 | 0.0034142 | 0.034129 | 0.021254 | 0 | 0 | 0.034129 | 0.021254 | [11 empty] | WLDFR | HFTD - Distribution - Tier 2 - 1QU CoRE ¦ 3QU LoRE | Red Flag Warning - Destructive Fires | 2020 | 3.0972e-08 | 0 | 0 | 8807.9522 | 222.2294 | 8585.7228 | 0 | 0 | 0 | 0 | 2.58e-05 |  | 0.0002728 | 0 | 0.0002728 | 0 | 0 | 0 | 0 | 0 | 0 | [16 empty] | 7.3.1.3 Ignition probability mapping showing the probability of ignition along the electric lines and equipmentWLDFRAggregatedAggregated | WLDFR | HFTD - Distribution - Tier 2 - 1QU CoRE ¦ 3QU LoRE | Red Flag Warning - Destructive Fires | Aggregated | Aggregated | 2046 | 2.58e-05 | 0 | 1086.8999 | 0.028042 | 2046 | Mitigation | 0.08575 | 30 | 0 | esc | 0.0012005 | 3.0972e-08 | 0.00060025 | 1.5486e-08 | 0.0015435 | 3.9822e-08
[35 empty] | 7.3.1.1 A summarized risk map that shows the overall ignition probability and estimated wildfire consequence along the electric lines and equipment | WLDFR | HFTD - Distribution - Tier 2 - 5QU CoRE ¦ 5QU LoRE | 2029 | 0.58201 | 0.0039042 | 0.024304 | 0 | 0.024304 | 0.0024302 | 0.015128 | 0 | 0.015128 | 0.0054824 | 0.034129 | 0 | 0.034129 | 0.0057573 | 0.03584 | 0 | 0.03584 | 0.014145 | 0.0088048 | 0.019863 | 0.020859 | 0.0054824 | 0.0031908 | 0.034129 | 0.019863 | 0 | 0 | 0.034129 | 0.019863 | [11 empty] | WLDFR | HFTD - Distribution - Tier 2 - 1QU CoRE ¦ 3QU LoRE | Red Flag Warning - Destructive Fires | 2021 | 3.0972e-08 | 1.5486e-08 | 0 | 8807.9522 | 222.2294 | 8585.7228 | 0 | 0 | 0 | 0 | 2.58e-05 |  | 0.0002728 | 0 | 0.0002728 | 0.0001364 | 0 | 0.0001364 | 0 | 0 | 0 | [16 empty] | 7.3.1.3 Ignition probability mapping showing the probability of ignition along the electric lines and equipmentWLDFRAggregatedAggregated | WLDFR | HFTD - Distribution - Tier 2 - 1QU CoRE ¦ 3QU LoRE | Red Flag Warning - Destructive Fires | Aggregated | Aggregated | 2047 | 2.58e-05 | 0 | 1086.8999 | 0.028042 | 2047 | Mitigation | 0.08575 | 30 | 0 | esc | 0.0012005 | 3.0972e-08 | 0.00060025 | 1.5486e-08 | 0.0015435 | 3.9822e-08
[35 empty] | 7.3.1.1 A summarized risk map that shows the overall ignition probability and estimated wildfire consequence along the electric lines and equipment | WLDFR | HFTD - Distribution - Tier 2 - 5QU CoRE ¦ 5QU LoRE | 2030 | 0.54393 | 0.0039042 | 0.024304 | 0 | 0.024304 | 0.0024302 | 0.015128 | 0 | 0.015128 | 0.0054824 | 0.034129 | 0 | 0.034129 | 0.0057573 | 0.03584 | 0 | 0.03584 | 0.01322 | 0.0082288 | 0.018564 | 0.019495 | 0.0054824 | 0.0029821 | 0.034129 | 0.018564 | 0 | 0 | 0.034129 | 0.018564 | [11 empty] | WLDFR | HFTD - Distribution - Tier 2 - 1QU CoRE ¦ 3QU LoRE | Red Flag Warning - Destructive Fires | 2022 | 3.0972e-08 | 1.5486e-08 | 3.9822e-08 | 8807.9522 | 222.2294 | 8585.7228 | 0 | 0 | 0 | 0 | 2.58e-05 |  | 0.0002728 | 0 | 0.0002728 | 0.0001364 | 0 | 0.0001364 | 0.00035075 | 0 | 0.00035075 | [16 empty] | 7.3.1.3 Ignition probability mapping showing the probability of ignition along the electric lines and equipmentWLDFRAggregatedAggregated | WLDFR | HFTD - Distribution - Tier 2 - 1QU CoRE ¦ 3QU LoRE | Red Flag Warning - Destructive Fires | Aggregated | Aggregated | 2048 | 2.58e-05 | 0 | 1086.8999 | 0.028042 | 2048 | Mitigation | 0.08575 | 30 | 0 | esc | 0.0012005 | 3.0972e-08 | 0.00060025 | 1.5486e-08 | 0.0015435 | 3.9822e-08
[35 empty] | 7.3.1.1 A summarized risk map that shows the overall ignition probability and estimated wildfire consequence along the electric lines and equipment | WLDFR | HFTD - Distribution - Tier 2 - 5QU CoRE ¦ 5QU LoRE | 2031 | 0.50835 | 0.0039042 | 0.024304 | 0 | 0.024304 | 0.0024302 | 0.015128 | 0 | 0.015128 | 0.0054824 | 0.034129 | 0 | 0.034129 | 0.0057573 | 0.03584 | 0 | 0.03584 | 0.012355 | 0.0076905 | 0.017349 | 0.018219 | 0.0054824 | 0.002787 | 0.034129 | 0.017349 | 0 | 0 | 0.034129 | 0.017349 | [11 empty] | WLDFR | HFTD - Distribution - Tier 2 - 1QU CoRE ¦ 3QU LoRE | Red Flag Warning - Destructive Fires | 2023 | 3.0972e-08 | 1.5486e-08 | 3.9822e-08 | 9129.7461 | 233.2301 | 8896.516 | 0 | 0 | 0 | 0 | 2.58e-05 |  | 0.00028277 | 0 | 0.00028277 | 0.00014139 | 0 | 0.00014139 | 0.00036356 | 0 | 0.00036356 | [16 empty] | 7.3.1.3 Ignition probability mapping showing the probability of ignition along the electric lines and equipmentWLDFRAggregatedAggregated | WLDFR | HFTD - Distribution - Tier 2 - 1QU CoRE ¦ 3QU LoRE | Red Flag Warning - Destructive Fires | Aggregated | Aggregated | 2049 | 2.58e-05 | 0 | 1086.8999 | 0.028042 | 2049 | Mitigation | 0.08575 | 30 | 0 | esc | 0.0012005 | 3.0972e-08 | 0.00060025 | 1.5486e-08 | 0.0015435 | 3.9822e-08
[35 empty] | 7.3.1.1 A summarized risk map that shows the overall ignition probability and estimated wildfire consequence along the electric lines and equipment | WLDFR | HFTD - Distribution - Tier 2 - 5QU CoRE ¦ 5QU LoRE | 2032 | 0.47509 | 0.0039042 | 0.024304 | 0 | 0.024304 | 0.0024302 | 0.015128 | 0 | 0.015128 | 0.0054824 | 0.034129 | 0 | 0.034129 | 0.0057573 | 0.03584 | 0 | 0.03584 | 0.011547 | 0.0071874 | 0.016214 | 0.017027 | 0.0054824 | 0.0026047 | 0.034129 | 0.016214 | 0 | 0 | 0.034129 | 0.016214 | [11 empty] | WLDFR | HFTD - Distribution - Tier 2 - 1QU CoRE ¦ 3QU LoRE | Red Flag Warning - Destructive Fires | 2024 | 3.0972e-08 | 1.5486e-08 | 3.9822e-08 | 9129.7461 | 233.2301 | 8896.516 | 0 | 0 | 0 | 0 | 2.58e-05 |  | 0.00028277 | 0 | 0.00028277 | 0.00014139 | 0 | 0.00014139 | 0.00036356 | 0 | 0.00036356 | [16 empty] | 7.3.1.3 Ignition probability mapping showing the probability of ignition along the electric lines and equipmentWLDFRAggregatedAggregated | WLDFR | HFTD - Distribution - Tier 2 - 1QU CoRE ¦ 3QU LoRE | Red Flag Warning - Destructive Fires | Aggregated | Aggregated | 2050 | 2.58e-05 | 0 | 1086.8999 | 0.028042 | 2050 | Mitigation | 0.08575 | 30 | 0 | esc | 0 | 0 | 0.00060025 | 1.5486e-08 | 0.0015435 | 3.9822e-08
[35 empty] | 7.3.1.1 A summarized risk map that shows the overall ignition probability and estimated wildfire consequence along the electric lines and equipment | WLDFR | HFTD - Distribution - Tier 2 - 5QU CoRE ¦ 5QU LoRE | 2033 | 0.44401 | 0.0039042 | 0.025453 | 0 | 0.025453 | 0.0024302 | 0.015843 | 0 | 0.015843 | 0.0054824 | 0.035741 | 0 | 0.035741 | 0.0057573 | 0.037533 | 0 | 0.037533 | 0.011301 | 0.0070345 | 0.01587 | 0.016665 | 0.0054824 | 0.0024343 | 0.035741 | 0.01587 | 0 | 0 | 0.035741 | 0.01587 | [11 empty] | WLDFR | HFTD - Distribution - Tier 2 - 1QU CoRE ¦ 3QU LoRE | Red Flag Warning - Destructive Fires | 2025 | 3.0972e-08 | 1.5486e-08 | 3.9822e-08 | 9129.7461 | 233.2301 | 8896.516 | 0 | 0 | 0 | 0 | 2.58e-05 |  | 0.00028277 | 0 | 0.00028277 | 0.00014139 | 0 | 0.00014139 | 0.00036356 | 0 | 0.00036356 | [16 empty] | 7.3.1.3 Ignition probability mapping showing the probability of ignition along the electric lines and equipmentWLDFRAggregatedAggregated | WLDFR | HFTD - Distribution - Tier 2 - 1QU CoRE ¦ 3QU LoRE | Red Flag Warning - Destructive Fires | Aggregated | Aggregated | 2051 | 2.58e-05 | 0 | 1086.8999 | 0.028042 | 2051 | Mitigation | 0.08575 | 30 | 0 | esc | 0 | 0 | 0 | 0 | 0.0015435 | 3.9822e-08
[35 empty] | 7.3.1.1 A summarized risk map that shows the overall ignition probability and estimated wildfire consequence along the electric lines and equipment | WLDFR | HFTD - Distribution - Tier 2 - 5QU CoRE ¦ 5QU LoRE | 2034 | 0.41496 | 0.0039042 | 0.025453 | 0 | 0.025453 | 0.0024302 | 0.015843 | 0 | 0.015843 | 0.0054824 | 0.035741 | 0 | 0.035741 | 0.0057573 | 0.037533 | 0 | 0.037533 | 0.010562 | 0.0065743 | 0.014831 | 0.015575 | 0.0054824 | 0.002275 | 0.035741 | 0.014831 | 0 | 0 | 0.035741 | 0.014831 | [11 empty] | WLDFR | HFTD - Distribution - Tier 2 - 1QU CoRE ¦ 3QU LoRE | Red Flag Warning - Destructive Fires | 2026 | 3.0972e-08 | 1.5486e-08 | 3.9822e-08 | 9129.7461 | 233.2301 | 8896.516 | 0 | 0 | 0 | 0 | 2.58e-05 |  | 0.00028277 | 0 | 0.00028277 | 0.00014139 | 0 | 0.00014139 | 0.00036356 | 0 | 0.00036356 | [16 empty] | 7.3.1.3 Ignition probability mapping showing the probability of ignition along the electric lines and equipmentWLDFRAggregatedAggregated | WLDFR | HFTD - Distribution - Tier 2 - 1QU CoRE ¦ 3QU LoRE | Red Flag Warning - Large Fires | Aggregated | Aggregated | 2021 | 0.00010539 | 0 | 1086.8999 | 0.11455 | 2021 | Mitigation | 0.08575 | 30 | 0 | esc | 0.0012005 | 1.2652e-07 | 0.00060025 | 6.326e-08 | 0 | 0
[35 empty] | 7.3.1.1 A summarized risk map that shows the overall ignition probability and estimated wildfire consequence along the electric lines and equipment | WLDFR | HFTD - Distribution - Tier 2 - 5QU CoRE ¦ 5QU LoRE | 2035 | 0.38782 | 0.0039042 | 0.025453 | 0 | 0.025453 | 0.0024302 | 0.015843 | 0 | 0.015843 | 0.0054824 | 0.035741 | 0 | 0.035741 | 0.0057573 | 0.037533 | 0 | 0.037533 | 0.009871 | 0.0061442 | 0.013861 | 0.014556 | 0.0054824 | 0.0021262 | 0.035741 | 0.013861 | 0 | 0 | 0.035741 | 0.013861 | [11 empty] | WLDFR | HFTD - Distribution - Tier 2 - 1QU CoRE ¦ 3QU LoRE | Red Flag Warning - Destructive Fires | 2027 | 3.0972e-08 | 1.5486e-08 | 3.9822e-08 | 9129.7461 | 233.2301 | 8896.516 | 0 | 0 | 0 | 0 | 2.58e-05 |  | 0.00028277 | 0 | 0.00028277 | 0.00014139 | 0 | 0.00014139 | 0.00036356 | 0 | 0.00036356 | [16 empty] | 7.3.1.3 Ignition probability mapping showing the probability of ignition along the electric lines and equipmentWLDFRAggregatedAggregated | WLDFR | HFTD - Distribution - Tier 2 - 1QU CoRE ¦ 3QU LoRE | Red Flag Warning - Large Fires | Aggregated | Aggregated | 2022 | 0.00010539 | 0 | 1086.8999 | 0.11455 | 2022 | Mitigation | 0.08575 | 30 | 0 | esc | 0.0012005 | 1.2652e-07 | 0.00060025 | 6.326e-08 | 0.0015435 | 1.6267e-07
[35 empty] | 7.3.1.1 A summarized risk map that shows the overall ignition probability and estimated wildfire consequence along the electric lines and equipment | WLDFR | HFTD - Distribution - Tier 2 - 5QU CoRE ¦ 5QU LoRE | 2036 | 0.36245 | 0.0039042 | 0.025453 | 0 | 0.025453 | 0.0024302 | 0.015843 | 0 | 0.015843 | 0.0054824 | 0.035741 | 0 | 0.035741 | 0.0057573 | 0.037533 | 0 | 0.037533 | 0.0092252 | 0.0057423 | 0.012954 | 0.013604 | 0.0054824 | 0.0019871 | 0.035741 | 0.012954 | 0 | 0 | 0.035741 | 0.012954 | [11 empty] | WLDFR | HFTD - Distribution - Tier 2 - 1QU CoRE ¦ 3QU LoRE | Red Flag Warning - Destructive Fires | 2028 | 3.0972e-08 | 1.5486e-08 | 3.9822e-08 | 9534.9221 | 247.273 | 9287.6491 | 0 | 0 | 0 | 0 | 2.58e-05 |  | 0.00029532 | 0 | 0.00029532 | 0.00014766 | 0 | 0.00014766 | 0.0003797 | 0 | 0.0003797 | [16 empty] | 7.3.1.3 Ignition probability mapping showing the probability of ignition along the electric lines and equipmentWLDFRAggregatedAggregated | WLDFR | HFTD - Distribution - Tier 2 - 1QU CoRE ¦ 3QU LoRE | Red Flag Warning - Large Fires | Aggregated | Aggregated | 2023 | 0.00010539 | 0 | 1086.8999 | 0.11455 | 2023 | Mitigation | 0.08575 | 30 | 0 | esc | 0.0012005 | 1.2652e-07 | 0.00060025 | 6.326e-08 | 0.0015435 | 1.6267e-07
[35 empty] | 7.3.1.1 A summarized risk map that shows the overall ignition probability and estimated wildfire consequence along the electric lines and equipment | WLDFR | HFTD - Distribution - Tier 2 - 5QU CoRE ¦ 5QU LoRE | 2037 | 0.33873 | 0.0039042 | 0.025453 | 0 | 0.025453 | 0.0024302 | 0.015843 | 0 | 0.015843 | 0.0054824 | 0.035741 | 0 | 0.035741 | 0.0057573 | 0.037533 | 0 | 0.037533 | 0.0086217 | 0.0053666 | 0.012107 | 0.012714 | 0.0054824 | 0.0018571 | 0.035741 | 0.012107 | 0 | 0 | 0.035741 | 0.012107 | [11 empty] | WLDFR | HFTD - Distribution - Tier 2 - 1QU CoRE ¦ 3QU LoRE | Red Flag Warning - Destructive Fires | 2029 | 3.0972e-08 | 1.5486e-08 | 3.9822e-08 | 9534.9221 | 247.273 | 9287.6491 | 0 | 0 | 0 | 0 | 2.58e-05 |  | 0.00029532 | 0 | 0.00029532 | 0.00014766 | 0 | 0.00014766 | 0.0003797 | 0 | 0.0003797 | [16 empty] | 7.3.1.3 Ignition probability mapping showing the probability of ignition along the electric lines and equipmentWLDFRAggregatedAggregated | WLDFR | HFTD - Distribution - Tier 2 - 1QU CoRE ¦ 3QU LoRE | Red Flag Warning - Large Fires | Aggregated | Aggregated | 2024 | 0.00010539 | 0 | 1086.8999 | 0.11455 | 2024 | Mitigation | 0.08575 | 30 | 0 | esc | 0.0012005 | 1.2652e-07 | 0.00060025 | 6.326e-08 | 0.0015435 | 1.6267e-07
[35 empty] | 7.3.1.1 A summarized risk map that shows the overall ignition probability and estimated wildfire consequence along the electric lines and equipment | WLDFR | HFTD - Distribution - Tier 2 - 5QU CoRE ¦ 5QU LoRE | 2038 | 0.31657 | 0.0039042 | 0.026699 | 0 | 0.026699 | 0.0024302 | 0.016619 | 0 | 0.016619 | 0.0054824 | 0.037492 | 0 | 0.037492 | 0.0057573 | 0.039372 | 0 | 0.039372 | 0.0084523 | 0.0052612 | 0.011869 | 0.012464 | 0.0054824 | 0.0017356 | 0.037492 | 0.011869 | 0 | 0 | 0.037492 | 0.011869 | [11 empty] | WLDFR | HFTD - Distribution - Tier 2 - 1QU CoRE ¦ 3QU LoRE | Red Flag Warning - Destructive Fires | 2030 | 3.0972e-08 | 1.5486e-08 | 3.9822e-08 | 9534.9221 | 247.273 | 9287.6491 | 0 | 0 | 0 | 0 | 2.58e-05 |  | 0.00029532 | 0 | 0.00029532 | 0.00014766 | 0 | 0.00014766 | 0.0003797 | 0 | 0.0003797 | [16 empty] | 7.3.1.3 Ignition probability mapping showing the probability of ignition along the electric lines and equipmentWLDFRAggregatedAggregated | WLDFR | HFTD - Distribution - Tier 2 - 1QU CoRE ¦ 3QU LoRE | Red Flag Warning - Large Fires | Aggregated | Aggregated | 2025 | 0.00010539 | 0 | 1086.8999 | 0.11455 | 2025 | Mitigation | 0.08575 | 30 | 0 | esc | 0.0012005 | 1.2652e-07 | 0.00060025 | 6.326e-08 | 0.0015435 | 1.6267e-07
[35 empty] | 7.3.1.1 A summarized risk map that shows the overall ignition probability and estimated wildfire consequence along the electric lines and equipment | WLDFR | HFTD - Distribution - Tier 2 - 5QU CoRE ¦ 5QU LoRE | 2039 | 0.29586 | 0.0039042 | 0.026699 | 0 | 0.026699 | 0.0024302 | 0.016619 | 0 | 0.016619 | 0.0054824 | 0.037492 | 0 | 0.037492 | 0.0057573 | 0.039372 | 0 | 0.039372 | 0.0078994 | 0.004917 | 0.011093 | 0.011649 | 0.0054824 | 0.001622 | 0.037492 | 0.011093 | 0 | 0 | 0.037492 | 0.011093 | [11 empty] | WLDFR | HFTD - Distribution - Tier 2 - 1QU CoRE ¦ 3QU LoRE | Red Flag Warning - Destructive Fires | 2031 | 3.0972e-08 | 1.5486e-08 | 3.9822e-08 | 9534.9221 | 247.273 | 9287.6491 | 0 | 0 | 0 | 0 | 2.58e-05 |  | 0.00029532 | 0 | 0.00029532 | 0.00014766 | 0 | 0.00014766 | 0.0003797 | 0 | 0.0003797 | [16 empty] | 7.3.1.3 Ignition probability mapping showing the probability of ignition along the electric lines and equipmentWLDFRAggregatedAggregated | WLDFR | HFTD - Distribution - Tier 2 - 1QU CoRE ¦ 3QU LoRE | Red Flag Warning - Large Fires | Aggregated | Aggregated | 2026 | 0.00010539 | 0 | 1086.8999 | 0.11455 | 2026 | Mitigation | 0.08575 | 30 | 0 | esc | 0.0012005 | 1.2652e-07 | 0.00060025 | 6.326e-08 | 0.0015435 | 1.6267e-07
[35 empty] | 7.3.1.1 A summarized risk map that shows the overall ignition probability and estimated wildfire consequence along the electric lines and equipment | WLDFR | HFTD - Distribution - Tier 2 - 5QU CoRE ¦ 5QU LoRE | 2040 | 0.27651 | 0.0039042 | 0.026699 | 0 | 0.026699 | 0.0024302 | 0.016619 | 0 | 0.016619 | 0.0054824 | 0.037492 | 0 | 0.037492 | 0.0057573 | 0.039372 | 0 | 0.039372 | 0.0073826 | 0.0045953 | 0.010367 | 0.010887 | 0.0054824 | 0.0015159 | 0.037492 | 0.010367 | 0 | 0 | 0.037492 | 0.010367 | [11 empty] | WLDFR | HFTD - Distribution - Tier 2 - 1QU CoRE ¦ 3QU LoRE | Red Flag Warning - Destructive Fires | 2032 | 3.0972e-08 | 1.5486e-08 | 3.9822e-08 | 9534.9221 | 247.273 | 9287.6491 | 0 | 0 | 0 | 0 | 2.58e-05 |  | 0.00029532 | 0 | 0.00029532 | 0.00014766 | 0 | 0.00014766 | 0.0003797 | 0 | 0.0003797 | [16 empty] | 7.3.1.3 Ignition probability mapping showing the probability of ignition along the electric lines and equipmentWLDFRAggregatedAggregated | WLDFR | HFTD - Distribution - Tier 2 - 1QU CoRE ¦ 3QU LoRE | Red Flag Warning - Large Fires | Aggregated | Aggregated | 2027 | 0.00010539 | 0 | 1086.8999 | 0.11455 | 2027 | Mitigation | 0.08575 | 30 | 0 | esc | 0.0012005 | 1.2652e-07 | 0.00060025 | 6.326e-08 | 0.0015435 | 1.6267e-07
[35 empty] | 7.3.1.1 A summarized risk map that shows the overall ignition probability and estimated wildfire consequence along the electric lines and equipment | WLDFR | HFTD - Distribution - Tier 2 - 5QU CoRE ¦ 5QU LoRE | 2041 | 0.25842 | 0.0039042 | 0.026699 | 0 | 0.026699 | 0.0024302 | 0.016619 | 0 | 0.016619 | 0.0054824 | 0.037492 | 0 | 0.037492 | 0.0057573 | 0.039372 | 0 | 0.039372 | 0.0068996 | 0.0042947 | 0.0096886 | 0.010174 | 0.0054824 | 0.0014168 | 0.037492 | 0.0096886 | 0 | 0 | 0.037492 | 0.0096886 | [11 empty] | WLDFR | HFTD - Distribution - Tier 2 - 1QU CoRE ¦ 3QU LoRE | Red Flag Warning - Destructive Fires | 2033 | 3.0972e-08 | 1.5486e-08 | 3.9822e-08 | 9984.8474 | 263.1074 | 9721.74 | 0 | 0 | 0 | 0 | 2.58e-05 |  | 0.00030926 | 0 | 0.00030926 | 0.00015463 | 0 | 0.00015463 | 0.00039761 | 0 | 0.00039761 | [16 empty] | 7.3.1.3 Ignition probability mapping showing the probability of ignition along the electric lines and equipmentWLDFRAggregatedAggregated | WLDFR | HFTD - Distribution - Tier 2 - 1QU CoRE ¦ 3QU LoRE | Red Flag Warning - Large Fires | Aggregated | Aggregated | 2028 | 0.00010539 | 0 | 1086.8999 | 0.11455 | 2028 | Mitigation | 0.08575 | 30 | 0 | esc | 0.0012005 | 1.2652e-07 | 0.00060025 | 6.326e-08 | 0.0015435 | 1.6267e-07
[35 empty] | 7.3.1.1 A summarized risk map that shows the overall ignition probability and estimated wildfire consequence along the electric lines and equipment | WLDFR | HFTD - Distribution - Tier 2 - 5QU CoRE ¦ 5QU LoRE | 2042 | 0.24151 | 0.0039042 | 0.026699 | 0 | 0.026699 | 0.0024302 | 0.016619 | 0 | 0.016619 | 0.0054824 | 0.037492 | 0 | 0.037492 | 0.0057573 | 0.039372 | 0 | 0.039372 | 0.0064482 | 0.0040137 | 0.0090548 | 0.0095088 | 0.0054824 | 0.0013241 | 0.037492 | 0.0090548 | 0 | 0 | 0.037492 | 0.0090548 | [11 empty] | WLDFR | HFTD - Distribution - Tier 2 - 1QU CoRE ¦ 3QU LoRE | Red Flag Warning - Destructive Fires | 2034 | 3.0972e-08 | 1.5486e-08 | 3.9822e-08 | 9984.8474 | 263.1074 | 9721.74 | 0 | 0 | 0 | 0 | 2.58e-05 |  | 0.00030926 | 0 | 0.00030926 | 0.00015463 | 0 | 0.00015463 | 0.00039761 | 0 | 0.00039761 | [16 empty] | 7.3.1.3 Ignition probability mapping showing the probability of ignition along the electric lines and equipmentWLDFRAggregatedAggregated | WLDFR | HFTD - Distribution - Tier 2 - 1QU CoRE ¦ 3QU LoRE | Red Flag Warning - Large Fires | Aggregated | Aggregated | 2029 | 0.00010539 | 0 | 1086.8999 | 0.11455 | 2029 | Mitigation | 0.08575 | 30 | 0 | esc | 0.0012005 | 1.2652e-07 | 0.00060025 | 6.326e-08 | 0.0015435 | 1.6267e-07
[35 empty] | 7.3.1.1 A summarized risk map that shows the overall ignition probability and estimated wildfire consequence along the electric lines and equipment | WLDFR | HFTD - Distribution - Tier 2 - 5QU CoRE ¦ 5QU LoRE | 2043 | 0.22571 | 0.0039042 | 0.028028 | 0 | 0.028028 | 0.0024302 | 0.017446 | 0 | 0.017446 | 0.0054824 | 0.039357 | 0 | 0.039357 | 0.0057573 | 0.041331 | 0 | 0.041331 | 0.0063262 | 0.0039378 | 0.0088835 | 0.0093289 | 0.0054824 | 0.0012375 | 0.039357 | 0.0088835 | 0 | 0 | 0.039357 | 0.0088835 | [11 empty] | WLDFR | HFTD - Distribution - Tier 2 - 1QU CoRE ¦ 3QU LoRE | Red Flag Warning - Destructive Fires | 2035 | 3.0972e-08 | 1.5486e-08 | 3.9822e-08 | 9984.8474 | 263.1074 | 9721.74 | 0 | 0 | 0 | 0 | 2.58e-05 |  | 0.00030926 | 0 | 0.00030926 | 0.00015463 | 0 | 0.00015463 | 0.00039761 | 0 | 0.00039761 | [16 empty] | 7.3.1.3 Ignition probability mapping showing the probability of ignition along the electric lines and equipmentWLDFRAggregatedAggregated | WLDFR | HFTD - Distribution - Tier 2 - 1QU CoRE ¦ 3QU LoRE | Red Flag Warning - Large Fires | Aggregated | Aggregated | 2030 | 0.00010539 | 0 | 1086.8999 | 0.11455 | 2030 | Mitigation | 0.08575 | 30 | 0 | esc | 0.0012005 | 1.2652e-07 | 0.00060025 | 6.326e-08 | 0.0015435 | 1.6267e-07
[35 empty] | 7.3.1.1 A summarized risk map that shows the overall ignition probability and estimated wildfire consequence along the electric lines and equipment | WLDFR | HFTD - Distribution - Tier 2 - 5QU CoRE ¦ 5QU LoRE | 2044 | 0.21095 | 0.0039042 | 0.028028 | 0 | 0.028028 | 0.0024302 | 0.017446 | 0 | 0.017446 | 0.0054824 | 0.039357 | 0 | 0.039357 | 0.0057573 | 0.041331 | 0 | 0.041331 | 0.0059124 | 0.0036802 | 0.0083023 | 0.0087186 | 0.0054824 | 0.0011565 | 0.039357 | 0.0083023 | 0 | 0 | 0.039357 | 0.0083023 | [11 empty] | WLDFR | HFTD - Distribution - Tier 2 - 1QU CoRE ¦ 3QU LoRE | Red Flag Warning - Destructive Fires | 2036 | 3.0972e-08 | 1.5486e-08 | 3.9822e-08 | 9984.8474 | 263.1074 | 9721.74 | 0 | 0 | 0 | 0 | 2.58e-05 |  | 0.00030926 | 0 | 0.00030926 | 0.00015463 | 0 | 0.00015463 | 0.00039761 | 0 | 0.00039761 | [16 empty] | 7.3.1.3 Ignition probability mapping showing the probability of ignition along the electric lines and equipmentWLDFRAggregatedAggregated | WLDFR | HFTD - Distribution - Tier 2 - 1QU CoRE ¦ 3QU LoRE | Red Flag Warning - Large Fires | Aggregated | Aggregated | 2031 | 0.00010539 | 0 | 1086.8999 | 0.11455 | 2031 | Mitigation | 0.08575 | 30 | 0 | esc | 0.0012005 | 1.2652e-07 | 0.00060025 | 6.326e-08 | 0.0015435 | 1.6267e-07
[35 empty] | 7.3.1.1 A summarized risk map that shows the overall ignition probability and estimated wildfire consequence along the electric lines and equipment | WLDFR | HFTD - Distribution - Tier 2 - 5QU CoRE ¦ 5QU LoRE | 2045 | 0.19715 | 0.0039042 | 0.028028 | 0 | 0.028028 | 0.0024302 | 0.017446 | 0 | 0.017446 | 0.0054824 | 0.039357 | 0 | 0.039357 | 0.0057573 | 0.041331 | 0 | 0.041331 | 0.0055256 | 0.0034394 | 0.0077592 | 0.0081482 | 0.0054824 | 0.0010808 | 0.039357 | 0.0077592 | 0 | 0 | 0.039357 | 0.0077592 | [11 empty] | WLDFR | HFTD - Distribution - Tier 2 - 1QU CoRE ¦ 3QU LoRE | Red Flag Warning - Destructive Fires | 2037 | 3.0972e-08 | 1.5486e-08 | 3.9822e-08 | 9984.8474 | 263.1074 | 9721.74 | 0 | 0 | 0 | 0 | 2.58e-05 |  | 0.00030926 | 0 | 0.00030926 | 0.00015463 | 0 | 0.00015463 | 0.00039761 | 0 | 0.00039761 | [16 empty] | 7.3.1.3 Ignition probability mapping showing the probability of ignition along the electric lines and equipmentWLDFRAggregatedAggregated | WLDFR | HFTD - Distribution - Tier 2 - 1QU CoRE ¦ 3QU LoRE | Red Flag Warning - Large Fires | Aggregated | Aggregated | 2032 | 0.00010539 | 0 | 1086.8999 | 0.11455 | 2032 | Mitigation | 0.08575 | 30 | 0 | esc | 0.0012005 | 1.2652e-07 | 0.00060025 | 6.326e-08 | 0.0015435 | 1.6267e-07
[35 empty] | 7.3.1.1 A summarized risk map that shows the overall ignition probability and estimated wildfire consequence along the electric lines and equipment | WLDFR | HFTD - Distribution - Tier 2 - 5QU CoRE ¦ 5QU LoRE | 2046 | 0.18425 | 0.0039042 | 0.028028 | 0 | 0.028028 | 0.0024302 | 0.017446 | 0 | 0.017446 | 0.0054824 | 0.039357 | 0 | 0.039357 | 0.0057573 | 0.041331 | 0 | 0.041331 | 0.0051641 | 0.0032144 | 0.0072516 | 0.0076152 | 0.0054824 | 0.0010101 | 0.039357 | 0.0072516 | 0 | 0 | 0.039357 | 0.0072516 | [11 empty] | WLDFR | HFTD - Distribution - Tier 2 - 1QU CoRE ¦ 3QU LoRE | Red Flag Warning - Destructive Fires | 2038 | 3.0972e-08 | 1.5486e-08 | 3.9822e-08 | 10472.8261 | 280.5544 | 10192.2718 | 0 | 0 | 0 | 0 | 2.58e-05 |  | 0.00032437 | 0 | 0.00032437 | 0.00016218 | 0 | 0.00016218 | 0.00041705 | 0 | 0.00041705 | [16 empty] | 7.3.1.3 Ignition probability mapping showing the probability of ignition along the electric lines and equipmentWLDFRAggregatedAggregated | WLDFR | HFTD - Distribution - Tier 2 - 1QU CoRE ¦ 3QU LoRE | Red Flag Warning - Large Fires | Aggregated | Aggregated | 2033 | 0.00010539 | 0 | 1086.8999 | 0.11455 | 2033 | Mitigation | 0.08575 | 30 | 0 | esc | 0.0012005 | 1.2652e-07 | 0.00060025 | 6.326e-08 | 0.0015435 | 1.6267e-07
[35 empty] | 7.3.1.1 A summarized risk map that shows the overall ignition probability and estimated wildfire consequence along the electric lines and equipment | WLDFR | HFTD - Distribution - Tier 2 - 5QU CoRE ¦ 5QU LoRE | 2047 | 0.1722 | 0.0039042 | 0.028028 | 0 | 0.028028 | 0.0024302 | 0.017446 | 0 | 0.017446 | 0.0054824 | 0.039357 | 0 | 0.039357 | 0.0057573 | 0.041331 | 0 | 0.041331 | 0.0048262 | 0.0030041 | 0.0067771 | 0.007117 | 0.0054824 | 0.00094405 | 0.039357 | 0.0067771 | 0 | 0 | 0.039357 | 0.0067771 | [11 empty] | WLDFR | HFTD - Distribution - Tier 2 - 1QU CoRE ¦ 3QU LoRE | Red Flag Warning - Destructive Fires | 2039 | 3.0972e-08 | 1.5486e-08 | 3.9822e-08 | 10472.8261 | 280.5544 | 10192.2718 | 0 | 0 | 0 | 0 | 2.58e-05 |  | 0.00032437 | 0 | 0.00032437 | 0.00016218 | 0 | 0.00016218 | 0.00041705 | 0 | 0.00041705 | [16 empty] | 7.3.1.3 Ignition probability mapping showing the probability of ignition along the electric lines and equipmentWLDFRAggregatedAggregated | WLDFR | HFTD - Distribution - Tier 2 - 1QU CoRE ¦ 3QU LoRE | Red Flag Warning - Large Fires | Aggregated | Aggregated | 2034 | 0.00010539 | 0 | 1086.8999 | 0.11455 | 2034 | Mitigation | 0.08575 | 30 | 0 | esc | 0.0012005 | 1.2652e-07 | 0.00060025 | 6.326e-08 | 0.0015435 | 1.6267e-07
[35 empty] | 7.3.1.1 A summarized risk map that shows the overall ignition probability and estimated wildfire consequence along the electric lines and equipment | WLDFR | HFTD - Distribution - Tier 2 - 5QU CoRE ¦ 5QU LoRE | 2048 | 0.16093 | 0.0039042 | 0.029421 | 0 | 0.029421 | 0.0024302 | 0.018313 | 0 | 0.018313 | 0.0054824 | 0.041313 | 0 | 0.041313 | 0.0057573 | 0.043385 | 0 | 0.043385 | 0.0047347 | 0.0029471 | 0.0066486 | 0.006982 | 0.0054824 | 0.00088229 | 0.041313 | 0.0066486 | 0 | 0 | 0.041313 | 0.0066486 | [11 empty] | WLDFR | HFTD - Distribution - Tier 2 - 1QU CoRE ¦ 3QU LoRE | Red Flag Warning - Destructive Fires | 2040 | 3.0972e-08 | 1.5486e-08 | 3.9822e-08 | 10472.8261 | 280.5544 | 10192.2718 | 0 | 0 | 0 | 0 | 2.58e-05 |  | 0.00032437 | 0 | 0.00032437 | 0.00016218 | 0 | 0.00016218 | 0.00041705 | 0 | 0.00041705 | [16 empty] | 7.3.1.3 Ignition probability mapping showing the probability of ignition along the electric lines and equipmentWLDFRAggregatedAggregated | WLDFR | HFTD - Distribution - Tier 2 - 1QU CoRE ¦ 3QU LoRE | Red Flag Warning - Large Fires | Aggregated | Aggregated | 2035 | 0.00010539 | 0 | 1086.8999 | 0.11455 | 2035 | Mitigation | 0.08575 | 30 | 0 | esc | 0.0012005 | 1.2652e-07 | 0.00060025 | 6.326e-08 | 0.0015435 | 1.6267e-07
[35 empty] | 7.3.1.1 A summarized risk map that shows the overall ignition probability and estimated wildfire consequence along the electric lines and equipment | WLDFR | HFTD - Distribution - Tier 2 - 5QU CoRE ¦ 5QU LoRE | 2049 | 0.1504 | 0.0039042 | 0.029421 | 0 | 0.029421 | 0.0024302 | 0.018313 | 0 | 0.018313 | 0.0054824 | 0.041313 | 0 | 0.041313 | 0.0057573 | 0.043385 | 0 | 0.043385 | 0.0044249 | 0.0027543 | 0.0062136 | 0.0065252 | 0.0054824 | 0.00082457 | 0.041313 | 0.0062136 | 0 | 0 | 0.041313 | 0.0062136 | [11 empty] | WLDFR | HFTD - Distribution - Tier 2 - 1QU CoRE ¦ 3QU LoRE | Red Flag Warning - Destructive Fires | 2041 | 3.0972e-08 | 1.5486e-08 | 3.9822e-08 | 10472.8261 | 280.5544 | 10192.2718 | 0 | 0 | 0 | 0 | 2.58e-05 |  | 0.00032437 | 0 | 0.00032437 | 0.00016218 | 0 | 0.00016218 | 0.00041705 | 0 | 0.00041705 | [16 empty] | 7.3.1.3 Ignition probability mapping showing the probability of ignition along the electric lines and equipmentWLDFRAggregatedAggregated | WLDFR | HFTD - Distribution - Tier 2 - 1QU CoRE ¦ 3QU LoRE | Red Flag Warning - Large Fires | Aggregated | Aggregated | 2036 | 0.00010539 | 0 | 1086.8999 | 0.11455 | 2036 | Mitigation | 0.08575 | 30 | 0 | esc | 0.0012005 | 1.2652e-07 | 0.00060025 | 6.326e-08 | 0.0015435 | 1.6267e-07
[35 empty] | 7.3.1.1 A summarized risk map that shows the overall ignition probability and estimated wildfire consequence along the electric lines and equipment | WLDFR | HFTD - Distribution - Tier 2 - 5QU CoRE ¦ 5QU LoRE | 2050 | 0.14056 | 0 | 0 | 0 | 0 | 0.0024302 | 0.018313 | 0 | 0.018313 | 0.0054824 | 0.041313 | 0 | 0.041313 | 0.0057573 | 0.043385 | 0 | 0.043385 | 0 | 0.0025741 | 0.0058071 | 0.0060983 | 0.0054824 | 0.00077062 | 0.041313 | 0.0058071 | 0 | 0 | 0.041313 | 0.0058071 | [11 empty] | WLDFR | HFTD - Distribution - Tier 2 - 1QU CoRE ¦ 3QU LoRE | Red Flag Warning - Destructive Fires | 2042 | 3.0972e-08 | 1.5486e-08 | 3.9822e-08 | 10472.8261 | 280.5544 | 10192.2718 | 0 | 0 | 0 | 0 | 2.58e-05 |  | 0.00032437 | 0 | 0.00032437 | 0.00016218 | 0 | 0.00016218 | 0.00041705 | 0 | 0.00041705 | [16 empty] | 7.3.1.3 Ignition probability mapping showing the probability of ignition along the electric lines and equipmentWLDFRAggregatedAggregated | WLDFR | HFTD - Distribution - Tier 2 - 1QU CoRE ¦ 3QU LoRE | Red Flag Warning - Large Fires | Aggregated | Aggregated | 2037 | 0.00010539 | 0 | 1086.8999 | 0.11455 | 2037 | Mitigation | 0.08575 | 30 | 0 | esc | 0.0012005 | 1.2652e-07 | 0.00060025 | 6.326e-08 | 0.0015435 | 1.6267e-07
[35 empty] | 7.3.1.1 A summarized risk map that shows the overall ignition probability and estimated wildfire consequence along the electric lines and equipment | WLDFR | HFTD - Distribution - Tier 2 - 5QU CoRE ¦ 5QU LoRE | 2051 | 0.13137 | 0 | 0 | 0 | 0 | 0 | 0 | 0 | 0 | 0.0054824 | 0.041313 | 0 | 0.041313 | 0.0057573 | 0.043385 | 0 | 0.043385 | 0 | 0 | 0.0054272 | 0.0056994 | 0.0054824 | 0.00072021 | 0.041313 | 0.0054272 | 0 | 0 | 0.041313 | 0.0054272 | [11 empty] | WLDFR | HFTD - Distribution - Tier 2 - 1QU CoRE ¦ 3QU LoRE | Red Flag Warning - Destructive Fires | 2043 | 3.0972e-08 | 1.5486e-08 | 3.9822e-08 | 10992.1562 | 299.42 | 10692.7362 | 0 | 0 | 0 | 0 | 2.58e-05 |  | 0.00034045 | 0 | 0.00034045 | 0.00017023 | 0 | 0.00017023 | 0.00043773 | 0 | 0.00043773 | [16 empty] | 7.3.1.3 Ignition probability mapping showing the probability of ignition along the electric lines and equipmentWLDFRAggregatedAggregated | WLDFR | HFTD - Distribution - Tier 2 - 1QU CoRE ¦ 3QU LoRE | Red Flag Warning - Large Fires | Aggregated | Aggregated | 2038 | 0.00010539 | 0 | 1086.8999 | 0.11455 | 2038 | Mitigation | 0.08575 | 30 | 0 | esc | 0.0012005 | 1.2652e-07 | 0.00060025 | 6.326e-08 | 0.0015435 | 1.6267e-07
[35 empty] | 7.3.1.1 A summarized risk map that shows the overall ignition probability and estimated wildfire consequence along the electric lines and equipment | WLDFR | HFTD - Distribution - Tier 2 - 5QU CoRE ¦ 5QU LoRE | 2052 | 0.12277 | 0 | 0 | 0 | 0 | 0 | 0 | 0 | 0 | 0 | 0 | 0 | 0 | 0.0057573 | 0.043385 | 0 | 0.043385 | 0 | 0 | 0 | 0.0053265 | 0 | 0 | 0 | 0 | 0 | 0 | 0 | 0 | [11 empty] | WLDFR | HFTD - Distribution - Tier 2 - 1QU CoRE ¦ 3QU LoRE | Red Flag Warning - Destructive Fires | 2044 | 3.0972e-08 | 1.5486e-08 | 3.9822e-08 | 10992.1562 | 299.42 | 10692.7362 | 0 | 0 | 0 | 0 | 2.58e-05 |  | 0.00034045 | 0 | 0.00034045 | 0.00017023 | 0 | 0.00017023 | 0.00043773 | 0 | 0.00043773 | [16 empty] | 7.3.1.3 Ignition probability mapping showing the probability of ignition along the electric lines and equipmentWLDFRAggregatedAggregated | WLDFR | HFTD - Distribution - Tier 2 - 1QU CoRE ¦ 3QU LoRE | Red Flag Warning - Large Fires | Aggregated | Aggregated | 2039 | 0.00010539 | 0 | 1086.8999 | 0.11455 | 2039 | Mitigation | 0.08575 | 30 | 0 | esc | 0.0012005 | 1.2652e-07 | 0.00060025 | 6.326e-08 | 0.0015435 | 1.6267e-07
[35 empty] | 7.3.1.1 A summarized risk map that shows the overall ignition probability and estimated wildfire consequence along the electric lines and equipment | WLDFR | HFTD - Distribution - Tier 3 - 1QU CoRE ¦ 1QU LoRE | 2020 | 1 | 0.0026505 | 1.4661 | 0 | 1.4661 | 0 | 0 | 0 | 0 | 0 | 0 | 0 | 0 | 0 | 0 | 0 | 0 | 1.4661 | 0 | 0 | 0 | 0 | 0 | 0 | 0 | 0 | 0 | 0 | 0 | [11 empty] | WLDFR | HFTD - Distribution - Tier 2 - 1QU CoRE ¦ 3QU LoRE | Red Flag Warning - Destructive Fires | 2045 | 3.0972e-08 | 1.5486e-08 | 3.9822e-08 | 10992.1562 | 299.42 | 10692.7362 | 0 | 0 | 0 | 0 | 2.58e-05 |  | 0.00034045 | 0 | 0.00034045 | 0.00017023 | 0 | 0.00017023 | 0.00043773 | 0 | 0.00043773 | [16 empty] | 7.3.1.3 Ignition probability mapping showing the probability of ignition along the electric lines and equipmentWLDFRAggregatedAggregated | WLDFR | HFTD - Distribution - Tier 2 - 1QU CoRE ¦ 3QU LoRE | Red Flag Warning - Large Fires | Aggregated | Aggregated | 2040 | 0.00010539 | 0 | 1086.8999 | 0.11455 | 2040 | Mitigation | 0.08575 | 30 | 0 | esc | 0.0012005 | 1.2652e-07 | 0.00060025 | 6.326e-08 | 0.0015435 | 1.6267e-07
[35 empty] | 7.3.1.1 A summarized risk map that shows the overall ignition probability and estimated wildfire consequence along the electric lines and equipment | WLDFR | HFTD - Distribution - Tier 3 - 1QU CoRE ¦ 1QU LoRE | 2021 | 1 | 0.0026505 | 1.4661 | 0 | 1.4661 | 0.0016498 | 0.91258 | 0 | 0.91258 | 0 | 0 | 0 | 0 | 0 | 0 | 0 | 0 | 1.4661 | 0.91258 | 0 | 0 | 0 | 0 | 0 | 0 | 0 | 0 | 0 | 0 | [11 empty] | WLDFR | HFTD - Distribution - Tier 2 - 1QU CoRE ¦ 3QU LoRE | Red Flag Warning - Destructive Fires | 2046 | 3.0972e-08 | 1.5486e-08 | 3.9822e-08 | 10992.1562 | 299.42 | 10692.7362 | 0 | 0 | 0 | 0 | 2.58e-05 |  | 0.00034045 | 0 | 0.00034045 | 0.00017023 | 0 | 0.00017023 | 0.00043773 | 0 | 0.00043773 | [16 empty] | 7.3.1.3 Ignition probability mapping showing the probability of ignition along the electric lines and equipmentWLDFRAggregatedAggregated | WLDFR | HFTD - Distribution - Tier 2 - 1QU CoRE ¦ 3QU LoRE | Red Flag Warning - Large Fires | Aggregated | Aggregated | 2041 | 0.00010539 | 0 | 1086.8999 | 0.11455 | 2041 | Mitigation | 0.08575 | 30 | 0 | esc | 0.0012005 | 1.2652e-07 | 0.00060025 | 6.326e-08 | 0.0015435 | 1.6267e-07
[35 empty] | 7.3.1.1 A summarized risk map that shows the overall ignition probability and estimated wildfire consequence along the electric lines and equipment | WLDFR | HFTD - Distribution - Tier 3 - 1QU CoRE ¦ 1QU LoRE | 2022 | 0.93458 | 0.0026251 | 1.4943 | 0 | 1.4943 | 0.001634 | 0.93015 | 0 | 0.93015 | 0.0032063 | 1.8252 | 0 | 1.8252 | 0 | 0 | 0 | 0 | 1.3966 | 0.8693 | 1.7058 | 0 | 0.0032063 | 0.0029966 | 1.8252 | 1.7058 | 0 | 0 | 1.8252 | 1.7058 | [11 empty] | WLDFR | HFTD - Distribution - Tier 2 - 1QU CoRE ¦ 3QU LoRE | Red Flag Warning - Destructive Fires | 2047 | 3.0972e-08 | 1.5486e-08 | 3.9822e-08 | 10992.1562 | 299.42 | 10692.7362 | 0 | 0 | 0 | 0 | 2.58e-05 |  | 0.00034045 | 0 | 0.00034045 | 0.00017023 | 0 | 0.00017023 | 0.00043773 | 0 | 0.00043773 | [16 empty] | 7.3.1.3 Ignition probability mapping showing the probability of ignition along the electric lines and equipmentWLDFRAggregatedAggregated | WLDFR | HFTD - Distribution - Tier 2 - 1QU CoRE ¦ 3QU LoRE | Red Flag Warning - Large Fires | Aggregated | Aggregated | 2042 | 0.00010539 | 0 | 1086.8999 | 0.11455 | 2042 | Mitigation | 0.08575 | 30 | 0 | esc | 0.0012005 | 1.2652e-07 | 0.00060025 | 6.326e-08 | 0.0015435 | 1.6267e-07
[35 empty] | 7.3.1.1 A summarized risk map that shows the overall ignition probability and estimated wildfire consequence along the electric lines and equipment | WLDFR | HFTD - Distribution - Tier 3 - 1QU CoRE ¦ 1QU LoRE | 2023 | 0.87344 | 0.0026251 | 1.5491 | 0 | 1.5491 | 0.001634 | 0.96423 | 0 | 0.96423 | 0.0032063 | 1.8921 | 0 | 1.8921 | 0.0033671 | 1.987 | 0 | 1.987 | 1.353 | 0.84219 | 1.6526 | 1.7355 | 0.0032063 | 0.0028005 | 1.8921 | 1.6526 | 0 | 0 | 1.8921 | 1.6526 | [11 empty] | WLDFR | HFTD - Distribution - Tier 2 - 1QU CoRE ¦ 3QU LoRE | Red Flag Warning - Destructive Fires | 2048 | 3.0972e-08 | 1.5486e-08 | 3.9822e-08 | 11536.0538 | 319.4911 | 11216.5626 | 0 | 0 | 0 | 0 | 2.58e-05 |  | 0.0003573 | 0 | 0.0003573 | 0.00017865 | 0 | 0.00017865 | 0.00045939 | 0 | 0.00045939 | [16 empty] | 7.3.1.3 Ignition probability mapping showing the probability of ignition along the electric lines and equipmentWLDFRAggregatedAggregated | WLDFR | HFTD - Distribution - Tier 2 - 1QU CoRE ¦ 3QU LoRE | Red Flag Warning - Large Fires | Aggregated | Aggregated | 2043 | 0.00010539 | 0 | 1086.8999 | 0.11455 | 2043 | Mitigation | 0.08575 | 30 | 0 | esc | 0.0012005 | 1.2652e-07 | 0.00060025 | 6.326e-08 | 0.0015435 | 1.6267e-07
[35 empty] | 7.3.1.1 A summarized risk map that shows the overall ignition probability and estimated wildfire consequence along the electric lines and equipment | WLDFR | HFTD - Distribution - Tier 3 - 1QU CoRE ¦ 1QU LoRE | 2024 | 0.8163 | 0.0026251 | 1.5491 | 0 | 1.5491 | 0.001634 | 0.96423 | 0 | 0.96423 | 0.0032063 | 1.8921 | 0 | 1.8921 | 0.0033671 | 1.987 | 0 | 1.987 | 1.2645 | 0.7871 | 1.5445 | 1.622 | 0.0032063 | 0.0026173 | 1.8921 | 1.5445 | 0 | 0 | 1.8921 | 1.5445 | [11 empty] | WLDFR | HFTD - Distribution - Tier 2 - 1QU CoRE ¦ 3QU LoRE | Red Flag Warning - Destructive Fires | 2049 | 3.0972e-08 | 1.5486e-08 | 3.9822e-08 | 11536.0538 | 319.4911 | 11216.5626 | 0 | 0 | 0 | 0 | 2.58e-05 |  | 0.0003573 | 0 | 0.0003573 | 0.00017865 | 0 | 0.00017865 | 0.00045939 | 0 | 0.00045939 | [16 empty] | 7.3.1.3 Ignition probability mapping showing the probability of ignition along the electric lines and equipmentWLDFRAggregatedAggregated | WLDFR | HFTD - Distribution - Tier 2 - 1QU CoRE ¦ 3QU LoRE | Red Flag Warning - Large Fires | Aggregated | Aggregated | 2044 | 0.00010539 | 0 | 1086.8999 | 0.11455 | 2044 | Mitigation | 0.08575 | 30 | 0 | esc | 0.0012005 | 1.2652e-07 | 0.00060025 | 6.326e-08 | 0.0015435 | 1.6267e-07
[35 empty] | 7.3.1.1 A summarized risk map that shows the overall ignition probability and estimated wildfire consequence along the electric lines and equipment | WLDFR | HFTD - Distribution - Tier 3 - 1QU CoRE ¦ 1QU LoRE | 2025 | 0.7629 | 0.0026251 | 1.5491 | 0 | 1.5491 | 0.001634 | 0.96423 | 0 | 0.96423 | 0.0032063 | 1.8921 | 0 | 1.8921 | 0.0033671 | 1.987 | 0 | 1.987 | 1.1818 | 0.73561 | 1.4435 | 1.5159 | 0.0032063 | 0.0024461 | 1.8921 | 1.4435 | 0 | 0 | 1.8921 | 1.4435 | [11 empty] | WLDFR | HFTD - Distribution - Tier 2 - 1QU CoRE ¦ 3QU LoRE | Red Flag Warning - Destructive Fires | 2050 | 0 | 1.5486e-08 | 3.9822e-08 | 11536.0538 | 319.4911 | 11216.5626 | 0 | 0 | 0 | 0 | 2.58e-05 |  | 0 | 0 | 0 | 0.00017865 | 0 | 0.00017865 | 0.00045939 | 0 | 0.00045939 | [16 empty] | 7.3.1.3 Ignition probability mapping showing the probability of ignition along the electric lines and equipmentWLDFRAggregatedAggregated | WLDFR | HFTD - Distribution - Tier 2 - 1QU CoRE ¦ 3QU LoRE | Red Flag Warning - Large Fires | Aggregated | Aggregated | 2045 | 0.00010539 | 0 | 1086.8999 | 0.11455 | 2045 | Mitigation | 0.08575 | 30 | 0 | esc | 0.0012005 | 1.2652e-07 | 0.00060025 | 6.326e-08 | 0.0015435 | 1.6267e-07
[35 empty] | 7.3.1.1 A summarized risk map that shows the overall ignition probability and estimated wildfire consequence along the electric lines and equipment | WLDFR | HFTD - Distribution - Tier 3 - 1QU CoRE ¦ 1QU LoRE | 2026 | 0.71299 | 0.0026251 | 1.5491 | 0 | 1.5491 | 0.001634 | 0.96423 | 0 | 0.96423 | 0.0032063 | 1.8921 | 0 | 1.8921 | 0.0033671 | 1.987 | 0 | 1.987 | 1.1045 | 0.68748 | 1.349 | 1.4167 | 0.0032063 | 0.0022861 | 1.8921 | 1.349 | 0 | 0 | 1.8921 | 1.349 | [11 empty] | WLDFR | HFTD - Distribution - Tier 2 - 1QU CoRE ¦ 3QU LoRE | Red Flag Warning - Destructive Fires | 2051 | 0 | 0 | 3.9822e-08 | 11536.0538 | 319.4911 | 11216.5626 | 0 | 0 | 0 | 0 | 2.58e-05 |  | 0 | 0 | 0 | 0 | 0 | 0 | 0.00045939 | 0 | 0.00045939 | [16 empty] | 7.3.1.3 Ignition probability mapping showing the probability of ignition along the electric lines and equipmentWLDFRAggregatedAggregated | WLDFR | HFTD - Distribution - Tier 2 - 1QU CoRE ¦ 3QU LoRE | Red Flag Warning - Large Fires | Aggregated | Aggregated | 2046 | 0.00010539 | 0 | 1086.8999 | 0.11455 | 2046 | Mitigation | 0.08575 | 30 | 0 | esc | 0.0012005 | 1.2652e-07 | 0.00060025 | 6.326e-08 | 0.0015435 | 1.6267e-07
[35 empty] | 7.3.1.1 A summarized risk map that shows the overall ignition probability and estimated wildfire consequence along the electric lines and equipment | WLDFR | HFTD - Distribution - Tier 3 - 1QU CoRE ¦ 1QU LoRE | 2027 | 0.66634 | 0.0026251 | 1.5491 | 0 | 1.5491 | 0.001634 | 0.96423 | 0 | 0.96423 | 0.0032063 | 1.8921 | 0 | 1.8921 | 0.0033671 | 1.987 | 0 | 1.987 | 1.0322 | 0.64251 | 1.2608 | 1.324 | 0.0032063 | 0.0021365 | 1.8921 | 1.2608 | 0 | 0 | 1.8921 | 1.2608 | [11 empty] | WLDFR | HFTD - Distribution - Tier 2 - 1QU CoRE ¦ 3QU LoRE | Red Flag Warning - Large Fires | 2020 | 1.2652e-07 | 0 | 0 | 5.2406 | 0.69642 | 2.942 | 1.6022 | 0 | 0 | 0 | 0.00010539 |  | 6.6303e-07 | 0 | 6.6303e-07 | 0 | 0 | 0 | 0 | 0 | 0 | [16 empty] | 7.3.1.3 Ignition probability mapping showing the probability of ignition along the electric lines and equipmentWLDFRAggregatedAggregated | WLDFR | HFTD - Distribution - Tier 2 - 1QU CoRE ¦ 3QU LoRE | Red Flag Warning - Large Fires | Aggregated | Aggregated | 2047 | 0.00010539 | 0 | 1086.8999 | 0.11455 | 2047 | Mitigation | 0.08575 | 30 | 0 | esc | 0.0012005 | 1.2652e-07 | 0.00060025 | 6.326e-08 | 0.0015435 | 1.6267e-07
[35 empty] | 7.3.1.1 A summarized risk map that shows the overall ignition probability and estimated wildfire consequence along the electric lines and equipment | WLDFR | HFTD - Distribution - Tier 3 - 1QU CoRE ¦ 1QU LoRE | 2028 | 0.62275 | 0.0026251 | 1.6181 | 0 | 1.6181 | 0.001634 | 1.0072 | 0 | 1.0072 | 0.0032063 | 1.9764 | 0 | 1.9764 | 0.0033671 | 2.0755 | 0 | 2.0755 | 1.0077 | 0.62722 | 1.2308 | 1.2925 | 0.0032063 | 0.0019967 | 1.9764 | 1.2308 | 0 | 0 | 1.9764 | 1.2308 | [11 empty] | WLDFR | HFTD - Distribution - Tier 2 - 1QU CoRE ¦ 3QU LoRE | Red Flag Warning - Large Fires | 2021 | 1.2652e-07 | 6.326e-08 | 0 | 5.2406 | 0.69642 | 2.942 | 1.6022 | 0 | 0 | 0 | 0.00010539 |  | 6.6303e-07 | 0 | 6.6303e-07 | 3.3152e-07 | 0 | 3.3152e-07 | 0 | 0 | 0 | [16 empty] | 7.3.1.3 Ignition probability mapping showing the probability of ignition along the electric lines and equipmentWLDFRAggregatedAggregated | WLDFR | HFTD - Distribution - Tier 2 - 1QU CoRE ¦ 3QU LoRE | Red Flag Warning - Large Fires | Aggregated | Aggregated | 2048 | 0.00010539 | 0 | 1086.8999 | 0.11455 | 2048 | Mitigation | 0.08575 | 30 | 0 | esc | 0.0012005 | 1.2652e-07 | 0.00060025 | 6.326e-08 | 0.0015435 | 1.6267e-07
[35 empty] | 7.3.1.1 A summarized risk map that shows the overall ignition probability and estimated wildfire consequence along the electric lines and equipment | WLDFR | HFTD - Distribution - Tier 3 - 1QU CoRE ¦ 1QU LoRE | 2029 | 0.58201 | 0.0026251 | 1.6181 | 0 | 1.6181 | 0.001634 | 1.0072 | 0 | 1.0072 | 0.0032063 | 1.9764 | 0 | 1.9764 | 0.0033671 | 2.0755 | 0 | 2.0755 | 0.94173 | 0.58618 | 1.1503 | 1.2079 | 0.0032063 | 0.0018661 | 1.9764 | 1.1503 | 0 | 0 | 1.9764 | 1.1503 | [11 empty] | WLDFR | HFTD - Distribution - Tier 2 - 1QU CoRE ¦ 3QU LoRE | Red Flag Warning - Large Fires | 2022 | 1.2652e-07 | 6.326e-08 | 1.6267e-07 | 5.2406 | 0.69642 | 2.942 | 1.6022 | 0 | 0 | 0 | 0.00010539 |  | 6.6303e-07 | 0 | 6.6303e-07 | 3.3152e-07 | 0 | 3.3152e-07 | 8.5247e-07 | 0 | 8.5247e-07 | [16 empty] | 7.3.1.3 Ignition probability mapping showing the probability of ignition along the electric lines and equipmentWLDFRAggregatedAggregated | WLDFR | HFTD - Distribution - Tier 2 - 1QU CoRE ¦ 3QU LoRE | Red Flag Warning - Large Fires | Aggregated | Aggregated | 2049 | 0.00010539 | 0 | 1086.8999 | 0.11455 | 2049 | Mitigation | 0.08575 | 30 | 0 | esc | 0.0012005 | 1.2652e-07 | 0.00060025 | 6.326e-08 | 0.0015435 | 1.6267e-07
[35 empty] | 7.3.1.1 A summarized risk map that shows the overall ignition probability and estimated wildfire consequence along the electric lines and equipment | WLDFR | HFTD - Distribution - Tier 3 - 1QU CoRE ¦ 1QU LoRE | 2030 | 0.54393 | 0.0026251 | 1.6181 | 0 | 1.6181 | 0.001634 | 1.0072 | 0 | 1.0072 | 0.0032063 | 1.9764 | 0 | 1.9764 | 0.0033671 | 2.0755 | 0 | 2.0755 | 0.88012 | 0.54783 | 1.075 | 1.1289 | 0.0032063 | 0.001744 | 1.9764 | 1.075 | 0 | 0 | 1.9764 | 1.075 | [11 empty] | WLDFR | HFTD - Distribution - Tier 2 - 1QU CoRE ¦ 3QU LoRE | Red Flag Warning - Large Fires | 2023 | 1.2652e-07 | 6.326e-08 | 1.6267e-07 | 5.475 | 0.71896 | 3.0715 | 1.6846 | 0 | 0 | 0 | 0.00010539 |  | 6.927e-07 | 0 | 6.927e-07 | 3.4635e-07 | 0 | 3.4635e-07 | 8.9061e-07 | 0 | 8.9061e-07 | [16 empty] | 7.3.1.3 Ignition probability mapping showing the probability of ignition along the electric lines and equipmentWLDFRAggregatedAggregated | WLDFR | HFTD - Distribution - Tier 2 - 1QU CoRE ¦ 3QU LoRE | Red Flag Warning - Large Fires | Aggregated | Aggregated | 2050 | 0.00010539 | 0 | 1086.8999 | 0.11455 | 2050 | Mitigation | 0.08575 | 30 | 0 | esc | 0 | 0 | 0.00060025 | 6.326e-08 | 0.0015435 | 1.6267e-07
[35 empty] | 7.3.1.1 A summarized risk map that shows the overall ignition probability and estimated wildfire consequence along the electric lines and equipment | WLDFR | HFTD - Distribution - Tier 3 - 1QU CoRE ¦ 1QU LoRE | 2031 | 0.50835 | 0.0026251 | 1.6181 | 0 | 1.6181 | 0.001634 | 1.0072 | 0 | 1.0072 | 0.0032063 | 1.9764 | 0 | 1.9764 | 0.0033671 | 2.0755 | 0 | 2.0755 | 0.82254 | 0.51199 | 1.0047 | 1.0551 | 0.0032063 | 0.0016299 | 1.9764 | 1.0047 | 0 | 0 | 1.9764 | 1.0047 | [11 empty] | WLDFR | HFTD - Distribution - Tier 2 - 1QU CoRE ¦ 3QU LoRE | Red Flag Warning - Large Fires | 2024 | 1.2652e-07 | 6.326e-08 | 1.6267e-07 | 5.475 | 0.71896 | 3.0715 | 1.6846 | 0 | 0 | 0 | 0.00010539 |  | 6.927e-07 | 0 | 6.927e-07 | 3.4635e-07 | 0 | 3.4635e-07 | 8.9061e-07 | 0 | 8.9061e-07 | [16 empty] | 7.3.1.3 Ignition probability mapping showing the probability of ignition along the electric lines and equipmentWLDFRAggregatedAggregated | WLDFR | HFTD - Distribution - Tier 2 - 1QU CoRE ¦ 3QU LoRE | Red Flag Warning - Large Fires | Aggregated | Aggregated | 2051 | 0.00010539 | 0 | 1086.8999 | 0.11455 | 2051 | Mitigation | 0.08575 | 30 | 0 | esc | 0 | 0 | 0 | 0 | 0.0015435 | 1.6267e-07
[35 empty] | 7.3.1.1 A summarized risk map that shows the overall ignition probability and estimated wildfire consequence along the electric lines and equipment | WLDFR | HFTD - Distribution - Tier 3 - 1QU CoRE ¦ 1QU LoRE | 2032 | 0.47509 | 0.0026251 | 1.6181 | 0 | 1.6181 | 0.001634 | 1.0072 | 0 | 1.0072 | 0.0032063 | 1.9764 | 0 | 1.9764 | 0.0033671 | 2.0755 | 0 | 2.0755 | 0.76873 | 0.4785 | 0.93896 | 0.98604 | 0.0032063 | 0.0015233 | 1.9764 | 0.93896 | 0 | 0 | 1.9764 | 0.93896 | [11 empty] | WLDFR | HFTD - Distribution - Tier 2 - 1QU CoRE ¦ 3QU LoRE | Red Flag Warning - Large Fires | 2025 | 1.2652e-07 | 6.326e-08 | 1.6267e-07 | 5.475 | 0.71896 | 3.0715 | 1.6846 | 0 | 0 | 0 | 0.00010539 |  | 6.927e-07 | 0 | 6.927e-07 | 3.4635e-07 | 0 | 3.4635e-07 | 8.9061e-07 | 0 | 8.9061e-07 | [16 empty] | 7.3.1.3 Ignition probability mapping showing the probability of ignition along the electric lines and equipmentWLDFRAggregatedAggregated | WLDFR | HFTD - Distribution - Tier 2 - 1QU CoRE ¦ 3QU LoRE | Red Flag Warning - Small Fires | Aggregated | Aggregated | 2021 | 0.00052774 | 0 | 1086.8999 | 0.5736 | 2021 | Mitigation | 0.08575 | 30 | 0 | esc | 0.0012005 | 6.3355e-07 | 0.00060025 | 3.1678e-07 | 0 | 0
[35 empty] | 7.3.1.1 A summarized risk map that shows the overall ignition probability and estimated wildfire consequence along the electric lines and equipment | WLDFR | HFTD - Distribution - Tier 3 - 1QU CoRE ¦ 1QU LoRE | 2033 | 0.44401 | 0.0026251 | 1.6947 | 0 | 1.6947 | 0.001634 | 1.0549 | 0 | 1.0549 | 0.0032063 | 2.07 | 0 | 2.07 | 0.0033671 | 2.1738 | 0 | 2.1738 | 0.75248 | 0.46839 | 0.91911 | 0.9652 | 0.0032063 | 0.0014237 | 2.07 | 0.91911 | 0 | 0 | 2.07 | 0.91911 | [11 empty] | WLDFR | HFTD - Distribution - Tier 2 - 1QU CoRE ¦ 3QU LoRE | Red Flag Warning - Large Fires | 2026 | 1.2652e-07 | 6.326e-08 | 1.6267e-07 | 5.475 | 0.71896 | 3.0715 | 1.6846 | 0 | 0 | 0 | 0.00010539 |  | 6.927e-07 | 0 | 6.927e-07 | 3.4635e-07 | 0 | 3.4635e-07 | 8.9061e-07 | 0 | 8.9061e-07 | [16 empty] | 7.3.1.3 Ignition probability mapping showing the probability of ignition along the electric lines and equipmentWLDFRAggregatedAggregated | WLDFR | HFTD - Distribution - Tier 2 - 1QU CoRE ¦ 3QU LoRE | Red Flag Warning - Small Fires | Aggregated | Aggregated | 2022 | 0.00052774 | 0 | 1086.8999 | 0.5736 | 2022 | Mitigation | 0.08575 | 30 | 0 | esc | 0.0012005 | 6.3355e-07 | 0.00060025 | 3.1678e-07 | 0.0015435 | 8.1457e-07
[35 empty] | 7.3.1.1 A summarized risk map that shows the overall ignition probability and estimated wildfire consequence along the electric lines and equipment | WLDFR | HFTD - Distribution - Tier 3 - 1QU CoRE ¦ 1QU LoRE | 2034 | 0.41496 | 0.0026251 | 1.6947 | 0 | 1.6947 | 0.001634 | 1.0549 | 0 | 1.0549 | 0.0032063 | 2.07 | 0 | 2.07 | 0.0033671 | 2.1738 | 0 | 2.1738 | 0.70325 | 0.43774 | 0.85898 | 0.90205 | 0.0032063 | 0.0013305 | 2.07 | 0.85898 | 0 | 0 | 2.07 | 0.85898 | [11 empty] | WLDFR | HFTD - Distribution - Tier 2 - 1QU CoRE ¦ 3QU LoRE | Red Flag Warning - Large Fires | 2027 | 1.2652e-07 | 6.326e-08 | 1.6267e-07 | 5.475 | 0.71896 | 3.0715 | 1.6846 | 0 | 0 | 0 | 0.00010539 |  | 6.927e-07 | 0 | 6.927e-07 | 3.4635e-07 | 0 | 3.4635e-07 | 8.9061e-07 | 0 | 8.9061e-07 | [16 empty] | 7.3.1.3 Ignition probability mapping showing the probability of ignition along the electric lines and equipmentWLDFRAggregatedAggregated | WLDFR | HFTD - Distribution - Tier 2 - 1QU CoRE ¦ 3QU LoRE | Red Flag Warning - Small Fires | Aggregated | Aggregated | 2023 | 0.00052774 | 0 | 1086.8999 | 0.5736 | 2023 | Mitigation | 0.08575 | 30 | 0 | esc | 0.0012005 | 6.3355e-07 | 0.00060025 | 3.1678e-07 | 0.0015435 | 8.1457e-07
[35 empty] | 7.3.1.1 A summarized risk map that shows the overall ignition probability and estimated wildfire consequence along the electric lines and equipment | WLDFR | HFTD - Distribution - Tier 3 - 1QU CoRE ¦ 1QU LoRE | 2035 | 0.38782 | 0.0026251 | 1.6947 | 0 | 1.6947 | 0.001634 | 1.0549 | 0 | 1.0549 | 0.0032063 | 2.07 | 0 | 2.07 | 0.0033671 | 2.1738 | 0 | 2.1738 | 0.65725 | 0.40911 | 0.80279 | 0.84304 | 0.0032063 | 0.0012435 | 2.07 | 0.80279 | 0 | 0 | 2.07 | 0.80279 | [11 empty] | WLDFR | HFTD - Distribution - Tier 2 - 1QU CoRE ¦ 3QU LoRE | Red Flag Warning - Large Fires | 2028 | 1.2652e-07 | 6.326e-08 | 1.6267e-07 | 5.777 | 0.74734 | 3.238 | 1.7917 | 0 | 0 | 0 | 0.00010539 |  | 7.3091e-07 | 0 | 7.3091e-07 | 3.6545e-07 | 0 | 3.6545e-07 | 9.3974e-07 | 0 | 9.3974e-07 | [16 empty] | 7.3.1.3 Ignition probability mapping showing the probability of ignition along the electric lines and equipmentWLDFRAggregatedAggregated | WLDFR | HFTD - Distribution - Tier 2 - 1QU CoRE ¦ 3QU LoRE | Red Flag Warning - Small Fires | Aggregated | Aggregated | 2024 | 0.00052774 | 0 | 1086.8999 | 0.5736 | 2024 | Mitigation | 0.08575 | 30 | 0 | esc | 0.0012005 | 6.3355e-07 | 0.00060025 | 3.1678e-07 | 0.0015435 | 8.1457e-07
[35 empty] | 7.3.1.1 A summarized risk map that shows the overall ignition probability and estimated wildfire consequence along the electric lines and equipment | WLDFR | HFTD - Distribution - Tier 3 - 1QU CoRE ¦ 1QU LoRE | 2036 | 0.36245 | 0.0026251 | 1.6947 | 0 | 1.6947 | 0.001634 | 1.0549 | 0 | 1.0549 | 0.0032063 | 2.07 | 0 | 2.07 | 0.0033671 | 2.1738 | 0 | 2.1738 | 0.61425 | 0.38234 | 0.75027 | 0.78789 | 0.0032063 | 0.0011621 | 2.07 | 0.75027 | 0 | 0 | 2.07 | 0.75027 | [11 empty] | WLDFR | HFTD - Distribution - Tier 2 - 1QU CoRE ¦ 3QU LoRE | Red Flag Warning - Large Fires | 2029 | 1.2652e-07 | 6.326e-08 | 1.6267e-07 | 5.777 | 0.74734 | 3.238 | 1.7917 | 0 | 0 | 0 | 0.00010539 |  | 7.3091e-07 | 0 | 7.3091e-07 | 3.6545e-07 | 0 | 3.6545e-07 | 9.3974e-07 | 0 | 9.3974e-07 | [16 empty] | 7.3.1.3 Ignition probability mapping showing the probability of ignition along the electric lines and equipmentWLDFRAggregatedAggregated | WLDFR | HFTD - Distribution - Tier 2 - 1QU CoRE ¦ 3QU LoRE | Red Flag Warning - Small Fires | Aggregated | Aggregated | 2025 | 0.00052774 | 0 | 1086.8999 | 0.5736 | 2025 | Mitigation | 0.08575 | 30 | 0 | esc | 0.0012005 | 6.3355e-07 | 0.00060025 | 3.1678e-07 | 0.0015435 | 8.1457e-07
[35 empty] | 7.3.1.1 A summarized risk map that shows the overall ignition probability and estimated wildfire consequence along the electric lines and equipment | WLDFR | HFTD - Distribution - Tier 3 - 1QU CoRE ¦ 1QU LoRE | 2037 | 0.33873 | 0.0026251 | 1.6947 | 0 | 1.6947 | 0.001634 | 1.0549 | 0 | 1.0549 | 0.0032063 | 2.07 | 0 | 2.07 | 0.0033671 | 2.1738 | 0 | 2.1738 | 0.57407 | 0.35733 | 0.70118 | 0.73635 | 0.0032063 | 0.0010861 | 2.07 | 0.70118 | 0 | 0 | 2.07 | 0.70118 | [11 empty] | WLDFR | HFTD - Distribution - Tier 2 - 1QU CoRE ¦ 3QU LoRE | Red Flag Warning - Large Fires | 2030 | 1.2652e-07 | 6.326e-08 | 1.6267e-07 | 5.777 | 0.74734 | 3.238 | 1.7917 | 0 | 0 | 0 | 0.00010539 |  | 7.3091e-07 | 0 | 7.3091e-07 | 3.6545e-07 | 0 | 3.6545e-07 | 9.3974e-07 | 0 | 9.3974e-07 | [16 empty] | 7.3.1.3 Ignition probability mapping showing the probability of ignition along the electric lines and equipmentWLDFRAggregatedAggregated | WLDFR | HFTD - Distribution - Tier 2 - 1QU CoRE ¦ 3QU LoRE | Red Flag Warning - Small Fires | Aggregated | Aggregated | 2026 | 0.00052774 | 0 | 1086.8999 | 0.5736 | 2026 | Mitigation | 0.08575 | 30 | 0 | esc | 0.0012005 | 6.3355e-07 | 0.00060025 | 3.1678e-07 | 0.0015435 | 8.1457e-07
[35 empty] | 7.3.1.1 A summarized risk map that shows the overall ignition probability and estimated wildfire consequence along the electric lines and equipment | WLDFR | HFTD - Distribution - Tier 3 - 1QU CoRE ¦ 1QU LoRE | 2038 | 0.31657 | 0.0026251 | 1.778 | 0 | 1.778 | 0.001634 | 1.1067 | 0 | 1.1067 | 0.0032063 | 2.1717 | 0 | 2.1717 | 0.0033671 | 2.2806 | 0 | 2.2806 | 0.56286 | 0.35035 | 0.68749 | 0.72197 | 0.0032063 | 0.001015 | 2.1717 | 0.68749 | 0 | 0 | 2.1717 | 0.68749 | [11 empty] | WLDFR | HFTD - Distribution - Tier 2 - 1QU CoRE ¦ 3QU LoRE | Red Flag Warning - Large Fires | 2031 | 1.2652e-07 | 6.326e-08 | 1.6267e-07 | 5.777 | 0.74734 | 3.238 | 1.7917 | 0 | 0 | 0 | 0.00010539 |  | 7.3091e-07 | 0 | 7.3091e-07 | 3.6545e-07 | 0 | 3.6545e-07 | 9.3974e-07 | 0 | 9.3974e-07 | [16 empty] | 7.3.1.3 Ignition probability mapping showing the probability of ignition along the electric lines and equipmentWLDFRAggregatedAggregated | WLDFR | HFTD - Distribution - Tier 2 - 1QU CoRE ¦ 3QU LoRE | Red Flag Warning - Small Fires | Aggregated | Aggregated | 2027 | 0.00052774 | 0 | 1086.8999 | 0.5736 | 2027 | Mitigation | 0.08575 | 30 | 0 | esc | 0.0012005 | 6.3355e-07 | 0.00060025 | 3.1678e-07 | 0.0015435 | 8.1457e-07
[35 empty] | 7.3.1.1 A summarized risk map that shows the overall ignition probability and estimated wildfire consequence along the electric lines and equipment | WLDFR | HFTD - Distribution - Tier 3 - 1QU CoRE ¦ 1QU LoRE | 2039 | 0.29586 | 0.0026251 | 1.778 | 0 | 1.778 | 0.001634 | 1.1067 | 0 | 1.1067 | 0.0032063 | 2.1717 | 0 | 2.1717 | 0.0033671 | 2.2806 | 0 | 2.2806 | 0.52603 | 0.32743 | 0.64252 | 0.67473 | 0.0032063 | 0.00094864 | 2.1717 | 0.64252 | 0 | 0 | 2.1717 | 0.64252 | [11 empty] | WLDFR | HFTD - Distribution - Tier 2 - 1QU CoRE ¦ 3QU LoRE | Red Flag Warning - Large Fires | 2032 | 1.2652e-07 | 6.326e-08 | 1.6267e-07 | 5.777 | 0.74734 | 3.238 | 1.7917 | 0 | 0 | 0 | 0.00010539 |  | 7.3091e-07 | 0 | 7.3091e-07 | 3.6545e-07 | 0 | 3.6545e-07 | 9.3974e-07 | 0 | 9.3974e-07 | [16 empty] | 7.3.1.3 Ignition probability mapping showing the probability of ignition along the electric lines and equipmentWLDFRAggregatedAggregated | WLDFR | HFTD - Distribution - Tier 2 - 1QU CoRE ¦ 3QU LoRE | Red Flag Warning - Small Fires | Aggregated | Aggregated | 2028 | 0.00052774 | 0 | 1086.8999 | 0.5736 | 2028 | Mitigation | 0.08575 | 30 | 0 | esc | 0.0012005 | 6.3355e-07 | 0.00060025 | 3.1678e-07 | 0.0015435 | 8.1457e-07
[35 empty] | 7.3.1.1 A summarized risk map that shows the overall ignition probability and estimated wildfire consequence along the electric lines and equipment | WLDFR | HFTD - Distribution - Tier 3 - 1QU CoRE ¦ 1QU LoRE | 2040 | 0.27651 | 0.0026251 | 1.778 | 0 | 1.778 | 0.001634 | 1.1067 | 0 | 1.1067 | 0.0032063 | 2.1717 | 0 | 2.1717 | 0.0033671 | 2.2806 | 0 | 2.2806 | 0.49162 | 0.30601 | 0.60048 | 0.63059 | 0.0032063 | 0.00088658 | 2.1717 | 0.60048 | 0 | 0 | 2.1717 | 0.60048 | [11 empty] | WLDFR | HFTD - Distribution - Tier 2 - 1QU CoRE ¦ 3QU LoRE | Red Flag Warning - Large Fires | 2033 | 1.2652e-07 | 6.326e-08 | 1.6267e-07 | 6.1205 | 0.77885 | 3.4265 | 1.9151 | 0 | 0 | 0 | 0.00010539 |  | 7.7436e-07 | 0 | 7.7436e-07 | 3.8718e-07 | 0 | 3.8718e-07 | 9.9561e-07 | 0 | 9.9561e-07 | [16 empty] | 7.3.1.3 Ignition probability mapping showing the probability of ignition along the electric lines and equipmentWLDFRAggregatedAggregated | WLDFR | HFTD - Distribution - Tier 2 - 1QU CoRE ¦ 3QU LoRE | Red Flag Warning - Small Fires | Aggregated | Aggregated | 2029 | 0.00052774 | 0 | 1086.8999 | 0.5736 | 2029 | Mitigation | 0.08575 | 30 | 0 | esc | 0.0012005 | 6.3355e-07 | 0.00060025 | 3.1678e-07 | 0.0015435 | 8.1457e-07
[35 empty] | 7.3.1.1 A summarized risk map that shows the overall ignition probability and estimated wildfire consequence along the electric lines and equipment | WLDFR | HFTD - Distribution - Tier 3 - 1QU CoRE ¦ 1QU LoRE | 2041 | 0.25842 | 0.0026251 | 1.778 | 0 | 1.778 | 0.001634 | 1.1067 | 0 | 1.1067 | 0.0032063 | 2.1717 | 0 | 2.1717 | 0.0033671 | 2.2806 | 0 | 2.2806 | 0.45946 | 0.28599 | 0.5612 | 0.58934 | 0.0032063 | 0.00082858 | 2.1717 | 0.5612 | 0 | 0 | 2.1717 | 0.5612 | [11 empty] | WLDFR | HFTD - Distribution - Tier 2 - 1QU CoRE ¦ 3QU LoRE | Red Flag Warning - Large Fires | 2034 | 1.2652e-07 | 6.326e-08 | 1.6267e-07 | 6.1205 | 0.77885 | 3.4265 | 1.9151 | 0 | 0 | 0 | 0.00010539 |  | 7.7436e-07 | 0 | 7.7436e-07 | 3.8718e-07 | 0 | 3.8718e-07 | 9.9561e-07 | 0 | 9.9561e-07 | [16 empty] | 7.3.1.3 Ignition probability mapping showing the probability of ignition along the electric lines and equipmentWLDFRAggregatedAggregated | WLDFR | HFTD - Distribution - Tier 2 - 1QU CoRE ¦ 3QU LoRE | Red Flag Warning - Small Fires | Aggregated | Aggregated | 2030 | 0.00052774 | 0 | 1086.8999 | 0.5736 | 2030 | Mitigation | 0.08575 | 30 | 0 | esc | 0.0012005 | 6.3355e-07 | 0.00060025 | 3.1678e-07 | 0.0015435 | 8.1457e-07
[35 empty] | 7.3.1.1 A summarized risk map that shows the overall ignition probability and estimated wildfire consequence along the electric lines and equipment | WLDFR | HFTD - Distribution - Tier 3 - 1QU CoRE ¦ 1QU LoRE | 2042 | 0.24151 | 0.0026251 | 1.778 | 0 | 1.778 | 0.001634 | 1.1067 | 0 | 1.1067 | 0.0032063 | 2.1717 | 0 | 2.1717 | 0.0033671 | 2.2806 | 0 | 2.2806 | 0.4294 | 0.26728 | 0.52448 | 0.55078 | 0.0032063 | 0.00077437 | 2.1717 | 0.52448 | 0 | 0 | 2.1717 | 0.52448 | [11 empty] | WLDFR | HFTD - Distribution - Tier 2 - 1QU CoRE ¦ 3QU LoRE | Red Flag Warning - Large Fires | 2035 | 1.2652e-07 | 6.326e-08 | 1.6267e-07 | 6.1205 | 0.77885 | 3.4265 | 1.9151 | 0 | 0 | 0 | 0.00010539 |  | 7.7436e-07 | 0 | 7.7436e-07 | 3.8718e-07 | 0 | 3.8718e-07 | 9.9561e-07 | 0 | 9.9561e-07 | [16 empty] | 7.3.1.3 Ignition probability mapping showing the probability of ignition along the electric lines and equipmentWLDFRAggregatedAggregated | WLDFR | HFTD - Distribution - Tier 2 - 1QU CoRE ¦ 3QU LoRE | Red Flag Warning - Small Fires | Aggregated | Aggregated | 2031 | 0.00052774 | 0 | 1086.8999 | 0.5736 | 2031 | Mitigation | 0.08575 | 30 | 0 | esc | 0.0012005 | 6.3355e-07 | 0.00060025 | 3.1678e-07 | 0.0015435 | 8.1457e-07
[35 empty] | 7.3.1.1 A summarized risk map that shows the overall ignition probability and estimated wildfire consequence along the electric lines and equipment | WLDFR | HFTD - Distribution - Tier 3 - 1QU CoRE ¦ 1QU LoRE | 2043 | 0.22571 | 0.0026251 | 1.8666 | 0 | 1.8666 | 0.001634 | 1.1619 | 0 | 1.1619 | 0.0032063 | 2.2799 | 0 | 2.2799 | 0.0033671 | 2.3943 | 0 | 2.3943 | 0.42132 | 0.26225 | 0.51461 | 0.54042 | 0.0032063 | 0.00072371 | 2.2799 | 0.51461 | 0 | 0 | 2.2799 | 0.51461 | [11 empty] | WLDFR | HFTD - Distribution - Tier 2 - 1QU CoRE ¦ 3QU LoRE | Red Flag Warning - Large Fires | 2036 | 1.2652e-07 | 6.326e-08 | 1.6267e-07 | 6.1205 | 0.77885 | 3.4265 | 1.9151 | 0 | 0 | 0 | 0.00010539 |  | 7.7436e-07 | 0 | 7.7436e-07 | 3.8718e-07 | 0 | 3.8718e-07 | 9.9561e-07 | 0 | 9.9561e-07 | [16 empty] | 7.3.1.3 Ignition probability mapping showing the probability of ignition along the electric lines and equipmentWLDFRAggregatedAggregated | WLDFR | HFTD - Distribution - Tier 2 - 1QU CoRE ¦ 3QU LoRE | Red Flag Warning - Small Fires | Aggregated | Aggregated | 2032 | 0.00052774 | 0 | 1086.8999 | 0.5736 | 2032 | Mitigation | 0.08575 | 30 | 0 | esc | 0.0012005 | 6.3355e-07 | 0.00060025 | 3.1678e-07 | 0.0015435 | 8.1457e-07
[35 empty] | 7.3.1.1 A summarized risk map that shows the overall ignition probability and estimated wildfire consequence along the electric lines and equipment | WLDFR | HFTD - Distribution - Tier 3 - 1QU CoRE ¦ 1QU LoRE | 2044 | 0.21095 | 0.0026251 | 1.8666 | 0 | 1.8666 | 0.001634 | 1.1619 | 0 | 1.1619 | 0.0032063 | 2.2799 | 0 | 2.2799 | 0.0033671 | 2.3943 | 0 | 2.3943 | 0.39375 | 0.24509 | 0.48094 | 0.50506 | 0.0032063 | 0.00067637 | 2.2799 | 0.48094 | 0 | 0 | 2.2799 | 0.48094 | [11 empty] | WLDFR | HFTD - Distribution - Tier 2 - 1QU CoRE ¦ 3QU LoRE | Red Flag Warning - Large Fires | 2037 | 1.2652e-07 | 6.326e-08 | 1.6267e-07 | 6.1205 | 0.77885 | 3.4265 | 1.9151 | 0 | 0 | 0 | 0.00010539 |  | 7.7436e-07 | 0 | 7.7436e-07 | 3.8718e-07 | 0 | 3.8718e-07 | 9.9561e-07 | 0 | 9.9561e-07 | [16 empty] | 7.3.1.3 Ignition probability mapping showing the probability of ignition along the electric lines and equipmentWLDFRAggregatedAggregated | WLDFR | HFTD - Distribution - Tier 2 - 1QU CoRE ¦ 3QU LoRE | Red Flag Warning - Small Fires | Aggregated | Aggregated | 2033 | 0.00052774 | 0 | 1086.8999 | 0.5736 | 2033 | Mitigation | 0.08575 | 30 | 0 | esc | 0.0012005 | 6.3355e-07 | 0.00060025 | 3.1678e-07 | 0.0015435 | 8.1457e-07
[35 empty] | 7.3.1.1 A summarized risk map that shows the overall ignition probability and estimated wildfire consequence along the electric lines and equipment | WLDFR | HFTD - Distribution - Tier 3 - 1QU CoRE ¦ 1QU LoRE | 2045 | 0.19715 | 0.0026251 | 1.8666 | 0 | 1.8666 | 0.001634 | 1.1619 | 0 | 1.1619 | 0.0032063 | 2.2799 | 0 | 2.2799 | 0.0033671 | 2.3943 | 0 | 2.3943 | 0.36799 | 0.22906 | 0.44948 | 0.47202 | 0.0032063 | 0.00063212 | 2.2799 | 0.44948 | 0 | 0 | 2.2799 | 0.44948 | [11 empty] | WLDFR | HFTD - Distribution - Tier 2 - 1QU CoRE ¦ 3QU LoRE | Red Flag Warning - Large Fires | 2038 | 1.2652e-07 | 6.326e-08 | 1.6267e-07 | 6.5028 | 0.81304 | 3.6355 | 2.0543 | 0 | 0 | 0 | 0.00010539 |  | 8.2273e-07 | 0 | 8.2273e-07 | 4.1137e-07 | 0 | 4.1137e-07 | 1.0578e-06 | 0 | 1.0578e-06 | [16 empty] | 7.3.1.3 Ignition probability mapping showing the probability of ignition along the electric lines and equipmentWLDFRAggregatedAggregated | WLDFR | HFTD - Distribution - Tier 2 - 1QU CoRE ¦ 3QU LoRE | Red Flag Warning - Small Fires | Aggregated | Aggregated | 2034 | 0.00052774 | 0 | 1086.8999 | 0.5736 | 2034 | Mitigation | 0.08575 | 30 | 0 | esc | 0.0012005 | 6.3355e-07 | 0.00060025 | 3.1678e-07 | 0.0015435 | 8.1457e-07
[35 empty] | 7.3.1.1 A summarized risk map that shows the overall ignition probability and estimated wildfire consequence along the electric lines and equipment | WLDFR | HFTD - Distribution - Tier 3 - 1QU CoRE ¦ 1QU LoRE | 2046 | 0.18425 | 0.0026251 | 1.8666 | 0 | 1.8666 | 0.001634 | 1.1619 | 0 | 1.1619 | 0.0032063 | 2.2799 | 0 | 2.2799 | 0.0033671 | 2.3943 | 0 | 2.3943 | 0.34392 | 0.21407 | 0.42008 | 0.44114 | 0.0032063 | 0.00059076 | 2.2799 | 0.42008 | 0 | 0 | 2.2799 | 0.42008 | [11 empty] | WLDFR | HFTD - Distribution - Tier 2 - 1QU CoRE ¦ 3QU LoRE | Red Flag Warning - Large Fires | 2039 | 1.2652e-07 | 6.326e-08 | 1.6267e-07 | 6.5028 | 0.81304 | 3.6355 | 2.0543 | 0 | 0 | 0 | 0.00010539 |  | 8.2273e-07 | 0 | 8.2273e-07 | 4.1137e-07 | 0 | 4.1137e-07 | 1.0578e-06 | 0 | 1.0578e-06 | [16 empty] | 7.3.1.3 Ignition probability mapping showing the probability of ignition along the electric lines and equipmentWLDFRAggregatedAggregated | WLDFR | HFTD - Distribution - Tier 2 - 1QU CoRE ¦ 3QU LoRE | Red Flag Warning - Small Fires | Aggregated | Aggregated | 2035 | 0.00052774 | 0 | 1086.8999 | 0.5736 | 2035 | Mitigation | 0.08575 | 30 | 0 | esc | 0.0012005 | 6.3355e-07 | 0.00060025 | 3.1678e-07 | 0.0015435 | 8.1457e-07
[35 empty] | 7.3.1.1 A summarized risk map that shows the overall ignition probability and estimated wildfire consequence along the electric lines and equipment | WLDFR | HFTD - Distribution - Tier 3 - 1QU CoRE ¦ 1QU LoRE | 2047 | 0.1722 | 0.0026251 | 1.8666 | 0 | 1.8666 | 0.001634 | 1.1619 | 0 | 1.1619 | 0.0032063 | 2.2799 | 0 | 2.2799 | 0.0033671 | 2.3943 | 0 | 2.3943 | 0.32142 | 0.20007 | 0.39259 | 0.41228 | 0.0032063 | 0.00055212 | 2.2799 | 0.39259 | 0 | 0 | 2.2799 | 0.39259 | [11 empty] | WLDFR | HFTD - Distribution - Tier 2 - 1QU CoRE ¦ 3QU LoRE | Red Flag Warning - Large Fires | 2040 | 1.2652e-07 | 6.326e-08 | 1.6267e-07 | 6.5028 | 0.81304 | 3.6355 | 2.0543 | 0 | 0 | 0 | 0.00010539 |  | 8.2273e-07 | 0 | 8.2273e-07 | 4.1137e-07 | 0 | 4.1137e-07 | 1.0578e-06 | 0 | 1.0578e-06 | [16 empty] | 7.3.1.3 Ignition probability mapping showing the probability of ignition along the electric lines and equipmentWLDFRAggregatedAggregated | WLDFR | HFTD - Distribution - Tier 2 - 1QU CoRE ¦ 3QU LoRE | Red Flag Warning - Small Fires | Aggregated | Aggregated | 2036 | 0.00052774 | 0 | 1086.8999 | 0.5736 | 2036 | Mitigation | 0.08575 | 30 | 0 | esc | 0.0012005 | 6.3355e-07 | 0.00060025 | 3.1678e-07 | 0.0015435 | 8.1457e-07
[35 empty] | 7.3.1.1 A summarized risk map that shows the overall ignition probability and estimated wildfire consequence along the electric lines and equipment | WLDFR | HFTD - Distribution - Tier 3 - 1QU CoRE ¦ 1QU LoRE | 2048 | 0.16093 | 0.0026251 | 1.9595 | 0 | 1.9595 | 0.001634 | 1.2197 | 0 | 1.2197 | 0.0032063 | 2.3934 | 0 | 2.3934 | 0.0033671 | 2.5134 | 0 | 2.5134 | 0.31534 | 0.19629 | 0.38517 | 0.40449 | 0.0032063 | 0.000516 | 2.3934 | 0.38517 | 0 | 0 | 2.3934 | 0.38517 | [11 empty] | WLDFR | HFTD - Distribution - Tier 2 - 1QU CoRE ¦ 3QU LoRE | Red Flag Warning - Large Fires | 2041 | 1.2652e-07 | 6.326e-08 | 1.6267e-07 | 6.5028 | 0.81304 | 3.6355 | 2.0543 | 0 | 0 | 0 | 0.00010539 |  | 8.2273e-07 | 0 | 8.2273e-07 | 4.1137e-07 | 0 | 4.1137e-07 | 1.0578e-06 | 0 | 1.0578e-06 | [16 empty] | 7.3.1.3 Ignition probability mapping showing the probability of ignition along the electric lines and equipmentWLDFRAggregatedAggregated | WLDFR | HFTD - Distribution - Tier 2 - 1QU CoRE ¦ 3QU LoRE | Red Flag Warning - Small Fires | Aggregated | Aggregated | 2037 | 0.00052774 | 0 | 1086.8999 | 0.5736 | 2037 | Mitigation | 0.08575 | 30 | 0 | esc | 0.0012005 | 6.3355e-07 | 0.00060025 | 3.1678e-07 | 0.0015435 | 8.1457e-07
[35 empty] | 7.3.1.1 A summarized risk map that shows the overall ignition probability and estimated wildfire consequence along the electric lines and equipment | WLDFR | HFTD - Distribution - Tier 3 - 1QU CoRE ¦ 1QU LoRE | 2049 | 0.1504 | 0.0026251 | 1.9595 | 0 | 1.9595 | 0.001634 | 1.2197 | 0 | 1.2197 | 0.0032063 | 2.3934 | 0 | 2.3934 | 0.0033671 | 2.5134 | 0 | 2.5134 | 0.29471 | 0.18345 | 0.35998 | 0.37803 | 0.0032063 | 0.00048224 | 2.3934 | 0.35998 | 0 | 0 | 2.3934 | 0.35998 | [11 empty] | WLDFR | HFTD - Distribution - Tier 2 - 1QU CoRE ¦ 3QU LoRE | Red Flag Warning - Large Fires | 2042 | 1.2652e-07 | 6.326e-08 | 1.6267e-07 | 6.5028 | 0.81304 | 3.6355 | 2.0543 | 0 | 0 | 0 | 0.00010539 |  | 8.2273e-07 | 0 | 8.2273e-07 | 4.1137e-07 | 0 | 4.1137e-07 | 1.0578e-06 | 0 | 1.0578e-06 | [16 empty] | 7.3.1.3 Ignition probability mapping showing the probability of ignition along the electric lines and equipmentWLDFRAggregatedAggregated | WLDFR | HFTD - Distribution - Tier 2 - 1QU CoRE ¦ 3QU LoRE | Red Flag Warning - Small Fires | Aggregated | Aggregated | 2038 | 0.00052774 | 0 | 1086.8999 | 0.5736 | 2038 | Mitigation | 0.08575 | 30 | 0 | esc | 0.0012005 | 6.3355e-07 | 0.00060025 | 3.1678e-07 | 0.0015435 | 8.1457e-07
[35 empty] | 7.3.1.1 A summarized risk map that shows the overall ignition probability and estimated wildfire consequence along the electric lines and equipment | WLDFR | HFTD - Distribution - Tier 3 - 1QU CoRE ¦ 1QU LoRE | 2050 | 0.14056 | 0 | 0 | 0 | 0 | 0.001634 | 1.2197 | 0 | 1.2197 | 0.0032063 | 2.3934 | 0 | 2.3934 | 0.0033671 | 2.5134 | 0 | 2.5134 | 0 | 0.17145 | 0.33643 | 0.3533 | 0.0032063 | 0.00045069 | 2.3934 | 0.33643 | 0 | 0 | 2.3934 | 0.33643 | [11 empty] | WLDFR | HFTD - Distribution - Tier 2 - 1QU CoRE ¦ 3QU LoRE | Red Flag Warning - Large Fires | 2043 | 1.2652e-07 | 6.326e-08 | 1.6267e-07 | 6.9209 | 0.84944 | 3.8632 | 2.2083 | 0 | 0 | 0 | 0.00010539 |  | 8.7563e-07 | 0 | 8.7563e-07 | 4.3782e-07 | 0 | 4.3782e-07 | 1.1258e-06 | 0 | 1.1258e-06 | [16 empty] | 7.3.1.3 Ignition probability mapping showing the probability of ignition along the electric lines and equipmentWLDFRAggregatedAggregated | WLDFR | HFTD - Distribution - Tier 2 - 1QU CoRE ¦ 3QU LoRE | Red Flag Warning - Small Fires | Aggregated | Aggregated | 2039 | 0.00052774 | 0 | 1086.8999 | 0.5736 | 2039 | Mitigation | 0.08575 | 30 | 0 | esc | 0.0012005 | 6.3355e-07 | 0.00060025 | 3.1678e-07 | 0.0015435 | 8.1457e-07
[35 empty] | 7.3.1.1 A summarized risk map that shows the overall ignition probability and estimated wildfire consequence along the electric lines and equipment | WLDFR | HFTD - Distribution - Tier 3 - 1QU CoRE ¦ 1QU LoRE | 2051 | 0.13137 | 0 | 0 | 0 | 0 | 0 | 0 | 0 | 0 | 0.0032063 | 2.3934 | 0 | 2.3934 | 0.0033671 | 2.5134 | 0 | 2.5134 | 0 | 0 | 0.31442 | 0.33018 | 0.0032063 | 0.00042121 | 2.3934 | 0.31442 | 0 | 0 | 2.3934 | 0.31442 | [11 empty] | WLDFR | HFTD - Distribution - Tier 2 - 1QU CoRE ¦ 3QU LoRE | Red Flag Warning - Large Fires | 2044 | 1.2652e-07 | 6.326e-08 | 1.6267e-07 | 6.9209 | 0.84944 | 3.8632 | 2.2083 | 0 | 0 | 0 | 0.00010539 |  | 8.7563e-07 | 0 | 8.7563e-07 | 4.3782e-07 | 0 | 4.3782e-07 | 1.1258e-06 | 0 | 1.1258e-06 | [16 empty] | 7.3.1.3 Ignition probability mapping showing the probability of ignition along the electric lines and equipmentWLDFRAggregatedAggregated | WLDFR | HFTD - Distribution - Tier 2 - 1QU CoRE ¦ 3QU LoRE | Red Flag Warning - Small Fires | Aggregated | Aggregated | 2040 | 0.00052774 | 0 | 1086.8999 | 0.5736 | 2040 | Mitigation | 0.08575 | 30 | 0 | esc | 0.0012005 | 6.3355e-07 | 0.00060025 | 3.1678e-07 | 0.0015435 | 8.1457e-07
[35 empty] | 7.3.1.1 A summarized risk map that shows the overall ignition probability and estimated wildfire consequence along the electric lines and equipment | WLDFR | HFTD - Distribution - Tier 3 - 1QU CoRE ¦ 1QU LoRE | 2052 | 0.12277 | 0 | 0 | 0 | 0 | 0 | 0 | 0 | 0 | 0 | 0 | 0 | 0 | 0.0033671 | 2.5134 | 0 | 2.5134 | 0 | 0 | 0 | 0.30858 | 0 | 0 | 0 | 0 | 0 | 0 | 0 | 0 | [11 empty] | WLDFR | HFTD - Distribution - Tier 2 - 1QU CoRE ¦ 3QU LoRE | Red Flag Warning - Large Fires | 2045 | 1.2652e-07 | 6.326e-08 | 1.6267e-07 | 6.9209 | 0.84944 | 3.8632 | 2.2083 | 0 | 0 | 0 | 0.00010539 |  | 8.7563e-07 | 0 | 8.7563e-07 | 4.3782e-07 | 0 | 4.3782e-07 | 1.1258e-06 | 0 | 1.1258e-06 | [16 empty] | 7.3.1.3 Ignition probability mapping showing the probability of ignition along the electric lines and equipmentWLDFRAggregatedAggregated | WLDFR | HFTD - Distribution - Tier 2 - 1QU CoRE ¦ 3QU LoRE | Red Flag Warning - Small Fires | Aggregated | Aggregated | 2041 | 0.00052774 | 0 | 1086.8999 | 0.5736 | 2041 | Mitigation | 0.08575 | 30 | 0 | esc | 0.0012005 | 6.3355e-07 | 0.00060025 | 3.1678e-07 | 0.0015435 | 8.1457e-07
[35 empty] | 7.3.1.1 A summarized risk map that shows the overall ignition probability and estimated wildfire consequence along the electric lines and equipment | WLDFR | HFTD - Distribution - Tier 3 - 1QU CoRE ¦ 2QU LoRE | 2020 | 1 | 0.0044332 | 2.0169 | 0 | 2.0169 | 0 | 0 | 0 | 0 | 0 | 0 | 0 | 0 | 0 | 0 | 0 | 0 | 2.0169 | 0 | 0 | 0 | 0 | 0 | 0 | 0 | 0 | 0 | 0 | 0 | [11 empty] | WLDFR | HFTD - Distribution - Tier 2 - 1QU CoRE ¦ 3QU LoRE | Red Flag Warning - Large Fires | 2046 | 1.2652e-07 | 6.326e-08 | 1.6267e-07 | 6.9209 | 0.84944 | 3.8632 | 2.2083 | 0 | 0 | 0 | 0.00010539 |  | 8.7563e-07 | 0 | 8.7563e-07 | 4.3782e-07 | 0 | 4.3782e-07 | 1.1258e-06 | 0 | 1.1258e-06 | [16 empty] | 7.3.1.3 Ignition probability mapping showing the probability of ignition along the electric lines and equipmentWLDFRAggregatedAggregated | WLDFR | HFTD - Distribution - Tier 2 - 1QU CoRE ¦ 3QU LoRE | Red Flag Warning - Small Fires | Aggregated | Aggregated | 2042 | 0.00052774 | 0 | 1086.8999 | 0.5736 | 2042 | Mitigation | 0.08575 | 30 | 0 | esc | 0.0012005 | 6.3355e-07 | 0.00060025 | 3.1678e-07 | 0.0015435 | 8.1457e-07
[35 empty] | 7.3.1.1 A summarized risk map that shows the overall ignition probability and estimated wildfire consequence along the electric lines and equipment | WLDFR | HFTD - Distribution - Tier 3 - 1QU CoRE ¦ 2QU LoRE | 2021 | 1 | 0.0044332 | 2.0169 | 0 | 2.0169 | 0.0027594 | 1.2554 | 0 | 1.2554 | 0 | 0 | 0 | 0 | 0 | 0 | 0 | 0 | 2.0169 | 1.2554 | 0 | 0 | 0 | 0 | 0 | 0 | 0 | 0 | 0 | 0 | [11 empty] | WLDFR | HFTD - Distribution - Tier 2 - 1QU CoRE ¦ 3QU LoRE | Red Flag Warning - Large Fires | 2047 | 1.2652e-07 | 6.326e-08 | 1.6267e-07 | 6.9209 | 0.84944 | 3.8632 | 2.2083 | 0 | 0 | 0 | 0.00010539 |  | 8.7563e-07 | 0 | 8.7563e-07 | 4.3782e-07 | 0 | 4.3782e-07 | 1.1258e-06 | 0 | 1.1258e-06 | [16 empty] | 7.3.1.3 Ignition probability mapping showing the probability of ignition along the electric lines and equipmentWLDFRAggregatedAggregated | WLDFR | HFTD - Distribution - Tier 2 - 1QU CoRE ¦ 3QU LoRE | Red Flag Warning - Small Fires | Aggregated | Aggregated | 2043 | 0.00052774 | 0 | 1086.8999 | 0.5736 | 2043 | Mitigation | 0.08575 | 30 | 0 | esc | 0.0012005 | 6.3355e-07 | 0.00060025 | 3.1678e-07 | 0.0015435 | 8.1457e-07
[35 empty] | 7.3.1.1 A summarized risk map that shows the overall ignition probability and estimated wildfire consequence along the electric lines and equipment | WLDFR | HFTD - Distribution - Tier 3 - 1QU CoRE ¦ 2QU LoRE | 2022 | 0.93458 | 0.0045006 | 2.0508 | 0 | 2.0508 | 0.0028014 | 1.2765 | 0 | 1.2765 | 0.0061142 | 2.7861 | 0 | 2.7861 | 0 | 0 | 0 | 0 | 1.9166 | 1.193 | 2.6038 | 0 | 0.0061142 | 0.0057142 | 2.7861 | 2.6038 | 0 | 0 | 2.7861 | 2.6038 | [11 empty] | WLDFR | HFTD - Distribution - Tier 2 - 1QU CoRE ¦ 3QU LoRE | Red Flag Warning - Large Fires | 2048 | 1.2652e-07 | 6.326e-08 | 1.6267e-07 | 7.3713 | 0.88759 | 4.1075 | 2.3763 | 0 | 0 | 0 | 0.00010539 |  | 9.3262e-07 | 0 | 9.3262e-07 | 4.6631e-07 | 0 | 4.6631e-07 | 1.1991e-06 | 0 | 1.1991e-06 | [16 empty] | 7.3.1.3 Ignition probability mapping showing the probability of ignition along the electric lines and equipmentWLDFRAggregatedAggregated | WLDFR | HFTD - Distribution - Tier 2 - 1QU CoRE ¦ 3QU LoRE | Red Flag Warning - Small Fires | Aggregated | Aggregated | 2044 | 0.00052774 | 0 | 1086.8999 | 0.5736 | 2044 | Mitigation | 0.08575 | 30 | 0 | esc | 0.0012005 | 6.3355e-07 | 0.00060025 | 3.1678e-07 | 0.0015435 | 8.1457e-07
[35 empty] | 7.3.1.1 A summarized risk map that shows the overall ignition probability and estimated wildfire consequence along the electric lines and equipment | WLDFR | HFTD - Distribution - Tier 3 - 1QU CoRE ¦ 2QU LoRE | 2023 | 0.87344 | 0.0045006 | 2.1259 | 0 | 2.1259 | 0.0028014 | 1.3233 | 0 | 1.3233 | 0.0061142 | 2.8881 | 0 | 2.8881 | 0.0064208 | 3.033 | 0 | 3.033 | 1.8569 | 1.1558 | 2.5226 | 2.6491 | 0.0061142 | 0.0053404 | 2.8881 | 2.5226 | 0 | 0 | 2.8881 | 2.5226 | [11 empty] | WLDFR | HFTD - Distribution - Tier 2 - 1QU CoRE ¦ 3QU LoRE | Red Flag Warning - Large Fires | 2049 | 1.2652e-07 | 6.326e-08 | 1.6267e-07 | 7.3713 | 0.88759 | 4.1075 | 2.3763 | 0 | 0 | 0 | 0.00010539 |  | 9.3262e-07 | 0 | 9.3262e-07 | 4.6631e-07 | 0 | 4.6631e-07 | 1.1991e-06 | 0 | 1.1991e-06 | [16 empty] | 7.3.1.3 Ignition probability mapping showing the probability of ignition along the electric lines and equipmentWLDFRAggregatedAggregated | WLDFR | HFTD - Distribution - Tier 2 - 1QU CoRE ¦ 3QU LoRE | Red Flag Warning - Small Fires | Aggregated | Aggregated | 2045 | 0.00052774 | 0 | 1086.8999 | 0.5736 | 2045 | Mitigation | 0.08575 | 30 | 0 | esc | 0.0012005 | 6.3355e-07 | 0.00060025 | 3.1678e-07 | 0.0015435 | 8.1457e-07
[35 empty] | 7.3.1.1 A summarized risk map that shows the overall ignition probability and estimated wildfire consequence along the electric lines and equipment | WLDFR | HFTD - Distribution - Tier 3 - 1QU CoRE ¦ 2QU LoRE | 2024 | 0.8163 | 0.0045006 | 2.1259 | 0 | 2.1259 | 0.0028014 | 1.3233 | 0 | 1.3233 | 0.0061142 | 2.8881 | 0 | 2.8881 | 0.0064208 | 3.033 | 0 | 3.033 | 1.7354 | 1.0802 | 2.3576 | 2.4758 | 0.0061142 | 0.004991 | 2.8881 | 2.3576 | 0 | 0 | 2.8881 | 2.3576 | [11 empty] | WLDFR | HFTD - Distribution - Tier 2 - 1QU CoRE ¦ 3QU LoRE | Red Flag Warning - Large Fires | 2050 | 0 | 6.326e-08 | 1.6267e-07 | 7.3713 | 0.88759 | 4.1075 | 2.3763 | 0 | 0 | 0 | 0.00010539 |  | 0 | 0 | 0 | 4.6631e-07 | 0 | 4.6631e-07 | 1.1991e-06 | 0 | 1.1991e-06 | [16 empty] | 7.3.1.3 Ignition probability mapping showing the probability of ignition along the electric lines and equipmentWLDFRAggregatedAggregated | WLDFR | HFTD - Distribution - Tier 2 - 1QU CoRE ¦ 3QU LoRE | Red Flag Warning - Small Fires | Aggregated | Aggregated | 2046 | 0.00052774 | 0 | 1086.8999 | 0.5736 | 2046 | Mitigation | 0.08575 | 30 | 0 | esc | 0.0012005 | 6.3355e-07 | 0.00060025 | 3.1678e-07 | 0.0015435 | 8.1457e-07
[35 empty] | 7.3.1.1 A summarized risk map that shows the overall ignition probability and estimated wildfire consequence along the electric lines and equipment | WLDFR | HFTD - Distribution - Tier 3 - 1QU CoRE ¦ 2QU LoRE | 2025 | 0.7629 | 0.0045006 | 2.1259 | 0 | 2.1259 | 0.0028014 | 1.3233 | 0 | 1.3233 | 0.0061142 | 2.8881 | 0 | 2.8881 | 0.0064208 | 3.033 | 0 | 3.033 | 1.6219 | 1.0095 | 2.2033 | 2.3138 | 0.0061142 | 0.0046645 | 2.8881 | 2.2033 | 0 | 0 | 2.8881 | 2.2033 | [11 empty] | WLDFR | HFTD - Distribution - Tier 2 - 1QU CoRE ¦ 3QU LoRE | Red Flag Warning - Large Fires | 2051 | 0 | 0 | 1.6267e-07 | 7.3713 | 0.88759 | 4.1075 | 2.3763 | 0 | 0 | 0 | 0.00010539 |  | 0 | 0 | 0 | 0 | 0 | 0 | 1.1991e-06 | 0 | 1.1991e-06 | [16 empty] | 7.3.1.3 Ignition probability mapping showing the probability of ignition along the electric lines and equipmentWLDFRAggregatedAggregated | WLDFR | HFTD - Distribution - Tier 2 - 1QU CoRE ¦ 3QU LoRE | Red Flag Warning - Small Fires | Aggregated | Aggregated | 2047 | 0.00052774 | 0 | 1086.8999 | 0.5736 | 2047 | Mitigation | 0.08575 | 30 | 0 | esc | 0.0012005 | 6.3355e-07 | 0.00060025 | 3.1678e-07 | 0.0015435 | 8.1457e-07
[35 empty] | 7.3.1.1 A summarized risk map that shows the overall ignition probability and estimated wildfire consequence along the electric lines and equipment | WLDFR | HFTD - Distribution - Tier 3 - 1QU CoRE ¦ 2QU LoRE | 2026 | 0.71299 | 0.0045006 | 2.1259 | 0 | 2.1259 | 0.0028014 | 1.3233 | 0 | 1.3233 | 0.0061142 | 2.8881 | 0 | 2.8881 | 0.0064208 | 3.033 | 0 | 3.033 | 1.5158 | 0.94349 | 2.0592 | 2.1625 | 0.0061142 | 0.0043594 | 2.8881 | 2.0592 | 0 | 0 | 2.8881 | 2.0592 | [11 empty] | WLDFR | HFTD - Distribution - Tier 2 - 1QU CoRE ¦ 3QU LoRE | Red Flag Warning - Small Fires | 2020 | 6.3355e-07 | 0 | 0 | 0.077901 | 0.036425 | 0.0015809 | 0.039895 | 0 | 0 | 0 | 0.00052774 |  | 4.9354e-08 | 0 | 4.9354e-08 | 0 | 0 | 0 | 0 | 0 | 0 | [16 empty] | 7.3.1.3 Ignition probability mapping showing the probability of ignition along the electric lines and equipmentWLDFRAggregatedAggregated | WLDFR | HFTD - Distribution - Tier 2 - 1QU CoRE ¦ 3QU LoRE | Red Flag Warning - Small Fires | Aggregated | Aggregated | 2048 | 0.00052774 | 0 | 1086.8999 | 0.5736 | 2048 | Mitigation | 0.08575 | 30 | 0 | esc | 0.0012005 | 6.3355e-07 | 0.00060025 | 3.1678e-07 | 0.0015435 | 8.1457e-07
[35 empty] | 7.3.1.1 A summarized risk map that shows the overall ignition probability and estimated wildfire consequence along the electric lines and equipment | WLDFR | HFTD - Distribution - Tier 3 - 1QU CoRE ¦ 2QU LoRE | 2027 | 0.66634 | 0.0045006 | 2.1259 | 0 | 2.1259 | 0.0028014 | 1.3233 | 0 | 1.3233 | 0.0061142 | 2.8881 | 0 | 2.8881 | 0.0064208 | 3.033 | 0 | 3.033 | 1.4166 | 0.88176 | 1.9245 | 2.021 | 0.0061142 | 0.0040742 | 2.8881 | 1.9245 | 0 | 0 | 2.8881 | 1.9245 | [11 empty] | WLDFR | HFTD - Distribution - Tier 2 - 1QU CoRE ¦ 3QU LoRE | Red Flag Warning - Small Fires | 2021 | 6.3355e-07 | 3.1678e-07 | 0 | 0.077901 | 0.036425 | 0.0015809 | 0.039895 | 0 | 0 | 0 | 0.00052774 |  | 4.9354e-08 | 0 | 4.9354e-08 | 2.4677e-08 | 0 | 2.4677e-08 | 0 | 0 | 0 | [16 empty] | 7.3.1.3 Ignition probability mapping showing the probability of ignition along the electric lines and equipmentWLDFRAggregatedAggregated | WLDFR | HFTD - Distribution - Tier 2 - 1QU CoRE ¦ 3QU LoRE | Red Flag Warning - Small Fires | Aggregated | Aggregated | 2049 | 0.00052774 | 0 | 1086.8999 | 0.5736 | 2049 | Mitigation | 0.08575 | 30 | 0 | esc | 0.0012005 | 6.3355e-07 | 0.00060025 | 3.1678e-07 | 0.0015435 | 8.1457e-07
[35 empty] | 7.3.1.1 A summarized risk map that shows the overall ignition probability and estimated wildfire consequence along the electric lines and equipment | WLDFR | HFTD - Distribution - Tier 3 - 1QU CoRE ¦ 2QU LoRE | 2028 | 0.62275 | 0.0045006 | 2.2206 | 0 | 2.2206 | 0.0028014 | 1.3822 | 0 | 1.3822 | 0.0061142 | 3.0168 | 0 | 3.0168 | 0.0064208 | 3.1681 | 0 | 3.1681 | 1.3829 | 0.86078 | 1.8787 | 1.9729 | 0.0061142 | 0.0038076 | 3.0168 | 1.8787 | 0 | 0 | 3.0168 | 1.8787 | [11 empty] | WLDFR | HFTD - Distribution - Tier 2 - 1QU CoRE ¦ 3QU LoRE | Red Flag Warning - Small Fires | 2022 | 6.3355e-07 | 3.1678e-07 | 8.1457e-07 | 0.077901 | 0.036425 | 0.0015809 | 0.039895 | 0 | 0 | 0 | 0.00052774 |  | 4.9354e-08 | 0 | 4.9354e-08 | 2.4677e-08 | 0 | 2.4677e-08 | 6.3455e-08 | 0 | 6.3455e-08 | [16 empty] | 7.3.1.3 Ignition probability mapping showing the probability of ignition along the electric lines and equipmentWLDFRAggregatedAggregated | WLDFR | HFTD - Distribution - Tier 2 - 1QU CoRE ¦ 3QU LoRE | Red Flag Warning - Small Fires | Aggregated | Aggregated | 2050 | 0.00052774 | 0 | 1086.8999 | 0.5736 | 2050 | Mitigation | 0.08575 | 30 | 0 | esc | 0 | 0 | 0.00060025 | 3.1678e-07 | 0.0015435 | 8.1457e-07
[35 empty] | 7.3.1.1 A summarized risk map that shows the overall ignition probability and estimated wildfire consequence along the electric lines and equipment | WLDFR | HFTD - Distribution - Tier 3 - 1QU CoRE ¦ 2QU LoRE | 2029 | 0.58201 | 0.0045006 | 2.2206 | 0 | 2.2206 | 0.0028014 | 1.3822 | 0 | 1.3822 | 0.0061142 | 3.0168 | 0 | 3.0168 | 0.0064208 | 3.1681 | 0 | 3.1681 | 1.2924 | 0.80447 | 1.7558 | 1.8438 | 0.0061142 | 0.0035585 | 3.0168 | 1.7558 | 0 | 0 | 3.0168 | 1.7558 | [11 empty] | WLDFR | HFTD - Distribution - Tier 2 - 1QU CoRE ¦ 3QU LoRE | Red Flag Warning - Small Fires | 2023 | 6.3355e-07 | 3.1678e-07 | 8.1457e-07 | 0.080408 | 0.03759 | 0.0016314 | 0.041187 | 0 | 0 | 0 | 0.00052774 |  | 5.0943e-08 | 0 | 5.0943e-08 | 2.5471e-08 | 0 | 2.5471e-08 | 6.5498e-08 | 0 | 6.5498e-08 | [16 empty] | 7.3.1.3 Ignition probability mapping showing the probability of ignition along the electric lines and equipmentWLDFRAggregatedAggregated | WLDFR | HFTD - Distribution - Tier 2 - 1QU CoRE ¦ 3QU LoRE | Red Flag Warning - Small Fires | Aggregated | Aggregated | 2051 | 0.00052774 | 0 | 1086.8999 | 0.5736 | 2051 | Mitigation | 0.08575 | 30 | 0 | esc | 0 | 0 | 0 | 0 | 0.0015435 | 8.1457e-07
[35 empty] | 7.3.1.1 A summarized risk map that shows the overall ignition probability and estimated wildfire consequence along the electric lines and equipment | WLDFR | HFTD - Distribution - Tier 3 - 1QU CoRE ¦ 2QU LoRE | 2030 | 0.54393 | 0.0045006 | 2.2206 | 0 | 2.2206 | 0.0028014 | 1.3822 | 0 | 1.3822 | 0.0061142 | 3.0168 | 0 | 3.0168 | 0.0064208 | 3.1681 | 0 | 3.1681 | 1.2079 | 0.75184 | 1.6409 | 1.7232 | 0.0061142 | 0.0033257 | 3.0168 | 1.6409 | 0 | 0 | 3.0168 | 1.6409 | [11 empty] | WLDFR | HFTD - Distribution - Tier 2 - 1QU CoRE ¦ 3QU LoRE | Red Flag Warning - Small Fires | 2024 | 6.3355e-07 | 3.1678e-07 | 8.1457e-07 | 0.080408 | 0.03759 | 0.0016314 | 0.041187 | 0 | 0 | 0 | 0.00052774 |  | 5.0943e-08 | 0 | 5.0943e-08 | 2.5471e-08 | 0 | 2.5471e-08 | 6.5498e-08 | 0 | 6.5498e-08 | [16 empty] | 7.3.1.3 Ignition probability mapping showing the probability of ignition along the electric lines and equipmentWLDFRAggregatedAggregated | WLDFR | HFTD - Distribution - Tier 2 - 1QU CoRE ¦ 3QU LoRE | Seismic - Non-Red Flag Warning - Catastrophic Fires | Aggregated | Aggregated | 2021 | 1.9626e-10 | 0 | 1086.8999 | 2.1331e-07 | 2021 | Mitigation | 0.08575 | 30 | 0 | esc | 0.0012005 | 2.3561e-13 | 0.00060025 | 1.178e-13 | 0 | 0
[35 empty] | 7.3.1.1 A summarized risk map that shows the overall ignition probability and estimated wildfire consequence along the electric lines and equipment | WLDFR | HFTD - Distribution - Tier 3 - 1QU CoRE ¦ 2QU LoRE | 2031 | 0.50835 | 0.0045006 | 2.2206 | 0 | 2.2206 | 0.0028014 | 1.3822 | 0 | 1.3822 | 0.0061142 | 3.0168 | 0 | 3.0168 | 0.0064208 | 3.1681 | 0 | 3.1681 | 1.1288 | 0.70265 | 1.5336 | 1.6105 | 0.0061142 | 0.0031082 | 3.0168 | 1.5336 | 0 | 0 | 3.0168 | 1.5336 | [11 empty] | WLDFR | HFTD - Distribution - Tier 2 - 1QU CoRE ¦ 3QU LoRE | Red Flag Warning - Small Fires | 2025 | 6.3355e-07 | 3.1678e-07 | 8.1457e-07 | 0.080408 | 0.03759 | 0.0016314 | 0.041187 | 0 | 0 | 0 | 0.00052774 |  | 5.0943e-08 | 0 | 5.0943e-08 | 2.5471e-08 | 0 | 2.5471e-08 | 6.5498e-08 | 0 | 6.5498e-08 | [16 empty] | 7.3.1.3 Ignition probability mapping showing the probability of ignition along the electric lines and equipmentWLDFRAggregatedAggregated | WLDFR | HFTD - Distribution - Tier 2 - 1QU CoRE ¦ 3QU LoRE | Seismic - Non-Red Flag Warning - Catastrophic Fires | Aggregated | Aggregated | 2022 | 1.9626e-10 | 0 | 1086.8999 | 2.1331e-07 | 2022 | Mitigation | 0.08575 | 30 | 0 | esc | 0.0012005 | 2.3561e-13 | 0.00060025 | 1.178e-13 | 0.0015435 | 3.0293e-13
[35 empty] | 7.3.1.1 A summarized risk map that shows the overall ignition probability and estimated wildfire consequence along the electric lines and equipment | WLDFR | HFTD - Distribution - Tier 3 - 1QU CoRE ¦ 2QU LoRE | 2032 | 0.47509 | 0.0045006 | 2.2206 | 0 | 2.2206 | 0.0028014 | 1.3822 | 0 | 1.3822 | 0.0061142 | 3.0168 | 0 | 3.0168 | 0.0064208 | 3.1681 | 0 | 3.1681 | 1.055 | 0.65669 | 1.4332 | 1.5051 | 0.0061142 | 0.0029048 | 3.0168 | 1.4332 | 0 | 0 | 3.0168 | 1.4332 | [11 empty] | WLDFR | HFTD - Distribution - Tier 2 - 1QU CoRE ¦ 3QU LoRE | Red Flag Warning - Small Fires | 2026 | 6.3355e-07 | 3.1678e-07 | 8.1457e-07 | 0.080408 | 0.03759 | 0.0016314 | 0.041187 | 0 | 0 | 0 | 0.00052774 |  | 5.0943e-08 | 0 | 5.0943e-08 | 2.5471e-08 | 0 | 2.5471e-08 | 6.5498e-08 | 0 | 6.5498e-08 | [16 empty] | 7.3.1.3 Ignition probability mapping showing the probability of ignition along the electric lines and equipmentWLDFRAggregatedAggregated | WLDFR | HFTD - Distribution - Tier 2 - 1QU CoRE ¦ 3QU LoRE | Seismic - Non-Red Flag Warning - Catastrophic Fires | Aggregated | Aggregated | 2023 | 1.9626e-10 | 0 | 1086.8999 | 2.1331e-07 | 2023 | Mitigation | 0.08575 | 30 | 0 | esc | 0.0012005 | 2.3561e-13 | 0.00060025 | 1.178e-13 | 0.0015435 | 3.0293e-13
[35 empty] | 7.3.1.1 A summarized risk map that shows the overall ignition probability and estimated wildfire consequence along the electric lines and equipment | WLDFR | HFTD - Distribution - Tier 3 - 1QU CoRE ¦ 2QU LoRE | 2033 | 0.44401 | 0.0045006 | 2.3258 | 0 | 2.3258 | 0.0028014 | 1.4477 | 0 | 1.4477 | 0.0061142 | 3.1597 | 0 | 3.1597 | 0.0064208 | 3.3182 | 0 | 3.3182 | 1.0327 | 0.64281 | 1.403 | 1.4733 | 0.0061142 | 0.0027148 | 3.1597 | 1.403 | 0 | 0 | 3.1597 | 1.403 | [11 empty] | WLDFR | HFTD - Distribution - Tier 2 - 1QU CoRE ¦ 3QU LoRE | Red Flag Warning - Small Fires | 2027 | 6.3355e-07 | 3.1678e-07 | 8.1457e-07 | 0.080408 | 0.03759 | 0.0016314 | 0.041187 | 0 | 0 | 0 | 0.00052774 |  | 5.0943e-08 | 0 | 5.0943e-08 | 2.5471e-08 | 0 | 2.5471e-08 | 6.5498e-08 | 0 | 6.5498e-08 | [16 empty] | 7.3.1.3 Ignition probability mapping showing the probability of ignition along the electric lines and equipmentWLDFRAggregatedAggregated | WLDFR | HFTD - Distribution - Tier 2 - 1QU CoRE ¦ 3QU LoRE | Seismic - Non-Red Flag Warning - Catastrophic Fires | Aggregated | Aggregated | 2024 | 1.9626e-10 | 0 | 1086.8999 | 2.1331e-07 | 2024 | Mitigation | 0.08575 | 30 | 0 | esc | 0.0012005 | 2.3561e-13 | 0.00060025 | 1.178e-13 | 0.0015435 | 3.0293e-13
[35 empty] | 7.3.1.1 A summarized risk map that shows the overall ignition probability and estimated wildfire consequence along the electric lines and equipment | WLDFR | HFTD - Distribution - Tier 3 - 1QU CoRE ¦ 2QU LoRE | 2034 | 0.41496 | 0.0045006 | 2.3258 | 0 | 2.3258 | 0.0028014 | 1.4477 | 0 | 1.4477 | 0.0061142 | 3.1597 | 0 | 3.1597 | 0.0064208 | 3.3182 | 0 | 3.3182 | 0.96514 | 0.60075 | 1.3112 | 1.3769 | 0.0061142 | 0.0025372 | 3.1597 | 1.3112 | 0 | 0 | 3.1597 | 1.3112 | [11 empty] | WLDFR | HFTD - Distribution - Tier 2 - 1QU CoRE ¦ 3QU LoRE | Red Flag Warning - Small Fires | 2028 | 6.3355e-07 | 3.1678e-07 | 8.1457e-07 | 0.083606 | 0.039055 | 0.001695 | 0.042856 | 0 | 0 | 0 | 0.00052774 |  | 5.2969e-08 | 0 | 5.2969e-08 | 2.6485e-08 | 0 | 2.6485e-08 | 6.8103e-08 | 0 | 6.8103e-08 | [16 empty] | 7.3.1.3 Ignition probability mapping showing the probability of ignition along the electric lines and equipmentWLDFRAggregatedAggregated | WLDFR | HFTD - Distribution - Tier 2 - 1QU CoRE ¦ 3QU LoRE | Seismic - Non-Red Flag Warning - Catastrophic Fires | Aggregated | Aggregated | 2025 | 1.9626e-10 | 0 | 1086.8999 | 2.1331e-07 | 2025 | Mitigation | 0.08575 | 30 | 0 | esc | 0.0012005 | 2.3561e-13 | 0.00060025 | 1.178e-13 | 0.0015435 | 3.0293e-13
[35 empty] | 7.3.1.1 A summarized risk map that shows the overall ignition probability and estimated wildfire consequence along the electric lines and equipment | WLDFR | HFTD - Distribution - Tier 3 - 1QU CoRE ¦ 2QU LoRE | 2035 | 0.38782 | 0.0045006 | 2.3258 | 0 | 2.3258 | 0.0028014 | 1.4477 | 0 | 1.4477 | 0.0061142 | 3.1597 | 0 | 3.1597 | 0.0064208 | 3.3182 | 0 | 3.3182 | 0.902 | 0.56145 | 1.2254 | 1.2868 | 0.0061142 | 0.0023712 | 3.1597 | 1.2254 | 0 | 0 | 3.1597 | 1.2254 | [11 empty] | WLDFR | HFTD - Distribution - Tier 2 - 1QU CoRE ¦ 3QU LoRE | Red Flag Warning - Small Fires | 2029 | 6.3355e-07 | 3.1678e-07 | 8.1457e-07 | 0.083606 | 0.039055 | 0.001695 | 0.042856 | 0 | 0 | 0 | 0.00052774 |  | 5.2969e-08 | 0 | 5.2969e-08 | 2.6485e-08 | 0 | 2.6485e-08 | 6.8103e-08 | 0 | 6.8103e-08 | [16 empty] | 7.3.1.3 Ignition probability mapping showing the probability of ignition along the electric lines and equipmentWLDFRAggregatedAggregated | WLDFR | HFTD - Distribution - Tier 2 - 1QU CoRE ¦ 3QU LoRE | Seismic - Non-Red Flag Warning - Catastrophic Fires | Aggregated | Aggregated | 2026 | 1.9626e-10 | 0 | 1086.8999 | 2.1331e-07 | 2026 | Mitigation | 0.08575 | 30 | 0 | esc | 0.0012005 | 2.3561e-13 | 0.00060025 | 1.178e-13 | 0.0015435 | 3.0293e-13
[35 empty] | 7.3.1.1 A summarized risk map that shows the overall ignition probability and estimated wildfire consequence along the electric lines and equipment | WLDFR | HFTD - Distribution - Tier 3 - 1QU CoRE ¦ 2QU LoRE | 2036 | 0.36245 | 0.0045006 | 2.3258 | 0 | 2.3258 | 0.0028014 | 1.4477 | 0 | 1.4477 | 0.0061142 | 3.1597 | 0 | 3.1597 | 0.0064208 | 3.3182 | 0 | 3.3182 | 0.84299 | 0.52472 | 1.1452 | 1.2027 | 0.0061142 | 0.0022161 | 3.1597 | 1.1452 | 0 | 0 | 3.1597 | 1.1452 | [11 empty] | WLDFR | HFTD - Distribution - Tier 2 - 1QU CoRE ¦ 3QU LoRE | Red Flag Warning - Small Fires | 2030 | 6.3355e-07 | 3.1678e-07 | 8.1457e-07 | 0.083606 | 0.039055 | 0.001695 | 0.042856 | 0 | 0 | 0 | 0.00052774 |  | 5.2969e-08 | 0 | 5.2969e-08 | 2.6485e-08 | 0 | 2.6485e-08 | 6.8103e-08 | 0 | 6.8103e-08 | [16 empty] | 7.3.1.3 Ignition probability mapping showing the probability of ignition along the electric lines and equipmentWLDFRAggregatedAggregated | WLDFR | HFTD - Distribution - Tier 2 - 1QU CoRE ¦ 3QU LoRE | Seismic - Non-Red Flag Warning - Catastrophic Fires | Aggregated | Aggregated | 2027 | 1.9626e-10 | 0 | 1086.8999 | 2.1331e-07 | 2027 | Mitigation | 0.08575 | 30 | 0 | esc | 0.0012005 | 2.3561e-13 | 0.00060025 | 1.178e-13 | 0.0015435 | 3.0293e-13
[35 empty] | 7.3.1.1 A summarized risk map that shows the overall ignition probability and estimated wildfire consequence along the electric lines and equipment | WLDFR | HFTD - Distribution - Tier 3 - 1QU CoRE ¦ 2QU LoRE | 2037 | 0.33873 | 0.0045006 | 2.3258 | 0 | 2.3258 | 0.0028014 | 1.4477 | 0 | 1.4477 | 0.0061142 | 3.1597 | 0 | 3.1597 | 0.0064208 | 3.3182 | 0 | 3.3182 | 0.78784 | 0.49039 | 1.0703 | 1.124 | 0.0061142 | 0.0020711 | 3.1597 | 1.0703 | 0 | 0 | 3.1597 | 1.0703 | [11 empty] | WLDFR | HFTD - Distribution - Tier 2 - 1QU CoRE ¦ 3QU LoRE | Red Flag Warning - Small Fires | 2031 | 6.3355e-07 | 3.1678e-07 | 8.1457e-07 | 0.083606 | 0.039055 | 0.001695 | 0.042856 | 0 | 0 | 0 | 0.00052774 |  | 5.2969e-08 | 0 | 5.2969e-08 | 2.6485e-08 | 0 | 2.6485e-08 | 6.8103e-08 | 0 | 6.8103e-08 | [16 empty] | 7.3.1.3 Ignition probability mapping showing the probability of ignition along the electric lines and equipmentWLDFRAggregatedAggregated | WLDFR | HFTD - Distribution - Tier 2 - 1QU CoRE ¦ 3QU LoRE | Seismic - Non-Red Flag Warning - Catastrophic Fires | Aggregated | Aggregated | 2028 | 1.9626e-10 | 0 | 1086.8999 | 2.1331e-07 | 2028 | Mitigation | 0.08575 | 30 | 0 | esc | 0.0012005 | 2.3561e-13 | 0.00060025 | 1.178e-13 | 0.0015435 | 3.0293e-13
[35 empty] | 7.3.1.1 A summarized risk map that shows the overall ignition probability and estimated wildfire consequence along the electric lines and equipment | WLDFR | HFTD - Distribution - Tier 3 - 1QU CoRE ¦ 2QU LoRE | 2038 | 0.31657 | 0.0045006 | 2.4401 | 0 | 2.4401 | 0.0028014 | 1.5188 | 0 | 1.5188 | 0.0061142 | 3.3149 | 0 | 3.3149 | 0.0064208 | 3.4811 | 0 | 3.4811 | 0.77246 | 0.48082 | 1.0494 | 1.102 | 0.0061142 | 0.0019356 | 3.3149 | 1.0494 | 0 | 0 | 3.3149 | 1.0494 | [11 empty] | WLDFR | HFTD - Distribution - Tier 2 - 1QU CoRE ¦ 3QU LoRE | Red Flag Warning - Small Fires | 2032 | 6.3355e-07 | 3.1678e-07 | 8.1457e-07 | 0.083606 | 0.039055 | 0.001695 | 0.042856 | 0 | 0 | 0 | 0.00052774 |  | 5.2969e-08 | 0 | 5.2969e-08 | 2.6485e-08 | 0 | 2.6485e-08 | 6.8103e-08 | 0 | 6.8103e-08 | [16 empty] | 7.3.1.3 Ignition probability mapping showing the probability of ignition along the electric lines and equipmentWLDFRAggregatedAggregated | WLDFR | HFTD - Distribution - Tier 2 - 1QU CoRE ¦ 3QU LoRE | Seismic - Non-Red Flag Warning - Catastrophic Fires | Aggregated | Aggregated | 2029 | 1.9626e-10 | 0 | 1086.8999 | 2.1331e-07 | 2029 | Mitigation | 0.08575 | 30 | 0 | esc | 0.0012005 | 2.3561e-13 | 0.00060025 | 1.178e-13 | 0.0015435 | 3.0293e-13
[35 empty] | 7.3.1.1 A summarized risk map that shows the overall ignition probability and estimated wildfire consequence along the electric lines and equipment | WLDFR | HFTD - Distribution - Tier 3 - 1QU CoRE ¦ 2QU LoRE | 2039 | 0.29586 | 0.0045006 | 2.4401 | 0 | 2.4401 | 0.0028014 | 1.5188 | 0 | 1.5188 | 0.0061142 | 3.3149 | 0 | 3.3149 | 0.0064208 | 3.4811 | 0 | 3.4811 | 0.72193 | 0.44937 | 0.98076 | 1.0299 | 0.0061142 | 0.001809 | 3.3149 | 0.98076 | 0 | 0 | 3.3149 | 0.98076 | [11 empty] | WLDFR | HFTD - Distribution - Tier 2 - 1QU CoRE ¦ 3QU LoRE | Red Flag Warning - Small Fires | 2033 | 6.3355e-07 | 3.1678e-07 | 8.1457e-07 | 0.087211 | 0.040679 | 0.0017655 | 0.044766 | 0 | 0 | 0 | 0.00052774 |  | 5.5253e-08 | 0 | 5.5253e-08 | 2.7626e-08 | 0 | 2.7626e-08 | 7.1039e-08 | 0 | 7.1039e-08 | [16 empty] | 7.3.1.3 Ignition probability mapping showing the probability of ignition along the electric lines and equipmentWLDFRAggregatedAggregated | WLDFR | HFTD - Distribution - Tier 2 - 1QU CoRE ¦ 3QU LoRE | Seismic - Non-Red Flag Warning - Catastrophic Fires | Aggregated | Aggregated | 2030 | 1.9626e-10 | 0 | 1086.8999 | 2.1331e-07 | 2030 | Mitigation | 0.08575 | 30 | 0 | esc | 0.0012005 | 2.3561e-13 | 0.00060025 | 1.178e-13 | 0.0015435 | 3.0293e-13
[35 empty] | 7.3.1.1 A summarized risk map that shows the overall ignition probability and estimated wildfire consequence along the electric lines and equipment | WLDFR | HFTD - Distribution - Tier 3 - 1QU CoRE ¦ 2QU LoRE | 2040 | 0.27651 | 0.0045006 | 2.4401 | 0 | 2.4401 | 0.0028014 | 1.5188 | 0 | 1.5188 | 0.0061142 | 3.3149 | 0 | 3.3149 | 0.0064208 | 3.4811 | 0 | 3.4811 | 0.6747 | 0.41997 | 0.9166 | 0.96256 | 0.0061142 | 0.0016906 | 3.3149 | 0.9166 | 0 | 0 | 3.3149 | 0.9166 | [11 empty] | WLDFR | HFTD - Distribution - Tier 2 - 1QU CoRE ¦ 3QU LoRE | Red Flag Warning - Small Fires | 2034 | 6.3355e-07 | 3.1678e-07 | 8.1457e-07 | 0.087211 | 0.040679 | 0.0017655 | 0.044766 | 0 | 0 | 0 | 0.00052774 |  | 5.5253e-08 | 0 | 5.5253e-08 | 2.7626e-08 | 0 | 2.7626e-08 | 7.1039e-08 | 0 | 7.1039e-08 | [16 empty] | 7.3.1.3 Ignition probability mapping showing the probability of ignition along the electric lines and equipmentWLDFRAggregatedAggregated | WLDFR | HFTD - Distribution - Tier 2 - 1QU CoRE ¦ 3QU LoRE | Seismic - Non-Red Flag Warning - Catastrophic Fires | Aggregated | Aggregated | 2031 | 1.9626e-10 | 0 | 1086.8999 | 2.1331e-07 | 2031 | Mitigation | 0.08575 | 30 | 0 | esc | 0.0012005 | 2.3561e-13 | 0.00060025 | 1.178e-13 | 0.0015435 | 3.0293e-13
[35 empty] | 7.3.1.1 A summarized risk map that shows the overall ignition probability and estimated wildfire consequence along the electric lines and equipment | WLDFR | HFTD - Distribution - Tier 3 - 1QU CoRE ¦ 2QU LoRE | 2041 | 0.25842 | 0.0045006 | 2.4401 | 0 | 2.4401 | 0.0028014 | 1.5188 | 0 | 1.5188 | 0.0061142 | 3.3149 | 0 | 3.3149 | 0.0064208 | 3.4811 | 0 | 3.4811 | 0.63056 | 0.39249 | 0.85663 | 0.89959 | 0.0061142 | 0.00158 | 3.3149 | 0.85663 | 0 | 0 | 3.3149 | 0.85663 | [11 empty] | WLDFR | HFTD - Distribution - Tier 2 - 1QU CoRE ¦ 3QU LoRE | Red Flag Warning - Small Fires | 2035 | 6.3355e-07 | 3.1678e-07 | 8.1457e-07 | 0.087211 | 0.040679 | 0.0017655 | 0.044766 | 0 | 0 | 0 | 0.00052774 |  | 5.5253e-08 | 0 | 5.5253e-08 | 2.7626e-08 | 0 | 2.7626e-08 | 7.1039e-08 | 0 | 7.1039e-08 | [16 empty] | 7.3.1.3 Ignition probability mapping showing the probability of ignition along the electric lines and equipmentWLDFRAggregatedAggregated | WLDFR | HFTD - Distribution - Tier 2 - 1QU CoRE ¦ 3QU LoRE | Seismic - Non-Red Flag Warning - Catastrophic Fires | Aggregated | Aggregated | 2032 | 1.9626e-10 | 0 | 1086.8999 | 2.1331e-07 | 2032 | Mitigation | 0.08575 | 30 | 0 | esc | 0.0012005 | 2.3561e-13 | 0.00060025 | 1.178e-13 | 0.0015435 | 3.0293e-13
[35 empty] | 7.3.1.1 A summarized risk map that shows the overall ignition probability and estimated wildfire consequence along the electric lines and equipment | WLDFR | HFTD - Distribution - Tier 3 - 1QU CoRE ¦ 2QU LoRE | 2042 | 0.24151 | 0.0045006 | 2.4401 | 0 | 2.4401 | 0.0028014 | 1.5188 | 0 | 1.5188 | 0.0061142 | 3.3149 | 0 | 3.3149 | 0.0064208 | 3.4811 | 0 | 3.4811 | 0.58931 | 0.36682 | 0.80059 | 0.84074 | 0.0061142 | 0.0014767 | 3.3149 | 0.80059 | 0 | 0 | 3.3149 | 0.80059 | [11 empty] | WLDFR | HFTD - Distribution - Tier 2 - 1QU CoRE ¦ 3QU LoRE | Red Flag Warning - Small Fires | 2036 | 6.3355e-07 | 3.1678e-07 | 8.1457e-07 | 0.087211 | 0.040679 | 0.0017655 | 0.044766 | 0 | 0 | 0 | 0.00052774 |  | 5.5253e-08 | 0 | 5.5253e-08 | 2.7626e-08 | 0 | 2.7626e-08 | 7.1039e-08 | 0 | 7.1039e-08 | [16 empty] | 7.3.1.3 Ignition probability mapping showing the probability of ignition along the electric lines and equipmentWLDFRAggregatedAggregated | WLDFR | HFTD - Distribution - Tier 2 - 1QU CoRE ¦ 3QU LoRE | Seismic - Non-Red Flag Warning - Catastrophic Fires | Aggregated | Aggregated | 2033 | 1.9626e-10 | 0 | 1086.8999 | 2.1331e-07 | 2033 | Mitigation | 0.08575 | 30 | 0 | esc | 0.0012005 | 2.3561e-13 | 0.00060025 | 1.178e-13 | 0.0015435 | 3.0293e-13
[35 empty] | 7.3.1.1 A summarized risk map that shows the overall ignition probability and estimated wildfire consequence along the electric lines and equipment | WLDFR | HFTD - Distribution - Tier 3 - 1QU CoRE ¦ 2QU LoRE | 2043 | 0.22571 | 0.0045006 | 2.5617 | 0 | 2.5617 | 0.0028014 | 1.5946 | 0 | 1.5946 | 0.0061142 | 3.4802 | 0 | 3.4802 | 0.0064208 | 3.6547 | 0 | 3.6547 | 0.57821 | 0.35991 | 0.78553 | 0.82492 | 0.0061142 | 0.0013801 | 3.4802 | 0.78553 | 0 | 0 | 3.4802 | 0.78553 | [11 empty] | WLDFR | HFTD - Distribution - Tier 2 - 1QU CoRE ¦ 3QU LoRE | Red Flag Warning - Small Fires | 2037 | 6.3355e-07 | 3.1678e-07 | 8.1457e-07 | 0.087211 | 0.040679 | 0.0017655 | 0.044766 | 0 | 0 | 0 | 0.00052774 |  | 5.5253e-08 | 0 | 5.5253e-08 | 2.7626e-08 | 0 | 2.7626e-08 | 7.1039e-08 | 0 | 7.1039e-08 | [16 empty] | 7.3.1.3 Ignition probability mapping showing the probability of ignition along the electric lines and equipmentWLDFRAggregatedAggregated | WLDFR | HFTD - Distribution - Tier 2 - 1QU CoRE ¦ 3QU LoRE | Seismic - Non-Red Flag Warning - Catastrophic Fires | Aggregated | Aggregated | 2034 | 1.9626e-10 | 0 | 1086.8999 | 2.1331e-07 | 2034 | Mitigation | 0.08575 | 30 | 0 | esc | 0.0012005 | 2.3561e-13 | 0.00060025 | 1.178e-13 | 0.0015435 | 3.0293e-13
[35 empty] | 7.3.1.1 A summarized risk map that shows the overall ignition probability and estimated wildfire consequence along the electric lines and equipment | WLDFR | HFTD - Distribution - Tier 3 - 1QU CoRE ¦ 2QU LoRE | 2044 | 0.21095 | 0.0045006 | 2.5617 | 0 | 2.5617 | 0.0028014 | 1.5946 | 0 | 1.5946 | 0.0061142 | 3.4802 | 0 | 3.4802 | 0.0064208 | 3.6547 | 0 | 3.6547 | 0.54039 | 0.33637 | 0.73414 | 0.77095 | 0.0061142 | 0.0012898 | 3.4802 | 0.73414 | 0 | 0 | 3.4802 | 0.73414 | [11 empty] | WLDFR | HFTD - Distribution - Tier 2 - 1QU CoRE ¦ 3QU LoRE | Red Flag Warning - Small Fires | 2038 | 6.3355e-07 | 3.1678e-07 | 8.1457e-07 | 0.091184 | 0.042438 | 0.0018418 | 0.046905 | 0 | 0 | 0 | 0.00052774 |  | 5.777e-08 | 0 | 5.777e-08 | 2.8885e-08 | 0 | 2.8885e-08 | 7.4276e-08 | 0 | 7.4276e-08 | [16 empty] | 7.3.1.3 Ignition probability mapping showing the probability of ignition along the electric lines and equipmentWLDFRAggregatedAggregated | WLDFR | HFTD - Distribution - Tier 2 - 1QU CoRE ¦ 3QU LoRE | Seismic - Non-Red Flag Warning - Catastrophic Fires | Aggregated | Aggregated | 2035 | 1.9626e-10 | 0 | 1086.8999 | 2.1331e-07 | 2035 | Mitigation | 0.08575 | 30 | 0 | esc | 0.0012005 | 2.3561e-13 | 0.00060025 | 1.178e-13 | 0.0015435 | 3.0293e-13
[35 empty] | 7.3.1.1 A summarized risk map that shows the overall ignition probability and estimated wildfire consequence along the electric lines and equipment | WLDFR | HFTD - Distribution - Tier 3 - 1QU CoRE ¦ 2QU LoRE | 2045 | 0.19715 | 0.0045006 | 2.5617 | 0 | 2.5617 | 0.0028014 | 1.5946 | 0 | 1.5946 | 0.0061142 | 3.4802 | 0 | 3.4802 | 0.0064208 | 3.6547 | 0 | 3.6547 | 0.50504 | 0.31436 | 0.68611 | 0.72051 | 0.0061142 | 0.0012054 | 3.4802 | 0.68611 | 0 | 0 | 3.4802 | 0.68611 | [11 empty] | WLDFR | HFTD - Distribution - Tier 2 - 1QU CoRE ¦ 3QU LoRE | Red Flag Warning - Small Fires | 2039 | 6.3355e-07 | 3.1678e-07 | 8.1457e-07 | 0.091184 | 0.042438 | 0.0018418 | 0.046905 | 0 | 0 | 0 | 0.00052774 |  | 5.777e-08 | 0 | 5.777e-08 | 2.8885e-08 | 0 | 2.8885e-08 | 7.4276e-08 | 0 | 7.4276e-08 | [16 empty] | 7.3.1.3 Ignition probability mapping showing the probability of ignition along the electric lines and equipmentWLDFRAggregatedAggregated | WLDFR | HFTD - Distribution - Tier 2 - 1QU CoRE ¦ 3QU LoRE | Seismic - Non-Red Flag Warning - Catastrophic Fires | Aggregated | Aggregated | 2036 | 1.9626e-10 | 0 | 1086.8999 | 2.1331e-07 | 2036 | Mitigation | 0.08575 | 30 | 0 | esc | 0.0012005 | 2.3561e-13 | 0.00060025 | 1.178e-13 | 0.0015435 | 3.0293e-13
[35 empty] | 7.3.1.1 A summarized risk map that shows the overall ignition probability and estimated wildfire consequence along the electric lines and equipment | WLDFR | HFTD - Distribution - Tier 3 - 1QU CoRE ¦ 2QU LoRE | 2046 | 0.18425 | 0.0045006 | 2.5617 | 0 | 2.5617 | 0.0028014 | 1.5946 | 0 | 1.5946 | 0.0061142 | 3.4802 | 0 | 3.4802 | 0.0064208 | 3.6547 | 0 | 3.6547 | 0.472 | 0.2938 | 0.64122 | 0.67338 | 0.0061142 | 0.0011265 | 3.4802 | 0.64122 | 0 | 0 | 3.4802 | 0.64122 | [11 empty] | WLDFR | HFTD - Distribution - Tier 2 - 1QU CoRE ¦ 3QU LoRE | Red Flag Warning - Small Fires | 2040 | 6.3355e-07 | 3.1678e-07 | 8.1457e-07 | 0.091184 | 0.042438 | 0.0018418 | 0.046905 | 0 | 0 | 0 | 0.00052774 |  | 5.777e-08 | 0 | 5.777e-08 | 2.8885e-08 | 0 | 2.8885e-08 | 7.4276e-08 | 0 | 7.4276e-08 | [16 empty] | 7.3.1.3 Ignition probability mapping showing the probability of ignition along the electric lines and equipmentWLDFRAggregatedAggregated | WLDFR | HFTD - Distribution - Tier 2 - 1QU CoRE ¦ 3QU LoRE | Seismic - Non-Red Flag Warning - Catastrophic Fires | Aggregated | Aggregated | 2037 | 1.9626e-10 | 0 | 1086.8999 | 2.1331e-07 | 2037 | Mitigation | 0.08575 | 30 | 0 | esc | 0.0012005 | 2.3561e-13 | 0.00060025 | 1.178e-13 | 0.0015435 | 3.0293e-13
[35 empty] | 7.3.1.1 A summarized risk map that shows the overall ignition probability and estimated wildfire consequence along the electric lines and equipment | WLDFR | HFTD - Distribution - Tier 3 - 1QU CoRE ¦ 2QU LoRE | 2047 | 0.1722 | 0.0045006 | 2.5617 | 0 | 2.5617 | 0.0028014 | 1.5946 | 0 | 1.5946 | 0.0061142 | 3.4802 | 0 | 3.4802 | 0.0064208 | 3.6547 | 0 | 3.6547 | 0.44112 | 0.27458 | 0.59927 | 0.62932 | 0.0061142 | 0.0010528 | 3.4802 | 0.59927 | 0 | 0 | 3.4802 | 0.59927 | [11 empty] | WLDFR | HFTD - Distribution - Tier 2 - 1QU CoRE ¦ 3QU LoRE | Red Flag Warning - Small Fires | 2041 | 6.3355e-07 | 3.1678e-07 | 8.1457e-07 | 0.091184 | 0.042438 | 0.0018418 | 0.046905 | 0 | 0 | 0 | 0.00052774 |  | 5.777e-08 | 0 | 5.777e-08 | 2.8885e-08 | 0 | 2.8885e-08 | 7.4276e-08 | 0 | 7.4276e-08 | [16 empty] | 7.3.1.3 Ignition probability mapping showing the probability of ignition along the electric lines and equipmentWLDFRAggregatedAggregated | WLDFR | HFTD - Distribution - Tier 2 - 1QU CoRE ¦ 3QU LoRE | Seismic - Non-Red Flag Warning - Catastrophic Fires | Aggregated | Aggregated | 2038 | 1.9626e-10 | 0 | 1086.8999 | 2.1331e-07 | 2038 | Mitigation | 0.08575 | 30 | 0 | esc | 0.0012005 | 2.3561e-13 | 0.00060025 | 1.178e-13 | 0.0015435 | 3.0293e-13
[35 empty] | 7.3.1.1 A summarized risk map that shows the overall ignition probability and estimated wildfire consequence along the electric lines and equipment | WLDFR | HFTD - Distribution - Tier 3 - 1QU CoRE ¦ 2QU LoRE | 2048 | 0.16093 | 0.0045006 | 2.6893 | 0 | 2.6893 | 0.0028014 | 1.6739 | 0 | 1.6739 | 0.0061142 | 3.6534 | 0 | 3.6534 | 0.0064208 | 3.8367 | 0 | 3.8367 | 0.43278 | 0.26939 | 0.58795 | 0.61743 | 0.0061142 | 0.00098397 | 3.6534 | 0.58795 | 0 | 0 | 3.6534 | 0.58795 | [11 empty] | WLDFR | HFTD - Distribution - Tier 2 - 1QU CoRE ¦ 3QU LoRE | Red Flag Warning - Small Fires | 2042 | 6.3355e-07 | 3.1678e-07 | 8.1457e-07 | 0.091184 | 0.042438 | 0.0018418 | 0.046905 | 0 | 0 | 0 | 0.00052774 |  | 5.777e-08 | 0 | 5.777e-08 | 2.8885e-08 | 0 | 2.8885e-08 | 7.4276e-08 | 0 | 7.4276e-08 | [16 empty] | 7.3.1.3 Ignition probability mapping showing the probability of ignition along the electric lines and equipmentWLDFRAggregatedAggregated | WLDFR | HFTD - Distribution - Tier 2 - 1QU CoRE ¦ 3QU LoRE | Seismic - Non-Red Flag Warning - Catastrophic Fires | Aggregated | Aggregated | 2039 | 1.9626e-10 | 0 | 1086.8999 | 2.1331e-07 | 2039 | Mitigation | 0.08575 | 30 | 0 | esc | 0.0012005 | 2.3561e-13 | 0.00060025 | 1.178e-13 | 0.0015435 | 3.0293e-13
[35 empty] | 7.3.1.1 A summarized risk map that shows the overall ignition probability and estimated wildfire consequence along the electric lines and equipment | WLDFR | HFTD - Distribution - Tier 3 - 1QU CoRE ¦ 2QU LoRE | 2049 | 0.1504 | 0.0045006 | 2.6893 | 0 | 2.6893 | 0.0028014 | 1.6739 | 0 | 1.6739 | 0.0061142 | 3.6534 | 0 | 3.6534 | 0.0064208 | 3.8367 | 0 | 3.8367 | 0.40447 | 0.25176 | 0.54949 | 0.57704 | 0.0061142 | 0.00091959 | 3.6534 | 0.54949 | 0 | 0 | 3.6534 | 0.54949 | [11 empty] | WLDFR | HFTD - Distribution - Tier 2 - 1QU CoRE ¦ 3QU LoRE | Red Flag Warning - Small Fires | 2043 | 6.3355e-07 | 3.1678e-07 | 8.1457e-07 | 0.095486 | 0.044306 | 0.0019228 | 0.049257 | 0 | 0 | 0 | 0.00052774 |  | 6.0495e-08 | 0 | 6.0495e-08 | 3.0248e-08 | 0 | 3.0248e-08 | 7.778e-08 | 0 | 7.778e-08 | [16 empty] | 7.3.1.3 Ignition probability mapping showing the probability of ignition along the electric lines and equipmentWLDFRAggregatedAggregated | WLDFR | HFTD - Distribution - Tier 2 - 1QU CoRE ¦ 3QU LoRE | Seismic - Non-Red Flag Warning - Catastrophic Fires | Aggregated | Aggregated | 2040 | 1.9626e-10 | 0 | 1086.8999 | 2.1331e-07 | 2040 | Mitigation | 0.08575 | 30 | 0 | esc | 0.0012005 | 2.3561e-13 | 0.00060025 | 1.178e-13 | 0.0015435 | 3.0293e-13
[35 empty] | 7.3.1.1 A summarized risk map that shows the overall ignition probability and estimated wildfire consequence along the electric lines and equipment | WLDFR | HFTD - Distribution - Tier 3 - 1QU CoRE ¦ 2QU LoRE | 2050 | 0.14056 | 0 | 0 | 0 | 0 | 0.0028014 | 1.6739 | 0 | 1.6739 | 0.0061142 | 3.6534 | 0 | 3.6534 | 0.0064208 | 3.8367 | 0 | 3.8367 | 0 | 0.23529 | 0.51354 | 0.53929 | 0.0061142 | 0.00085943 | 3.6534 | 0.51354 | 0 | 0 | 3.6534 | 0.51354 | [11 empty] | WLDFR | HFTD - Distribution - Tier 2 - 1QU CoRE ¦ 3QU LoRE | Red Flag Warning - Small Fires | 2044 | 6.3355e-07 | 3.1678e-07 | 8.1457e-07 | 0.095486 | 0.044306 | 0.0019228 | 0.049257 | 0 | 0 | 0 | 0.00052774 |  | 6.0495e-08 | 0 | 6.0495e-08 | 3.0248e-08 | 0 | 3.0248e-08 | 7.778e-08 | 0 | 7.778e-08 | [16 empty] | 7.3.1.3 Ignition probability mapping showing the probability of ignition along the electric lines and equipmentWLDFRAggregatedAggregated | WLDFR | HFTD - Distribution - Tier 2 - 1QU CoRE ¦ 3QU LoRE | Seismic - Non-Red Flag Warning - Catastrophic Fires | Aggregated | Aggregated | 2041 | 1.9626e-10 | 0 | 1086.8999 | 2.1331e-07 | 2041 | Mitigation | 0.08575 | 30 | 0 | esc | 0.0012005 | 2.3561e-13 | 0.00060025 | 1.178e-13 | 0.0015435 | 3.0293e-13
[35 empty] | 7.3.1.1 A summarized risk map that shows the overall ignition probability and estimated wildfire consequence along the electric lines and equipment | WLDFR | HFTD - Distribution - Tier 3 - 1QU CoRE ¦ 2QU LoRE | 2051 | 0.13137 | 0 | 0 | 0 | 0 | 0 | 0 | 0 | 0 | 0.0061142 | 3.6534 | 0 | 3.6534 | 0.0064208 | 3.8367 | 0 | 3.8367 | 0 | 0 | 0.47994 | 0.50401 | 0.0061142 | 0.00080321 | 3.6534 | 0.47994 | 0 | 0 | 3.6534 | 0.47994 | [11 empty] | WLDFR | HFTD - Distribution - Tier 2 - 1QU CoRE ¦ 3QU LoRE | Red Flag Warning - Small Fires | 2045 | 6.3355e-07 | 3.1678e-07 | 8.1457e-07 | 0.095486 | 0.044306 | 0.0019228 | 0.049257 | 0 | 0 | 0 | 0.00052774 |  | 6.0495e-08 | 0 | 6.0495e-08 | 3.0248e-08 | 0 | 3.0248e-08 | 7.778e-08 | 0 | 7.778e-08 | [16 empty] | 7.3.1.3 Ignition probability mapping showing the probability of ignition along the electric lines and equipmentWLDFRAggregatedAggregated | WLDFR | HFTD - Distribution - Tier 2 - 1QU CoRE ¦ 3QU LoRE | Seismic - Non-Red Flag Warning - Catastrophic Fires | Aggregated | Aggregated | 2042 | 1.9626e-10 | 0 | 1086.8999 | 2.1331e-07 | 2042 | Mitigation | 0.08575 | 30 | 0 | esc | 0.0012005 | 2.3561e-13 | 0.00060025 | 1.178e-13 | 0.0015435 | 3.0293e-13
[35 empty] | 7.3.1.1 A summarized risk map that shows the overall ignition probability and estimated wildfire consequence along the electric lines and equipment | WLDFR | HFTD - Distribution - Tier 3 - 1QU CoRE ¦ 2QU LoRE | 2052 | 0.12277 | 0 | 0 | 0 | 0 | 0 | 0 | 0 | 0 | 0 | 0 | 0 | 0 | 0.0064208 | 3.8367 | 0 | 3.8367 | 0 | 0 | 0 | 0.47104 | 0 | 0 | 0 | 0 | 0 | 0 | 0 | 0 | [11 empty] | WLDFR | HFTD - Distribution - Tier 2 - 1QU CoRE ¦ 3QU LoRE | Red Flag Warning - Small Fires | 2046 | 6.3355e-07 | 3.1678e-07 | 8.1457e-07 | 0.095486 | 0.044306 | 0.0019228 | 0.049257 | 0 | 0 | 0 | 0.00052774 |  | 6.0495e-08 | 0 | 6.0495e-08 | 3.0248e-08 | 0 | 3.0248e-08 | 7.778e-08 | 0 | 7.778e-08 | [16 empty] | 7.3.1.3 Ignition probability mapping showing the probability of ignition along the electric lines and equipmentWLDFRAggregatedAggregated | WLDFR | HFTD - Distribution - Tier 2 - 1QU CoRE ¦ 3QU LoRE | Seismic - Non-Red Flag Warning - Catastrophic Fires | Aggregated | Aggregated | 2043 | 1.9626e-10 | 0 | 1086.8999 | 2.1331e-07 | 2043 | Mitigation | 0.08575 | 30 | 0 | esc | 0.0012005 | 2.3561e-13 | 0.00060025 | 1.178e-13 | 0.0015435 | 3.0293e-13
[35 empty] | 7.3.1.1 A summarized risk map that shows the overall ignition probability and estimated wildfire consequence along the electric lines and equipment | WLDFR | HFTD - Distribution - Tier 3 - 1QU CoRE ¦ 3QU LoRE | 2020 | 1 | 0.00078181 | 0.33351 | 0 | 0.33351 | 0 | 0 | 0 | 0 | 0 | 0 | 0 | 0 | 0 | 0 | 0 | 0 | 0.33351 | 0 | 0 | 0 | 0 | 0 | 0 | 0 | 0 | 0 | 0 | 0 | [11 empty] | WLDFR | HFTD - Distribution - Tier 2 - 1QU CoRE ¦ 3QU LoRE | Red Flag Warning - Small Fires | 2047 | 6.3355e-07 | 3.1678e-07 | 8.1457e-07 | 0.095486 | 0.044306 | 0.0019228 | 0.049257 | 0 | 0 | 0 | 0.00052774 |  | 6.0495e-08 | 0 | 6.0495e-08 | 3.0248e-08 | 0 | 3.0248e-08 | 7.778e-08 | 0 | 7.778e-08 | [16 empty] | 7.3.1.3 Ignition probability mapping showing the probability of ignition along the electric lines and equipmentWLDFRAggregatedAggregated | WLDFR | HFTD - Distribution - Tier 2 - 1QU CoRE ¦ 3QU LoRE | Seismic - Non-Red Flag Warning - Catastrophic Fires | Aggregated | Aggregated | 2044 | 1.9626e-10 | 0 | 1086.8999 | 2.1331e-07 | 2044 | Mitigation | 0.08575 | 30 | 0 | esc | 0.0012005 | 2.3561e-13 | 0.00060025 | 1.178e-13 | 0.0015435 | 3.0293e-13
[35 empty] | 7.3.1.1 A summarized risk map that shows the overall ignition probability and estimated wildfire consequence along the electric lines and equipment | WLDFR | HFTD - Distribution - Tier 3 - 1QU CoRE ¦ 3QU LoRE | 2021 | 1 | 0.00078181 | 0.33351 | 0 | 0.33351 | 0.00048664 | 0.20759 | 0 | 0.20759 | 0 | 0 | 0 | 0 | 0 | 0 | 0 | 0 | 0.33351 | 0.20759 | 0 | 0 | 0 | 0 | 0 | 0 | 0 | 0 | 0 | 0 | [11 empty] | WLDFR | HFTD - Distribution - Tier 2 - 1QU CoRE ¦ 3QU LoRE | Red Flag Warning - Small Fires | 2048 | 6.3355e-07 | 3.1678e-07 | 8.1457e-07 | 0.10007 | 0.04626 | 0.0020076 | 0.051804 | 0 | 0 | 0 | 0.00052774 |  | 6.3401e-08 | 0 | 6.3401e-08 | 3.17e-08 | 0 | 3.17e-08 | 8.1515e-08 | 0 | 8.1515e-08 | [16 empty] | 7.3.1.3 Ignition probability mapping showing the probability of ignition along the electric lines and equipmentWLDFRAggregatedAggregated | WLDFR | HFTD - Distribution - Tier 2 - 1QU CoRE ¦ 3QU LoRE | Seismic - Non-Red Flag Warning - Catastrophic Fires | Aggregated | Aggregated | 2045 | 1.9626e-10 | 0 | 1086.8999 | 2.1331e-07 | 2045 | Mitigation | 0.08575 | 30 | 0 | esc | 0.0012005 | 2.3561e-13 | 0.00060025 | 1.178e-13 | 0.0015435 | 3.0293e-13
[35 empty] | 7.3.1.1 A summarized risk map that shows the overall ignition probability and estimated wildfire consequence along the electric lines and equipment | WLDFR | HFTD - Distribution - Tier 3 - 1QU CoRE ¦ 3QU LoRE | 2022 | 0.93458 | 0.00082291 | 0.32776 | 0 | 0.32776 | 0.00051222 | 0.20401 | 0 | 0.20401 | 0.0016854 | 0.67128 | 0 | 0.67128 | 0 | 0 | 0 | 0 | 0.30632 | 0.19067 | 0.62736 | 0 | 0.0016854 | 0.0015751 | 0.67128 | 0.62736 | 0 | 0 | 0.67128 | 0.62736 | [11 empty] | WLDFR | HFTD - Distribution - Tier 2 - 1QU CoRE ¦ 3QU LoRE | Red Flag Warning - Small Fires | 2049 | 6.3355e-07 | 3.1678e-07 | 8.1457e-07 | 0.10007 | 0.04626 | 0.0020076 | 0.051804 | 0 | 0 | 0 | 0.00052774 |  | 6.3401e-08 | 0 | 6.3401e-08 | 3.17e-08 | 0 | 3.17e-08 | 8.1515e-08 | 0 | 8.1515e-08 | [16 empty] | 7.3.1.3 Ignition probability mapping showing the probability of ignition along the electric lines and equipmentWLDFRAggregatedAggregated | WLDFR | HFTD - Distribution - Tier 2 - 1QU CoRE ¦ 3QU LoRE | Seismic - Non-Red Flag Warning - Catastrophic Fires | Aggregated | Aggregated | 2046 | 1.9626e-10 | 0 | 1086.8999 | 2.1331e-07 | 2046 | Mitigation | 0.08575 | 30 | 0 | esc | 0.0012005 | 2.3561e-13 | 0.00060025 | 1.178e-13 | 0.0015435 | 3.0293e-13
[35 empty] | 7.3.1.1 A summarized risk map that shows the overall ignition probability and estimated wildfire consequence along the electric lines and equipment | WLDFR | HFTD - Distribution - Tier 3 - 1QU CoRE ¦ 3QU LoRE | 2023 | 0.87344 | 0.00082291 | 0.33977 | 0 | 0.33977 | 0.00051222 | 0.21149 | 0 | 0.21149 | 0.0016854 | 0.69588 | 0 | 0.69588 | 0.0017699 | 0.73077 | 0 | 0.73077 | 0.29677 | 0.18472 | 0.60781 | 0.63829 | 0.0016854 | 0.0014721 | 0.69588 | 0.60781 | 0 | 0 | 0.69588 | 0.60781 | [11 empty] | WLDFR | HFTD - Distribution - Tier 2 - 1QU CoRE ¦ 3QU LoRE | Red Flag Warning - Small Fires | 2050 | 0 | 3.1678e-07 | 8.1457e-07 | 0.10007 | 0.04626 | 0.0020076 | 0.051804 | 0 | 0 | 0 | 0.00052774 |  | 0 | 0 | 0 | 3.17e-08 | 0 | 3.17e-08 | 8.1515e-08 | 0 | 8.1515e-08 | [16 empty] | 7.3.1.3 Ignition probability mapping showing the probability of ignition along the electric lines and equipmentWLDFRAggregatedAggregated | WLDFR | HFTD - Distribution - Tier 2 - 1QU CoRE ¦ 3QU LoRE | Seismic - Non-Red Flag Warning - Catastrophic Fires | Aggregated | Aggregated | 2047 | 1.9626e-10 | 0 | 1086.8999 | 2.1331e-07 | 2047 | Mitigation | 0.08575 | 30 | 0 | esc | 0.0012005 | 2.3561e-13 | 0.00060025 | 1.178e-13 | 0.0015435 | 3.0293e-13
[35 empty] | 7.3.1.1 A summarized risk map that shows the overall ignition probability and estimated wildfire consequence along the electric lines and equipment | WLDFR | HFTD - Distribution - Tier 3 - 1QU CoRE ¦ 3QU LoRE | 2024 | 0.8163 | 0.00082291 | 0.33977 | 0 | 0.33977 | 0.00051222 | 0.21149 | 0 | 0.21149 | 0.0016854 | 0.69588 | 0 | 0.69588 | 0.0017699 | 0.73077 | 0 | 0.73077 | 0.27735 | 0.17264 | 0.56804 | 0.59653 | 0.0016854 | 0.0013758 | 0.69588 | 0.56804 | 0 | 0 | 0.69588 | 0.56804 | [11 empty] | WLDFR | HFTD - Distribution - Tier 2 - 1QU CoRE ¦ 3QU LoRE | Red Flag Warning - Small Fires | 2051 | 0 | 0 | 8.1457e-07 | 0.10007 | 0.04626 | 0.0020076 | 0.051804 | 0 | 0 | 0 | 0.00052774 |  | 0 | 0 | 0 | 0 | 0 | 0 | 8.1515e-08 | 0 | 8.1515e-08 | [16 empty] | 7.3.1.3 Ignition probability mapping showing the probability of ignition along the electric lines and equipmentWLDFRAggregatedAggregated | WLDFR | HFTD - Distribution - Tier 2 - 1QU CoRE ¦ 3QU LoRE | Seismic - Non-Red Flag Warning - Catastrophic Fires | Aggregated | Aggregated | 2048 | 1.9626e-10 | 0 | 1086.8999 | 2.1331e-07 | 2048 | Mitigation | 0.08575 | 30 | 0 | esc | 0.0012005 | 2.3561e-13 | 0.00060025 | 1.178e-13 | 0.0015435 | 3.0293e-13
[35 empty] | 7.3.1.1 A summarized risk map that shows the overall ignition probability and estimated wildfire consequence along the electric lines and equipment | WLDFR | HFTD - Distribution - Tier 3 - 1QU CoRE ¦ 3QU LoRE | 2025 | 0.7629 | 0.00082291 | 0.33977 | 0 | 0.33977 | 0.00051222 | 0.21149 | 0 | 0.21149 | 0.0016854 | 0.69588 | 0 | 0.69588 | 0.0017699 | 0.73077 | 0 | 0.73077 | 0.25921 | 0.16134 | 0.53088 | 0.5575 | 0.0016854 | 0.0012858 | 0.69588 | 0.53088 | 0 | 0 | 0.69588 | 0.53088 | [11 empty] | WLDFR | HFTD - Distribution - Tier 2 - 1QU CoRE ¦ 3QU LoRE | Seismic - Non-Red Flag Warning - Catastrophic Fires | 2020 | 2.3561e-13 | 0 | 0 | 21083.8428 | 409.2237 | 13469.0878 | 7205.5313 | 0 | 0 | 0 | 1.9626e-10 |  | 4.9675e-09 | 0 | 4.9675e-09 | 0 | 0 | 0 | 0 | 0 | 0 | [16 empty] | 7.3.1.3 Ignition probability mapping showing the probability of ignition along the electric lines and equipmentWLDFRAggregatedAggregated | WLDFR | HFTD - Distribution - Tier 2 - 1QU CoRE ¦ 3QU LoRE | Seismic - Non-Red Flag Warning - Catastrophic Fires | Aggregated | Aggregated | 2049 | 1.9626e-10 | 0 | 1086.8999 | 2.1331e-07 | 2049 | Mitigation | 0.08575 | 30 | 0 | esc | 0.0012005 | 2.3561e-13 | 0.00060025 | 1.178e-13 | 0.0015435 | 3.0293e-13
[35 empty] | 7.3.1.1 A summarized risk map that shows the overall ignition probability and estimated wildfire consequence along the electric lines and equipment | WLDFR | HFTD - Distribution - Tier 3 - 1QU CoRE ¦ 3QU LoRE | 2026 | 0.71299 | 0.00082291 | 0.33977 | 0 | 0.33977 | 0.00051222 | 0.21149 | 0 | 0.21149 | 0.0016854 | 0.69588 | 0 | 0.69588 | 0.0017699 | 0.73077 | 0 | 0.73077 | 0.24225 | 0.15079 | 0.49615 | 0.52103 | 0.0016854 | 0.0012017 | 0.69588 | 0.49615 | 0 | 0 | 0.69588 | 0.49615 | [11 empty] | WLDFR | HFTD - Distribution - Tier 2 - 1QU CoRE ¦ 3QU LoRE | Seismic - Non-Red Flag Warning - Catastrophic Fires | 2021 | 2.3561e-13 | 1.178e-13 | 0 | 21083.8428 | 409.2237 | 13469.0878 | 7205.5313 | 0 | 0 | 0 | 1.9626e-10 |  | 4.9675e-09 | 0 | 4.9675e-09 | 2.4838e-09 | 0 | 2.4838e-09 | 0 | 0 | 0 | [16 empty] | 7.3.1.3 Ignition probability mapping showing the probability of ignition along the electric lines and equipmentWLDFRAggregatedAggregated | WLDFR | HFTD - Distribution - Tier 2 - 1QU CoRE ¦ 3QU LoRE | Seismic - Non-Red Flag Warning - Catastrophic Fires | Aggregated | Aggregated | 2050 | 1.9626e-10 | 0 | 1086.8999 | 2.1331e-07 | 2050 | Mitigation | 0.08575 | 30 | 0 | esc | 0 | 0 | 0.00060025 | 1.178e-13 | 0.0015435 | 3.0293e-13
[35 empty] | 7.3.1.1 A summarized risk map that shows the overall ignition probability and estimated wildfire consequence along the electric lines and equipment | WLDFR | HFTD - Distribution - Tier 3 - 1QU CoRE ¦ 3QU LoRE | 2027 | 0.66634 | 0.00082291 | 0.33977 | 0 | 0.33977 | 0.00051222 | 0.21149 | 0 | 0.21149 | 0.0016854 | 0.69588 | 0 | 0.69588 | 0.0017699 | 0.73077 | 0 | 0.73077 | 0.2264 | 0.14092 | 0.46369 | 0.48695 | 0.0016854 | 0.0011231 | 0.69588 | 0.46369 | 0 | 0 | 0.69588 | 0.46369 | [11 empty] | WLDFR | HFTD - Distribution - Tier 2 - 1QU CoRE ¦ 3QU LoRE | Seismic - Non-Red Flag Warning - Catastrophic Fires | 2022 | 2.3561e-13 | 1.178e-13 | 3.0293e-13 | 21083.8428 | 409.2237 | 13469.0878 | 7205.5313 | 0 | 0 | 0 | 1.9626e-10 |  | 4.9675e-09 | 0 | 4.9675e-09 | 2.4838e-09 | 0 | 2.4838e-09 | 6.3868e-09 | 0 | 6.3868e-09 | [16 empty] | 7.3.1.3 Ignition probability mapping showing the probability of ignition along the electric lines and equipmentWLDFRAggregatedAggregated | WLDFR | HFTD - Distribution - Tier 2 - 1QU CoRE ¦ 3QU LoRE | Seismic - Non-Red Flag Warning - Catastrophic Fires | Aggregated | Aggregated | 2051 | 1.9626e-10 | 0 | 1086.8999 | 2.1331e-07 | 2051 | Mitigation | 0.08575 | 30 | 0 | esc | 0 | 0 | 0 | 0 | 0.0015435 | 3.0293e-13
[35 empty] | 7.3.1.1 A summarized risk map that shows the overall ignition probability and estimated wildfire consequence along the electric lines and equipment | WLDFR | HFTD - Distribution - Tier 3 - 1QU CoRE ¦ 3QU LoRE | 2028 | 0.62275 | 0.00082291 | 0.3549 | 0 | 0.3549 | 0.00051222 | 0.22091 | 0 | 0.22091 | 0.0016854 | 0.72687 | 0 | 0.72687 | 0.0017699 | 0.76332 | 0 | 0.76332 | 0.22102 | 0.13757 | 0.45266 | 0.47536 | 0.0016854 | 0.0010496 | 0.72687 | 0.45266 | 0 | 0 | 0.72687 | 0.45266 | [11 empty] | WLDFR | HFTD - Distribution - Tier 2 - 1QU CoRE ¦ 3QU LoRE | Seismic - Non-Red Flag Warning - Catastrophic Fires | 2023 | 2.3561e-13 | 1.178e-13 | 3.0293e-13 | 21835.9781 | 428.6023 | 13939.561 | 7467.8148 | 0 | 0 | 0 | 1.9626e-10 |  | 5.1447e-09 | 0 | 5.1447e-09 | 2.5724e-09 | 0 | 2.5724e-09 | 6.6147e-09 | 0 | 6.6147e-09 | [16 empty] | 7.3.1.3 Ignition probability mapping showing the probability of ignition along the electric lines and equipmentWLDFRAggregatedAggregated | WLDFR | HFTD - Distribution - Tier 2 - 1QU CoRE ¦ 3QU LoRE | Seismic - Red Flag Warning - Catastrophic Fires | Aggregated | Aggregated | 2021 | 8.4644e-09 | 0 | 1086.8999 | 9.1999e-06 | 2021 | Mitigation | 0.08575 | 30 | 0 | esc | 0.0012005 | 1.0162e-11 | 0.00060025 | 5.0808e-12 | 0 | 0
[35 empty] | 7.3.1.1 A summarized risk map that shows the overall ignition probability and estimated wildfire consequence along the electric lines and equipment | WLDFR | HFTD - Distribution - Tier 3 - 1QU CoRE ¦ 3QU LoRE | 2029 | 0.58201 | 0.00082291 | 0.3549 | 0 | 0.3549 | 0.00051222 | 0.22091 | 0 | 0.22091 | 0.0016854 | 0.72687 | 0 | 0.72687 | 0.0017699 | 0.76332 | 0 | 0.76332 | 0.20656 | 0.12857 | 0.42305 | 0.44426 | 0.0016854 | 0.00098092 | 0.72687 | 0.42305 | 0 | 0 | 0.72687 | 0.42305 | [11 empty] | WLDFR | HFTD - Distribution - Tier 2 - 1QU CoRE ¦ 3QU LoRE | Seismic - Non-Red Flag Warning - Catastrophic Fires | 2024 | 2.3561e-13 | 1.178e-13 | 3.0293e-13 | 21835.9781 | 428.6023 | 13939.561 | 7467.8148 | 0 | 0 | 0 | 1.9626e-10 |  | 5.1447e-09 | 0 | 5.1447e-09 | 2.5724e-09 | 0 | 2.5724e-09 | 6.6147e-09 | 0 | 6.6147e-09 | [16 empty] | 7.3.1.3 Ignition probability mapping showing the probability of ignition along the electric lines and equipmentWLDFRAggregatedAggregated | WLDFR | HFTD - Distribution - Tier 2 - 1QU CoRE ¦ 3QU LoRE | Seismic - Red Flag Warning - Catastrophic Fires | Aggregated | Aggregated | 2022 | 8.4644e-09 | 0 | 1086.8999 | 9.1999e-06 | 2022 | Mitigation | 0.08575 | 30 | 0 | esc | 0.0012005 | 1.0162e-11 | 0.00060025 | 5.0808e-12 | 0.0015435 | 1.3065e-11
[35 empty] | 7.3.1.1 A summarized risk map that shows the overall ignition probability and estimated wildfire consequence along the electric lines and equipment | WLDFR | HFTD - Distribution - Tier 3 - 1QU CoRE ¦ 3QU LoRE | 2030 | 0.54393 | 0.00082291 | 0.3549 | 0 | 0.3549 | 0.00051222 | 0.22091 | 0 | 0.22091 | 0.0016854 | 0.72687 | 0 | 0.72687 | 0.0017699 | 0.76332 | 0 | 0.76332 | 0.19304 | 0.12016 | 0.39537 | 0.4152 | 0.0016854 | 0.00091675 | 0.72687 | 0.39537 | 0 | 0 | 0.72687 | 0.39537 | [11 empty] | WLDFR | HFTD - Distribution - Tier 2 - 1QU CoRE ¦ 3QU LoRE | Seismic - Non-Red Flag Warning - Catastrophic Fires | 2025 | 2.3561e-13 | 1.178e-13 | 3.0293e-13 | 21835.9781 | 428.6023 | 13939.561 | 7467.8148 | 0 | 0 | 0 | 1.9626e-10 |  | 5.1447e-09 | 0 | 5.1447e-09 | 2.5724e-09 | 0 | 2.5724e-09 | 6.6147e-09 | 0 | 6.6147e-09 | [16 empty] | 7.3.1.3 Ignition probability mapping showing the probability of ignition along the electric lines and equipmentWLDFRAggregatedAggregated | WLDFR | HFTD - Distribution - Tier 2 - 1QU CoRE ¦ 3QU LoRE | Seismic - Red Flag Warning - Catastrophic Fires | Aggregated | Aggregated | 2023 | 8.4644e-09 | 0 | 1086.8999 | 9.1999e-06 | 2023 | Mitigation | 0.08575 | 30 | 0 | esc | 0.0012005 | 1.0162e-11 | 0.00060025 | 5.0808e-12 | 0.0015435 | 1.3065e-11
[35 empty] | 7.3.1.1 A summarized risk map that shows the overall ignition probability and estimated wildfire consequence along the electric lines and equipment | WLDFR | HFTD - Distribution - Tier 3 - 1QU CoRE ¦ 3QU LoRE | 2031 | 0.50835 | 0.00082291 | 0.3549 | 0 | 0.3549 | 0.00051222 | 0.22091 | 0 | 0.22091 | 0.0016854 | 0.72687 | 0 | 0.72687 | 0.0017699 | 0.76332 | 0 | 0.76332 | 0.18041 | 0.1123 | 0.36951 | 0.38803 | 0.0016854 | 0.00085677 | 0.72687 | 0.36951 | 0 | 0 | 0.72687 | 0.36951 | [11 empty] | WLDFR | HFTD - Distribution - Tier 2 - 1QU CoRE ¦ 3QU LoRE | Seismic - Non-Red Flag Warning - Catastrophic Fires | 2026 | 2.3561e-13 | 1.178e-13 | 3.0293e-13 | 21835.9781 | 428.6023 | 13939.561 | 7467.8148 | 0 | 0 | 0 | 1.9626e-10 |  | 5.1447e-09 | 0 | 5.1447e-09 | 2.5724e-09 | 0 | 2.5724e-09 | 6.6147e-09 | 0 | 6.6147e-09 | [16 empty] | 7.3.1.3 Ignition probability mapping showing the probability of ignition along the electric lines and equipmentWLDFRAggregatedAggregated | WLDFR | HFTD - Distribution - Tier 2 - 1QU CoRE ¦ 3QU LoRE | Seismic - Red Flag Warning - Catastrophic Fires | Aggregated | Aggregated | 2024 | 8.4644e-09 | 0 | 1086.8999 | 9.1999e-06 | 2024 | Mitigation | 0.08575 | 30 | 0 | esc | 0.0012005 | 1.0162e-11 | 0.00060025 | 5.0808e-12 | 0.0015435 | 1.3065e-11
[35 empty] | 7.3.1.1 A summarized risk map that shows the overall ignition probability and estimated wildfire consequence along the electric lines and equipment | WLDFR | HFTD - Distribution - Tier 3 - 1QU CoRE ¦ 3QU LoRE | 2032 | 0.47509 | 0.00082291 | 0.3549 | 0 | 0.3549 | 0.00051222 | 0.22091 | 0 | 0.22091 | 0.0016854 | 0.72687 | 0 | 0.72687 | 0.0017699 | 0.76332 | 0 | 0.76332 | 0.16861 | 0.10495 | 0.34533 | 0.36265 | 0.0016854 | 0.00080072 | 0.72687 | 0.34533 | 0 | 0 | 0.72687 | 0.34533 | [11 empty] | WLDFR | HFTD - Distribution - Tier 2 - 1QU CoRE ¦ 3QU LoRE | Seismic - Non-Red Flag Warning - Catastrophic Fires | 2027 | 2.3561e-13 | 1.178e-13 | 3.0293e-13 | 21835.9781 | 428.6023 | 13939.561 | 7467.8148 | 0 | 0 | 0 | 1.9626e-10 |  | 5.1447e-09 | 0 | 5.1447e-09 | 2.5724e-09 | 0 | 2.5724e-09 | 6.6147e-09 | 0 | 6.6147e-09 | [16 empty] | 7.3.1.3 Ignition probability mapping showing the probability of ignition along the electric lines and equipmentWLDFRAggregatedAggregated | WLDFR | HFTD - Distribution - Tier 2 - 1QU CoRE ¦ 3QU LoRE | Seismic - Red Flag Warning - Catastrophic Fires | Aggregated | Aggregated | 2025 | 8.4644e-09 | 0 | 1086.8999 | 9.1999e-06 | 2025 | Mitigation | 0.08575 | 30 | 0 | esc | 0.0012005 | 1.0162e-11 | 0.00060025 | 5.0808e-12 | 0.0015435 | 1.3065e-11
[35 empty] | 7.3.1.1 A summarized risk map that shows the overall ignition probability and estimated wildfire consequence along the electric lines and equipment | WLDFR | HFTD - Distribution - Tier 3 - 1QU CoRE ¦ 3QU LoRE | 2033 | 0.44401 | 0.00082291 | 0.37172 | 0 | 0.37172 | 0.00051222 | 0.23138 | 0 | 0.23138 | 0.0016854 | 0.76132 | 0 | 0.76132 | 0.0017699 | 0.7995 | 0 | 0.7995 | 0.16505 | 0.10273 | 0.33803 | 0.35499 | 0.0016854 | 0.00074834 | 0.76132 | 0.33803 | 0 | 0 | 0.76132 | 0.33803 | [11 empty] | WLDFR | HFTD - Distribution - Tier 2 - 1QU CoRE ¦ 3QU LoRE | Seismic - Non-Red Flag Warning - Catastrophic Fires | 2028 | 2.3561e-13 | 1.178e-13 | 3.0293e-13 | 22783.187 | 453.261 | 14531.3357 | 7798.5904 | 0 | 0 | 0 | 1.9626e-10 |  | 5.3679e-09 | 0 | 5.3679e-09 | 2.684e-09 | 0 | 2.684e-09 | 6.9016e-09 | 0 | 6.9016e-09 | [16 empty] | 7.3.1.3 Ignition probability mapping showing the probability of ignition along the electric lines and equipmentWLDFRAggregatedAggregated | WLDFR | HFTD - Distribution - Tier 2 - 1QU CoRE ¦ 3QU LoRE | Seismic - Red Flag Warning - Catastrophic Fires | Aggregated | Aggregated | 2026 | 8.4644e-09 | 0 | 1086.8999 | 9.1999e-06 | 2026 | Mitigation | 0.08575 | 30 | 0 | esc | 0.0012005 | 1.0162e-11 | 0.00060025 | 5.0808e-12 | 0.0015435 | 1.3065e-11
[35 empty] | 7.3.1.1 A summarized risk map that shows the overall ignition probability and estimated wildfire consequence along the electric lines and equipment | WLDFR | HFTD - Distribution - Tier 3 - 1QU CoRE ¦ 3QU LoRE | 2034 | 0.41496 | 0.00082291 | 0.37172 | 0 | 0.37172 | 0.00051222 | 0.23138 | 0 | 0.23138 | 0.0016854 | 0.76132 | 0 | 0.76132 | 0.0017699 | 0.7995 | 0 | 0.7995 | 0.15425 | 0.096014 | 0.31592 | 0.33176 | 0.0016854 | 0.00069938 | 0.76132 | 0.31592 | 0 | 0 | 0.76132 | 0.31592 | [11 empty] | WLDFR | HFTD - Distribution - Tier 2 - 1QU CoRE ¦ 3QU LoRE | Seismic - Non-Red Flag Warning - Catastrophic Fires | 2029 | 2.3561e-13 | 1.178e-13 | 3.0293e-13 | 22783.187 | 453.261 | 14531.3357 | 7798.5904 | 0 | 0 | 0 | 1.9626e-10 |  | 5.3679e-09 | 0 | 5.3679e-09 | 2.684e-09 | 0 | 2.684e-09 | 6.9016e-09 | 0 | 6.9016e-09 | [16 empty] | 7.3.1.3 Ignition probability mapping showing the probability of ignition along the electric lines and equipmentWLDFRAggregatedAggregated | WLDFR | HFTD - Distribution - Tier 2 - 1QU CoRE ¦ 3QU LoRE | Seismic - Red Flag Warning - Catastrophic Fires | Aggregated | Aggregated | 2027 | 8.4644e-09 | 0 | 1086.8999 | 9.1999e-06 | 2027 | Mitigation | 0.08575 | 30 | 0 | esc | 0.0012005 | 1.0162e-11 | 0.00060025 | 5.0808e-12 | 0.0015435 | 1.3065e-11
[35 empty] | 7.3.1.1 A summarized risk map that shows the overall ignition probability and estimated wildfire consequence along the electric lines and equipment | WLDFR | HFTD - Distribution - Tier 3 - 1QU CoRE ¦ 3QU LoRE | 2035 | 0.38782 | 0.00082291 | 0.37172 | 0 | 0.37172 | 0.00051222 | 0.23138 | 0 | 0.23138 | 0.0016854 | 0.76132 | 0 | 0.76132 | 0.0017699 | 0.7995 | 0 | 0.7995 | 0.14416 | 0.089733 | 0.29525 | 0.31006 | 0.0016854 | 0.00065363 | 0.76132 | 0.29525 | 0 | 0 | 0.76132 | 0.29525 | [11 empty] | WLDFR | HFTD - Distribution - Tier 2 - 1QU CoRE ¦ 3QU LoRE | Seismic - Non-Red Flag Warning - Catastrophic Fires | 2030 | 2.3561e-13 | 1.178e-13 | 3.0293e-13 | 22783.187 | 453.261 | 14531.3357 | 7798.5904 | 0 | 0 | 0 | 1.9626e-10 |  | 5.3679e-09 | 0 | 5.3679e-09 | 2.684e-09 | 0 | 2.684e-09 | 6.9016e-09 | 0 | 6.9016e-09 | [16 empty] | 7.3.1.3 Ignition probability mapping showing the probability of ignition along the electric lines and equipmentWLDFRAggregatedAggregated | WLDFR | HFTD - Distribution - Tier 2 - 1QU CoRE ¦ 3QU LoRE | Seismic - Red Flag Warning - Catastrophic Fires | Aggregated | Aggregated | 2028 | 8.4644e-09 | 0 | 1086.8999 | 9.1999e-06 | 2028 | Mitigation | 0.08575 | 30 | 0 | esc | 0.0012005 | 1.0162e-11 | 0.00060025 | 5.0808e-12 | 0.0015435 | 1.3065e-11
[35 empty] | 7.3.1.1 A summarized risk map that shows the overall ignition probability and estimated wildfire consequence along the electric lines and equipment | WLDFR | HFTD - Distribution - Tier 3 - 1QU CoRE ¦ 3QU LoRE | 2036 | 0.36245 | 0.00082291 | 0.37172 | 0 | 0.37172 | 0.00051222 | 0.23138 | 0 | 0.23138 | 0.0016854 | 0.76132 | 0 | 0.76132 | 0.0017699 | 0.7995 | 0 | 0.7995 | 0.13473 | 0.083862 | 0.27594 | 0.28977 | 0.0016854 | 0.00061087 | 0.76132 | 0.27594 | 0 | 0 | 0.76132 | 0.27594 | [11 empty] | WLDFR | HFTD - Distribution - Tier 2 - 1QU CoRE ¦ 3QU LoRE | Seismic - Non-Red Flag Warning - Catastrophic Fires | 2031 | 2.3561e-13 | 1.178e-13 | 3.0293e-13 | 22783.187 | 453.261 | 14531.3357 | 7798.5904 | 0 | 0 | 0 | 1.9626e-10 |  | 5.3679e-09 | 0 | 5.3679e-09 | 2.684e-09 | 0 | 2.684e-09 | 6.9016e-09 | 0 | 6.9016e-09 | [16 empty] | 7.3.1.3 Ignition probability mapping showing the probability of ignition along the electric lines and equipmentWLDFRAggregatedAggregated | WLDFR | HFTD - Distribution - Tier 2 - 1QU CoRE ¦ 3QU LoRE | Seismic - Red Flag Warning - Catastrophic Fires | Aggregated | Aggregated | 2029 | 8.4644e-09 | 0 | 1086.8999 | 9.1999e-06 | 2029 | Mitigation | 0.08575 | 30 | 0 | esc | 0.0012005 | 1.0162e-11 | 0.00060025 | 5.0808e-12 | 0.0015435 | 1.3065e-11
[35 empty] | 7.3.1.1 A summarized risk map that shows the overall ignition probability and estimated wildfire consequence along the electric lines and equipment | WLDFR | HFTD - Distribution - Tier 3 - 1QU CoRE ¦ 3QU LoRE | 2037 | 0.33873 | 0.00082291 | 0.37172 | 0 | 0.37172 | 0.00051222 | 0.23138 | 0 | 0.23138 | 0.0016854 | 0.76132 | 0 | 0.76132 | 0.0017699 | 0.7995 | 0 | 0.7995 | 0.12591 | 0.078376 | 0.25789 | 0.27082 | 0.0016854 | 0.0005709 | 0.76132 | 0.25789 | 0 | 0 | 0.76132 | 0.25789 | [11 empty] | WLDFR | HFTD - Distribution - Tier 2 - 1QU CoRE ¦ 3QU LoRE | Seismic - Non-Red Flag Warning - Catastrophic Fires | 2032 | 2.3561e-13 | 1.178e-13 | 3.0293e-13 | 22783.187 | 453.261 | 14531.3357 | 7798.5904 | 0 | 0 | 0 | 1.9626e-10 |  | 5.3679e-09 | 0 | 5.3679e-09 | 2.684e-09 | 0 | 2.684e-09 | 6.9016e-09 | 0 | 6.9016e-09 | [16 empty] | 7.3.1.3 Ignition probability mapping showing the probability of ignition along the electric lines and equipmentWLDFRAggregatedAggregated | WLDFR | HFTD - Distribution - Tier 2 - 1QU CoRE ¦ 3QU LoRE | Seismic - Red Flag Warning - Catastrophic Fires | Aggregated | Aggregated | 2030 | 8.4644e-09 | 0 | 1086.8999 | 9.1999e-06 | 2030 | Mitigation | 0.08575 | 30 | 0 | esc | 0.0012005 | 1.0162e-11 | 0.00060025 | 5.0808e-12 | 0.0015435 | 1.3065e-11
[35 empty] | 7.3.1.1 A summarized risk map that shows the overall ignition probability and estimated wildfire consequence along the electric lines and equipment | WLDFR | HFTD - Distribution - Tier 3 - 1QU CoRE ¦ 3QU LoRE | 2038 | 0.31657 | 0.00082291 | 0.38998 | 0 | 0.38998 | 0.00051222 | 0.24274 | 0 | 0.24274 | 0.0016854 | 0.79871 | 0 | 0.79871 | 0.0017699 | 0.83876 | 0 | 0.83876 | 0.12346 | 0.076846 | 0.25285 | 0.26553 | 0.0016854 | 0.00053355 | 0.79871 | 0.25285 | 0 | 0 | 0.79871 | 0.25285 | [11 empty] | WLDFR | HFTD - Distribution - Tier 2 - 1QU CoRE ¦ 3QU LoRE | Seismic - Non-Red Flag Warning - Catastrophic Fires | 2033 | 2.3561e-13 | 1.178e-13 | 3.0293e-13 | 23835.2641 | 480.9649 | 15187.7294 | 8166.5698 | 0 | 0 | 0 | 1.9626e-10 |  | 5.6158e-09 | 0 | 5.6158e-09 | 2.8079e-09 | 0 | 2.8079e-09 | 7.2203e-09 | 0 | 7.2203e-09 | [16 empty] | 7.3.1.3 Ignition probability mapping showing the probability of ignition along the electric lines and equipmentWLDFRAggregatedAggregated | WLDFR | HFTD - Distribution - Tier 2 - 1QU CoRE ¦ 3QU LoRE | Seismic - Red Flag Warning - Catastrophic Fires | Aggregated | Aggregated | 2031 | 8.4644e-09 | 0 | 1086.8999 | 9.1999e-06 | 2031 | Mitigation | 0.08575 | 30 | 0 | esc | 0.0012005 | 1.0162e-11 | 0.00060025 | 5.0808e-12 | 0.0015435 | 1.3065e-11
[35 empty] | 7.3.1.1 A summarized risk map that shows the overall ignition probability and estimated wildfire consequence along the electric lines and equipment | WLDFR | HFTD - Distribution - Tier 3 - 1QU CoRE ¦ 3QU LoRE | 2039 | 0.29586 | 0.00082291 | 0.38998 | 0 | 0.38998 | 0.00051222 | 0.24274 | 0 | 0.24274 | 0.0016854 | 0.79871 | 0 | 0.79871 | 0.0017699 | 0.83876 | 0 | 0.83876 | 0.11538 | 0.071819 | 0.23631 | 0.24816 | 0.0016854 | 0.00049865 | 0.79871 | 0.23631 | 0 | 0 | 0.79871 | 0.23631 | [11 empty] | WLDFR | HFTD - Distribution - Tier 2 - 1QU CoRE ¦ 3QU LoRE | Seismic - Non-Red Flag Warning - Catastrophic Fires | 2034 | 2.3561e-13 | 1.178e-13 | 3.0293e-13 | 23835.2641 | 480.9649 | 15187.7294 | 8166.5698 | 0 | 0 | 0 | 1.9626e-10 |  | 5.6158e-09 | 0 | 5.6158e-09 | 2.8079e-09 | 0 | 2.8079e-09 | 7.2203e-09 | 0 | 7.2203e-09 | [16 empty] | 7.3.1.3 Ignition probability mapping showing the probability of ignition along the electric lines and equipmentWLDFRAggregatedAggregated | WLDFR | HFTD - Distribution - Tier 2 - 1QU CoRE ¦ 3QU LoRE | Seismic - Red Flag Warning - Catastrophic Fires | Aggregated | Aggregated | 2032 | 8.4644e-09 | 0 | 1086.8999 | 9.1999e-06 | 2032 | Mitigation | 0.08575 | 30 | 0 | esc | 0.0012005 | 1.0162e-11 | 0.00060025 | 5.0808e-12 | 0.0015435 | 1.3065e-11
[35 empty] | 7.3.1.1 A summarized risk map that shows the overall ignition probability and estimated wildfire consequence along the electric lines and equipment | WLDFR | HFTD - Distribution - Tier 3 - 1QU CoRE ¦ 3QU LoRE | 2040 | 0.27651 | 0.00082291 | 0.38998 | 0 | 0.38998 | 0.00051222 | 0.24274 | 0 | 0.24274 | 0.0016854 | 0.79871 | 0 | 0.79871 | 0.0017699 | 0.83876 | 0 | 0.83876 | 0.10783 | 0.06712 | 0.22085 | 0.23192 | 0.0016854 | 0.00046603 | 0.79871 | 0.22085 | 0 | 0 | 0.79871 | 0.22085 | [11 empty] | WLDFR | HFTD - Distribution - Tier 2 - 1QU CoRE ¦ 3QU LoRE | Seismic - Non-Red Flag Warning - Catastrophic Fires | 2035 | 2.3561e-13 | 1.178e-13 | 3.0293e-13 | 23835.2641 | 480.9649 | 15187.7294 | 8166.5698 | 0 | 0 | 0 | 1.9626e-10 |  | 5.6158e-09 | 0 | 5.6158e-09 | 2.8079e-09 | 0 | 2.8079e-09 | 7.2203e-09 | 0 | 7.2203e-09 | [16 empty] | 7.3.1.3 Ignition probability mapping showing the probability of ignition along the electric lines and equipmentWLDFRAggregatedAggregated | WLDFR | HFTD - Distribution - Tier 2 - 1QU CoRE ¦ 3QU LoRE | Seismic - Red Flag Warning - Catastrophic Fires | Aggregated | Aggregated | 2033 | 8.4644e-09 | 0 | 1086.8999 | 9.1999e-06 | 2033 | Mitigation | 0.08575 | 30 | 0 | esc | 0.0012005 | 1.0162e-11 | 0.00060025 | 5.0808e-12 | 0.0015435 | 1.3065e-11
[35 empty] | 7.3.1.1 A summarized risk map that shows the overall ignition probability and estimated wildfire consequence along the electric lines and equipment | WLDFR | HFTD - Distribution - Tier 3 - 1QU CoRE ¦ 3QU LoRE | 2041 | 0.25842 | 0.00082291 | 0.38998 | 0 | 0.38998 | 0.00051222 | 0.24274 | 0 | 0.24274 | 0.0016854 | 0.79871 | 0 | 0.79871 | 0.0017699 | 0.83876 | 0 | 0.83876 | 0.10078 | 0.062729 | 0.2064 | 0.21675 | 0.0016854 | 0.00043554 | 0.79871 | 0.2064 | 0 | 0 | 0.79871 | 0.2064 | [11 empty] | WLDFR | HFTD - Distribution - Tier 2 - 1QU CoRE ¦ 3QU LoRE | Seismic - Non-Red Flag Warning - Catastrophic Fires | 2036 | 2.3561e-13 | 1.178e-13 | 3.0293e-13 | 23835.2641 | 480.9649 | 15187.7294 | 8166.5698 | 0 | 0 | 0 | 1.9626e-10 |  | 5.6158e-09 | 0 | 5.6158e-09 | 2.8079e-09 | 0 | 2.8079e-09 | 7.2203e-09 | 0 | 7.2203e-09 | [16 empty] | 7.3.1.3 Ignition probability mapping showing the probability of ignition along the electric lines and equipmentWLDFRAggregatedAggregated | WLDFR | HFTD - Distribution - Tier 2 - 1QU CoRE ¦ 3QU LoRE | Seismic - Red Flag Warning - Catastrophic Fires | Aggregated | Aggregated | 2034 | 8.4644e-09 | 0 | 1086.8999 | 9.1999e-06 | 2034 | Mitigation | 0.08575 | 30 | 0 | esc | 0.0012005 | 1.0162e-11 | 0.00060025 | 5.0808e-12 | 0.0015435 | 1.3065e-11
[35 empty] | 7.3.1.1 A summarized risk map that shows the overall ignition probability and estimated wildfire consequence along the electric lines and equipment | WLDFR | HFTD - Distribution - Tier 3 - 1QU CoRE ¦ 3QU LoRE | 2042 | 0.24151 | 0.00082291 | 0.38998 | 0 | 0.38998 | 0.00051222 | 0.24274 | 0 | 0.24274 | 0.0016854 | 0.79871 | 0 | 0.79871 | 0.0017699 | 0.83876 | 0 | 0.83876 | 0.094184 | 0.058625 | 0.1929 | 0.20257 | 0.0016854 | 0.00040705 | 0.79871 | 0.1929 | 0 | 0 | 0.79871 | 0.1929 | [11 empty] | WLDFR | HFTD - Distribution - Tier 2 - 1QU CoRE ¦ 3QU LoRE | Seismic - Non-Red Flag Warning - Catastrophic Fires | 2037 | 2.3561e-13 | 1.178e-13 | 3.0293e-13 | 23835.2641 | 480.9649 | 15187.7294 | 8166.5698 | 0 | 0 | 0 | 1.9626e-10 |  | 5.6158e-09 | 0 | 5.6158e-09 | 2.8079e-09 | 0 | 2.8079e-09 | 7.2203e-09 | 0 | 7.2203e-09 | [16 empty] | 7.3.1.3 Ignition probability mapping showing the probability of ignition along the electric lines and equipmentWLDFRAggregatedAggregated | WLDFR | HFTD - Distribution - Tier 2 - 1QU CoRE ¦ 3QU LoRE | Seismic - Red Flag Warning - Catastrophic Fires | Aggregated | Aggregated | 2035 | 8.4644e-09 | 0 | 1086.8999 | 9.1999e-06 | 2035 | Mitigation | 0.08575 | 30 | 0 | esc | 0.0012005 | 1.0162e-11 | 0.00060025 | 5.0808e-12 | 0.0015435 | 1.3065e-11
[35 empty] | 7.3.1.1 A summarized risk map that shows the overall ignition probability and estimated wildfire consequence along the electric lines and equipment | WLDFR | HFTD - Distribution - Tier 3 - 1QU CoRE ¦ 3QU LoRE | 2043 | 0.22571 | 0.00082291 | 0.40942 | 0 | 0.40942 | 0.00051222 | 0.25485 | 0 | 0.25485 | 0.0016854 | 0.83854 | 0 | 0.83854 | 0.0017699 | 0.88058 | 0 | 0.88058 | 0.092412 | 0.057522 | 0.18927 | 0.19876 | 0.0016854 | 0.00038042 | 0.83854 | 0.18927 | 0 | 0 | 0.83854 | 0.18927 | [11 empty] | WLDFR | HFTD - Distribution - Tier 2 - 1QU CoRE ¦ 3QU LoRE | Seismic - Non-Red Flag Warning - Catastrophic Fires | 2038 | 2.3561e-13 | 1.178e-13 | 3.0293e-13 | 24976.6418 | 511.3745 | 15898.8237 | 8566.4437 | 0 | 0 | 0 | 1.9626e-10 |  | 5.8847e-09 | 0 | 5.8847e-09 | 2.9424e-09 | 0 | 2.9424e-09 | 7.5661e-09 | 0 | 7.5661e-09 | [16 empty] | 7.3.1.3 Ignition probability mapping showing the probability of ignition along the electric lines and equipmentWLDFRAggregatedAggregated | WLDFR | HFTD - Distribution - Tier 2 - 1QU CoRE ¦ 3QU LoRE | Seismic - Red Flag Warning - Catastrophic Fires | Aggregated | Aggregated | 2036 | 8.4644e-09 | 0 | 1086.8999 | 9.1999e-06 | 2036 | Mitigation | 0.08575 | 30 | 0 | esc | 0.0012005 | 1.0162e-11 | 0.00060025 | 5.0808e-12 | 0.0015435 | 1.3065e-11
[35 empty] | 7.3.1.1 A summarized risk map that shows the overall ignition probability and estimated wildfire consequence along the electric lines and equipment | WLDFR | HFTD - Distribution - Tier 3 - 1QU CoRE ¦ 3QU LoRE | 2044 | 0.21095 | 0.00082291 | 0.40942 | 0 | 0.40942 | 0.00051222 | 0.25485 | 0 | 0.25485 | 0.0016854 | 0.83854 | 0 | 0.83854 | 0.0017699 | 0.88058 | 0 | 0.88058 | 0.086366 | 0.053759 | 0.17689 | 0.18576 | 0.0016854 | 0.00035553 | 0.83854 | 0.17689 | 0 | 0 | 0.83854 | 0.17689 | [11 empty] | WLDFR | HFTD - Distribution - Tier 2 - 1QU CoRE ¦ 3QU LoRE | Seismic - Non-Red Flag Warning - Catastrophic Fires | 2039 | 2.3561e-13 | 1.178e-13 | 3.0293e-13 | 24976.6418 | 511.3745 | 15898.8237 | 8566.4437 | 0 | 0 | 0 | 1.9626e-10 |  | 5.8847e-09 | 0 | 5.8847e-09 | 2.9424e-09 | 0 | 2.9424e-09 | 7.5661e-09 | 0 | 7.5661e-09 | [16 empty] | 7.3.1.3 Ignition probability mapping showing the probability of ignition along the electric lines and equipmentWLDFRAggregatedAggregated | WLDFR | HFTD - Distribution - Tier 2 - 1QU CoRE ¦ 3QU LoRE | Seismic - Red Flag Warning - Catastrophic Fires | Aggregated | Aggregated | 2037 | 8.4644e-09 | 0 | 1086.8999 | 9.1999e-06 | 2037 | Mitigation | 0.08575 | 30 | 0 | esc | 0.0012005 | 1.0162e-11 | 0.00060025 | 5.0808e-12 | 0.0015435 | 1.3065e-11
[35 empty] | 7.3.1.1 A summarized risk map that shows the overall ignition probability and estimated wildfire consequence along the electric lines and equipment | WLDFR | HFTD - Distribution - Tier 3 - 1QU CoRE ¦ 3QU LoRE | 2045 | 0.19715 | 0.00082291 | 0.40942 | 0 | 0.40942 | 0.00051222 | 0.25485 | 0 | 0.25485 | 0.0016854 | 0.83854 | 0 | 0.83854 | 0.0017699 | 0.88058 | 0 | 0.88058 | 0.080716 | 0.050242 | 0.16531 | 0.1736 | 0.0016854 | 0.00033227 | 0.83854 | 0.16531 | 0 | 0 | 0.83854 | 0.16531 | [11 empty] | WLDFR | HFTD - Distribution - Tier 2 - 1QU CoRE ¦ 3QU LoRE | Seismic - Non-Red Flag Warning - Catastrophic Fires | 2040 | 2.3561e-13 | 1.178e-13 | 3.0293e-13 | 24976.6418 | 511.3745 | 15898.8237 | 8566.4437 | 0 | 0 | 0 | 1.9626e-10 |  | 5.8847e-09 | 0 | 5.8847e-09 | 2.9424e-09 | 0 | 2.9424e-09 | 7.5661e-09 | 0 | 7.5661e-09 | [16 empty] | 7.3.1.3 Ignition probability mapping showing the probability of ignition along the electric lines and equipmentWLDFRAggregatedAggregated | WLDFR | HFTD - Distribution - Tier 2 - 1QU CoRE ¦ 3QU LoRE | Seismic - Red Flag Warning - Catastrophic Fires | Aggregated | Aggregated | 2038 | 8.4644e-09 | 0 | 1086.8999 | 9.1999e-06 | 2038 | Mitigation | 0.08575 | 30 | 0 | esc | 0.0012005 | 1.0162e-11 | 0.00060025 | 5.0808e-12 | 0.0015435 | 1.3065e-11
[35 empty] | 7.3.1.1 A summarized risk map that shows the overall ignition probability and estimated wildfire consequence along the electric lines and equipment | WLDFR | HFTD - Distribution - Tier 3 - 1QU CoRE ¦ 3QU LoRE | 2046 | 0.18425 | 0.00082291 | 0.40942 | 0 | 0.40942 | 0.00051222 | 0.25485 | 0 | 0.25485 | 0.0016854 | 0.83854 | 0 | 0.83854 | 0.0017699 | 0.88058 | 0 | 0.88058 | 0.075436 | 0.046955 | 0.1545 | 0.16225 | 0.0016854 | 0.00031053 | 0.83854 | 0.1545 | 0 | 0 | 0.83854 | 0.1545 | [11 empty] | WLDFR | HFTD - Distribution - Tier 2 - 1QU CoRE ¦ 3QU LoRE | Seismic - Non-Red Flag Warning - Catastrophic Fires | 2041 | 2.3561e-13 | 1.178e-13 | 3.0293e-13 | 24976.6418 | 511.3745 | 15898.8237 | 8566.4437 | 0 | 0 | 0 | 1.9626e-10 |  | 5.8847e-09 | 0 | 5.8847e-09 | 2.9424e-09 | 0 | 2.9424e-09 | 7.5661e-09 | 0 | 7.5661e-09 | [16 empty] | 7.3.1.3 Ignition probability mapping showing the probability of ignition along the electric lines and equipmentWLDFRAggregatedAggregated | WLDFR | HFTD - Distribution - Tier 2 - 1QU CoRE ¦ 3QU LoRE | Seismic - Red Flag Warning - Catastrophic Fires | Aggregated | Aggregated | 2039 | 8.4644e-09 | 0 | 1086.8999 | 9.1999e-06 | 2039 | Mitigation | 0.08575 | 30 | 0 | esc | 0.0012005 | 1.0162e-11 | 0.00060025 | 5.0808e-12 | 0.0015435 | 1.3065e-11
[35 empty] | 7.3.1.1 A summarized risk map that shows the overall ignition probability and estimated wildfire consequence along the electric lines and equipment | WLDFR | HFTD - Distribution - Tier 3 - 1QU CoRE ¦ 3QU LoRE | 2047 | 0.1722 | 0.00082291 | 0.40942 | 0 | 0.40942 | 0.00051222 | 0.25485 | 0 | 0.25485 | 0.0016854 | 0.83854 | 0 | 0.83854 | 0.0017699 | 0.88058 | 0 | 0.88058 | 0.070501 | 0.043883 | 0.14439 | 0.15163 | 0.0016854 | 0.00029022 | 0.83854 | 0.14439 | 0 | 0 | 0.83854 | 0.14439 | [11 empty] | WLDFR | HFTD - Distribution - Tier 2 - 1QU CoRE ¦ 3QU LoRE | Seismic - Non-Red Flag Warning - Catastrophic Fires | 2042 | 2.3561e-13 | 1.178e-13 | 3.0293e-13 | 24976.6418 | 511.3745 | 15898.8237 | 8566.4437 | 0 | 0 | 0 | 1.9626e-10 |  | 5.8847e-09 | 0 | 5.8847e-09 | 2.9424e-09 | 0 | 2.9424e-09 | 7.5661e-09 | 0 | 7.5661e-09 | [16 empty] | 7.3.1.3 Ignition probability mapping showing the probability of ignition along the electric lines and equipmentWLDFRAggregatedAggregated | WLDFR | HFTD - Distribution - Tier 2 - 1QU CoRE ¦ 3QU LoRE | Seismic - Red Flag Warning - Catastrophic Fires | Aggregated | Aggregated | 2040 | 8.4644e-09 | 0 | 1086.8999 | 9.1999e-06 | 2040 | Mitigation | 0.08575 | 30 | 0 | esc | 0.0012005 | 1.0162e-11 | 0.00060025 | 5.0808e-12 | 0.0015435 | 1.3065e-11
[35 empty] | 7.3.1.1 A summarized risk map that shows the overall ignition probability and estimated wildfire consequence along the electric lines and equipment | WLDFR | HFTD - Distribution - Tier 3 - 1QU CoRE ¦ 3QU LoRE | 2048 | 0.16093 | 0.00082291 | 0.42981 | 0 | 0.42981 | 0.00051222 | 0.26753 | 0 | 0.26753 | 0.0016854 | 0.88028 | 0 | 0.88028 | 0.0017699 | 0.92443 | 0 | 0.92443 | 0.069169 | 0.043054 | 0.14166 | 0.14877 | 0.0016854 | 0.00027123 | 0.88028 | 0.14166 | 0 | 0 | 0.88028 | 0.14166 | [11 empty] | WLDFR | HFTD - Distribution - Tier 2 - 1QU CoRE ¦ 3QU LoRE | Seismic - Non-Red Flag Warning - Catastrophic Fires | 2043 | 2.3561e-13 | 1.178e-13 | 3.0293e-13 | 26191.7278 | 544.1291 | 16654.7414 | 8992.8573 | 0 | 0 | 0 | 1.9626e-10 |  | 6.171e-09 | 0 | 6.171e-09 | 3.0855e-09 | 0 | 3.0855e-09 | 7.9341e-09 | 0 | 7.9341e-09 | [16 empty] | 7.3.1.3 Ignition probability mapping showing the probability of ignition along the electric lines and equipmentWLDFRAggregatedAggregated | WLDFR | HFTD - Distribution - Tier 2 - 1QU CoRE ¦ 3QU LoRE | Seismic - Red Flag Warning - Catastrophic Fires | Aggregated | Aggregated | 2041 | 8.4644e-09 | 0 | 1086.8999 | 9.1999e-06 | 2041 | Mitigation | 0.08575 | 30 | 0 | esc | 0.0012005 | 1.0162e-11 | 0.00060025 | 5.0808e-12 | 0.0015435 | 1.3065e-11
[35 empty] | 7.3.1.1 A summarized risk map that shows the overall ignition probability and estimated wildfire consequence along the electric lines and equipment | WLDFR | HFTD - Distribution - Tier 3 - 1QU CoRE ¦ 3QU LoRE | 2049 | 0.1504 | 0.00082291 | 0.42981 | 0 | 0.42981 | 0.00051222 | 0.26753 | 0 | 0.26753 | 0.0016854 | 0.88028 | 0 | 0.88028 | 0.0017699 | 0.92443 | 0 | 0.92443 | 0.064644 | 0.040238 | 0.1324 | 0.13904 | 0.0016854 | 0.00025349 | 0.88028 | 0.1324 | 0 | 0 | 0.88028 | 0.1324 | [11 empty] | WLDFR | HFTD - Distribution - Tier 2 - 1QU CoRE ¦ 3QU LoRE | Seismic - Non-Red Flag Warning - Catastrophic Fires | 2044 | 2.3561e-13 | 1.178e-13 | 3.0293e-13 | 26191.7278 | 544.1291 | 16654.7414 | 8992.8573 | 0 | 0 | 0 | 1.9626e-10 |  | 6.171e-09 | 0 | 6.171e-09 | 3.0855e-09 | 0 | 3.0855e-09 | 7.9341e-09 | 0 | 7.9341e-09 | [16 empty] | 7.3.1.3 Ignition probability mapping showing the probability of ignition along the electric lines and equipmentWLDFRAggregatedAggregated | WLDFR | HFTD - Distribution - Tier 2 - 1QU CoRE ¦ 3QU LoRE | Seismic - Red Flag Warning - Catastrophic Fires | Aggregated | Aggregated | 2042 | 8.4644e-09 | 0 | 1086.8999 | 9.1999e-06 | 2042 | Mitigation | 0.08575 | 30 | 0 | esc | 0.0012005 | 1.0162e-11 | 0.00060025 | 5.0808e-12 | 0.0015435 | 1.3065e-11
[35 empty] | 7.3.1.1 A summarized risk map that shows the overall ignition probability and estimated wildfire consequence along the electric lines and equipment | WLDFR | HFTD - Distribution - Tier 3 - 1QU CoRE ¦ 3QU LoRE | 2050 | 0.14056 | 0 | 0 | 0 | 0 | 0.00051222 | 0.26753 | 0 | 0.26753 | 0.0016854 | 0.88028 | 0 | 0.88028 | 0.0017699 | 0.92443 | 0 | 0.92443 | 0 | 0.037605 | 0.12374 | 0.12994 | 0.0016854 | 0.0002369 | 0.88028 | 0.12374 | 0 | 0 | 0.88028 | 0.12374 | [11 empty] | WLDFR | HFTD - Distribution - Tier 2 - 1QU CoRE ¦ 3QU LoRE | Seismic - Non-Red Flag Warning - Catastrophic Fires | 2045 | 2.3561e-13 | 1.178e-13 | 3.0293e-13 | 26191.7278 | 544.1291 | 16654.7414 | 8992.8573 | 0 | 0 | 0 | 1.9626e-10 |  | 6.171e-09 | 0 | 6.171e-09 | 3.0855e-09 | 0 | 3.0855e-09 | 7.9341e-09 | 0 | 7.9341e-09 | [16 empty] | 7.3.1.3 Ignition probability mapping showing the probability of ignition along the electric lines and equipmentWLDFRAggregatedAggregated | WLDFR | HFTD - Distribution - Tier 2 - 1QU CoRE ¦ 3QU LoRE | Seismic - Red Flag Warning - Catastrophic Fires | Aggregated | Aggregated | 2043 | 8.4644e-09 | 0 | 1086.8999 | 9.1999e-06 | 2043 | Mitigation | 0.08575 | 30 | 0 | esc | 0.0012005 | 1.0162e-11 | 0.00060025 | 5.0808e-12 | 0.0015435 | 1.3065e-11
[35 empty] | 7.3.1.1 A summarized risk map that shows the overall ignition probability and estimated wildfire consequence along the electric lines and equipment | WLDFR | HFTD - Distribution - Tier 3 - 1QU CoRE ¦ 3QU LoRE | 2051 | 0.13137 | 0 | 0 | 0 | 0 | 0 | 0 | 0 | 0 | 0.0016854 | 0.88028 | 0 | 0.88028 | 0.0017699 | 0.92443 | 0 | 0.92443 | 0 | 0 | 0.11564 | 0.12144 | 0.0016854 | 0.00022141 | 0.88028 | 0.11564 | 0 | 0 | 0.88028 | 0.11564 | [11 empty] | WLDFR | HFTD - Distribution - Tier 2 - 1QU CoRE ¦ 3QU LoRE | Seismic - Non-Red Flag Warning - Catastrophic Fires | 2046 | 2.3561e-13 | 1.178e-13 | 3.0293e-13 | 26191.7278 | 544.1291 | 16654.7414 | 8992.8573 | 0 | 0 | 0 | 1.9626e-10 |  | 6.171e-09 | 0 | 6.171e-09 | 3.0855e-09 | 0 | 3.0855e-09 | 7.9341e-09 | 0 | 7.9341e-09 | [16 empty] | 7.3.1.3 Ignition probability mapping showing the probability of ignition along the electric lines and equipmentWLDFRAggregatedAggregated | WLDFR | HFTD - Distribution - Tier 2 - 1QU CoRE ¦ 3QU LoRE | Seismic - Red Flag Warning - Catastrophic Fires | Aggregated | Aggregated | 2044 | 8.4644e-09 | 0 | 1086.8999 | 9.1999e-06 | 2044 | Mitigation | 0.08575 | 30 | 0 | esc | 0.0012005 | 1.0162e-11 | 0.00060025 | 5.0808e-12 | 0.0015435 | 1.3065e-11
[35 empty] | 7.3.1.1 A summarized risk map that shows the overall ignition probability and estimated wildfire consequence along the electric lines and equipment | WLDFR | HFTD - Distribution - Tier 3 - 1QU CoRE ¦ 3QU LoRE | 2052 | 0.12277 | 0 | 0 | 0 | 0 | 0 | 0 | 0 | 0 | 0 | 0 | 0 | 0 | 0.0017699 | 0.92443 | 0 | 0.92443 | 0 | 0 | 0 | 0.11349 | 0 | 0 | 0 | 0 | 0 | 0 | 0 | 0 | [11 empty] | WLDFR | HFTD - Distribution - Tier 2 - 1QU CoRE ¦ 3QU LoRE | Seismic - Non-Red Flag Warning - Catastrophic Fires | 2047 | 2.3561e-13 | 1.178e-13 | 3.0293e-13 | 26191.7278 | 544.1291 | 16654.7414 | 8992.8573 | 0 | 0 | 0 | 1.9626e-10 |  | 6.171e-09 | 0 | 6.171e-09 | 3.0855e-09 | 0 | 3.0855e-09 | 7.9341e-09 | 0 | 7.9341e-09 | [16 empty] | 7.3.1.3 Ignition probability mapping showing the probability of ignition along the electric lines and equipmentWLDFRAggregatedAggregated | WLDFR | HFTD - Distribution - Tier 2 - 1QU CoRE ¦ 3QU LoRE | Seismic - Red Flag Warning - Catastrophic Fires | Aggregated | Aggregated | 2045 | 8.4644e-09 | 0 | 1086.8999 | 9.1999e-06 | 2045 | Mitigation | 0.08575 | 30 | 0 | esc | 0.0012005 | 1.0162e-11 | 0.00060025 | 5.0808e-12 | 0.0015435 | 1.3065e-11
[35 empty] | 7.3.1.1 A summarized risk map that shows the overall ignition probability and estimated wildfire consequence along the electric lines and equipment | WLDFR | HFTD - Distribution - Tier 3 - 1QU CoRE ¦ 4QU LoRE | 2020 | 1 | 0.0017797 | 0.79043 | 0 | 0.79043 | 0 | 0 | 0 | 0 | 0 | 0 | 0 | 0 | 0 | 0 | 0 | 0 | 0.79043 | 0 | 0 | 0 | 0 | 0 | 0 | 0 | 0 | 0 | 0 | 0 | [11 empty] | WLDFR | HFTD - Distribution - Tier 2 - 1QU CoRE ¦ 3QU LoRE | Seismic - Non-Red Flag Warning - Catastrophic Fires | 2048 | 2.3561e-13 | 1.178e-13 | 3.0293e-13 | 27464.7227 | 578.8407 | 17445.538 | 9440.3441 | 0 | 0 | 0 | 1.9626e-10 |  | 6.4709e-09 | 0 | 6.4709e-09 | 3.2355e-09 | 0 | 3.2355e-09 | 8.3198e-09 | 0 | 8.3198e-09 | [16 empty] | 7.3.1.3 Ignition probability mapping showing the probability of ignition along the electric lines and equipmentWLDFRAggregatedAggregated | WLDFR | HFTD - Distribution - Tier 2 - 1QU CoRE ¦ 3QU LoRE | Seismic - Red Flag Warning - Catastrophic Fires | Aggregated | Aggregated | 2046 | 8.4644e-09 | 0 | 1086.8999 | 9.1999e-06 | 2046 | Mitigation | 0.08575 | 30 | 0 | esc | 0.0012005 | 1.0162e-11 | 0.00060025 | 5.0808e-12 | 0.0015435 | 1.3065e-11
[35 empty] | 7.3.1.1 A summarized risk map that shows the overall ignition probability and estimated wildfire consequence along the electric lines and equipment | WLDFR | HFTD - Distribution - Tier 3 - 1QU CoRE ¦ 4QU LoRE | 2021 | 1 | 0.0017797 | 0.79043 | 0 | 0.79043 | 0.0011078 | 0.492 | 0 | 0.492 | 0 | 0 | 0 | 0 | 0 | 0 | 0 | 0 | 0.79043 | 0.492 | 0 | 0 | 0 | 0 | 0 | 0 | 0 | 0 | 0 | 0 | [11 empty] | WLDFR | HFTD - Distribution - Tier 2 - 1QU CoRE ¦ 3QU LoRE | Seismic - Non-Red Flag Warning - Catastrophic Fires | 2049 | 2.3561e-13 | 1.178e-13 | 3.0293e-13 | 27464.7227 | 578.8407 | 17445.538 | 9440.3441 | 0 | 0 | 0 | 1.9626e-10 |  | 6.4709e-09 | 0 | 6.4709e-09 | 3.2355e-09 | 0 | 3.2355e-09 | 8.3198e-09 | 0 | 8.3198e-09 | [16 empty] | 7.3.1.3 Ignition probability mapping showing the probability of ignition along the electric lines and equipmentWLDFRAggregatedAggregated | WLDFR | HFTD - Distribution - Tier 2 - 1QU CoRE ¦ 3QU LoRE | Seismic - Red Flag Warning - Catastrophic Fires | Aggregated | Aggregated | 2047 | 8.4644e-09 | 0 | 1086.8999 | 9.1999e-06 | 2047 | Mitigation | 0.08575 | 30 | 0 | esc | 0.0012005 | 1.0162e-11 | 0.00060025 | 5.0808e-12 | 0.0015435 | 1.3065e-11
[35 empty] | 7.3.1.1 A summarized risk map that shows the overall ignition probability and estimated wildfire consequence along the electric lines and equipment | WLDFR | HFTD - Distribution - Tier 3 - 1QU CoRE ¦ 4QU LoRE | 2022 | 0.93458 | 0.0017784 | 0.7942 | 0 | 0.7942 | 0.001107 | 0.49435 | 0 | 0.49435 | 0.0023462 | 1.0478 | 0 | 1.0478 | 0 | 0 | 0 | 0 | 0.74224 | 0.46201 | 0.97921 | 0 | 0.0023462 | 0.0021927 | 1.0478 | 0.97921 | 0 | 0 | 1.0478 | 0.97921 | [11 empty] | WLDFR | HFTD - Distribution - Tier 2 - 1QU CoRE ¦ 3QU LoRE | Seismic - Non-Red Flag Warning - Catastrophic Fires | 2050 | 0 | 1.178e-13 | 3.0293e-13 | 27464.7227 | 578.8407 | 17445.538 | 9440.3441 | 0 | 0 | 0 | 1.9626e-10 |  | 0 | 0 | 0 | 3.2355e-09 | 0 | 3.2355e-09 | 8.3198e-09 | 0 | 8.3198e-09 | [16 empty] | 7.3.1.3 Ignition probability mapping showing the probability of ignition along the electric lines and equipmentWLDFRAggregatedAggregated | WLDFR | HFTD - Distribution - Tier 2 - 1QU CoRE ¦ 3QU LoRE | Seismic - Red Flag Warning - Catastrophic Fires | Aggregated | Aggregated | 2048 | 8.4644e-09 | 0 | 1086.8999 | 9.1999e-06 | 2048 | Mitigation | 0.08575 | 30 | 0 | esc | 0.0012005 | 1.0162e-11 | 0.00060025 | 5.0808e-12 | 0.0015435 | 1.3065e-11
[35 empty] | 7.3.1.1 A summarized risk map that shows the overall ignition probability and estimated wildfire consequence along the electric lines and equipment | WLDFR | HFTD - Distribution - Tier 3 - 1QU CoRE ¦ 4QU LoRE | 2023 | 0.87344 | 0.0017784 | 0.8233 | 0 | 0.8233 | 0.001107 | 0.51247 | 0 | 0.51247 | 0.0023462 | 1.0861 | 0 | 1.0861 | 0.0024639 | 1.1406 | 0 | 1.1406 | 0.7191 | 0.44761 | 0.94868 | 0.99625 | 0.0023462 | 0.0020493 | 1.0861 | 0.94868 | 0 | 0 | 1.0861 | 0.94868 | [11 empty] | WLDFR | HFTD - Distribution - Tier 2 - 1QU CoRE ¦ 3QU LoRE | Seismic - Non-Red Flag Warning - Catastrophic Fires | 2051 | 0 | 0 | 3.0293e-13 | 27464.7227 | 578.8407 | 17445.538 | 9440.3441 | 0 | 0 | 0 | 1.9626e-10 |  | 0 | 0 | 0 | 0 | 0 | 0 | 8.3198e-09 | 0 | 8.3198e-09 | [16 empty] | 7.3.1.3 Ignition probability mapping showing the probability of ignition along the electric lines and equipmentWLDFRAggregatedAggregated | WLDFR | HFTD - Distribution - Tier 2 - 1QU CoRE ¦ 3QU LoRE | Seismic - Red Flag Warning - Catastrophic Fires | Aggregated | Aggregated | 2049 | 8.4644e-09 | 0 | 1086.8999 | 9.1999e-06 | 2049 | Mitigation | 0.08575 | 30 | 0 | esc | 0.0012005 | 1.0162e-11 | 0.00060025 | 5.0808e-12 | 0.0015435 | 1.3065e-11
[35 empty] | 7.3.1.1 A summarized risk map that shows the overall ignition probability and estimated wildfire consequence along the electric lines and equipment | WLDFR | HFTD - Distribution - Tier 3 - 1QU CoRE ¦ 4QU LoRE | 2024 | 0.8163 | 0.0017784 | 0.8233 | 0 | 0.8233 | 0.001107 | 0.51247 | 0 | 0.51247 | 0.0023462 | 1.0861 | 0 | 1.0861 | 0.0024639 | 1.1406 | 0 | 1.1406 | 0.67206 | 0.41832 | 0.88662 | 0.93108 | 0.0023462 | 0.0019152 | 1.0861 | 0.88662 | 0 | 0 | 1.0861 | 0.88662 | [11 empty] | WLDFR | HFTD - Distribution - Tier 2 - 1QU CoRE ¦ 3QU LoRE | Seismic - Red Flag Warning - Catastrophic Fires | 2020 | 1.0162e-11 | 0 | 0 | 21083.8428 | 409.2237 | 13469.0878 | 7205.5313 | 0 | 0 | 0 | 8.4644e-09 |  | 2.1424e-07 | 0 | 2.1424e-07 | 0 | 0 | 0 | 0 | 0 | 0 | [16 empty] | 7.3.1.3 Ignition probability mapping showing the probability of ignition along the electric lines and equipmentWLDFRAggregatedAggregated | WLDFR | HFTD - Distribution - Tier 2 - 1QU CoRE ¦ 3QU LoRE | Seismic - Red Flag Warning - Catastrophic Fires | Aggregated | Aggregated | 2050 | 8.4644e-09 | 0 | 1086.8999 | 9.1999e-06 | 2050 | Mitigation | 0.08575 | 30 | 0 | esc | 0 | 0 | 0.00060025 | 5.0808e-12 | 0.0015435 | 1.3065e-11
[35 empty] | 7.3.1.1 A summarized risk map that shows the overall ignition probability and estimated wildfire consequence along the electric lines and equipment | WLDFR | HFTD - Distribution - Tier 3 - 1QU CoRE ¦ 4QU LoRE | 2025 | 0.7629 | 0.0017784 | 0.8233 | 0 | 0.8233 | 0.001107 | 0.51247 | 0 | 0.51247 | 0.0023462 | 1.0861 | 0 | 1.0861 | 0.0024639 | 1.1406 | 0 | 1.1406 | 0.62809 | 0.39096 | 0.82861 | 0.87016 | 0.0023462 | 0.0017899 | 1.0861 | 0.82861 | 0 | 0 | 1.0861 | 0.82861 | [11 empty] | WLDFR | HFTD - Distribution - Tier 2 - 1QU CoRE ¦ 3QU LoRE | Seismic - Red Flag Warning - Catastrophic Fires | 2021 | 1.0162e-11 | 5.0808e-12 | 0 | 21083.8428 | 409.2237 | 13469.0878 | 7205.5313 | 0 | 0 | 0 | 8.4644e-09 |  | 2.1424e-07 | 0 | 2.1424e-07 | 1.0712e-07 | 0 | 1.0712e-07 | 0 | 0 | 0 | [16 empty] | 7.3.1.3 Ignition probability mapping showing the probability of ignition along the electric lines and equipmentWLDFRAggregatedAggregated | WLDFR | HFTD - Distribution - Tier 2 - 1QU CoRE ¦ 3QU LoRE | Seismic - Red Flag Warning - Catastrophic Fires | Aggregated | Aggregated | 2051 | 8.4644e-09 | 0 | 1086.8999 | 9.1999e-06 | 2051 | Mitigation | 0.08575 | 30 | 0 | esc | 0 | 0 | 0 | 0 | 0.0015435 | 1.3065e-11
[35 empty] | 7.3.1.1 A summarized risk map that shows the overall ignition probability and estimated wildfire consequence along the electric lines and equipment | WLDFR | HFTD - Distribution - Tier 3 - 1QU CoRE ¦ 4QU LoRE | 2026 | 0.71299 | 0.0017784 | 0.8233 | 0 | 0.8233 | 0.001107 | 0.51247 | 0 | 0.51247 | 0.0023462 | 1.0861 | 0 | 1.0861 | 0.0024639 | 1.1406 | 0 | 1.1406 | 0.587 | 0.36538 | 0.77441 | 0.81324 | 0.0023462 | 0.0016728 | 1.0861 | 0.77441 | 0 | 0 | 1.0861 | 0.77441 | [11 empty] | WLDFR | HFTD - Distribution - Tier 2 - 1QU CoRE ¦ 3QU LoRE | Seismic - Red Flag Warning - Catastrophic Fires | 2022 | 1.0162e-11 | 5.0808e-12 | 1.3065e-11 | 21083.8428 | 409.2237 | 13469.0878 | 7205.5313 | 0 | 0 | 0 | 8.4644e-09 |  | 2.1424e-07 | 0 | 2.1424e-07 | 1.0712e-07 | 0 | 1.0712e-07 | 2.7546e-07 | 0 | 2.7546e-07 | [16 empty] | 7.3.1.3 Ignition probability mapping showing the probability of ignition along the electric lines and equipmentWLDFRAggregatedAggregated | WLDFR | HFTD - Distribution - Tier 2 - 1QU CoRE ¦ 4QU LoRE | Non-Red Flag Warning - Catastrophic Fires | Aggregated | Aggregated | 2021 | 9.3357e-06 | 0 | 1434.2134 | 0.013389 | 2021 | Mitigation | 0.08575 | 30 | 0 | esc | 0.0012005 | 1.1208e-08 | 0.00060025 | 5.6038e-09 | 0 | 0
[35 empty] | 7.3.1.1 A summarized risk map that shows the overall ignition probability and estimated wildfire consequence along the electric lines and equipment | WLDFR | HFTD - Distribution - Tier 3 - 1QU CoRE ¦ 4QU LoRE | 2027 | 0.66634 | 0.0017784 | 0.8233 | 0 | 0.8233 | 0.001107 | 0.51247 | 0 | 0.51247 | 0.0023462 | 1.0861 | 0 | 1.0861 | 0.0024639 | 1.1406 | 0 | 1.1406 | 0.5486 | 0.34148 | 0.72374 | 0.76004 | 0.0023462 | 0.0015634 | 1.0861 | 0.72374 | 0 | 0 | 1.0861 | 0.72374 | [11 empty] | WLDFR | HFTD - Distribution - Tier 2 - 1QU CoRE ¦ 3QU LoRE | Seismic - Red Flag Warning - Catastrophic Fires | 2023 | 1.0162e-11 | 5.0808e-12 | 1.3065e-11 | 21835.9781 | 428.6023 | 13939.561 | 7467.8148 | 0 | 0 | 0 | 8.4644e-09 |  | 2.2189e-07 | 0 | 2.2189e-07 | 1.1094e-07 | 0 | 1.1094e-07 | 2.8528e-07 | 0 | 2.8528e-07 | [16 empty] | 7.3.1.3 Ignition probability mapping showing the probability of ignition along the electric lines and equipmentWLDFRAggregatedAggregated | WLDFR | HFTD - Distribution - Tier 2 - 1QU CoRE ¦ 4QU LoRE | Non-Red Flag Warning - Catastrophic Fires | Aggregated | Aggregated | 2022 | 9.3357e-06 | 0 | 1434.2134 | 0.013389 | 2022 | Mitigation | 0.08575 | 30 | 0 | esc | 0.0012005 | 1.1208e-08 | 0.00060025 | 5.6038e-09 | 0.0015435 | 1.441e-08
[35 empty] | 7.3.1.1 A summarized risk map that shows the overall ignition probability and estimated wildfire consequence along the electric lines and equipment | WLDFR | HFTD - Distribution - Tier 3 - 1QU CoRE ¦ 4QU LoRE | 2028 | 0.62275 | 0.0017784 | 0.85997 | 0 | 0.85997 | 0.001107 | 0.53529 | 0 | 0.53529 | 0.0023462 | 1.1345 | 0 | 1.1345 | 0.0024639 | 1.1914 | 0 | 1.1914 | 0.53554 | 0.33335 | 0.70652 | 0.74195 | 0.0023462 | 0.0014611 | 1.1345 | 0.70652 | 0 | 0 | 1.1345 | 0.70652 | [11 empty] | WLDFR | HFTD - Distribution - Tier 2 - 1QU CoRE ¦ 3QU LoRE | Seismic - Red Flag Warning - Catastrophic Fires | 2024 | 1.0162e-11 | 5.0808e-12 | 1.3065e-11 | 21835.9781 | 428.6023 | 13939.561 | 7467.8148 | 0 | 0 | 0 | 8.4644e-09 |  | 2.2189e-07 | 0 | 2.2189e-07 | 1.1094e-07 | 0 | 1.1094e-07 | 2.8528e-07 | 0 | 2.8528e-07 | [16 empty] | 7.3.1.3 Ignition probability mapping showing the probability of ignition along the electric lines and equipmentWLDFRAggregatedAggregated | WLDFR | HFTD - Distribution - Tier 2 - 1QU CoRE ¦ 4QU LoRE | Non-Red Flag Warning - Catastrophic Fires | Aggregated | Aggregated | 2023 | 9.3357e-06 | 0 | 1434.2134 | 0.013389 | 2023 | Mitigation | 0.08575 | 30 | 0 | esc | 0.0012005 | 1.1208e-08 | 0.00060025 | 5.6038e-09 | 0.0015435 | 1.441e-08
[35 empty] | 7.3.1.1 A summarized risk map that shows the overall ignition probability and estimated wildfire consequence along the electric lines and equipment | WLDFR | HFTD - Distribution - Tier 3 - 1QU CoRE ¦ 4QU LoRE | 2029 | 0.58201 | 0.0017784 | 0.85997 | 0 | 0.85997 | 0.001107 | 0.53529 | 0 | 0.53529 | 0.0023462 | 1.1345 | 0 | 1.1345 | 0.0024639 | 1.1914 | 0 | 1.1914 | 0.50051 | 0.31154 | 0.6603 | 0.69341 | 0.0023462 | 0.0013655 | 1.1345 | 0.6603 | 0 | 0 | 1.1345 | 0.6603 | [11 empty] | WLDFR | HFTD - Distribution - Tier 2 - 1QU CoRE ¦ 3QU LoRE | Seismic - Red Flag Warning - Catastrophic Fires | 2025 | 1.0162e-11 | 5.0808e-12 | 1.3065e-11 | 21835.9781 | 428.6023 | 13939.561 | 7467.8148 | 0 | 0 | 0 | 8.4644e-09 |  | 2.2189e-07 | 0 | 2.2189e-07 | 1.1094e-07 | 0 | 1.1094e-07 | 2.8528e-07 | 0 | 2.8528e-07 | [16 empty] | 7.3.1.3 Ignition probability mapping showing the probability of ignition along the electric lines and equipmentWLDFRAggregatedAggregated | WLDFR | HFTD - Distribution - Tier 2 - 1QU CoRE ¦ 4QU LoRE | Non-Red Flag Warning - Catastrophic Fires | Aggregated | Aggregated | 2024 | 9.3357e-06 | 0 | 1434.2134 | 0.013389 | 2024 | Mitigation | 0.08575 | 30 | 0 | esc | 0.0012005 | 1.1208e-08 | 0.00060025 | 5.6038e-09 | 0.0015435 | 1.441e-08
[35 empty] | 7.3.1.1 A summarized risk map that shows the overall ignition probability and estimated wildfire consequence along the electric lines and equipment | WLDFR | HFTD - Distribution - Tier 3 - 1QU CoRE ¦ 4QU LoRE | 2030 | 0.54393 | 0.0017784 | 0.85997 | 0 | 0.85997 | 0.001107 | 0.53529 | 0 | 0.53529 | 0.0023462 | 1.1345 | 0 | 1.1345 | 0.0024639 | 1.1914 | 0 | 1.1914 | 0.46777 | 0.29116 | 0.6171 | 0.64805 | 0.0023462 | 0.0012762 | 1.1345 | 0.6171 | 0 | 0 | 1.1345 | 0.6171 | [11 empty] | WLDFR | HFTD - Distribution - Tier 2 - 1QU CoRE ¦ 3QU LoRE | Seismic - Red Flag Warning - Catastrophic Fires | 2026 | 1.0162e-11 | 5.0808e-12 | 1.3065e-11 | 21835.9781 | 428.6023 | 13939.561 | 7467.8148 | 0 | 0 | 0 | 8.4644e-09 |  | 2.2189e-07 | 0 | 2.2189e-07 | 1.1094e-07 | 0 | 1.1094e-07 | 2.8528e-07 | 0 | 2.8528e-07 | [16 empty] | 7.3.1.3 Ignition probability mapping showing the probability of ignition along the electric lines and equipmentWLDFRAggregatedAggregated | WLDFR | HFTD - Distribution - Tier 2 - 1QU CoRE ¦ 4QU LoRE | Non-Red Flag Warning - Catastrophic Fires | Aggregated | Aggregated | 2025 | 9.3357e-06 | 0 | 1434.2134 | 0.013389 | 2025 | Mitigation | 0.08575 | 30 | 0 | esc | 0.0012005 | 1.1208e-08 | 0.00060025 | 5.6038e-09 | 0.0015435 | 1.441e-08
[35 empty] | 7.3.1.1 A summarized risk map that shows the overall ignition probability and estimated wildfire consequence along the electric lines and equipment | WLDFR | HFTD - Distribution - Tier 3 - 1QU CoRE ¦ 4QU LoRE | 2031 | 0.50835 | 0.0017784 | 0.85997 | 0 | 0.85997 | 0.001107 | 0.53529 | 0 | 0.53529 | 0.0023462 | 1.1345 | 0 | 1.1345 | 0.0024639 | 1.1914 | 0 | 1.1914 | 0.43716 | 0.27211 | 0.57673 | 0.60565 | 0.0023462 | 0.0011927 | 1.1345 | 0.57673 | 0 | 0 | 1.1345 | 0.57673 | [11 empty] | WLDFR | HFTD - Distribution - Tier 2 - 1QU CoRE ¦ 3QU LoRE | Seismic - Red Flag Warning - Catastrophic Fires | 2027 | 1.0162e-11 | 5.0808e-12 | 1.3065e-11 | 21835.9781 | 428.6023 | 13939.561 | 7467.8148 | 0 | 0 | 0 | 8.4644e-09 |  | 2.2189e-07 | 0 | 2.2189e-07 | 1.1094e-07 | 0 | 1.1094e-07 | 2.8528e-07 | 0 | 2.8528e-07 | [16 empty] | 7.3.1.3 Ignition probability mapping showing the probability of ignition along the electric lines and equipmentWLDFRAggregatedAggregated | WLDFR | HFTD - Distribution - Tier 2 - 1QU CoRE ¦ 4QU LoRE | Non-Red Flag Warning - Catastrophic Fires | Aggregated | Aggregated | 2026 | 9.3357e-06 | 0 | 1434.2134 | 0.013389 | 2026 | Mitigation | 0.08575 | 30 | 0 | esc | 0.0012005 | 1.1208e-08 | 0.00060025 | 5.6038e-09 | 0.0015435 | 1.441e-08
[35 empty] | 7.3.1.1 A summarized risk map that shows the overall ignition probability and estimated wildfire consequence along the electric lines and equipment | WLDFR | HFTD - Distribution - Tier 3 - 1QU CoRE ¦ 4QU LoRE | 2032 | 0.47509 | 0.0017784 | 0.85997 | 0 | 0.85997 | 0.001107 | 0.53529 | 0 | 0.53529 | 0.0023462 | 1.1345 | 0 | 1.1345 | 0.0024639 | 1.1914 | 0 | 1.1914 | 0.40856 | 0.25431 | 0.539 | 0.56603 | 0.0023462 | 0.0011147 | 1.1345 | 0.539 | 0 | 0 | 1.1345 | 0.539 | [11 empty] | WLDFR | HFTD - Distribution - Tier 2 - 1QU CoRE ¦ 3QU LoRE | Seismic - Red Flag Warning - Catastrophic Fires | 2028 | 1.0162e-11 | 5.0808e-12 | 1.3065e-11 | 22783.187 | 453.261 | 14531.3357 | 7798.5904 | 0 | 0 | 0 | 8.4644e-09 |  | 2.3151e-07 | 0 | 2.3151e-07 | 1.1576e-07 | 0 | 1.1576e-07 | 2.9766e-07 | 0 | 2.9766e-07 | [16 empty] | 7.3.1.3 Ignition probability mapping showing the probability of ignition along the electric lines and equipmentWLDFRAggregatedAggregated | WLDFR | HFTD - Distribution - Tier 2 - 1QU CoRE ¦ 4QU LoRE | Non-Red Flag Warning - Catastrophic Fires | Aggregated | Aggregated | 2027 | 9.3357e-06 | 0 | 1434.2134 | 0.013389 | 2027 | Mitigation | 0.08575 | 30 | 0 | esc | 0.0012005 | 1.1208e-08 | 0.00060025 | 5.6038e-09 | 0.0015435 | 1.441e-08
[35 empty] | 7.3.1.1 A summarized risk map that shows the overall ignition probability and estimated wildfire consequence along the electric lines and equipment | WLDFR | HFTD - Distribution - Tier 3 - 1QU CoRE ¦ 4QU LoRE | 2033 | 0.44401 | 0.0017784 | 0.90072 | 0 | 0.90072 | 0.001107 | 0.56066 | 0 | 0.56066 | 0.0023462 | 1.1883 | 0 | 1.1883 | 0.0024639 | 1.2479 | 0 | 1.2479 | 0.39993 | 0.24894 | 0.52761 | 0.55407 | 0.0023462 | 0.0010417 | 1.1883 | 0.52761 | 0 | 0 | 1.1883 | 0.52761 | [11 empty] | WLDFR | HFTD - Distribution - Tier 2 - 1QU CoRE ¦ 3QU LoRE | Seismic - Red Flag Warning - Catastrophic Fires | 2029 | 1.0162e-11 | 5.0808e-12 | 1.3065e-11 | 22783.187 | 453.261 | 14531.3357 | 7798.5904 | 0 | 0 | 0 | 8.4644e-09 |  | 2.3151e-07 | 0 | 2.3151e-07 | 1.1576e-07 | 0 | 1.1576e-07 | 2.9766e-07 | 0 | 2.9766e-07 | [16 empty] | 7.3.1.3 Ignition probability mapping showing the probability of ignition along the electric lines and equipmentWLDFRAggregatedAggregated | WLDFR | HFTD - Distribution - Tier 2 - 1QU CoRE ¦ 4QU LoRE | Non-Red Flag Warning - Catastrophic Fires | Aggregated | Aggregated | 2028 | 9.3357e-06 | 0 | 1434.2134 | 0.013389 | 2028 | Mitigation | 0.08575 | 30 | 0 | esc | 0.0012005 | 1.1208e-08 | 0.00060025 | 5.6038e-09 | 0.0015435 | 1.441e-08
[35 empty] | 7.3.1.1 A summarized risk map that shows the overall ignition probability and estimated wildfire consequence along the electric lines and equipment | WLDFR | HFTD - Distribution - Tier 3 - 1QU CoRE ¦ 4QU LoRE | 2034 | 0.41496 | 0.0017784 | 0.90072 | 0 | 0.90072 | 0.001107 | 0.56066 | 0 | 0.56066 | 0.0023462 | 1.1883 | 0 | 1.1883 | 0.0024639 | 1.2479 | 0 | 1.2479 | 0.37377 | 0.23265 | 0.49309 | 0.51782 | 0.0023462 | 0.00097359 | 1.1883 | 0.49309 | 0 | 0 | 1.1883 | 0.49309 | [11 empty] | WLDFR | HFTD - Distribution - Tier 2 - 1QU CoRE ¦ 3QU LoRE | Seismic - Red Flag Warning - Catastrophic Fires | 2030 | 1.0162e-11 | 5.0808e-12 | 1.3065e-11 | 22783.187 | 453.261 | 14531.3357 | 7798.5904 | 0 | 0 | 0 | 8.4644e-09 |  | 2.3151e-07 | 0 | 2.3151e-07 | 1.1576e-07 | 0 | 1.1576e-07 | 2.9766e-07 | 0 | 2.9766e-07 | [16 empty] | 7.3.1.3 Ignition probability mapping showing the probability of ignition along the electric lines and equipmentWLDFRAggregatedAggregated | WLDFR | HFTD - Distribution - Tier 2 - 1QU CoRE ¦ 4QU LoRE | Non-Red Flag Warning - Catastrophic Fires | Aggregated | Aggregated | 2029 | 9.3357e-06 | 0 | 1434.2134 | 0.013389 | 2029 | Mitigation | 0.08575 | 30 | 0 | esc | 0.0012005 | 1.1208e-08 | 0.00060025 | 5.6038e-09 | 0.0015435 | 1.441e-08
[35 empty] | 7.3.1.1 A summarized risk map that shows the overall ignition probability and estimated wildfire consequence along the electric lines and equipment | WLDFR | HFTD - Distribution - Tier 3 - 1QU CoRE ¦ 4QU LoRE | 2035 | 0.38782 | 0.0017784 | 0.90072 | 0 | 0.90072 | 0.001107 | 0.56066 | 0 | 0.56066 | 0.0023462 | 1.1883 | 0 | 1.1883 | 0.0024639 | 1.2479 | 0 | 1.2479 | 0.34931 | 0.21743 | 0.46084 | 0.48394 | 0.0023462 | 0.0009099 | 1.1883 | 0.46084 | 0 | 0 | 1.1883 | 0.46084 | [11 empty] | WLDFR | HFTD - Distribution - Tier 2 - 1QU CoRE ¦ 3QU LoRE | Seismic - Red Flag Warning - Catastrophic Fires | 2031 | 1.0162e-11 | 5.0808e-12 | 1.3065e-11 | 22783.187 | 453.261 | 14531.3357 | 7798.5904 | 0 | 0 | 0 | 8.4644e-09 |  | 2.3151e-07 | 0 | 2.3151e-07 | 1.1576e-07 | 0 | 1.1576e-07 | 2.9766e-07 | 0 | 2.9766e-07 | [16 empty] | 7.3.1.3 Ignition probability mapping showing the probability of ignition along the electric lines and equipmentWLDFRAggregatedAggregated | WLDFR | HFTD - Distribution - Tier 2 - 1QU CoRE ¦ 4QU LoRE | Non-Red Flag Warning - Catastrophic Fires | Aggregated | Aggregated | 2030 | 9.3357e-06 | 0 | 1434.2134 | 0.013389 | 2030 | Mitigation | 0.08575 | 30 | 0 | esc | 0.0012005 | 1.1208e-08 | 0.00060025 | 5.6038e-09 | 0.0015435 | 1.441e-08
[35 empty] | 7.3.1.1 A summarized risk map that shows the overall ignition probability and estimated wildfire consequence along the electric lines and equipment | WLDFR | HFTD - Distribution - Tier 3 - 1QU CoRE ¦ 4QU LoRE | 2036 | 0.36245 | 0.0017784 | 0.90072 | 0 | 0.90072 | 0.001107 | 0.56066 | 0 | 0.56066 | 0.0023462 | 1.1883 | 0 | 1.1883 | 0.0024639 | 1.2479 | 0 | 1.2479 | 0.32646 | 0.20321 | 0.43069 | 0.45228 | 0.0023462 | 0.00085037 | 1.1883 | 0.43069 | 0 | 0 | 1.1883 | 0.43069 | [11 empty] | WLDFR | HFTD - Distribution - Tier 2 - 1QU CoRE ¦ 3QU LoRE | Seismic - Red Flag Warning - Catastrophic Fires | 2032 | 1.0162e-11 | 5.0808e-12 | 1.3065e-11 | 22783.187 | 453.261 | 14531.3357 | 7798.5904 | 0 | 0 | 0 | 8.4644e-09 |  | 2.3151e-07 | 0 | 2.3151e-07 | 1.1576e-07 | 0 | 1.1576e-07 | 2.9766e-07 | 0 | 2.9766e-07 | [16 empty] | 7.3.1.3 Ignition probability mapping showing the probability of ignition along the electric lines and equipmentWLDFRAggregatedAggregated | WLDFR | HFTD - Distribution - Tier 2 - 1QU CoRE ¦ 4QU LoRE | Non-Red Flag Warning - Catastrophic Fires | Aggregated | Aggregated | 2031 | 9.3357e-06 | 0 | 1434.2134 | 0.013389 | 2031 | Mitigation | 0.08575 | 30 | 0 | esc | 0.0012005 | 1.1208e-08 | 0.00060025 | 5.6038e-09 | 0.0015435 | 1.441e-08
[35 empty] | 7.3.1.1 A summarized risk map that shows the overall ignition probability and estimated wildfire consequence along the electric lines and equipment | WLDFR | HFTD - Distribution - Tier 3 - 1QU CoRE ¦ 4QU LoRE | 2037 | 0.33873 | 0.0017784 | 0.90072 | 0 | 0.90072 | 0.001107 | 0.56066 | 0 | 0.56066 | 0.0023462 | 1.1883 | 0 | 1.1883 | 0.0024639 | 1.2479 | 0 | 1.2479 | 0.3051 | 0.18991 | 0.40251 | 0.42269 | 0.0023462 | 0.00079474 | 1.1883 | 0.40251 | 0 | 0 | 1.1883 | 0.40251 | [11 empty] | WLDFR | HFTD - Distribution - Tier 2 - 1QU CoRE ¦ 3QU LoRE | Seismic - Red Flag Warning - Catastrophic Fires | 2033 | 1.0162e-11 | 5.0808e-12 | 1.3065e-11 | 23835.2641 | 480.9649 | 15187.7294 | 8166.5698 | 0 | 0 | 0 | 8.4644e-09 |  | 2.422e-07 | 0 | 2.422e-07 | 1.211e-07 | 0 | 1.211e-07 | 3.114e-07 | 0 | 3.114e-07 | [16 empty] | 7.3.1.3 Ignition probability mapping showing the probability of ignition along the electric lines and equipmentWLDFRAggregatedAggregated | WLDFR | HFTD - Distribution - Tier 2 - 1QU CoRE ¦ 4QU LoRE | Non-Red Flag Warning - Catastrophic Fires | Aggregated | Aggregated | 2032 | 9.3357e-06 | 0 | 1434.2134 | 0.013389 | 2032 | Mitigation | 0.08575 | 30 | 0 | esc | 0.0012005 | 1.1208e-08 | 0.00060025 | 5.6038e-09 | 0.0015435 | 1.441e-08
[35 empty] | 7.3.1.1 A summarized risk map that shows the overall ignition probability and estimated wildfire consequence along the electric lines and equipment | WLDFR | HFTD - Distribution - Tier 3 - 1QU CoRE ¦ 4QU LoRE | 2038 | 0.31657 | 0.0017784 | 0.94495 | 0 | 0.94495 | 0.001107 | 0.58819 | 0 | 0.58819 | 0.0023462 | 1.2466 | 0 | 1.2466 | 0.0024639 | 1.3091 | 0 | 1.3091 | 0.29915 | 0.18621 | 0.39465 | 0.41444 | 0.0023462 | 0.00074275 | 1.2466 | 0.39465 | 0 | 0 | 1.2466 | 0.39465 | [11 empty] | WLDFR | HFTD - Distribution - Tier 2 - 1QU CoRE ¦ 3QU LoRE | Seismic - Red Flag Warning - Catastrophic Fires | 2034 | 1.0162e-11 | 5.0808e-12 | 1.3065e-11 | 23835.2641 | 480.9649 | 15187.7294 | 8166.5698 | 0 | 0 | 0 | 8.4644e-09 |  | 2.422e-07 | 0 | 2.422e-07 | 1.211e-07 | 0 | 1.211e-07 | 3.114e-07 | 0 | 3.114e-07 | [16 empty] | 7.3.1.3 Ignition probability mapping showing the probability of ignition along the electric lines and equipmentWLDFRAggregatedAggregated | WLDFR | HFTD - Distribution - Tier 2 - 1QU CoRE ¦ 4QU LoRE | Non-Red Flag Warning - Catastrophic Fires | Aggregated | Aggregated | 2033 | 9.3357e-06 | 0 | 1434.2134 | 0.013389 | 2033 | Mitigation | 0.08575 | 30 | 0 | esc | 0.0012005 | 1.1208e-08 | 0.00060025 | 5.6038e-09 | 0.0015435 | 1.441e-08
[35 empty] | 7.3.1.1 A summarized risk map that shows the overall ignition probability and estimated wildfire consequence along the electric lines and equipment | WLDFR | HFTD - Distribution - Tier 3 - 1QU CoRE ¦ 4QU LoRE | 2039 | 0.29586 | 0.0017784 | 0.94495 | 0 | 0.94495 | 0.001107 | 0.58819 | 0 | 0.58819 | 0.0023462 | 1.2466 | 0 | 1.2466 | 0.0024639 | 1.3091 | 0 | 1.3091 | 0.27958 | 0.17402 | 0.36883 | 0.38733 | 0.0023462 | 0.00069416 | 1.2466 | 0.36883 | 0 | 0 | 1.2466 | 0.36883 | [11 empty] | WLDFR | HFTD - Distribution - Tier 2 - 1QU CoRE ¦ 3QU LoRE | Seismic - Red Flag Warning - Catastrophic Fires | 2035 | 1.0162e-11 | 5.0808e-12 | 1.3065e-11 | 23835.2641 | 480.9649 | 15187.7294 | 8166.5698 | 0 | 0 | 0 | 8.4644e-09 |  | 2.422e-07 | 0 | 2.422e-07 | 1.211e-07 | 0 | 1.211e-07 | 3.114e-07 | 0 | 3.114e-07 | [16 empty] | 7.3.1.3 Ignition probability mapping showing the probability of ignition along the electric lines and equipmentWLDFRAggregatedAggregated | WLDFR | HFTD - Distribution - Tier 2 - 1QU CoRE ¦ 4QU LoRE | Non-Red Flag Warning - Catastrophic Fires | Aggregated | Aggregated | 2034 | 9.3357e-06 | 0 | 1434.2134 | 0.013389 | 2034 | Mitigation | 0.08575 | 30 | 0 | esc | 0.0012005 | 1.1208e-08 | 0.00060025 | 5.6038e-09 | 0.0015435 | 1.441e-08
[35 empty] | 7.3.1.1 A summarized risk map that shows the overall ignition probability and estimated wildfire consequence along the electric lines and equipment | WLDFR | HFTD - Distribution - Tier 3 - 1QU CoRE ¦ 4QU LoRE | 2040 | 0.27651 | 0.0017784 | 0.94495 | 0 | 0.94495 | 0.001107 | 0.58819 | 0 | 0.58819 | 0.0023462 | 1.2466 | 0 | 1.2466 | 0.0024639 | 1.3091 | 0 | 1.3091 | 0.26129 | 0.16264 | 0.3447 | 0.36199 | 0.0023462 | 0.00064874 | 1.2466 | 0.3447 | 0 | 0 | 1.2466 | 0.3447 | [11 empty] | WLDFR | HFTD - Distribution - Tier 2 - 1QU CoRE ¦ 3QU LoRE | Seismic - Red Flag Warning - Catastrophic Fires | 2036 | 1.0162e-11 | 5.0808e-12 | 1.3065e-11 | 23835.2641 | 480.9649 | 15187.7294 | 8166.5698 | 0 | 0 | 0 | 8.4644e-09 |  | 2.422e-07 | 0 | 2.422e-07 | 1.211e-07 | 0 | 1.211e-07 | 3.114e-07 | 0 | 3.114e-07 | [16 empty] | 7.3.1.3 Ignition probability mapping showing the probability of ignition along the electric lines and equipmentWLDFRAggregatedAggregated | WLDFR | HFTD - Distribution - Tier 2 - 1QU CoRE ¦ 4QU LoRE | Non-Red Flag Warning - Catastrophic Fires | Aggregated | Aggregated | 2035 | 9.3357e-06 | 0 | 1434.2134 | 0.013389 | 2035 | Mitigation | 0.08575 | 30 | 0 | esc | 0.0012005 | 1.1208e-08 | 0.00060025 | 5.6038e-09 | 0.0015435 | 1.441e-08
[35 empty] | 7.3.1.1 A summarized risk map that shows the overall ignition probability and estimated wildfire consequence along the electric lines and equipment | WLDFR | HFTD - Distribution - Tier 3 - 1QU CoRE ¦ 4QU LoRE | 2041 | 0.25842 | 0.0017784 | 0.94495 | 0 | 0.94495 | 0.001107 | 0.58819 | 0 | 0.58819 | 0.0023462 | 1.2466 | 0 | 1.2466 | 0.0024639 | 1.3091 | 0 | 1.3091 | 0.24419 | 0.152 | 0.32215 | 0.33831 | 0.0023462 | 0.0006063 | 1.2466 | 0.32215 | 0 | 0 | 1.2466 | 0.32215 | [11 empty] | WLDFR | HFTD - Distribution - Tier 2 - 1QU CoRE ¦ 3QU LoRE | Seismic - Red Flag Warning - Catastrophic Fires | 2037 | 1.0162e-11 | 5.0808e-12 | 1.3065e-11 | 23835.2641 | 480.9649 | 15187.7294 | 8166.5698 | 0 | 0 | 0 | 8.4644e-09 |  | 2.422e-07 | 0 | 2.422e-07 | 1.211e-07 | 0 | 1.211e-07 | 3.114e-07 | 0 | 3.114e-07 | [16 empty] | 7.3.1.3 Ignition probability mapping showing the probability of ignition along the electric lines and equipmentWLDFRAggregatedAggregated | WLDFR | HFTD - Distribution - Tier 2 - 1QU CoRE ¦ 4QU LoRE | Non-Red Flag Warning - Catastrophic Fires | Aggregated | Aggregated | 2036 | 9.3357e-06 | 0 | 1434.2134 | 0.013389 | 2036 | Mitigation | 0.08575 | 30 | 0 | esc | 0.0012005 | 1.1208e-08 | 0.00060025 | 5.6038e-09 | 0.0015435 | 1.441e-08
[35 empty] | 7.3.1.1 A summarized risk map that shows the overall ignition probability and estimated wildfire consequence along the electric lines and equipment | WLDFR | HFTD - Distribution - Tier 3 - 1QU CoRE ¦ 4QU LoRE | 2042 | 0.24151 | 0.0017784 | 0.94495 | 0 | 0.94495 | 0.001107 | 0.58819 | 0 | 0.58819 | 0.0023462 | 1.2466 | 0 | 1.2466 | 0.0024639 | 1.3091 | 0 | 1.3091 | 0.22822 | 0.14206 | 0.30108 | 0.31618 | 0.0023462 | 0.00056664 | 1.2466 | 0.30108 | 0 | 0 | 1.2466 | 0.30108 | [11 empty] | WLDFR | HFTD - Distribution - Tier 2 - 1QU CoRE ¦ 3QU LoRE | Seismic - Red Flag Warning - Catastrophic Fires | 2038 | 1.0162e-11 | 5.0808e-12 | 1.3065e-11 | 24976.6418 | 511.3745 | 15898.8237 | 8566.4437 | 0 | 0 | 0 | 8.4644e-09 |  | 2.538e-07 | 0 | 2.538e-07 | 1.269e-07 | 0 | 1.269e-07 | 3.2631e-07 | 0 | 3.2631e-07 | [16 empty] | 7.3.1.3 Ignition probability mapping showing the probability of ignition along the electric lines and equipmentWLDFRAggregatedAggregated | WLDFR | HFTD - Distribution - Tier 2 - 1QU CoRE ¦ 4QU LoRE | Non-Red Flag Warning - Catastrophic Fires | Aggregated | Aggregated | 2037 | 9.3357e-06 | 0 | 1434.2134 | 0.013389 | 2037 | Mitigation | 0.08575 | 30 | 0 | esc | 0.0012005 | 1.1208e-08 | 0.00060025 | 5.6038e-09 | 0.0015435 | 1.441e-08
[35 empty] | 7.3.1.1 A summarized risk map that shows the overall ignition probability and estimated wildfire consequence along the electric lines and equipment | WLDFR | HFTD - Distribution - Tier 3 - 1QU CoRE ¦ 4QU LoRE | 2043 | 0.22571 | 0.0017784 | 0.99207 | 0 | 0.99207 | 0.001107 | 0.61752 | 0 | 0.61752 | 0.0023462 | 1.3088 | 0 | 1.3088 | 0.0024639 | 1.3744 | 0 | 1.3744 | 0.22392 | 0.13938 | 0.29541 | 0.31023 | 0.0023462 | 0.00052957 | 1.3088 | 0.29541 | 0 | 0 | 1.3088 | 0.29541 | [11 empty] | WLDFR | HFTD - Distribution - Tier 2 - 1QU CoRE ¦ 3QU LoRE | Seismic - Red Flag Warning - Catastrophic Fires | 2039 | 1.0162e-11 | 5.0808e-12 | 1.3065e-11 | 24976.6418 | 511.3745 | 15898.8237 | 8566.4437 | 0 | 0 | 0 | 8.4644e-09 |  | 2.538e-07 | 0 | 2.538e-07 | 1.269e-07 | 0 | 1.269e-07 | 3.2631e-07 | 0 | 3.2631e-07 | [16 empty] | 7.3.1.3 Ignition probability mapping showing the probability of ignition along the electric lines and equipmentWLDFRAggregatedAggregated | WLDFR | HFTD - Distribution - Tier 2 - 1QU CoRE ¦ 4QU LoRE | Non-Red Flag Warning - Catastrophic Fires | Aggregated | Aggregated | 2038 | 9.3357e-06 | 0 | 1434.2134 | 0.013389 | 2038 | Mitigation | 0.08575 | 30 | 0 | esc | 0.0012005 | 1.1208e-08 | 0.00060025 | 5.6038e-09 | 0.0015435 | 1.441e-08
[35 empty] | 7.3.1.1 A summarized risk map that shows the overall ignition probability and estimated wildfire consequence along the electric lines and equipment | WLDFR | HFTD - Distribution - Tier 3 - 1QU CoRE ¦ 4QU LoRE | 2044 | 0.21095 | 0.0017784 | 0.99207 | 0 | 0.99207 | 0.001107 | 0.61752 | 0 | 0.61752 | 0.0023462 | 1.3088 | 0 | 1.3088 | 0.0024639 | 1.3744 | 0 | 1.3744 | 0.20927 | 0.13026 | 0.27609 | 0.28993 | 0.0023462 | 0.00049492 | 1.3088 | 0.27609 | 0 | 0 | 1.3088 | 0.27609 | [11 empty] | WLDFR | HFTD - Distribution - Tier 2 - 1QU CoRE ¦ 3QU LoRE | Seismic - Red Flag Warning - Catastrophic Fires | 2040 | 1.0162e-11 | 5.0808e-12 | 1.3065e-11 | 24976.6418 | 511.3745 | 15898.8237 | 8566.4437 | 0 | 0 | 0 | 8.4644e-09 |  | 2.538e-07 | 0 | 2.538e-07 | 1.269e-07 | 0 | 1.269e-07 | 3.2631e-07 | 0 | 3.2631e-07 | [16 empty] | 7.3.1.3 Ignition probability mapping showing the probability of ignition along the electric lines and equipmentWLDFRAggregatedAggregated | WLDFR | HFTD - Distribution - Tier 2 - 1QU CoRE ¦ 4QU LoRE | Non-Red Flag Warning - Catastrophic Fires | Aggregated | Aggregated | 2039 | 9.3357e-06 | 0 | 1434.2134 | 0.013389 | 2039 | Mitigation | 0.08575 | 30 | 0 | esc | 0.0012005 | 1.1208e-08 | 0.00060025 | 5.6038e-09 | 0.0015435 | 1.441e-08
[35 empty] | 7.3.1.1 A summarized risk map that shows the overall ignition probability and estimated wildfire consequence along the electric lines and equipment | WLDFR | HFTD - Distribution - Tier 3 - 1QU CoRE ¦ 4QU LoRE | 2045 | 0.19715 | 0.0017784 | 0.99207 | 0 | 0.99207 | 0.001107 | 0.61752 | 0 | 0.61752 | 0.0023462 | 1.3088 | 0 | 1.3088 | 0.0024639 | 1.3744 | 0 | 1.3744 | 0.19558 | 0.12174 | 0.25802 | 0.27096 | 0.0023462 | 0.00046255 | 1.3088 | 0.25802 | 0 | 0 | 1.3088 | 0.25802 | [11 empty] | WLDFR | HFTD - Distribution - Tier 2 - 1QU CoRE ¦ 3QU LoRE | Seismic - Red Flag Warning - Catastrophic Fires | 2041 | 1.0162e-11 | 5.0808e-12 | 1.3065e-11 | 24976.6418 | 511.3745 | 15898.8237 | 8566.4437 | 0 | 0 | 0 | 8.4644e-09 |  | 2.538e-07 | 0 | 2.538e-07 | 1.269e-07 | 0 | 1.269e-07 | 3.2631e-07 | 0 | 3.2631e-07 | [16 empty] | 7.3.1.3 Ignition probability mapping showing the probability of ignition along the electric lines and equipmentWLDFRAggregatedAggregated | WLDFR | HFTD - Distribution - Tier 2 - 1QU CoRE ¦ 4QU LoRE | Non-Red Flag Warning - Catastrophic Fires | Aggregated | Aggregated | 2040 | 9.3357e-06 | 0 | 1434.2134 | 0.013389 | 2040 | Mitigation | 0.08575 | 30 | 0 | esc | 0.0012005 | 1.1208e-08 | 0.00060025 | 5.6038e-09 | 0.0015435 | 1.441e-08
[35 empty] | 7.3.1.1 A summarized risk map that shows the overall ignition probability and estimated wildfire consequence along the electric lines and equipment | WLDFR | HFTD - Distribution - Tier 3 - 1QU CoRE ¦ 4QU LoRE | 2046 | 0.18425 | 0.0017784 | 0.99207 | 0 | 0.99207 | 0.001107 | 0.61752 | 0 | 0.61752 | 0.0023462 | 1.3088 | 0 | 1.3088 | 0.0024639 | 1.3744 | 0 | 1.3744 | 0.18279 | 0.11378 | 0.24114 | 0.25324 | 0.0023462 | 0.00043229 | 1.3088 | 0.24114 | 0 | 0 | 1.3088 | 0.24114 | [11 empty] | WLDFR | HFTD - Distribution - Tier 2 - 1QU CoRE ¦ 3QU LoRE | Seismic - Red Flag Warning - Catastrophic Fires | 2042 | 1.0162e-11 | 5.0808e-12 | 1.3065e-11 | 24976.6418 | 511.3745 | 15898.8237 | 8566.4437 | 0 | 0 | 0 | 8.4644e-09 |  | 2.538e-07 | 0 | 2.538e-07 | 1.269e-07 | 0 | 1.269e-07 | 3.2631e-07 | 0 | 3.2631e-07 | [16 empty] | 7.3.1.3 Ignition probability mapping showing the probability of ignition along the electric lines and equipmentWLDFRAggregatedAggregated | WLDFR | HFTD - Distribution - Tier 2 - 1QU CoRE ¦ 4QU LoRE | Non-Red Flag Warning - Catastrophic Fires | Aggregated | Aggregated | 2041 | 9.3357e-06 | 0 | 1434.2134 | 0.013389 | 2041 | Mitigation | 0.08575 | 30 | 0 | esc | 0.0012005 | 1.1208e-08 | 0.00060025 | 5.6038e-09 | 0.0015435 | 1.441e-08
[35 empty] | 7.3.1.1 A summarized risk map that shows the overall ignition probability and estimated wildfire consequence along the electric lines and equipment | WLDFR | HFTD - Distribution - Tier 3 - 1QU CoRE ¦ 4QU LoRE | 2047 | 0.1722 | 0.0017784 | 0.99207 | 0 | 0.99207 | 0.001107 | 0.61752 | 0 | 0.61752 | 0.0023462 | 1.3088 | 0 | 1.3088 | 0.0024639 | 1.3744 | 0 | 1.3744 | 0.17083 | 0.10633 | 0.22537 | 0.23667 | 0.0023462 | 0.00040401 | 1.3088 | 0.22537 | 0 | 0 | 1.3088 | 0.22537 | [11 empty] | WLDFR | HFTD - Distribution - Tier 2 - 1QU CoRE ¦ 3QU LoRE | Seismic - Red Flag Warning - Catastrophic Fires | 2043 | 1.0162e-11 | 5.0808e-12 | 1.3065e-11 | 26191.7278 | 544.1291 | 16654.7414 | 8992.8573 | 0 | 0 | 0 | 8.4644e-09 |  | 2.6615e-07 | 0 | 2.6615e-07 | 1.3307e-07 | 0 | 1.3307e-07 | 3.4219e-07 | 0 | 3.4219e-07 | [16 empty] | 7.3.1.3 Ignition probability mapping showing the probability of ignition along the electric lines and equipmentWLDFRAggregatedAggregated | WLDFR | HFTD - Distribution - Tier 2 - 1QU CoRE ¦ 4QU LoRE | Non-Red Flag Warning - Catastrophic Fires | Aggregated | Aggregated | 2042 | 9.3357e-06 | 0 | 1434.2134 | 0.013389 | 2042 | Mitigation | 0.08575 | 30 | 0 | esc | 0.0012005 | 1.1208e-08 | 0.00060025 | 5.6038e-09 | 0.0015435 | 1.441e-08
[35 empty] | 7.3.1.1 A summarized risk map that shows the overall ignition probability and estimated wildfire consequence along the electric lines and equipment | WLDFR | HFTD - Distribution - Tier 3 - 1QU CoRE ¦ 4QU LoRE | 2048 | 0.16093 | 0.0017784 | 1.0415 | 0 | 1.0415 | 0.001107 | 0.64826 | 0 | 0.64826 | 0.0023462 | 1.3739 | 0 | 1.3739 | 0.0024639 | 1.4428 | 0 | 1.4428 | 0.1676 | 0.10432 | 0.22111 | 0.2322 | 0.0023462 | 0.00037758 | 1.3739 | 0.22111 | 0 | 0 | 1.3739 | 0.22111 | [11 empty] | WLDFR | HFTD - Distribution - Tier 2 - 1QU CoRE ¦ 3QU LoRE | Seismic - Red Flag Warning - Catastrophic Fires | 2044 | 1.0162e-11 | 5.0808e-12 | 1.3065e-11 | 26191.7278 | 544.1291 | 16654.7414 | 8992.8573 | 0 | 0 | 0 | 8.4644e-09 |  | 2.6615e-07 | 0 | 2.6615e-07 | 1.3307e-07 | 0 | 1.3307e-07 | 3.4219e-07 | 0 | 3.4219e-07 | [16 empty] | 7.3.1.3 Ignition probability mapping showing the probability of ignition along the electric lines and equipmentWLDFRAggregatedAggregated | WLDFR | HFTD - Distribution - Tier 2 - 1QU CoRE ¦ 4QU LoRE | Non-Red Flag Warning - Catastrophic Fires | Aggregated | Aggregated | 2043 | 9.3357e-06 | 0 | 1434.2134 | 0.013389 | 2043 | Mitigation | 0.08575 | 30 | 0 | esc | 0.0012005 | 1.1208e-08 | 0.00060025 | 5.6038e-09 | 0.0015435 | 1.441e-08
[35 empty] | 7.3.1.1 A summarized risk map that shows the overall ignition probability and estimated wildfire consequence along the electric lines and equipment | WLDFR | HFTD - Distribution - Tier 3 - 1QU CoRE ¦ 4QU LoRE | 2049 | 0.1504 | 0.0017784 | 1.0415 | 0 | 1.0415 | 0.001107 | 0.64826 | 0 | 0.64826 | 0.0023462 | 1.3739 | 0 | 1.3739 | 0.0024639 | 1.4428 | 0 | 1.4428 | 0.15664 | 0.097499 | 0.20664 | 0.21701 | 0.0023462 | 0.00035287 | 1.3739 | 0.20664 | 0 | 0 | 1.3739 | 0.20664 | [11 empty] | WLDFR | HFTD - Distribution - Tier 2 - 1QU CoRE ¦ 3QU LoRE | Seismic - Red Flag Warning - Catastrophic Fires | 2045 | 1.0162e-11 | 5.0808e-12 | 1.3065e-11 | 26191.7278 | 544.1291 | 16654.7414 | 8992.8573 | 0 | 0 | 0 | 8.4644e-09 |  | 2.6615e-07 | 0 | 2.6615e-07 | 1.3307e-07 | 0 | 1.3307e-07 | 3.4219e-07 | 0 | 3.4219e-07 | [16 empty] | 7.3.1.3 Ignition probability mapping showing the probability of ignition along the electric lines and equipmentWLDFRAggregatedAggregated | WLDFR | HFTD - Distribution - Tier 2 - 1QU CoRE ¦ 4QU LoRE | Non-Red Flag Warning - Catastrophic Fires | Aggregated | Aggregated | 2044 | 9.3357e-06 | 0 | 1434.2134 | 0.013389 | 2044 | Mitigation | 0.08575 | 30 | 0 | esc | 0.0012005 | 1.1208e-08 | 0.00060025 | 5.6038e-09 | 0.0015435 | 1.441e-08
[35 empty] | 7.3.1.1 A summarized risk map that shows the overall ignition probability and estimated wildfire consequence along the electric lines and equipment | WLDFR | HFTD - Distribution - Tier 3 - 1QU CoRE ¦ 4QU LoRE | 2050 | 0.14056 | 0 | 0 | 0 | 0 | 0.001107 | 0.64826 | 0 | 0.64826 | 0.0023462 | 1.3739 | 0 | 1.3739 | 0.0024639 | 1.4428 | 0 | 1.4428 | 0 | 0.091121 | 0.19313 | 0.20281 | 0.0023462 | 0.00032979 | 1.3739 | 0.19313 | 0 | 0 | 1.3739 | 0.19313 | [11 empty] | WLDFR | HFTD - Distribution - Tier 2 - 1QU CoRE ¦ 3QU LoRE | Seismic - Red Flag Warning - Catastrophic Fires | 2046 | 1.0162e-11 | 5.0808e-12 | 1.3065e-11 | 26191.7278 | 544.1291 | 16654.7414 | 8992.8573 | 0 | 0 | 0 | 8.4644e-09 |  | 2.6615e-07 | 0 | 2.6615e-07 | 1.3307e-07 | 0 | 1.3307e-07 | 3.4219e-07 | 0 | 3.4219e-07 | [16 empty] | 7.3.1.3 Ignition probability mapping showing the probability of ignition along the electric lines and equipmentWLDFRAggregatedAggregated | WLDFR | HFTD - Distribution - Tier 2 - 1QU CoRE ¦ 4QU LoRE | Non-Red Flag Warning - Catastrophic Fires | Aggregated | Aggregated | 2045 | 9.3357e-06 | 0 | 1434.2134 | 0.013389 | 2045 | Mitigation | 0.08575 | 30 | 0 | esc | 0.0012005 | 1.1208e-08 | 0.00060025 | 5.6038e-09 | 0.0015435 | 1.441e-08
[35 empty] | 7.3.1.1 A summarized risk map that shows the overall ignition probability and estimated wildfire consequence along the electric lines and equipment | WLDFR | HFTD - Distribution - Tier 3 - 1QU CoRE ¦ 4QU LoRE | 2051 | 0.13137 | 0 | 0 | 0 | 0 | 0 | 0 | 0 | 0 | 0.0023462 | 1.3739 | 0 | 1.3739 | 0.0024639 | 1.4428 | 0 | 1.4428 | 0 | 0 | 0.18049 | 0.18954 | 0.0023462 | 0.00030821 | 1.3739 | 0.18049 | 0 | 0 | 1.3739 | 0.18049 | [11 empty] | WLDFR | HFTD - Distribution - Tier 2 - 1QU CoRE ¦ 3QU LoRE | Seismic - Red Flag Warning - Catastrophic Fires | 2047 | 1.0162e-11 | 5.0808e-12 | 1.3065e-11 | 26191.7278 | 544.1291 | 16654.7414 | 8992.8573 | 0 | 0 | 0 | 8.4644e-09 |  | 2.6615e-07 | 0 | 2.6615e-07 | 1.3307e-07 | 0 | 1.3307e-07 | 3.4219e-07 | 0 | 3.4219e-07 | [16 empty] | 7.3.1.3 Ignition probability mapping showing the probability of ignition along the electric lines and equipmentWLDFRAggregatedAggregated | WLDFR | HFTD - Distribution - Tier 2 - 1QU CoRE ¦ 4QU LoRE | Non-Red Flag Warning - Catastrophic Fires | Aggregated | Aggregated | 2046 | 9.3357e-06 | 0 | 1434.2134 | 0.013389 | 2046 | Mitigation | 0.08575 | 30 | 0 | esc | 0.0012005 | 1.1208e-08 | 0.00060025 | 5.6038e-09 | 0.0015435 | 1.441e-08
[35 empty] | 7.3.1.1 A summarized risk map that shows the overall ignition probability and estimated wildfire consequence along the electric lines and equipment | WLDFR | HFTD - Distribution - Tier 3 - 1QU CoRE ¦ 4QU LoRE | 2052 | 0.12277 | 0 | 0 | 0 | 0 | 0 | 0 | 0 | 0 | 0 | 0 | 0 | 0 | 0.0024639 | 1.4428 | 0 | 1.4428 | 0 | 0 | 0 | 0.17714 | 0 | 0 | 0 | 0 | 0 | 0 | 0 | 0 | [11 empty] | WLDFR | HFTD - Distribution - Tier 2 - 1QU CoRE ¦ 3QU LoRE | Seismic - Red Flag Warning - Catastrophic Fires | 2048 | 1.0162e-11 | 5.0808e-12 | 1.3065e-11 | 27464.7227 | 578.8407 | 17445.538 | 9440.3441 | 0 | 0 | 0 | 8.4644e-09 |  | 2.7908e-07 | 0 | 2.7908e-07 | 1.3954e-07 | 0 | 1.3954e-07 | 3.5882e-07 | 0 | 3.5882e-07 | [16 empty] | 7.3.1.3 Ignition probability mapping showing the probability of ignition along the electric lines and equipmentWLDFRAggregatedAggregated | WLDFR | HFTD - Distribution - Tier 2 - 1QU CoRE ¦ 4QU LoRE | Non-Red Flag Warning - Catastrophic Fires | Aggregated | Aggregated | 2047 | 9.3357e-06 | 0 | 1434.2134 | 0.013389 | 2047 | Mitigation | 0.08575 | 30 | 0 | esc | 0.0012005 | 1.1208e-08 | 0.00060025 | 5.6038e-09 | 0.0015435 | 1.441e-08
[35 empty] | 7.3.1.1 A summarized risk map that shows the overall ignition probability and estimated wildfire consequence along the electric lines and equipment | WLDFR | HFTD - Distribution - Tier 3 - 1QU CoRE ¦ 5QU LoRE | 2020 | 1 | 0.00066614 | 0.35902 | 0 | 0.35902 | 0 | 0 | 0 | 0 | 0 | 0 | 0 | 0 | 0 | 0 | 0 | 0 | 0.35902 | 0 | 0 | 0 | 0 | 0 | 0 | 0 | 0 | 0 | 0 | 0 | [11 empty] | WLDFR | HFTD - Distribution - Tier 2 - 1QU CoRE ¦ 3QU LoRE | Seismic - Red Flag Warning - Catastrophic Fires | 2049 | 1.0162e-11 | 5.0808e-12 | 1.3065e-11 | 27464.7227 | 578.8407 | 17445.538 | 9440.3441 | 0 | 0 | 0 | 8.4644e-09 |  | 2.7908e-07 | 0 | 2.7908e-07 | 1.3954e-07 | 0 | 1.3954e-07 | 3.5882e-07 | 0 | 3.5882e-07 | [16 empty] | 7.3.1.3 Ignition probability mapping showing the probability of ignition along the electric lines and equipmentWLDFRAggregatedAggregated | WLDFR | HFTD - Distribution - Tier 2 - 1QU CoRE ¦ 4QU LoRE | Non-Red Flag Warning - Catastrophic Fires | Aggregated | Aggregated | 2048 | 9.3357e-06 | 0 | 1434.2134 | 0.013389 | 2048 | Mitigation | 0.08575 | 30 | 0 | esc | 0.0012005 | 1.1208e-08 | 0.00060025 | 5.6038e-09 | 0.0015435 | 1.441e-08
[35 empty] | 7.3.1.1 A summarized risk map that shows the overall ignition probability and estimated wildfire consequence along the electric lines and equipment | WLDFR | HFTD - Distribution - Tier 3 - 1QU CoRE ¦ 5QU LoRE | 2021 | 1 | 0.00066614 | 0.35902 | 0 | 0.35902 | 0.00041464 | 0.22347 | 0 | 0.22347 | 0 | 0 | 0 | 0 | 0 | 0 | 0 | 0 | 0.35902 | 0.22347 | 0 | 0 | 0 | 0 | 0 | 0 | 0 | 0 | 0 | 0 | [11 empty] | WLDFR | HFTD - Distribution - Tier 2 - 1QU CoRE ¦ 3QU LoRE | Seismic - Red Flag Warning - Catastrophic Fires | 2050 | 0 | 5.0808e-12 | 1.3065e-11 | 27464.7227 | 578.8407 | 17445.538 | 9440.3441 | 0 | 0 | 0 | 8.4644e-09 |  | 0 | 0 | 0 | 1.3954e-07 | 0 | 1.3954e-07 | 3.5882e-07 | 0 | 3.5882e-07 | [16 empty] | 7.3.1.3 Ignition probability mapping showing the probability of ignition along the electric lines and equipmentWLDFRAggregatedAggregated | WLDFR | HFTD - Distribution - Tier 2 - 1QU CoRE ¦ 4QU LoRE | Non-Red Flag Warning - Catastrophic Fires | Aggregated | Aggregated | 2049 | 9.3357e-06 | 0 | 1434.2134 | 0.013389 | 2049 | Mitigation | 0.08575 | 30 | 0 | esc | 0.0012005 | 1.1208e-08 | 0.00060025 | 5.6038e-09 | 0.0015435 | 1.441e-08
[35 empty] | 7.3.1.1 A summarized risk map that shows the overall ignition probability and estimated wildfire consequence along the electric lines and equipment | WLDFR | HFTD - Distribution - Tier 3 - 1QU CoRE ¦ 5QU LoRE | 2022 | 0.93458 | 0.00067467 | 0.34469 | 0 | 0.34469 | 0.00041995 | 0.21456 | 0 | 0.21456 | 0.0011074 | 0.56576 | 0 | 0.56576 | 0 | 0 | 0 | 0 | 0.32214 | 0.20052 | 0.52875 | 0 | 0.0011074 | 0.0010349 | 0.56576 | 0.52875 | 0 | 0 | 0.56576 | 0.52875 | [11 empty] | WLDFR | HFTD - Distribution - Tier 2 - 1QU CoRE ¦ 3QU LoRE | Seismic - Red Flag Warning - Catastrophic Fires | 2051 | 0 | 0 | 1.3065e-11 | 27464.7227 | 578.8407 | 17445.538 | 9440.3441 | 0 | 0 | 0 | 8.4644e-09 |  | 0 | 0 | 0 | 0 | 0 | 0 | 3.5882e-07 | 0 | 3.5882e-07 | [16 empty] | 7.3.1.3 Ignition probability mapping showing the probability of ignition along the electric lines and equipmentWLDFRAggregatedAggregated | WLDFR | HFTD - Distribution - Tier 2 - 1QU CoRE ¦ 4QU LoRE | Non-Red Flag Warning - Catastrophic Fires | Aggregated | Aggregated | 2050 | 9.3357e-06 | 0 | 1434.2134 | 0.013389 | 2050 | Mitigation | 0.08575 | 30 | 0 | esc | 0 | 0 | 0.00060025 | 5.6038e-09 | 0.0015435 | 1.441e-08
[35 empty] | 7.3.1.1 A summarized risk map that shows the overall ignition probability and estimated wildfire consequence along the electric lines and equipment | WLDFR | HFTD - Distribution - Tier 3 - 1QU CoRE ¦ 5QU LoRE | 2023 | 0.87344 | 0.00067467 | 0.35732 | 0 | 0.35732 | 0.00041995 | 0.22242 | 0 | 0.22242 | 0.0011074 | 0.58649 | 0 | 0.58649 | 0.0011629 | 0.6159 | 0 | 0.6159 | 0.3121 | 0.19427 | 0.51226 | 0.53795 | 0.0011074 | 0.00096722 | 0.58649 | 0.51226 | 0 | 0 | 0.58649 | 0.51226 | [11 empty] | WLDFR | HFTD - Distribution - Tier 2 - 1QU CoRE ¦ 4QU LoRE | Non-Red Flag Warning - Catastrophic Fires | 2020 | 1.1208e-08 | 0 | 0 | 14146.1306 | 222.2294 | 8585.7228 | 5338.1784 | 0 | 0 | 0 | 9.3357e-06 |  | 0.00015854 | 0 | 0.00015854 | 0 | 0 | 0 | 0 | 0 | 0 | [16 empty] | 7.3.1.3 Ignition probability mapping showing the probability of ignition along the electric lines and equipmentWLDFRAggregatedAggregated | WLDFR | HFTD - Distribution - Tier 2 - 1QU CoRE ¦ 4QU LoRE | Non-Red Flag Warning - Catastrophic Fires | Aggregated | Aggregated | 2051 | 9.3357e-06 | 0 | 1434.2134 | 0.013389 | 2051 | Mitigation | 0.08575 | 30 | 0 | esc | 0 | 0 | 0 | 0 | 0.0015435 | 1.441e-08
[35 empty] | 7.3.1.1 A summarized risk map that shows the overall ignition probability and estimated wildfire consequence along the electric lines and equipment | WLDFR | HFTD - Distribution - Tier 3 - 1QU CoRE ¦ 5QU LoRE | 2024 | 0.8163 | 0.00067467 | 0.35732 | 0 | 0.35732 | 0.00041995 | 0.22242 | 0 | 0.22242 | 0.0011074 | 0.58649 | 0 | 0.58649 | 0.0011629 | 0.6159 | 0 | 0.6159 | 0.29168 | 0.18156 | 0.47875 | 0.50276 | 0.0011074 | 0.00090394 | 0.58649 | 0.47875 | 0 | 0 | 0.58649 | 0.47875 | [11 empty] | WLDFR | HFTD - Distribution - Tier 2 - 1QU CoRE ¦ 4QU LoRE | Non-Red Flag Warning - Catastrophic Fires | 2021 | 1.1208e-08 | 5.6038e-09 | 0 | 14146.1306 | 222.2294 | 8585.7228 | 5338.1784 | 0 | 0 | 0 | 9.3357e-06 |  | 0.00015854 | 0 | 0.00015854 | 7.9271e-05 | 0 | 7.9271e-05 | 0 | 0 | 0 | [16 empty] | 7.3.1.3 Ignition probability mapping showing the probability of ignition along the electric lines and equipmentWLDFRAggregatedAggregated | WLDFR | HFTD - Distribution - Tier 2 - 1QU CoRE ¦ 4QU LoRE | Non-Red Flag Warning - Destructive Fires | Aggregated | Aggregated | 2021 | 8.9924e-06 | 0 | 1434.2134 | 0.012897 | 2021 | Mitigation | 0.08575 | 30 | 0 | esc | 0.0012005 | 1.0795e-08 | 0.00060025 | 5.3977e-09 | 0 | 0
[35 empty] | 7.3.1.1 A summarized risk map that shows the overall ignition probability and estimated wildfire consequence along the electric lines and equipment | WLDFR | HFTD - Distribution - Tier 3 - 1QU CoRE ¦ 5QU LoRE | 2025 | 0.7629 | 0.00067467 | 0.35732 | 0 | 0.35732 | 0.00041995 | 0.22242 | 0 | 0.22242 | 0.0011074 | 0.58649 | 0 | 0.58649 | 0.0011629 | 0.6159 | 0 | 0.6159 | 0.2726 | 0.16968 | 0.44743 | 0.46987 | 0.0011074 | 0.00084481 | 0.58649 | 0.44743 | 0 | 0 | 0.58649 | 0.44743 | [11 empty] | WLDFR | HFTD - Distribution - Tier 2 - 1QU CoRE ¦ 4QU LoRE | Non-Red Flag Warning - Catastrophic Fires | 2022 | 1.1208e-08 | 5.6038e-09 | 1.441e-08 | 14146.1306 | 222.2294 | 8585.7228 | 5338.1784 | 0 | 0 | 0 | 9.3357e-06 |  | 0.00015854 | 0 | 0.00015854 | 7.9271e-05 | 0 | 7.9271e-05 | 0.00020384 | 0 | 0.00020384 | [16 empty] | 7.3.1.3 Ignition probability mapping showing the probability of ignition along the electric lines and equipmentWLDFRAggregatedAggregated | WLDFR | HFTD - Distribution - Tier 2 - 1QU CoRE ¦ 4QU LoRE | Non-Red Flag Warning - Destructive Fires | Aggregated | Aggregated | 2022 | 8.9924e-06 | 0 | 1434.2134 | 0.012897 | 2022 | Mitigation | 0.08575 | 30 | 0 | esc | 0.0012005 | 1.0795e-08 | 0.00060025 | 5.3977e-09 | 0.0015435 | 1.388e-08
[35 empty] | 7.3.1.1 A summarized risk map that shows the overall ignition probability and estimated wildfire consequence along the electric lines and equipment | WLDFR | HFTD - Distribution - Tier 3 - 1QU CoRE ¦ 5QU LoRE | 2026 | 0.71299 | 0.00067467 | 0.35732 | 0 | 0.35732 | 0.00041995 | 0.22242 | 0 | 0.22242 | 0.0011074 | 0.58649 | 0 | 0.58649 | 0.0011629 | 0.6159 | 0 | 0.6159 | 0.25477 | 0.15858 | 0.41816 | 0.43913 | 0.0011074 | 0.00078954 | 0.58649 | 0.41816 | 0 | 0 | 0.58649 | 0.41816 | [11 empty] | WLDFR | HFTD - Distribution - Tier 2 - 1QU CoRE ¦ 4QU LoRE | Non-Red Flag Warning - Catastrophic Fires | 2023 | 1.1208e-08 | 5.6038e-09 | 1.441e-08 | 14664.6376 | 233.2301 | 8896.516 | 5534.8915 | 0 | 0 | 0 | 9.3357e-06 |  | 0.00016435 | 0 | 0.00016435 | 8.2177e-05 | 0 | 8.2177e-05 | 0.00021131 | 0 | 0.00021131 | [16 empty] | 7.3.1.3 Ignition probability mapping showing the probability of ignition along the electric lines and equipmentWLDFRAggregatedAggregated | WLDFR | HFTD - Distribution - Tier 2 - 1QU CoRE ¦ 4QU LoRE | Non-Red Flag Warning - Destructive Fires | Aggregated | Aggregated | 2023 | 8.9924e-06 | 0 | 1434.2134 | 0.012897 | 2023 | Mitigation | 0.08575 | 30 | 0 | esc | 0.0012005 | 1.0795e-08 | 0.00060025 | 5.3977e-09 | 0.0015435 | 1.388e-08
[35 empty] | 7.3.1.1 A summarized risk map that shows the overall ignition probability and estimated wildfire consequence along the electric lines and equipment | WLDFR | HFTD - Distribution - Tier 3 - 1QU CoRE ¦ 5QU LoRE | 2027 | 0.66634 | 0.00067467 | 0.35732 | 0 | 0.35732 | 0.00041995 | 0.22242 | 0 | 0.22242 | 0.0011074 | 0.58649 | 0 | 0.58649 | 0.0011629 | 0.6159 | 0 | 0.6159 | 0.2381 | 0.14821 | 0.3908 | 0.4104 | 0.0011074 | 0.00073789 | 0.58649 | 0.3908 | 0 | 0 | 0.58649 | 0.3908 | [11 empty] | WLDFR | HFTD - Distribution - Tier 2 - 1QU CoRE ¦ 4QU LoRE | Non-Red Flag Warning - Catastrophic Fires | 2024 | 1.1208e-08 | 5.6038e-09 | 1.441e-08 | 14664.6376 | 233.2301 | 8896.516 | 5534.8915 | 0 | 0 | 0 | 9.3357e-06 |  | 0.00016435 | 0 | 0.00016435 | 8.2177e-05 | 0 | 8.2177e-05 | 0.00021131 | 0 | 0.00021131 | [16 empty] | 7.3.1.3 Ignition probability mapping showing the probability of ignition along the electric lines and equipmentWLDFRAggregatedAggregated | WLDFR | HFTD - Distribution - Tier 2 - 1QU CoRE ¦ 4QU LoRE | Non-Red Flag Warning - Destructive Fires | Aggregated | Aggregated | 2024 | 8.9924e-06 | 0 | 1434.2134 | 0.012897 | 2024 | Mitigation | 0.08575 | 30 | 0 | esc | 0.0012005 | 1.0795e-08 | 0.00060025 | 5.3977e-09 | 0.0015435 | 1.388e-08
[35 empty] | 7.3.1.1 A summarized risk map that shows the overall ignition probability and estimated wildfire consequence along the electric lines and equipment | WLDFR | HFTD - Distribution - Tier 3 - 1QU CoRE ¦ 5QU LoRE | 2028 | 0.62275 | 0.00067467 | 0.37324 | 0 | 0.37324 | 0.00041995 | 0.23232 | 0 | 0.23232 | 0.0011074 | 0.61261 | 0 | 0.61261 | 0.0011629 | 0.64333 | 0 | 0.64333 | 0.23243 | 0.14468 | 0.3815 | 0.40063 | 0.0011074 | 0.00068961 | 0.61261 | 0.3815 | 0 | 0 | 0.61261 | 0.3815 | [11 empty] | WLDFR | HFTD - Distribution - Tier 2 - 1QU CoRE ¦ 4QU LoRE | Non-Red Flag Warning - Catastrophic Fires | 2025 | 1.1208e-08 | 5.6038e-09 | 1.441e-08 | 14664.6376 | 233.2301 | 8896.516 | 5534.8915 | 0 | 0 | 0 | 9.3357e-06 |  | 0.00016435 | 0 | 0.00016435 | 8.2177e-05 | 0 | 8.2177e-05 | 0.00021131 | 0 | 0.00021131 | [16 empty] | 7.3.1.3 Ignition probability mapping showing the probability of ignition along the electric lines and equipmentWLDFRAggregatedAggregated | WLDFR | HFTD - Distribution - Tier 2 - 1QU CoRE ¦ 4QU LoRE | Non-Red Flag Warning - Destructive Fires | Aggregated | Aggregated | 2025 | 8.9924e-06 | 0 | 1434.2134 | 0.012897 | 2025 | Mitigation | 0.08575 | 30 | 0 | esc | 0.0012005 | 1.0795e-08 | 0.00060025 | 5.3977e-09 | 0.0015435 | 1.388e-08
[35 empty] | 7.3.1.1 A summarized risk map that shows the overall ignition probability and estimated wildfire consequence along the electric lines and equipment | WLDFR | HFTD - Distribution - Tier 3 - 1QU CoRE ¦ 5QU LoRE | 2029 | 0.58201 | 0.00067467 | 0.37324 | 0 | 0.37324 | 0.00041995 | 0.23232 | 0 | 0.23232 | 0.0011074 | 0.61261 | 0 | 0.61261 | 0.0011629 | 0.64333 | 0 | 0.64333 | 0.21723 | 0.13521 | 0.35655 | 0.37442 | 0.0011074 | 0.0006445 | 0.61261 | 0.35655 | 0 | 0 | 0.61261 | 0.35655 | [11 empty] | WLDFR | HFTD - Distribution - Tier 2 - 1QU CoRE ¦ 4QU LoRE | Non-Red Flag Warning - Catastrophic Fires | 2026 | 1.1208e-08 | 5.6038e-09 | 1.441e-08 | 14664.6376 | 233.2301 | 8896.516 | 5534.8915 | 0 | 0 | 0 | 9.3357e-06 |  | 0.00016435 | 0 | 0.00016435 | 8.2177e-05 | 0 | 8.2177e-05 | 0.00021131 | 0 | 0.00021131 | [16 empty] | 7.3.1.3 Ignition probability mapping showing the probability of ignition along the electric lines and equipmentWLDFRAggregatedAggregated | WLDFR | HFTD - Distribution - Tier 2 - 1QU CoRE ¦ 4QU LoRE | Non-Red Flag Warning - Destructive Fires | Aggregated | Aggregated | 2026 | 8.9924e-06 | 0 | 1434.2134 | 0.012897 | 2026 | Mitigation | 0.08575 | 30 | 0 | esc | 0.0012005 | 1.0795e-08 | 0.00060025 | 5.3977e-09 | 0.0015435 | 1.388e-08
[35 empty] | 7.3.1.1 A summarized risk map that shows the overall ignition probability and estimated wildfire consequence along the electric lines and equipment | WLDFR | HFTD - Distribution - Tier 3 - 1QU CoRE ¦ 5QU LoRE | 2030 | 0.54393 | 0.00067467 | 0.37324 | 0 | 0.37324 | 0.00041995 | 0.23232 | 0 | 0.23232 | 0.0011074 | 0.61261 | 0 | 0.61261 | 0.0011629 | 0.64333 | 0 | 0.64333 | 0.20302 | 0.12637 | 0.33322 | 0.34993 | 0.0011074 | 0.00060234 | 0.61261 | 0.33322 | 0 | 0 | 0.61261 | 0.33322 | [11 empty] | WLDFR | HFTD - Distribution - Tier 2 - 1QU CoRE ¦ 4QU LoRE | Non-Red Flag Warning - Catastrophic Fires | 2027 | 1.1208e-08 | 5.6038e-09 | 1.441e-08 | 14664.6376 | 233.2301 | 8896.516 | 5534.8915 | 0 | 0 | 0 | 9.3357e-06 |  | 0.00016435 | 0 | 0.00016435 | 8.2177e-05 | 0 | 8.2177e-05 | 0.00021131 | 0 | 0.00021131 | [16 empty] | 7.3.1.3 Ignition probability mapping showing the probability of ignition along the electric lines and equipmentWLDFRAggregatedAggregated | WLDFR | HFTD - Distribution - Tier 2 - 1QU CoRE ¦ 4QU LoRE | Non-Red Flag Warning - Destructive Fires | Aggregated | Aggregated | 2027 | 8.9924e-06 | 0 | 1434.2134 | 0.012897 | 2027 | Mitigation | 0.08575 | 30 | 0 | esc | 0.0012005 | 1.0795e-08 | 0.00060025 | 5.3977e-09 | 0.0015435 | 1.388e-08
[35 empty] | 7.3.1.1 A summarized risk map that shows the overall ignition probability and estimated wildfire consequence along the electric lines and equipment | WLDFR | HFTD - Distribution - Tier 3 - 1QU CoRE ¦ 5QU LoRE | 2031 | 0.50835 | 0.00067467 | 0.37324 | 0 | 0.37324 | 0.00041995 | 0.23232 | 0 | 0.23232 | 0.0011074 | 0.61261 | 0 | 0.61261 | 0.0011629 | 0.64333 | 0 | 0.64333 | 0.18974 | 0.1181 | 0.31142 | 0.32704 | 0.0011074 | 0.00056293 | 0.61261 | 0.31142 | 0 | 0 | 0.61261 | 0.31142 | [11 empty] | WLDFR | HFTD - Distribution - Tier 2 - 1QU CoRE ¦ 4QU LoRE | Non-Red Flag Warning - Catastrophic Fires | 2028 | 1.1208e-08 | 5.6038e-09 | 1.441e-08 | 15317.9909 | 247.273 | 9287.6491 | 5783.0689 | 0 | 0 | 0 | 9.3357e-06 |  | 0.00017168 | 0 | 0.00017168 | 8.5838e-05 | 0 | 8.5838e-05 | 0.00022073 | 0 | 0.00022073 | [16 empty] | 7.3.1.3 Ignition probability mapping showing the probability of ignition along the electric lines and equipmentWLDFRAggregatedAggregated | WLDFR | HFTD - Distribution - Tier 2 - 1QU CoRE ¦ 4QU LoRE | Non-Red Flag Warning - Destructive Fires | Aggregated | Aggregated | 2028 | 8.9924e-06 | 0 | 1434.2134 | 0.012897 | 2028 | Mitigation | 0.08575 | 30 | 0 | esc | 0.0012005 | 1.0795e-08 | 0.00060025 | 5.3977e-09 | 0.0015435 | 1.388e-08
[35 empty] | 7.3.1.1 A summarized risk map that shows the overall ignition probability and estimated wildfire consequence along the electric lines and equipment | WLDFR | HFTD - Distribution - Tier 3 - 1QU CoRE ¦ 5QU LoRE | 2032 | 0.47509 | 0.00067467 | 0.37324 | 0 | 0.37324 | 0.00041995 | 0.23232 | 0 | 0.23232 | 0.0011074 | 0.61261 | 0 | 0.61261 | 0.0011629 | 0.64333 | 0 | 0.64333 | 0.17732 | 0.11038 | 0.29105 | 0.30564 | 0.0011074 | 0.0005261 | 0.61261 | 0.29105 | 0 | 0 | 0.61261 | 0.29105 | [11 empty] | WLDFR | HFTD - Distribution - Tier 2 - 1QU CoRE ¦ 4QU LoRE | Non-Red Flag Warning - Catastrophic Fires | 2029 | 1.1208e-08 | 5.6038e-09 | 1.441e-08 | 15317.9909 | 247.273 | 9287.6491 | 5783.0689 | 0 | 0 | 0 | 9.3357e-06 |  | 0.00017168 | 0 | 0.00017168 | 8.5838e-05 | 0 | 8.5838e-05 | 0.00022073 | 0 | 0.00022073 | [16 empty] | 7.3.1.3 Ignition probability mapping showing the probability of ignition along the electric lines and equipmentWLDFRAggregatedAggregated | WLDFR | HFTD - Distribution - Tier 2 - 1QU CoRE ¦ 4QU LoRE | Non-Red Flag Warning - Destructive Fires | Aggregated | Aggregated | 2029 | 8.9924e-06 | 0 | 1434.2134 | 0.012897 | 2029 | Mitigation | 0.08575 | 30 | 0 | esc | 0.0012005 | 1.0795e-08 | 0.00060025 | 5.3977e-09 | 0.0015435 | 1.388e-08
[35 empty] | 7.3.1.1 A summarized risk map that shows the overall ignition probability and estimated wildfire consequence along the electric lines and equipment | WLDFR | HFTD - Distribution - Tier 3 - 1QU CoRE ¦ 5QU LoRE | 2033 | 0.44401 | 0.00067467 | 0.39093 | 0 | 0.39093 | 0.00041995 | 0.24333 | 0 | 0.24333 | 0.0011074 | 0.64164 | 0 | 0.64164 | 0.0011629 | 0.67382 | 0 | 0.67382 | 0.17358 | 0.10804 | 0.2849 | 0.29918 | 0.0011074 | 0.00049169 | 0.64164 | 0.2849 | 0 | 0 | 0.64164 | 0.2849 | [11 empty] | WLDFR | HFTD - Distribution - Tier 2 - 1QU CoRE ¦ 4QU LoRE | Non-Red Flag Warning - Catastrophic Fires | 2030 | 1.1208e-08 | 5.6038e-09 | 1.441e-08 | 15317.9909 | 247.273 | 9287.6491 | 5783.0689 | 0 | 0 | 0 | 9.3357e-06 |  | 0.00017168 | 0 | 0.00017168 | 8.5838e-05 | 0 | 8.5838e-05 | 0.00022073 | 0 | 0.00022073 | [16 empty] | 7.3.1.3 Ignition probability mapping showing the probability of ignition along the electric lines and equipmentWLDFRAggregatedAggregated | WLDFR | HFTD - Distribution - Tier 2 - 1QU CoRE ¦ 4QU LoRE | Non-Red Flag Warning - Destructive Fires | Aggregated | Aggregated | 2030 | 8.9924e-06 | 0 | 1434.2134 | 0.012897 | 2030 | Mitigation | 0.08575 | 30 | 0 | esc | 0.0012005 | 1.0795e-08 | 0.00060025 | 5.3977e-09 | 0.0015435 | 1.388e-08
[35 empty] | 7.3.1.1 A summarized risk map that shows the overall ignition probability and estimated wildfire consequence along the electric lines and equipment | WLDFR | HFTD - Distribution - Tier 3 - 1QU CoRE ¦ 5QU LoRE | 2034 | 0.41496 | 0.00067467 | 0.39093 | 0 | 0.39093 | 0.00041995 | 0.24333 | 0 | 0.24333 | 0.0011074 | 0.64164 | 0 | 0.64164 | 0.0011629 | 0.67382 | 0 | 0.67382 | 0.16222 | 0.10097 | 0.26626 | 0.27961 | 0.0011074 | 0.00045952 | 0.64164 | 0.26626 | 0 | 0 | 0.64164 | 0.26626 | [11 empty] | WLDFR | HFTD - Distribution - Tier 2 - 1QU CoRE ¦ 4QU LoRE | Non-Red Flag Warning - Catastrophic Fires | 2031 | 1.1208e-08 | 5.6038e-09 | 1.441e-08 | 15317.9909 | 247.273 | 9287.6491 | 5783.0689 | 0 | 0 | 0 | 9.3357e-06 |  | 0.00017168 | 0 | 0.00017168 | 8.5838e-05 | 0 | 8.5838e-05 | 0.00022073 | 0 | 0.00022073 | [16 empty] | 7.3.1.3 Ignition probability mapping showing the probability of ignition along the electric lines and equipmentWLDFRAggregatedAggregated | WLDFR | HFTD - Distribution - Tier 2 - 1QU CoRE ¦ 4QU LoRE | Non-Red Flag Warning - Destructive Fires | Aggregated | Aggregated | 2031 | 8.9924e-06 | 0 | 1434.2134 | 0.012897 | 2031 | Mitigation | 0.08575 | 30 | 0 | esc | 0.0012005 | 1.0795e-08 | 0.00060025 | 5.3977e-09 | 0.0015435 | 1.388e-08
[35 empty] | 7.3.1.1 A summarized risk map that shows the overall ignition probability and estimated wildfire consequence along the electric lines and equipment | WLDFR | HFTD - Distribution - Tier 3 - 1QU CoRE ¦ 5QU LoRE | 2035 | 0.38782 | 0.00067467 | 0.39093 | 0 | 0.39093 | 0.00041995 | 0.24333 | 0 | 0.24333 | 0.0011074 | 0.64164 | 0 | 0.64164 | 0.0011629 | 0.67382 | 0 | 0.67382 | 0.15161 | 0.094369 | 0.24884 | 0.26132 | 0.0011074 | 0.00042946 | 0.64164 | 0.24884 | 0 | 0 | 0.64164 | 0.24884 | [11 empty] | WLDFR | HFTD - Distribution - Tier 2 - 1QU CoRE ¦ 4QU LoRE | Non-Red Flag Warning - Catastrophic Fires | 2032 | 1.1208e-08 | 5.6038e-09 | 1.441e-08 | 15317.9909 | 247.273 | 9287.6491 | 5783.0689 | 0 | 0 | 0 | 9.3357e-06 |  | 0.00017168 | 0 | 0.00017168 | 8.5838e-05 | 0 | 8.5838e-05 | 0.00022073 | 0 | 0.00022073 | [16 empty] | 7.3.1.3 Ignition probability mapping showing the probability of ignition along the electric lines and equipmentWLDFRAggregatedAggregated | WLDFR | HFTD - Distribution - Tier 2 - 1QU CoRE ¦ 4QU LoRE | Non-Red Flag Warning - Destructive Fires | Aggregated | Aggregated | 2032 | 8.9924e-06 | 0 | 1434.2134 | 0.012897 | 2032 | Mitigation | 0.08575 | 30 | 0 | esc | 0.0012005 | 1.0795e-08 | 0.00060025 | 5.3977e-09 | 0.0015435 | 1.388e-08
[35 empty] | 7.3.1.1 A summarized risk map that shows the overall ignition probability and estimated wildfire consequence along the electric lines and equipment | WLDFR | HFTD - Distribution - Tier 3 - 1QU CoRE ¦ 5QU LoRE | 2036 | 0.36245 | 0.00067467 | 0.39093 | 0 | 0.39093 | 0.00041995 | 0.24333 | 0 | 0.24333 | 0.0011074 | 0.64164 | 0 | 0.64164 | 0.0011629 | 0.67382 | 0 | 0.67382 | 0.14169 | 0.088195 | 0.23256 | 0.24422 | 0.0011074 | 0.00040136 | 0.64164 | 0.23256 | 0 | 0 | 0.64164 | 0.23256 | [11 empty] | WLDFR | HFTD - Distribution - Tier 2 - 1QU CoRE ¦ 4QU LoRE | Non-Red Flag Warning - Catastrophic Fires | 2033 | 1.1208e-08 | 5.6038e-09 | 1.441e-08 | 16044.1264 | 263.1074 | 9721.74 | 6059.2791 | 0 | 0 | 0 | 9.3357e-06 |  | 0.00017981 | 0 | 0.00017981 | 8.9907e-05 | 0 | 8.9907e-05 | 0.00023119 | 0 | 0.00023119 | [16 empty] | 7.3.1.3 Ignition probability mapping showing the probability of ignition along the electric lines and equipmentWLDFRAggregatedAggregated | WLDFR | HFTD - Distribution - Tier 2 - 1QU CoRE ¦ 4QU LoRE | Non-Red Flag Warning - Destructive Fires | Aggregated | Aggregated | 2033 | 8.9924e-06 | 0 | 1434.2134 | 0.012897 | 2033 | Mitigation | 0.08575 | 30 | 0 | esc | 0.0012005 | 1.0795e-08 | 0.00060025 | 5.3977e-09 | 0.0015435 | 1.388e-08
[35 empty] | 7.3.1.1 A summarized risk map that shows the overall ignition probability and estimated wildfire consequence along the electric lines and equipment | WLDFR | HFTD - Distribution - Tier 3 - 1QU CoRE ¦ 5QU LoRE | 2037 | 0.33873 | 0.00067467 | 0.39093 | 0 | 0.39093 | 0.00041995 | 0.24333 | 0 | 0.24333 | 0.0011074 | 0.64164 | 0 | 0.64164 | 0.0011629 | 0.67382 | 0 | 0.67382 | 0.13242 | 0.082425 | 0.21735 | 0.22825 | 0.0011074 | 0.0003751 | 0.64164 | 0.21735 | 0 | 0 | 0.64164 | 0.21735 | [11 empty] | WLDFR | HFTD - Distribution - Tier 2 - 1QU CoRE ¦ 4QU LoRE | Non-Red Flag Warning - Catastrophic Fires | 2034 | 1.1208e-08 | 5.6038e-09 | 1.441e-08 | 16044.1264 | 263.1074 | 9721.74 | 6059.2791 | 0 | 0 | 0 | 9.3357e-06 |  | 0.00017981 | 0 | 0.00017981 | 8.9907e-05 | 0 | 8.9907e-05 | 0.00023119 | 0 | 0.00023119 | [16 empty] | 7.3.1.3 Ignition probability mapping showing the probability of ignition along the electric lines and equipmentWLDFRAggregatedAggregated | WLDFR | HFTD - Distribution - Tier 2 - 1QU CoRE ¦ 4QU LoRE | Non-Red Flag Warning - Destructive Fires | Aggregated | Aggregated | 2034 | 8.9924e-06 | 0 | 1434.2134 | 0.012897 | 2034 | Mitigation | 0.08575 | 30 | 0 | esc | 0.0012005 | 1.0795e-08 | 0.00060025 | 5.3977e-09 | 0.0015435 | 1.388e-08
[35 empty] | 7.3.1.1 A summarized risk map that shows the overall ignition probability and estimated wildfire consequence along the electric lines and equipment | WLDFR | HFTD - Distribution - Tier 3 - 1QU CoRE ¦ 5QU LoRE | 2038 | 0.31657 | 0.00067467 | 0.41012 | 0 | 0.41012 | 0.00041995 | 0.25528 | 0 | 0.25528 | 0.0011074 | 0.67315 | 0 | 0.67315 | 0.0011629 | 0.70691 | 0 | 0.70691 | 0.12983 | 0.080816 | 0.2131 | 0.22379 | 0.0011074 | 0.00035056 | 0.67315 | 0.2131 | 0 | 0 | 0.67315 | 0.2131 | [11 empty] | WLDFR | HFTD - Distribution - Tier 2 - 1QU CoRE ¦ 4QU LoRE | Non-Red Flag Warning - Catastrophic Fires | 2035 | 1.1208e-08 | 5.6038e-09 | 1.441e-08 | 16044.1264 | 263.1074 | 9721.74 | 6059.2791 | 0 | 0 | 0 | 9.3357e-06 |  | 0.00017981 | 0 | 0.00017981 | 8.9907e-05 | 0 | 8.9907e-05 | 0.00023119 | 0 | 0.00023119 | [16 empty] | 7.3.1.3 Ignition probability mapping showing the probability of ignition along the electric lines and equipmentWLDFRAggregatedAggregated | WLDFR | HFTD - Distribution - Tier 2 - 1QU CoRE ¦ 4QU LoRE | Non-Red Flag Warning - Destructive Fires | Aggregated | Aggregated | 2035 | 8.9924e-06 | 0 | 1434.2134 | 0.012897 | 2035 | Mitigation | 0.08575 | 30 | 0 | esc | 0.0012005 | 1.0795e-08 | 0.00060025 | 5.3977e-09 | 0.0015435 | 1.388e-08
[35 empty] | 7.3.1.1 A summarized risk map that shows the overall ignition probability and estimated wildfire consequence along the electric lines and equipment | WLDFR | HFTD - Distribution - Tier 3 - 1QU CoRE ¦ 5QU LoRE | 2039 | 0.29586 | 0.00067467 | 0.41012 | 0 | 0.41012 | 0.00041995 | 0.25528 | 0 | 0.25528 | 0.0011074 | 0.67315 | 0 | 0.67315 | 0.0011629 | 0.70691 | 0 | 0.70691 | 0.12134 | 0.075529 | 0.19916 | 0.20915 | 0.0011074 | 0.00032763 | 0.67315 | 0.19916 | 0 | 0 | 0.67315 | 0.19916 | [11 empty] | WLDFR | HFTD - Distribution - Tier 2 - 1QU CoRE ¦ 4QU LoRE | Non-Red Flag Warning - Catastrophic Fires | 2036 | 1.1208e-08 | 5.6038e-09 | 1.441e-08 | 16044.1264 | 263.1074 | 9721.74 | 6059.2791 | 0 | 0 | 0 | 9.3357e-06 |  | 0.00017981 | 0 | 0.00017981 | 8.9907e-05 | 0 | 8.9907e-05 | 0.00023119 | 0 | 0.00023119 | [16 empty] | 7.3.1.3 Ignition probability mapping showing the probability of ignition along the electric lines and equipmentWLDFRAggregatedAggregated | WLDFR | HFTD - Distribution - Tier 2 - 1QU CoRE ¦ 4QU LoRE | Non-Red Flag Warning - Destructive Fires | Aggregated | Aggregated | 2036 | 8.9924e-06 | 0 | 1434.2134 | 0.012897 | 2036 | Mitigation | 0.08575 | 30 | 0 | esc | 0.0012005 | 1.0795e-08 | 0.00060025 | 5.3977e-09 | 0.0015435 | 1.388e-08
[35 empty] | 7.3.1.1 A summarized risk map that shows the overall ignition probability and estimated wildfire consequence along the electric lines and equipment | WLDFR | HFTD - Distribution - Tier 3 - 1QU CoRE ¦ 5QU LoRE | 2040 | 0.27651 | 0.00067467 | 0.41012 | 0 | 0.41012 | 0.00041995 | 0.25528 | 0 | 0.25528 | 0.0011074 | 0.67315 | 0 | 0.67315 | 0.0011629 | 0.70691 | 0 | 0.70691 | 0.1134 | 0.070588 | 0.18613 | 0.19547 | 0.0011074 | 0.0003062 | 0.67315 | 0.18613 | 0 | 0 | 0.67315 | 0.18613 | [11 empty] | WLDFR | HFTD - Distribution - Tier 2 - 1QU CoRE ¦ 4QU LoRE | Non-Red Flag Warning - Catastrophic Fires | 2037 | 1.1208e-08 | 5.6038e-09 | 1.441e-08 | 16044.1264 | 263.1074 | 9721.74 | 6059.2791 | 0 | 0 | 0 | 9.3357e-06 |  | 0.00017981 | 0 | 0.00017981 | 8.9907e-05 | 0 | 8.9907e-05 | 0.00023119 | 0 | 0.00023119 | [16 empty] | 7.3.1.3 Ignition probability mapping showing the probability of ignition along the electric lines and equipmentWLDFRAggregatedAggregated | WLDFR | HFTD - Distribution - Tier 2 - 1QU CoRE ¦ 4QU LoRE | Non-Red Flag Warning - Destructive Fires | Aggregated | Aggregated | 2037 | 8.9924e-06 | 0 | 1434.2134 | 0.012897 | 2037 | Mitigation | 0.08575 | 30 | 0 | esc | 0.0012005 | 1.0795e-08 | 0.00060025 | 5.3977e-09 | 0.0015435 | 1.388e-08
[35 empty] | 7.3.1.1 A summarized risk map that shows the overall ignition probability and estimated wildfire consequence along the electric lines and equipment | WLDFR | HFTD - Distribution - Tier 3 - 1QU CoRE ¦ 5QU LoRE | 2041 | 0.25842 | 0.00067467 | 0.41012 | 0 | 0.41012 | 0.00041995 | 0.25528 | 0 | 0.25528 | 0.0011074 | 0.67315 | 0 | 0.67315 | 0.0011629 | 0.70691 | 0 | 0.70691 | 0.10598 | 0.06597 | 0.17396 | 0.18268 | 0.0011074 | 0.00028617 | 0.67315 | 0.17396 | 0 | 0 | 0.67315 | 0.17396 | [11 empty] | WLDFR | HFTD - Distribution - Tier 2 - 1QU CoRE ¦ 4QU LoRE | Non-Red Flag Warning - Catastrophic Fires | 2038 | 1.1208e-08 | 5.6038e-09 | 1.441e-08 | 16832.3912 | 280.5544 | 10192.2718 | 6359.5651 | 0 | 0 | 0 | 9.3357e-06 |  | 0.00018865 | 0 | 0.00018865 | 9.4325e-05 | 0 | 9.4325e-05 | 0.00024255 | 0 | 0.00024255 | [16 empty] | 7.3.1.3 Ignition probability mapping showing the probability of ignition along the electric lines and equipmentWLDFRAggregatedAggregated | WLDFR | HFTD - Distribution - Tier 2 - 1QU CoRE ¦ 4QU LoRE | Non-Red Flag Warning - Destructive Fires | Aggregated | Aggregated | 2038 | 8.9924e-06 | 0 | 1434.2134 | 0.012897 | 2038 | Mitigation | 0.08575 | 30 | 0 | esc | 0.0012005 | 1.0795e-08 | 0.00060025 | 5.3977e-09 | 0.0015435 | 1.388e-08
[35 empty] | 7.3.1.1 A summarized risk map that shows the overall ignition probability and estimated wildfire consequence along the electric lines and equipment | WLDFR | HFTD - Distribution - Tier 3 - 1QU CoRE ¦ 5QU LoRE | 2042 | 0.24151 | 0.00067467 | 0.41012 | 0 | 0.41012 | 0.00041995 | 0.25528 | 0 | 0.25528 | 0.0011074 | 0.67315 | 0 | 0.67315 | 0.0011629 | 0.70691 | 0 | 0.70691 | 0.09905 | 0.061654 | 0.16258 | 0.17073 | 0.0011074 | 0.00026744 | 0.67315 | 0.16258 | 0 | 0 | 0.67315 | 0.16258 | [11 empty] | WLDFR | HFTD - Distribution - Tier 2 - 1QU CoRE ¦ 4QU LoRE | Non-Red Flag Warning - Catastrophic Fires | 2039 | 1.1208e-08 | 5.6038e-09 | 1.441e-08 | 16832.3912 | 280.5544 | 10192.2718 | 6359.5651 | 0 | 0 | 0 | 9.3357e-06 |  | 0.00018865 | 0 | 0.00018865 | 9.4325e-05 | 0 | 9.4325e-05 | 0.00024255 | 0 | 0.00024255 | [16 empty] | 7.3.1.3 Ignition probability mapping showing the probability of ignition along the electric lines and equipmentWLDFRAggregatedAggregated | WLDFR | HFTD - Distribution - Tier 2 - 1QU CoRE ¦ 4QU LoRE | Non-Red Flag Warning - Destructive Fires | Aggregated | Aggregated | 2039 | 8.9924e-06 | 0 | 1434.2134 | 0.012897 | 2039 | Mitigation | 0.08575 | 30 | 0 | esc | 0.0012005 | 1.0795e-08 | 0.00060025 | 5.3977e-09 | 0.0015435 | 1.388e-08
[35 empty] | 7.3.1.1 A summarized risk map that shows the overall ignition probability and estimated wildfire consequence along the electric lines and equipment | WLDFR | HFTD - Distribution - Tier 3 - 1QU CoRE ¦ 5QU LoRE | 2043 | 0.22571 | 0.00067467 | 0.43057 | 0 | 0.43057 | 0.00041995 | 0.26801 | 0 | 0.26801 | 0.0011074 | 0.70672 | 0 | 0.70672 | 0.0011629 | 0.74216 | 0 | 0.74216 | 0.097186 | 0.060494 | 0.15952 | 0.16751 | 0.0011074 | 0.00024995 | 0.70672 | 0.15952 | 0 | 0 | 0.70672 | 0.15952 | [11 empty] | WLDFR | HFTD - Distribution - Tier 2 - 1QU CoRE ¦ 4QU LoRE | Non-Red Flag Warning - Catastrophic Fires | 2040 | 1.1208e-08 | 5.6038e-09 | 1.441e-08 | 16832.3912 | 280.5544 | 10192.2718 | 6359.5651 | 0 | 0 | 0 | 9.3357e-06 |  | 0.00018865 | 0 | 0.00018865 | 9.4325e-05 | 0 | 9.4325e-05 | 0.00024255 | 0 | 0.00024255 | [16 empty] | 7.3.1.3 Ignition probability mapping showing the probability of ignition along the electric lines and equipmentWLDFRAggregatedAggregated | WLDFR | HFTD - Distribution - Tier 2 - 1QU CoRE ¦ 4QU LoRE | Non-Red Flag Warning - Destructive Fires | Aggregated | Aggregated | 2040 | 8.9924e-06 | 0 | 1434.2134 | 0.012897 | 2040 | Mitigation | 0.08575 | 30 | 0 | esc | 0.0012005 | 1.0795e-08 | 0.00060025 | 5.3977e-09 | 0.0015435 | 1.388e-08
[35 empty] | 7.3.1.1 A summarized risk map that shows the overall ignition probability and estimated wildfire consequence along the electric lines and equipment | WLDFR | HFTD - Distribution - Tier 3 - 1QU CoRE ¦ 5QU LoRE | 2044 | 0.21095 | 0.00067467 | 0.43057 | 0 | 0.43057 | 0.00041995 | 0.26801 | 0 | 0.26801 | 0.0011074 | 0.70672 | 0 | 0.70672 | 0.0011629 | 0.74216 | 0 | 0.74216 | 0.090828 | 0.056536 | 0.14908 | 0.15656 | 0.0011074 | 0.0002336 | 0.70672 | 0.14908 | 0 | 0 | 0.70672 | 0.14908 | [11 empty] | WLDFR | HFTD - Distribution - Tier 2 - 1QU CoRE ¦ 4QU LoRE | Non-Red Flag Warning - Catastrophic Fires | 2041 | 1.1208e-08 | 5.6038e-09 | 1.441e-08 | 16832.3912 | 280.5544 | 10192.2718 | 6359.5651 | 0 | 0 | 0 | 9.3357e-06 |  | 0.00018865 | 0 | 0.00018865 | 9.4325e-05 | 0 | 9.4325e-05 | 0.00024255 | 0 | 0.00024255 | [16 empty] | 7.3.1.3 Ignition probability mapping showing the probability of ignition along the electric lines and equipmentWLDFRAggregatedAggregated | WLDFR | HFTD - Distribution - Tier 2 - 1QU CoRE ¦ 4QU LoRE | Non-Red Flag Warning - Destructive Fires | Aggregated | Aggregated | 2041 | 8.9924e-06 | 0 | 1434.2134 | 0.012897 | 2041 | Mitigation | 0.08575 | 30 | 0 | esc | 0.0012005 | 1.0795e-08 | 0.00060025 | 5.3977e-09 | 0.0015435 | 1.388e-08
[35 empty] | 7.3.1.1 A summarized risk map that shows the overall ignition probability and estimated wildfire consequence along the electric lines and equipment | WLDFR | HFTD - Distribution - Tier 3 - 1QU CoRE ¦ 5QU LoRE | 2045 | 0.19715 | 0.00067467 | 0.43057 | 0 | 0.43057 | 0.00041995 | 0.26801 | 0 | 0.26801 | 0.0011074 | 0.70672 | 0 | 0.70672 | 0.0011629 | 0.74216 | 0 | 0.74216 | 0.084886 | 0.052838 | 0.13933 | 0.14631 | 0.0011074 | 0.00021831 | 0.70672 | 0.13933 | 0 | 0 | 0.70672 | 0.13933 | [11 empty] | WLDFR | HFTD - Distribution - Tier 2 - 1QU CoRE ¦ 4QU LoRE | Non-Red Flag Warning - Catastrophic Fires | 2042 | 1.1208e-08 | 5.6038e-09 | 1.441e-08 | 16832.3912 | 280.5544 | 10192.2718 | 6359.5651 | 0 | 0 | 0 | 9.3357e-06 |  | 0.00018865 | 0 | 0.00018865 | 9.4325e-05 | 0 | 9.4325e-05 | 0.00024255 | 0 | 0.00024255 | [16 empty] | 7.3.1.3 Ignition probability mapping showing the probability of ignition along the electric lines and equipmentWLDFRAggregatedAggregated | WLDFR | HFTD - Distribution - Tier 2 - 1QU CoRE ¦ 4QU LoRE | Non-Red Flag Warning - Destructive Fires | Aggregated | Aggregated | 2042 | 8.9924e-06 | 0 | 1434.2134 | 0.012897 | 2042 | Mitigation | 0.08575 | 30 | 0 | esc | 0.0012005 | 1.0795e-08 | 0.00060025 | 5.3977e-09 | 0.0015435 | 1.388e-08
[35 empty] | 7.3.1.1 A summarized risk map that shows the overall ignition probability and estimated wildfire consequence along the electric lines and equipment | WLDFR | HFTD - Distribution - Tier 3 - 1QU CoRE ¦ 5QU LoRE | 2046 | 0.18425 | 0.00067467 | 0.43057 | 0 | 0.43057 | 0.00041995 | 0.26801 | 0 | 0.26801 | 0.0011074 | 0.70672 | 0 | 0.70672 | 0.0011629 | 0.74216 | 0 | 0.74216 | 0.079333 | 0.049381 | 0.13021 | 0.13674 | 0.0011074 | 0.00020403 | 0.70672 | 0.13021 | 0 | 0 | 0.70672 | 0.13021 | [11 empty] | WLDFR | HFTD - Distribution - Tier 2 - 1QU CoRE ¦ 4QU LoRE | Non-Red Flag Warning - Catastrophic Fires | 2043 | 1.1208e-08 | 5.6038e-09 | 1.441e-08 | 17672.0852 | 299.42 | 10692.7362 | 6679.929 | 0 | 0 | 0 | 9.3357e-06 |  | 0.00019806 | 0 | 0.00019806 | 9.903e-05 | 0 | 9.903e-05 | 0.00025465 | 0 | 0.00025465 | [16 empty] | 7.3.1.3 Ignition probability mapping showing the probability of ignition along the electric lines and equipmentWLDFRAggregatedAggregated | WLDFR | HFTD - Distribution - Tier 2 - 1QU CoRE ¦ 4QU LoRE | Non-Red Flag Warning - Destructive Fires | Aggregated | Aggregated | 2043 | 8.9924e-06 | 0 | 1434.2134 | 0.012897 | 2043 | Mitigation | 0.08575 | 30 | 0 | esc | 0.0012005 | 1.0795e-08 | 0.00060025 | 5.3977e-09 | 0.0015435 | 1.388e-08
[35 empty] | 7.3.1.1 A summarized risk map that shows the overall ignition probability and estimated wildfire consequence along the electric lines and equipment | WLDFR | HFTD - Distribution - Tier 3 - 1QU CoRE ¦ 5QU LoRE | 2047 | 0.1722 | 0.00067467 | 0.43057 | 0 | 0.43057 | 0.00041995 | 0.26801 | 0 | 0.26801 | 0.0011074 | 0.70672 | 0 | 0.70672 | 0.0011629 | 0.74216 | 0 | 0.74216 | 0.074143 | 0.04615 | 0.12169 | 0.1278 | 0.0011074 | 0.00019068 | 0.70672 | 0.12169 | 0 | 0 | 0.70672 | 0.12169 | [11 empty] | WLDFR | HFTD - Distribution - Tier 2 - 1QU CoRE ¦ 4QU LoRE | Non-Red Flag Warning - Catastrophic Fires | 2044 | 1.1208e-08 | 5.6038e-09 | 1.441e-08 | 17672.0852 | 299.42 | 10692.7362 | 6679.929 | 0 | 0 | 0 | 9.3357e-06 |  | 0.00019806 | 0 | 0.00019806 | 9.903e-05 | 0 | 9.903e-05 | 0.00025465 | 0 | 0.00025465 | [16 empty] | 7.3.1.3 Ignition probability mapping showing the probability of ignition along the electric lines and equipmentWLDFRAggregatedAggregated | WLDFR | HFTD - Distribution - Tier 2 - 1QU CoRE ¦ 4QU LoRE | Non-Red Flag Warning - Destructive Fires | Aggregated | Aggregated | 2044 | 8.9924e-06 | 0 | 1434.2134 | 0.012897 | 2044 | Mitigation | 0.08575 | 30 | 0 | esc | 0.0012005 | 1.0795e-08 | 0.00060025 | 5.3977e-09 | 0.0015435 | 1.388e-08
[35 empty] | 7.3.1.1 A summarized risk map that shows the overall ignition probability and estimated wildfire consequence along the electric lines and equipment | WLDFR | HFTD - Distribution - Tier 3 - 1QU CoRE ¦ 5QU LoRE | 2048 | 0.16093 | 0.00067467 | 0.45201 | 0 | 0.45201 | 0.00041995 | 0.28135 | 0 | 0.28135 | 0.0011074 | 0.7419 | 0 | 0.7419 | 0.0011629 | 0.7791 | 0 | 0.7791 | 0.072742 | 0.045279 | 0.11939 | 0.12538 | 0.0011074 | 0.00017821 | 0.7419 | 0.11939 | 0 | 0 | 0.7419 | 0.11939 | [11 empty] | WLDFR | HFTD - Distribution - Tier 2 - 1QU CoRE ¦ 4QU LoRE | Non-Red Flag Warning - Catastrophic Fires | 2045 | 1.1208e-08 | 5.6038e-09 | 1.441e-08 | 17672.0852 | 299.42 | 10692.7362 | 6679.929 | 0 | 0 | 0 | 9.3357e-06 |  | 0.00019806 | 0 | 0.00019806 | 9.903e-05 | 0 | 9.903e-05 | 0.00025465 | 0 | 0.00025465 | [16 empty] | 7.3.1.3 Ignition probability mapping showing the probability of ignition along the electric lines and equipmentWLDFRAggregatedAggregated | WLDFR | HFTD - Distribution - Tier 2 - 1QU CoRE ¦ 4QU LoRE | Non-Red Flag Warning - Destructive Fires | Aggregated | Aggregated | 2045 | 8.9924e-06 | 0 | 1434.2134 | 0.012897 | 2045 | Mitigation | 0.08575 | 30 | 0 | esc | 0.0012005 | 1.0795e-08 | 0.00060025 | 5.3977e-09 | 0.0015435 | 1.388e-08
[35 empty] | 7.3.1.1 A summarized risk map that shows the overall ignition probability and estimated wildfire consequence along the electric lines and equipment | WLDFR | HFTD - Distribution - Tier 3 - 1QU CoRE ¦ 5QU LoRE | 2049 | 0.1504 | 0.00067467 | 0.45201 | 0 | 0.45201 | 0.00041995 | 0.28135 | 0 | 0.28135 | 0.0011074 | 0.7419 | 0 | 0.7419 | 0.0011629 | 0.7791 | 0 | 0.7791 | 0.067983 | 0.042316 | 0.11158 | 0.11718 | 0.0011074 | 0.00016655 | 0.7419 | 0.11158 | 0 | 0 | 0.7419 | 0.11158 | [11 empty] | WLDFR | HFTD - Distribution - Tier 2 - 1QU CoRE ¦ 4QU LoRE | Non-Red Flag Warning - Catastrophic Fires | 2046 | 1.1208e-08 | 5.6038e-09 | 1.441e-08 | 17672.0852 | 299.42 | 10692.7362 | 6679.929 | 0 | 0 | 0 | 9.3357e-06 |  | 0.00019806 | 0 | 0.00019806 | 9.903e-05 | 0 | 9.903e-05 | 0.00025465 | 0 | 0.00025465 | [16 empty] | 7.3.1.3 Ignition probability mapping showing the probability of ignition along the electric lines and equipmentWLDFRAggregatedAggregated | WLDFR | HFTD - Distribution - Tier 2 - 1QU CoRE ¦ 4QU LoRE | Non-Red Flag Warning - Destructive Fires | Aggregated | Aggregated | 2046 | 8.9924e-06 | 0 | 1434.2134 | 0.012897 | 2046 | Mitigation | 0.08575 | 30 | 0 | esc | 0.0012005 | 1.0795e-08 | 0.00060025 | 5.3977e-09 | 0.0015435 | 1.388e-08
[35 empty] | 7.3.1.1 A summarized risk map that shows the overall ignition probability and estimated wildfire consequence along the electric lines and equipment | WLDFR | HFTD - Distribution - Tier 3 - 1QU CoRE ¦ 5QU LoRE | 2050 | 0.14056 | 0 | 0 | 0 | 0 | 0.00041995 | 0.28135 | 0 | 0.28135 | 0.0011074 | 0.7419 | 0 | 0.7419 | 0.0011629 | 0.7791 | 0 | 0.7791 | 0 | 0.039548 | 0.10428 | 0.10951 | 0.0011074 | 0.00015566 | 0.7419 | 0.10428 | 0 | 0 | 0.7419 | 0.10428 | [11 empty] | WLDFR | HFTD - Distribution - Tier 2 - 1QU CoRE ¦ 4QU LoRE | Non-Red Flag Warning - Catastrophic Fires | 2047 | 1.1208e-08 | 5.6038e-09 | 1.441e-08 | 17672.0852 | 299.42 | 10692.7362 | 6679.929 | 0 | 0 | 0 | 9.3357e-06 |  | 0.00019806 | 0 | 0.00019806 | 9.903e-05 | 0 | 9.903e-05 | 0.00025465 | 0 | 0.00025465 | [16 empty] | 7.3.1.3 Ignition probability mapping showing the probability of ignition along the electric lines and equipmentWLDFRAggregatedAggregated | WLDFR | HFTD - Distribution - Tier 2 - 1QU CoRE ¦ 4QU LoRE | Non-Red Flag Warning - Destructive Fires | Aggregated | Aggregated | 2047 | 8.9924e-06 | 0 | 1434.2134 | 0.012897 | 2047 | Mitigation | 0.08575 | 30 | 0 | esc | 0.0012005 | 1.0795e-08 | 0.00060025 | 5.3977e-09 | 0.0015435 | 1.388e-08
[35 empty] | 7.3.1.1 A summarized risk map that shows the overall ignition probability and estimated wildfire consequence along the electric lines and equipment | WLDFR | HFTD - Distribution - Tier 3 - 1QU CoRE ¦ 5QU LoRE | 2051 | 0.13137 | 0 | 0 | 0 | 0 | 0 | 0 | 0 | 0 | 0.0011074 | 0.7419 | 0 | 0.7419 | 0.0011629 | 0.7791 | 0 | 0.7791 | 0 | 0 | 0.097461 | 0.10235 | 0.0011074 | 0.00014547 | 0.7419 | 0.097461 | 0 | 0 | 0.7419 | 0.097461 | [11 empty] | WLDFR | HFTD - Distribution - Tier 2 - 1QU CoRE ¦ 4QU LoRE | Non-Red Flag Warning - Catastrophic Fires | 2048 | 1.1208e-08 | 5.6038e-09 | 1.441e-08 | 18552.3348 | 319.4911 | 11216.5626 | 7016.281 | 0 | 0 | 0 | 9.3357e-06 |  | 0.00020793 | 0 | 0.00020793 | 0.00010396 | 0 | 0.00010396 | 0.00026733 | 0 | 0.00026733 | [16 empty] | 7.3.1.3 Ignition probability mapping showing the probability of ignition along the electric lines and equipmentWLDFRAggregatedAggregated | WLDFR | HFTD - Distribution - Tier 2 - 1QU CoRE ¦ 4QU LoRE | Non-Red Flag Warning - Destructive Fires | Aggregated | Aggregated | 2048 | 8.9924e-06 | 0 | 1434.2134 | 0.012897 | 2048 | Mitigation | 0.08575 | 30 | 0 | esc | 0.0012005 | 1.0795e-08 | 0.00060025 | 5.3977e-09 | 0.0015435 | 1.388e-08
[35 empty] | 7.3.1.1 A summarized risk map that shows the overall ignition probability and estimated wildfire consequence along the electric lines and equipment | WLDFR | HFTD - Distribution - Tier 3 - 1QU CoRE ¦ 5QU LoRE | 2052 | 0.12277 | 0 | 0 | 0 | 0 | 0 | 0 | 0 | 0 | 0 | 0 | 0 | 0 | 0.0011629 | 0.7791 | 0 | 0.7791 | 0 | 0 | 0 | 0.095653 | 0 | 0 | 0 | 0 | 0 | 0 | 0 | 0 | [11 empty] | WLDFR | HFTD - Distribution - Tier 2 - 1QU CoRE ¦ 4QU LoRE | Non-Red Flag Warning - Catastrophic Fires | 2049 | 1.1208e-08 | 5.6038e-09 | 1.441e-08 | 18552.3348 | 319.4911 | 11216.5626 | 7016.281 | 0 | 0 | 0 | 9.3357e-06 |  | 0.00020793 | 0 | 0.00020793 | 0.00010396 | 0 | 0.00010396 | 0.00026733 | 0 | 0.00026733 | [16 empty] | 7.3.1.3 Ignition probability mapping showing the probability of ignition along the electric lines and equipmentWLDFRAggregatedAggregated | WLDFR | HFTD - Distribution - Tier 2 - 1QU CoRE ¦ 4QU LoRE | Non-Red Flag Warning - Destructive Fires | Aggregated | Aggregated | 2049 | 8.9924e-06 | 0 | 1434.2134 | 0.012897 | 2049 | Mitigation | 0.08575 | 30 | 0 | esc | 0.0012005 | 1.0795e-08 | 0.00060025 | 5.3977e-09 | 0.0015435 | 1.388e-08
[35 empty] | 7.3.1.1 A summarized risk map that shows the overall ignition probability and estimated wildfire consequence along the electric lines and equipment | WLDFR | HFTD - Distribution - Tier 3 - 2QU CoRE ¦ 1QU LoRE | 2020 | 1 | 0.0080181 | 1.7957 | 0 | 1.7957 | 0 | 0 | 0 | 0 | 0 | 0 | 0 | 0 | 0 | 0 | 0 | 0 | 1.7957 | 0 | 0 | 0 | 0 | 0 | 0 | 0 | 0 | 0 | 0 | 0 | [11 empty] | WLDFR | HFTD - Distribution - Tier 2 - 1QU CoRE ¦ 4QU LoRE | Non-Red Flag Warning - Catastrophic Fires | 2050 | 0 | 5.6038e-09 | 1.441e-08 | 18552.3348 | 319.4911 | 11216.5626 | 7016.281 | 0 | 0 | 0 | 9.3357e-06 |  | 0 | 0 | 0 | 0.00010396 | 0 | 0.00010396 | 0.00026733 | 0 | 0.00026733 | [16 empty] | 7.3.1.3 Ignition probability mapping showing the probability of ignition along the electric lines and equipmentWLDFRAggregatedAggregated | WLDFR | HFTD - Distribution - Tier 2 - 1QU CoRE ¦ 4QU LoRE | Non-Red Flag Warning - Destructive Fires | Aggregated | Aggregated | 2050 | 8.9924e-06 | 0 | 1434.2134 | 0.012897 | 2050 | Mitigation | 0.08575 | 30 | 0 | esc | 0 | 0 | 0.00060025 | 5.3977e-09 | 0.0015435 | 1.388e-08
[35 empty] | 7.3.1.1 A summarized risk map that shows the overall ignition probability and estimated wildfire consequence along the electric lines and equipment | WLDFR | HFTD - Distribution - Tier 3 - 2QU CoRE ¦ 1QU LoRE | 2021 | 1 | 0.0080181 | 1.7957 | 0 | 1.7957 | 0.0049909 | 1.1177 | 0 | 1.1177 | 0 | 0 | 0 | 0 | 0 | 0 | 0 | 0 | 1.7957 | 1.1177 | 0 | 0 | 0 | 0 | 0 | 0 | 0 | 0 | 0 | 0 | [11 empty] | WLDFR | HFTD - Distribution - Tier 2 - 1QU CoRE ¦ 4QU LoRE | Non-Red Flag Warning - Catastrophic Fires | 2051 | 0 | 0 | 1.441e-08 | 18552.3348 | 319.4911 | 11216.5626 | 7016.281 | 0 | 0 | 0 | 9.3357e-06 |  | 0 | 0 | 0 | 0 | 0 | 0 | 0.00026733 | 0 | 0.00026733 | [16 empty] | 7.3.1.3 Ignition probability mapping showing the probability of ignition along the electric lines and equipmentWLDFRAggregatedAggregated | WLDFR | HFTD - Distribution - Tier 2 - 1QU CoRE ¦ 4QU LoRE | Non-Red Flag Warning - Destructive Fires | Aggregated | Aggregated | 2051 | 8.9924e-06 | 0 | 1434.2134 | 0.012897 | 2051 | Mitigation | 0.08575 | 30 | 0 | esc | 0 | 0 | 0 | 0 | 0.0015435 | 1.388e-08
[35 empty] | 7.3.1.1 A summarized risk map that shows the overall ignition probability and estimated wildfire consequence along the electric lines and equipment | WLDFR | HFTD - Distribution - Tier 3 - 2QU CoRE ¦ 1QU LoRE | 2022 | 0.93458 | 0.0082461 | 1.8752 | 0 | 1.8752 | 0.0051328 | 1.1672 | 0 | 1.1672 | 0.0095299 | 2.1672 | 0 | 2.1672 | 0 | 0 | 0 | 0 | 1.7525 | 1.0909 | 2.0254 | 0 | 0.0095299 | 0.0089064 | 2.1672 | 2.0254 | 0 | 0 | 2.1672 | 2.0254 | [11 empty] | WLDFR | HFTD - Distribution - Tier 2 - 1QU CoRE ¦ 4QU LoRE | Non-Red Flag Warning - Destructive Fires | 2020 | 1.0795e-08 | 0 | 0 | 8807.9522 | 222.2294 | 8585.7228 | 0 | 0 | 0 | 0 | 8.9924e-06 |  | 9.5085e-05 | 0 | 9.5085e-05 | 0 | 0 | 0 | 0 | 0 | 0 | [16 empty] | 7.3.1.3 Ignition probability mapping showing the probability of ignition along the electric lines and equipmentWLDFRAggregatedAggregated | WLDFR | HFTD - Distribution - Tier 2 - 1QU CoRE ¦ 4QU LoRE | Non-Red Flag Warning - Large Fires | Aggregated | Aggregated | 2021 | 5.9343e-05 | 0 | 1434.2134 | 0.085111 | 2021 | Mitigation | 0.08575 | 30 | 0 | esc | 0.0012005 | 7.1242e-08 | 0.00060025 | 3.5621e-08 | 0 | 0
[35 empty] | 7.3.1.1 A summarized risk map that shows the overall ignition probability and estimated wildfire consequence along the electric lines and equipment | WLDFR | HFTD - Distribution - Tier 3 - 2QU CoRE ¦ 1QU LoRE | 2023 | 0.87344 | 0.0082461 | 1.9439 | 0 | 1.9439 | 0.0051328 | 1.21 | 0 | 1.21 | 0.0095299 | 2.2466 | 0 | 2.2466 | 0.010008 | 2.3592 | 0 | 2.3592 | 1.6979 | 1.0569 | 1.9622 | 2.0606 | 0.0095299 | 0.0083237 | 2.2466 | 1.9622 | 0 | 0 | 2.2466 | 1.9622 | [11 empty] | WLDFR | HFTD - Distribution - Tier 2 - 1QU CoRE ¦ 4QU LoRE | Non-Red Flag Warning - Destructive Fires | 2021 | 1.0795e-08 | 5.3977e-09 | 0 | 8807.9522 | 222.2294 | 8585.7228 | 0 | 0 | 0 | 0 | 8.9924e-06 |  | 9.5085e-05 | 0 | 9.5085e-05 | 4.7543e-05 | 0 | 4.7543e-05 | 0 | 0 | 0 | [16 empty] | 7.3.1.3 Ignition probability mapping showing the probability of ignition along the electric lines and equipmentWLDFRAggregatedAggregated | WLDFR | HFTD - Distribution - Tier 2 - 1QU CoRE ¦ 4QU LoRE | Non-Red Flag Warning - Large Fires | Aggregated | Aggregated | 2022 | 5.9343e-05 | 0 | 1434.2134 | 0.085111 | 2022 | Mitigation | 0.08575 | 30 | 0 | esc | 0.0012005 | 7.1242e-08 | 0.00060025 | 3.5621e-08 | 0.0015435 | 9.1596e-08
[35 empty] | 7.3.1.1 A summarized risk map that shows the overall ignition probability and estimated wildfire consequence along the electric lines and equipment | WLDFR | HFTD - Distribution - Tier 3 - 2QU CoRE ¦ 1QU LoRE | 2024 | 0.8163 | 0.0082461 | 1.9439 | 0 | 1.9439 | 0.0051328 | 1.21 | 0 | 1.21 | 0.0095299 | 2.2466 | 0 | 2.2466 | 0.010008 | 2.3592 | 0 | 2.3592 | 1.5868 | 0.98773 | 1.8339 | 1.9258 | 0.0095299 | 0.0077792 | 2.2466 | 1.8339 | 0 | 0 | 2.2466 | 1.8339 | [11 empty] | WLDFR | HFTD - Distribution - Tier 2 - 1QU CoRE ¦ 4QU LoRE | Non-Red Flag Warning - Destructive Fires | 2022 | 1.0795e-08 | 5.3977e-09 | 1.388e-08 | 8807.9522 | 222.2294 | 8585.7228 | 0 | 0 | 0 | 0 | 8.9924e-06 |  | 9.5085e-05 | 0 | 9.5085e-05 | 4.7543e-05 | 0 | 4.7543e-05 | 0.00012225 | 0 | 0.00012225 | [16 empty] | 7.3.1.3 Ignition probability mapping showing the probability of ignition along the electric lines and equipmentWLDFRAggregatedAggregated | WLDFR | HFTD - Distribution - Tier 2 - 1QU CoRE ¦ 4QU LoRE | Non-Red Flag Warning - Large Fires | Aggregated | Aggregated | 2023 | 5.9343e-05 | 0 | 1434.2134 | 0.085111 | 2023 | Mitigation | 0.08575 | 30 | 0 | esc | 0.0012005 | 7.1242e-08 | 0.00060025 | 3.5621e-08 | 0.0015435 | 9.1596e-08
[35 empty] | 7.3.1.1 A summarized risk map that shows the overall ignition probability and estimated wildfire consequence along the electric lines and equipment | WLDFR | HFTD - Distribution - Tier 3 - 2QU CoRE ¦ 1QU LoRE | 2025 | 0.7629 | 0.0082461 | 1.9439 | 0 | 1.9439 | 0.0051328 | 1.21 | 0 | 1.21 | 0.0095299 | 2.2466 | 0 | 2.2466 | 0.010008 | 2.3592 | 0 | 2.3592 | 1.483 | 0.92311 | 1.7139 | 1.7998 | 0.0095299 | 0.0072703 | 2.2466 | 1.7139 | 0 | 0 | 2.2466 | 1.7139 | [11 empty] | WLDFR | HFTD - Distribution - Tier 2 - 1QU CoRE ¦ 4QU LoRE | Non-Red Flag Warning - Destructive Fires | 2023 | 1.0795e-08 | 5.3977e-09 | 1.388e-08 | 9129.7461 | 233.2301 | 8896.516 | 0 | 0 | 0 | 0 | 8.9924e-06 |  | 9.8559e-05 | 0 | 9.8559e-05 | 4.928e-05 | 0 | 4.928e-05 | 0.00012672 | 0 | 0.00012672 | [16 empty] | 7.3.1.3 Ignition probability mapping showing the probability of ignition along the electric lines and equipmentWLDFRAggregatedAggregated | WLDFR | HFTD - Distribution - Tier 2 - 1QU CoRE ¦ 4QU LoRE | Non-Red Flag Warning - Large Fires | Aggregated | Aggregated | 2024 | 5.9343e-05 | 0 | 1434.2134 | 0.085111 | 2024 | Mitigation | 0.08575 | 30 | 0 | esc | 0.0012005 | 7.1242e-08 | 0.00060025 | 3.5621e-08 | 0.0015435 | 9.1596e-08
[35 empty] | 7.3.1.1 A summarized risk map that shows the overall ignition probability and estimated wildfire consequence along the electric lines and equipment | WLDFR | HFTD - Distribution - Tier 3 - 2QU CoRE ¦ 1QU LoRE | 2026 | 0.71299 | 0.0082461 | 1.9439 | 0 | 1.9439 | 0.0051328 | 1.21 | 0 | 1.21 | 0.0095299 | 2.2466 | 0 | 2.2466 | 0.010008 | 2.3592 | 0 | 2.3592 | 1.386 | 0.86272 | 1.6018 | 1.6821 | 0.0095299 | 0.0067947 | 2.2466 | 1.6018 | 0 | 0 | 2.2466 | 1.6018 | [11 empty] | WLDFR | HFTD - Distribution - Tier 2 - 1QU CoRE ¦ 4QU LoRE | Non-Red Flag Warning - Destructive Fires | 2024 | 1.0795e-08 | 5.3977e-09 | 1.388e-08 | 9129.7461 | 233.2301 | 8896.516 | 0 | 0 | 0 | 0 | 8.9924e-06 |  | 9.8559e-05 | 0 | 9.8559e-05 | 4.928e-05 | 0 | 4.928e-05 | 0.00012672 | 0 | 0.00012672 | [16 empty] | 7.3.1.3 Ignition probability mapping showing the probability of ignition along the electric lines and equipmentWLDFRAggregatedAggregated | WLDFR | HFTD - Distribution - Tier 2 - 1QU CoRE ¦ 4QU LoRE | Non-Red Flag Warning - Large Fires | Aggregated | Aggregated | 2025 | 5.9343e-05 | 0 | 1434.2134 | 0.085111 | 2025 | Mitigation | 0.08575 | 30 | 0 | esc | 0.0012005 | 7.1242e-08 | 0.00060025 | 3.5621e-08 | 0.0015435 | 9.1596e-08
[35 empty] | 7.3.1.1 A summarized risk map that shows the overall ignition probability and estimated wildfire consequence along the electric lines and equipment | WLDFR | HFTD - Distribution - Tier 3 - 2QU CoRE ¦ 1QU LoRE | 2027 | 0.66634 | 0.0082461 | 1.9439 | 0 | 1.9439 | 0.0051328 | 1.21 | 0 | 1.21 | 0.0095299 | 2.2466 | 0 | 2.2466 | 0.010008 | 2.3592 | 0 | 2.3592 | 1.2953 | 0.80628 | 1.497 | 1.572 | 0.0095299 | 0.0063501 | 2.2466 | 1.497 | 0 | 0 | 2.2466 | 1.497 | [11 empty] | WLDFR | HFTD - Distribution - Tier 2 - 1QU CoRE ¦ 4QU LoRE | Non-Red Flag Warning - Destructive Fires | 2025 | 1.0795e-08 | 5.3977e-09 | 1.388e-08 | 9129.7461 | 233.2301 | 8896.516 | 0 | 0 | 0 | 0 | 8.9924e-06 |  | 9.8559e-05 | 0 | 9.8559e-05 | 4.928e-05 | 0 | 4.928e-05 | 0.00012672 | 0 | 0.00012672 | [16 empty] | 7.3.1.3 Ignition probability mapping showing the probability of ignition along the electric lines and equipmentWLDFRAggregatedAggregated | WLDFR | HFTD - Distribution - Tier 2 - 1QU CoRE ¦ 4QU LoRE | Non-Red Flag Warning - Large Fires | Aggregated | Aggregated | 2026 | 5.9343e-05 | 0 | 1434.2134 | 0.085111 | 2026 | Mitigation | 0.08575 | 30 | 0 | esc | 0.0012005 | 7.1242e-08 | 0.00060025 | 3.5621e-08 | 0.0015435 | 9.1596e-08
[35 empty] | 7.3.1.1 A summarized risk map that shows the overall ignition probability and estimated wildfire consequence along the electric lines and equipment | WLDFR | HFTD - Distribution - Tier 3 - 2QU CoRE ¦ 1QU LoRE | 2028 | 0.62275 | 0.0082461 | 2.0305 | 0 | 2.0305 | 0.0051328 | 1.2639 | 0 | 1.2639 | 0.0095299 | 2.3466 | 0 | 2.3466 | 0.010008 | 2.4643 | 0 | 2.4643 | 1.2645 | 0.78709 | 1.4614 | 1.5346 | 0.0095299 | 0.0059347 | 2.3466 | 1.4614 | 0 | 0 | 2.3466 | 1.4614 | [11 empty] | WLDFR | HFTD - Distribution - Tier 2 - 1QU CoRE ¦ 4QU LoRE | Non-Red Flag Warning - Destructive Fires | 2026 | 1.0795e-08 | 5.3977e-09 | 1.388e-08 | 9129.7461 | 233.2301 | 8896.516 | 0 | 0 | 0 | 0 | 8.9924e-06 |  | 9.8559e-05 | 0 | 9.8559e-05 | 4.928e-05 | 0 | 4.928e-05 | 0.00012672 | 0 | 0.00012672 | [16 empty] | 7.3.1.3 Ignition probability mapping showing the probability of ignition along the electric lines and equipmentWLDFRAggregatedAggregated | WLDFR | HFTD - Distribution - Tier 2 - 1QU CoRE ¦ 4QU LoRE | Non-Red Flag Warning - Large Fires | Aggregated | Aggregated | 2027 | 5.9343e-05 | 0 | 1434.2134 | 0.085111 | 2027 | Mitigation | 0.08575 | 30 | 0 | esc | 0.0012005 | 7.1242e-08 | 0.00060025 | 3.5621e-08 | 0.0015435 | 9.1596e-08
[35 empty] | 7.3.1.1 A summarized risk map that shows the overall ignition probability and estimated wildfire consequence along the electric lines and equipment | WLDFR | HFTD - Distribution - Tier 3 - 2QU CoRE ¦ 1QU LoRE | 2029 | 0.58201 | 0.0082461 | 2.0305 | 0 | 2.0305 | 0.0051328 | 1.2639 | 0 | 1.2639 | 0.0095299 | 2.3466 | 0 | 2.3466 | 0.010008 | 2.4643 | 0 | 2.4643 | 1.1818 | 0.7356 | 1.3658 | 1.4342 | 0.0095299 | 0.0055465 | 2.3466 | 1.3658 | 0 | 0 | 2.3466 | 1.3658 | [11 empty] | WLDFR | HFTD - Distribution - Tier 2 - 1QU CoRE ¦ 4QU LoRE | Non-Red Flag Warning - Destructive Fires | 2027 | 1.0795e-08 | 5.3977e-09 | 1.388e-08 | 9129.7461 | 233.2301 | 8896.516 | 0 | 0 | 0 | 0 | 8.9924e-06 |  | 9.8559e-05 | 0 | 9.8559e-05 | 4.928e-05 | 0 | 4.928e-05 | 0.00012672 | 0 | 0.00012672 | [16 empty] | 7.3.1.3 Ignition probability mapping showing the probability of ignition along the electric lines and equipmentWLDFRAggregatedAggregated | WLDFR | HFTD - Distribution - Tier 2 - 1QU CoRE ¦ 4QU LoRE | Non-Red Flag Warning - Large Fires | Aggregated | Aggregated | 2028 | 5.9343e-05 | 0 | 1434.2134 | 0.085111 | 2028 | Mitigation | 0.08575 | 30 | 0 | esc | 0.0012005 | 7.1242e-08 | 0.00060025 | 3.5621e-08 | 0.0015435 | 9.1596e-08
[35 empty] | 7.3.1.1 A summarized risk map that shows the overall ignition probability and estimated wildfire consequence along the electric lines and equipment | WLDFR | HFTD - Distribution - Tier 3 - 2QU CoRE ¦ 1QU LoRE | 2030 | 0.54393 | 0.0082461 | 2.0305 | 0 | 2.0305 | 0.0051328 | 1.2639 | 0 | 1.2639 | 0.0095299 | 2.3466 | 0 | 2.3466 | 0.010008 | 2.4643 | 0 | 2.4643 | 1.1045 | 0.68748 | 1.2764 | 1.3404 | 0.0095299 | 0.0051836 | 2.3466 | 1.2764 | 0 | 0 | 2.3466 | 1.2764 | [11 empty] | WLDFR | HFTD - Distribution - Tier 2 - 1QU CoRE ¦ 4QU LoRE | Non-Red Flag Warning - Destructive Fires | 2028 | 1.0795e-08 | 5.3977e-09 | 1.388e-08 | 9534.9221 | 247.273 | 9287.6491 | 0 | 0 | 0 | 0 | 8.9924e-06 |  | 0.00010293 | 0 | 0.00010293 | 5.1467e-05 | 0 | 5.1467e-05 | 0.00013234 | 0 | 0.00013234 | [16 empty] | 7.3.1.3 Ignition probability mapping showing the probability of ignition along the electric lines and equipmentWLDFRAggregatedAggregated | WLDFR | HFTD - Distribution - Tier 2 - 1QU CoRE ¦ 4QU LoRE | Non-Red Flag Warning - Large Fires | Aggregated | Aggregated | 2029 | 5.9343e-05 | 0 | 1434.2134 | 0.085111 | 2029 | Mitigation | 0.08575 | 30 | 0 | esc | 0.0012005 | 7.1242e-08 | 0.00060025 | 3.5621e-08 | 0.0015435 | 9.1596e-08
[35 empty] | 7.3.1.1 A summarized risk map that shows the overall ignition probability and estimated wildfire consequence along the electric lines and equipment | WLDFR | HFTD - Distribution - Tier 3 - 2QU CoRE ¦ 1QU LoRE | 2031 | 0.50835 | 0.0082461 | 2.0305 | 0 | 2.0305 | 0.0051328 | 1.2639 | 0 | 1.2639 | 0.0095299 | 2.3466 | 0 | 2.3466 | 0.010008 | 2.4643 | 0 | 2.4643 | 1.0322 | 0.6425 | 1.1929 | 1.2527 | 0.0095299 | 0.0048445 | 2.3466 | 1.1929 | 0 | 0 | 2.3466 | 1.1929 | [11 empty] | WLDFR | HFTD - Distribution - Tier 2 - 1QU CoRE ¦ 4QU LoRE | Non-Red Flag Warning - Destructive Fires | 2029 | 1.0795e-08 | 5.3977e-09 | 1.388e-08 | 9534.9221 | 247.273 | 9287.6491 | 0 | 0 | 0 | 0 | 8.9924e-06 |  | 0.00010293 | 0 | 0.00010293 | 5.1467e-05 | 0 | 5.1467e-05 | 0.00013234 | 0 | 0.00013234 | [16 empty] | 7.3.1.3 Ignition probability mapping showing the probability of ignition along the electric lines and equipmentWLDFRAggregatedAggregated | WLDFR | HFTD - Distribution - Tier 2 - 1QU CoRE ¦ 4QU LoRE | Non-Red Flag Warning - Large Fires | Aggregated | Aggregated | 2030 | 5.9343e-05 | 0 | 1434.2134 | 0.085111 | 2030 | Mitigation | 0.08575 | 30 | 0 | esc | 0.0012005 | 7.1242e-08 | 0.00060025 | 3.5621e-08 | 0.0015435 | 9.1596e-08
[35 empty] | 7.3.1.1 A summarized risk map that shows the overall ignition probability and estimated wildfire consequence along the electric lines and equipment | WLDFR | HFTD - Distribution - Tier 3 - 2QU CoRE ¦ 1QU LoRE | 2032 | 0.47509 | 0.0082461 | 2.0305 | 0 | 2.0305 | 0.0051328 | 1.2639 | 0 | 1.2639 | 0.0095299 | 2.3466 | 0 | 2.3466 | 0.010008 | 2.4643 | 0 | 2.4643 | 0.96468 | 0.60047 | 1.1149 | 1.1708 | 0.0095299 | 0.0045276 | 2.3466 | 1.1149 | 0 | 0 | 2.3466 | 1.1149 | [11 empty] | WLDFR | HFTD - Distribution - Tier 2 - 1QU CoRE ¦ 4QU LoRE | Non-Red Flag Warning - Destructive Fires | 2030 | 1.0795e-08 | 5.3977e-09 | 1.388e-08 | 9534.9221 | 247.273 | 9287.6491 | 0 | 0 | 0 | 0 | 8.9924e-06 |  | 0.00010293 | 0 | 0.00010293 | 5.1467e-05 | 0 | 5.1467e-05 | 0.00013234 | 0 | 0.00013234 | [16 empty] | 7.3.1.3 Ignition probability mapping showing the probability of ignition along the electric lines and equipmentWLDFRAggregatedAggregated | WLDFR | HFTD - Distribution - Tier 2 - 1QU CoRE ¦ 4QU LoRE | Non-Red Flag Warning - Large Fires | Aggregated | Aggregated | 2031 | 5.9343e-05 | 0 | 1434.2134 | 0.085111 | 2031 | Mitigation | 0.08575 | 30 | 0 | esc | 0.0012005 | 7.1242e-08 | 0.00060025 | 3.5621e-08 | 0.0015435 | 9.1596e-08
[35 empty] | 7.3.1.1 A summarized risk map that shows the overall ignition probability and estimated wildfire consequence along the electric lines and equipment | WLDFR | HFTD - Distribution - Tier 3 - 2QU CoRE ¦ 1QU LoRE | 2033 | 0.44401 | 0.0082461 | 2.1267 | 0 | 2.1267 | 0.0051328 | 1.3238 | 0 | 1.3238 | 0.0095299 | 2.4578 | 0 | 2.4578 | 0.010008 | 2.5811 | 0 | 2.5811 | 0.94429 | 0.58778 | 1.0913 | 1.146 | 0.0095299 | 0.0042314 | 2.4578 | 1.0913 | 0 | 0 | 2.4578 | 1.0913 | [11 empty] | WLDFR | HFTD - Distribution - Tier 2 - 1QU CoRE ¦ 4QU LoRE | Non-Red Flag Warning - Destructive Fires | 2031 | 1.0795e-08 | 5.3977e-09 | 1.388e-08 | 9534.9221 | 247.273 | 9287.6491 | 0 | 0 | 0 | 0 | 8.9924e-06 |  | 0.00010293 | 0 | 0.00010293 | 5.1467e-05 | 0 | 5.1467e-05 | 0.00013234 | 0 | 0.00013234 | [16 empty] | 7.3.1.3 Ignition probability mapping showing the probability of ignition along the electric lines and equipmentWLDFRAggregatedAggregated | WLDFR | HFTD - Distribution - Tier 2 - 1QU CoRE ¦ 4QU LoRE | Non-Red Flag Warning - Large Fires | Aggregated | Aggregated | 2032 | 5.9343e-05 | 0 | 1434.2134 | 0.085111 | 2032 | Mitigation | 0.08575 | 30 | 0 | esc | 0.0012005 | 7.1242e-08 | 0.00060025 | 3.5621e-08 | 0.0015435 | 9.1596e-08
[35 empty] | 7.3.1.1 A summarized risk map that shows the overall ignition probability and estimated wildfire consequence along the electric lines and equipment | WLDFR | HFTD - Distribution - Tier 3 - 2QU CoRE ¦ 1QU LoRE | 2034 | 0.41496 | 0.0082461 | 2.1267 | 0 | 2.1267 | 0.0051328 | 1.3238 | 0 | 1.3238 | 0.0095299 | 2.4578 | 0 | 2.4578 | 0.010008 | 2.5811 | 0 | 2.5811 | 0.88252 | 0.54933 | 1.0199 | 1.071 | 0.0095299 | 0.0039546 | 2.4578 | 1.0199 | 0 | 0 | 2.4578 | 1.0199 | [11 empty] | WLDFR | HFTD - Distribution - Tier 2 - 1QU CoRE ¦ 4QU LoRE | Non-Red Flag Warning - Destructive Fires | 2032 | 1.0795e-08 | 5.3977e-09 | 1.388e-08 | 9534.9221 | 247.273 | 9287.6491 | 0 | 0 | 0 | 0 | 8.9924e-06 |  | 0.00010293 | 0 | 0.00010293 | 5.1467e-05 | 0 | 5.1467e-05 | 0.00013234 | 0 | 0.00013234 | [16 empty] | 7.3.1.3 Ignition probability mapping showing the probability of ignition along the electric lines and equipmentWLDFRAggregatedAggregated | WLDFR | HFTD - Distribution - Tier 2 - 1QU CoRE ¦ 4QU LoRE | Non-Red Flag Warning - Large Fires | Aggregated | Aggregated | 2033 | 5.9343e-05 | 0 | 1434.2134 | 0.085111 | 2033 | Mitigation | 0.08575 | 30 | 0 | esc | 0.0012005 | 7.1242e-08 | 0.00060025 | 3.5621e-08 | 0.0015435 | 9.1596e-08
[35 empty] | 7.3.1.1 A summarized risk map that shows the overall ignition probability and estimated wildfire consequence along the electric lines and equipment | WLDFR | HFTD - Distribution - Tier 3 - 2QU CoRE ¦ 1QU LoRE | 2035 | 0.38782 | 0.0082461 | 2.1267 | 0 | 2.1267 | 0.0051328 | 1.3238 | 0 | 1.3238 | 0.0095299 | 2.4578 | 0 | 2.4578 | 0.010008 | 2.5811 | 0 | 2.5811 | 0.82478 | 0.51339 | 0.95318 | 1.001 | 0.0095299 | 0.0036958 | 2.4578 | 0.95318 | 0 | 0 | 2.4578 | 0.95318 | [11 empty] | WLDFR | HFTD - Distribution - Tier 2 - 1QU CoRE ¦ 4QU LoRE | Non-Red Flag Warning - Destructive Fires | 2033 | 1.0795e-08 | 5.3977e-09 | 1.388e-08 | 9984.8474 | 263.1074 | 9721.74 | 0 | 0 | 0 | 0 | 8.9924e-06 |  | 0.00010779 | 0 | 0.00010779 | 5.3895e-05 | 0 | 5.3895e-05 | 0.00013859 | 0 | 0.00013859 | [16 empty] | 7.3.1.3 Ignition probability mapping showing the probability of ignition along the electric lines and equipmentWLDFRAggregatedAggregated | WLDFR | HFTD - Distribution - Tier 2 - 1QU CoRE ¦ 4QU LoRE | Non-Red Flag Warning - Large Fires | Aggregated | Aggregated | 2034 | 5.9343e-05 | 0 | 1434.2134 | 0.085111 | 2034 | Mitigation | 0.08575 | 30 | 0 | esc | 0.0012005 | 7.1242e-08 | 0.00060025 | 3.5621e-08 | 0.0015435 | 9.1596e-08
[35 empty] | 7.3.1.1 A summarized risk map that shows the overall ignition probability and estimated wildfire consequence along the electric lines and equipment | WLDFR | HFTD - Distribution - Tier 3 - 2QU CoRE ¦ 1QU LoRE | 2036 | 0.36245 | 0.0082461 | 2.1267 | 0 | 2.1267 | 0.0051328 | 1.3238 | 0 | 1.3238 | 0.0095299 | 2.4578 | 0 | 2.4578 | 0.010008 | 2.5811 | 0 | 2.5811 | 0.77083 | 0.4798 | 0.89083 | 0.9355 | 0.0095299 | 0.0034541 | 2.4578 | 0.89083 | 0 | 0 | 2.4578 | 0.89083 | [11 empty] | WLDFR | HFTD - Distribution - Tier 2 - 1QU CoRE ¦ 4QU LoRE | Non-Red Flag Warning - Destructive Fires | 2034 | 1.0795e-08 | 5.3977e-09 | 1.388e-08 | 9984.8474 | 263.1074 | 9721.74 | 0 | 0 | 0 | 0 | 8.9924e-06 |  | 0.00010779 | 0 | 0.00010779 | 5.3895e-05 | 0 | 5.3895e-05 | 0.00013859 | 0 | 0.00013859 | [16 empty] | 7.3.1.3 Ignition probability mapping showing the probability of ignition along the electric lines and equipmentWLDFRAggregatedAggregated | WLDFR | HFTD - Distribution - Tier 2 - 1QU CoRE ¦ 4QU LoRE | Non-Red Flag Warning - Large Fires | Aggregated | Aggregated | 2035 | 5.9343e-05 | 0 | 1434.2134 | 0.085111 | 2035 | Mitigation | 0.08575 | 30 | 0 | esc | 0.0012005 | 7.1242e-08 | 0.00060025 | 3.5621e-08 | 0.0015435 | 9.1596e-08
[35 empty] | 7.3.1.1 A summarized risk map that shows the overall ignition probability and estimated wildfire consequence along the electric lines and equipment | WLDFR | HFTD - Distribution - Tier 3 - 2QU CoRE ¦ 1QU LoRE | 2037 | 0.33873 | 0.0082461 | 2.1267 | 0 | 2.1267 | 0.0051328 | 1.3238 | 0 | 1.3238 | 0.0095299 | 2.4578 | 0 | 2.4578 | 0.010008 | 2.5811 | 0 | 2.5811 | 0.7204 | 0.44841 | 0.83255 | 0.8743 | 0.0095299 | 0.0032281 | 2.4578 | 0.83255 | 0 | 0 | 2.4578 | 0.83255 | [11 empty] | WLDFR | HFTD - Distribution - Tier 2 - 1QU CoRE ¦ 4QU LoRE | Non-Red Flag Warning - Destructive Fires | 2035 | 1.0795e-08 | 5.3977e-09 | 1.388e-08 | 9984.8474 | 263.1074 | 9721.74 | 0 | 0 | 0 | 0 | 8.9924e-06 |  | 0.00010779 | 0 | 0.00010779 | 5.3895e-05 | 0 | 5.3895e-05 | 0.00013859 | 0 | 0.00013859 | [16 empty] | 7.3.1.3 Ignition probability mapping showing the probability of ignition along the electric lines and equipmentWLDFRAggregatedAggregated | WLDFR | HFTD - Distribution - Tier 2 - 1QU CoRE ¦ 4QU LoRE | Non-Red Flag Warning - Large Fires | Aggregated | Aggregated | 2036 | 5.9343e-05 | 0 | 1434.2134 | 0.085111 | 2036 | Mitigation | 0.08575 | 30 | 0 | esc | 0.0012005 | 7.1242e-08 | 0.00060025 | 3.5621e-08 | 0.0015435 | 9.1596e-08
[35 empty] | 7.3.1.1 A summarized risk map that shows the overall ignition probability and estimated wildfire consequence along the electric lines and equipment | WLDFR | HFTD - Distribution - Tier 3 - 2QU CoRE ¦ 1QU LoRE | 2038 | 0.31657 | 0.0082461 | 2.2312 | 0 | 2.2312 | 0.0051328 | 1.3888 | 0 | 1.3888 | 0.0095299 | 2.5785 | 0 | 2.5785 | 0.010008 | 2.7078 | 0 | 2.7078 | 0.70633 | 0.43966 | 0.81629 | 0.85722 | 0.0095299 | 0.0030169 | 2.5785 | 0.81629 | 0 | 0 | 2.5785 | 0.81629 | [11 empty] | WLDFR | HFTD - Distribution - Tier 2 - 1QU CoRE ¦ 4QU LoRE | Non-Red Flag Warning - Destructive Fires | 2036 | 1.0795e-08 | 5.3977e-09 | 1.388e-08 | 9984.8474 | 263.1074 | 9721.74 | 0 | 0 | 0 | 0 | 8.9924e-06 |  | 0.00010779 | 0 | 0.00010779 | 5.3895e-05 | 0 | 5.3895e-05 | 0.00013859 | 0 | 0.00013859 | [16 empty] | 7.3.1.3 Ignition probability mapping showing the probability of ignition along the electric lines and equipmentWLDFRAggregatedAggregated | WLDFR | HFTD - Distribution - Tier 2 - 1QU CoRE ¦ 4QU LoRE | Non-Red Flag Warning - Large Fires | Aggregated | Aggregated | 2037 | 5.9343e-05 | 0 | 1434.2134 | 0.085111 | 2037 | Mitigation | 0.08575 | 30 | 0 | esc | 0.0012005 | 7.1242e-08 | 0.00060025 | 3.5621e-08 | 0.0015435 | 9.1596e-08
[35 empty] | 7.3.1.1 A summarized risk map that shows the overall ignition probability and estimated wildfire consequence along the electric lines and equipment | WLDFR | HFTD - Distribution - Tier 3 - 2QU CoRE ¦ 1QU LoRE | 2039 | 0.29586 | 0.0082461 | 2.2312 | 0 | 2.2312 | 0.0051328 | 1.3888 | 0 | 1.3888 | 0.0095299 | 2.5785 | 0 | 2.5785 | 0.010008 | 2.7078 | 0 | 2.7078 | 0.66012 | 0.4109 | 0.76289 | 0.80114 | 0.0095299 | 0.0028195 | 2.5785 | 0.76289 | 0 | 0 | 2.5785 | 0.76289 | [11 empty] | WLDFR | HFTD - Distribution - Tier 2 - 1QU CoRE ¦ 4QU LoRE | Non-Red Flag Warning - Destructive Fires | 2037 | 1.0795e-08 | 5.3977e-09 | 1.388e-08 | 9984.8474 | 263.1074 | 9721.74 | 0 | 0 | 0 | 0 | 8.9924e-06 |  | 0.00010779 | 0 | 0.00010779 | 5.3895e-05 | 0 | 5.3895e-05 | 0.00013859 | 0 | 0.00013859 | [16 empty] | 7.3.1.3 Ignition probability mapping showing the probability of ignition along the electric lines and equipmentWLDFRAggregatedAggregated | WLDFR | HFTD - Distribution - Tier 2 - 1QU CoRE ¦ 4QU LoRE | Non-Red Flag Warning - Large Fires | Aggregated | Aggregated | 2038 | 5.9343e-05 | 0 | 1434.2134 | 0.085111 | 2038 | Mitigation | 0.08575 | 30 | 0 | esc | 0.0012005 | 7.1242e-08 | 0.00060025 | 3.5621e-08 | 0.0015435 | 9.1596e-08
[35 empty] | 7.3.1.1 A summarized risk map that shows the overall ignition probability and estimated wildfire consequence along the electric lines and equipment | WLDFR | HFTD - Distribution - Tier 3 - 2QU CoRE ¦ 1QU LoRE | 2040 | 0.27651 | 0.0082461 | 2.2312 | 0 | 2.2312 | 0.0051328 | 1.3888 | 0 | 1.3888 | 0.0095299 | 2.5785 | 0 | 2.5785 | 0.010008 | 2.7078 | 0 | 2.7078 | 0.61694 | 0.38402 | 0.71298 | 0.74873 | 0.0095299 | 0.0026351 | 2.5785 | 0.71298 | 0 | 0 | 2.5785 | 0.71298 | [11 empty] | WLDFR | HFTD - Distribution - Tier 2 - 1QU CoRE ¦ 4QU LoRE | Non-Red Flag Warning - Destructive Fires | 2038 | 1.0795e-08 | 5.3977e-09 | 1.388e-08 | 10472.8261 | 280.5544 | 10192.2718 | 0 | 0 | 0 | 0 | 8.9924e-06 |  | 0.00011306 | 0 | 0.00011306 | 5.6529e-05 | 0 | 5.6529e-05 | 0.00014536 | 0 | 0.00014536 | [16 empty] | 7.3.1.3 Ignition probability mapping showing the probability of ignition along the electric lines and equipmentWLDFRAggregatedAggregated | WLDFR | HFTD - Distribution - Tier 2 - 1QU CoRE ¦ 4QU LoRE | Non-Red Flag Warning - Large Fires | Aggregated | Aggregated | 2039 | 5.9343e-05 | 0 | 1434.2134 | 0.085111 | 2039 | Mitigation | 0.08575 | 30 | 0 | esc | 0.0012005 | 7.1242e-08 | 0.00060025 | 3.5621e-08 | 0.0015435 | 9.1596e-08
[35 empty] | 7.3.1.1 A summarized risk map that shows the overall ignition probability and estimated wildfire consequence along the electric lines and equipment | WLDFR | HFTD - Distribution - Tier 3 - 2QU CoRE ¦ 1QU LoRE | 2041 | 0.25842 | 0.0082461 | 2.2312 | 0 | 2.2312 | 0.0051328 | 1.3888 | 0 | 1.3888 | 0.0095299 | 2.5785 | 0 | 2.5785 | 0.010008 | 2.7078 | 0 | 2.7078 | 0.57658 | 0.35889 | 0.66634 | 0.69975 | 0.0095299 | 0.0024627 | 2.5785 | 0.66634 | 0 | 0 | 2.5785 | 0.66634 | [11 empty] | WLDFR | HFTD - Distribution - Tier 2 - 1QU CoRE ¦ 4QU LoRE | Non-Red Flag Warning - Destructive Fires | 2039 | 1.0795e-08 | 5.3977e-09 | 1.388e-08 | 10472.8261 | 280.5544 | 10192.2718 | 0 | 0 | 0 | 0 | 8.9924e-06 |  | 0.00011306 | 0 | 0.00011306 | 5.6529e-05 | 0 | 5.6529e-05 | 0.00014536 | 0 | 0.00014536 | [16 empty] | 7.3.1.3 Ignition probability mapping showing the probability of ignition along the electric lines and equipmentWLDFRAggregatedAggregated | WLDFR | HFTD - Distribution - Tier 2 - 1QU CoRE ¦ 4QU LoRE | Non-Red Flag Warning - Large Fires | Aggregated | Aggregated | 2040 | 5.9343e-05 | 0 | 1434.2134 | 0.085111 | 2040 | Mitigation | 0.08575 | 30 | 0 | esc | 0.0012005 | 7.1242e-08 | 0.00060025 | 3.5621e-08 | 0.0015435 | 9.1596e-08
[35 empty] | 7.3.1.1 A summarized risk map that shows the overall ignition probability and estimated wildfire consequence along the electric lines and equipment | WLDFR | HFTD - Distribution - Tier 3 - 2QU CoRE ¦ 1QU LoRE | 2042 | 0.24151 | 0.0082461 | 2.2312 | 0 | 2.2312 | 0.0051328 | 1.3888 | 0 | 1.3888 | 0.0095299 | 2.5785 | 0 | 2.5785 | 0.010008 | 2.7078 | 0 | 2.7078 | 0.53886 | 0.33541 | 0.62275 | 0.65397 | 0.0095299 | 0.0023016 | 2.5785 | 0.62275 | 0 | 0 | 2.5785 | 0.62275 | [11 empty] | WLDFR | HFTD - Distribution - Tier 2 - 1QU CoRE ¦ 4QU LoRE | Non-Red Flag Warning - Destructive Fires | 2040 | 1.0795e-08 | 5.3977e-09 | 1.388e-08 | 10472.8261 | 280.5544 | 10192.2718 | 0 | 0 | 0 | 0 | 8.9924e-06 |  | 0.00011306 | 0 | 0.00011306 | 5.6529e-05 | 0 | 5.6529e-05 | 0.00014536 | 0 | 0.00014536 | [16 empty] | 7.3.1.3 Ignition probability mapping showing the probability of ignition along the electric lines and equipmentWLDFRAggregatedAggregated | WLDFR | HFTD - Distribution - Tier 2 - 1QU CoRE ¦ 4QU LoRE | Non-Red Flag Warning - Large Fires | Aggregated | Aggregated | 2041 | 5.9343e-05 | 0 | 1434.2134 | 0.085111 | 2041 | Mitigation | 0.08575 | 30 | 0 | esc | 0.0012005 | 7.1242e-08 | 0.00060025 | 3.5621e-08 | 0.0015435 | 9.1596e-08
[35 empty] | 7.3.1.1 A summarized risk map that shows the overall ignition probability and estimated wildfire consequence along the electric lines and equipment | WLDFR | HFTD - Distribution - Tier 3 - 2QU CoRE ¦ 1QU LoRE | 2043 | 0.22571 | 0.0082461 | 2.3424 | 0 | 2.3424 | 0.0051328 | 1.458 | 0 | 1.458 | 0.0095299 | 2.7071 | 0 | 2.7071 | 0.010008 | 2.8428 | 0 | 2.8428 | 0.52872 | 0.3291 | 0.61102 | 0.64166 | 0.0095299 | 0.002151 | 2.7071 | 0.61102 | 0 | 0 | 2.7071 | 0.61102 | [11 empty] | WLDFR | HFTD - Distribution - Tier 2 - 1QU CoRE ¦ 4QU LoRE | Non-Red Flag Warning - Destructive Fires | 2041 | 1.0795e-08 | 5.3977e-09 | 1.388e-08 | 10472.8261 | 280.5544 | 10192.2718 | 0 | 0 | 0 | 0 | 8.9924e-06 |  | 0.00011306 | 0 | 0.00011306 | 5.6529e-05 | 0 | 5.6529e-05 | 0.00014536 | 0 | 0.00014536 | [16 empty] | 7.3.1.3 Ignition probability mapping showing the probability of ignition along the electric lines and equipmentWLDFRAggregatedAggregated | WLDFR | HFTD - Distribution - Tier 2 - 1QU CoRE ¦ 4QU LoRE | Non-Red Flag Warning - Large Fires | Aggregated | Aggregated | 2042 | 5.9343e-05 | 0 | 1434.2134 | 0.085111 | 2042 | Mitigation | 0.08575 | 30 | 0 | esc | 0.0012005 | 7.1242e-08 | 0.00060025 | 3.5621e-08 | 0.0015435 | 9.1596e-08
[35 empty] | 7.3.1.1 A summarized risk map that shows the overall ignition probability and estimated wildfire consequence along the electric lines and equipment | WLDFR | HFTD - Distribution - Tier 3 - 2QU CoRE ¦ 1QU LoRE | 2044 | 0.21095 | 0.0082461 | 2.3424 | 0 | 2.3424 | 0.0051328 | 1.458 | 0 | 1.458 | 0.0095299 | 2.7071 | 0 | 2.7071 | 0.010008 | 2.8428 | 0 | 2.8428 | 0.49413 | 0.30757 | 0.57105 | 0.59969 | 0.0095299 | 0.0020103 | 2.7071 | 0.57105 | 0 | 0 | 2.7071 | 0.57105 | [11 empty] | WLDFR | HFTD - Distribution - Tier 2 - 1QU CoRE ¦ 4QU LoRE | Non-Red Flag Warning - Destructive Fires | 2042 | 1.0795e-08 | 5.3977e-09 | 1.388e-08 | 10472.8261 | 280.5544 | 10192.2718 | 0 | 0 | 0 | 0 | 8.9924e-06 |  | 0.00011306 | 0 | 0.00011306 | 5.6529e-05 | 0 | 5.6529e-05 | 0.00014536 | 0 | 0.00014536 | [16 empty] | 7.3.1.3 Ignition probability mapping showing the probability of ignition along the electric lines and equipmentWLDFRAggregatedAggregated | WLDFR | HFTD - Distribution - Tier 2 - 1QU CoRE ¦ 4QU LoRE | Non-Red Flag Warning - Large Fires | Aggregated | Aggregated | 2043 | 5.9343e-05 | 0 | 1434.2134 | 0.085111 | 2043 | Mitigation | 0.08575 | 30 | 0 | esc | 0.0012005 | 7.1242e-08 | 0.00060025 | 3.5621e-08 | 0.0015435 | 9.1596e-08
[35 empty] | 7.3.1.1 A summarized risk map that shows the overall ignition probability and estimated wildfire consequence along the electric lines and equipment | WLDFR | HFTD - Distribution - Tier 3 - 2QU CoRE ¦ 1QU LoRE | 2045 | 0.19715 | 0.0082461 | 2.3424 | 0 | 2.3424 | 0.0051328 | 1.458 | 0 | 1.458 | 0.0095299 | 2.7071 | 0 | 2.7071 | 0.010008 | 2.8428 | 0 | 2.8428 | 0.4618 | 0.28745 | 0.53369 | 0.56045 | 0.0095299 | 0.0018788 | 2.7071 | 0.53369 | 0 | 0 | 2.7071 | 0.53369 | [11 empty] | WLDFR | HFTD - Distribution - Tier 2 - 1QU CoRE ¦ 4QU LoRE | Non-Red Flag Warning - Destructive Fires | 2043 | 1.0795e-08 | 5.3977e-09 | 1.388e-08 | 10992.1562 | 299.42 | 10692.7362 | 0 | 0 | 0 | 0 | 8.9924e-06 |  | 0.00011866 | 0 | 0.00011866 | 5.9332e-05 | 0 | 5.9332e-05 | 0.00015257 | 0 | 0.00015257 | [16 empty] | 7.3.1.3 Ignition probability mapping showing the probability of ignition along the electric lines and equipmentWLDFRAggregatedAggregated | WLDFR | HFTD - Distribution - Tier 2 - 1QU CoRE ¦ 4QU LoRE | Non-Red Flag Warning - Large Fires | Aggregated | Aggregated | 2044 | 5.9343e-05 | 0 | 1434.2134 | 0.085111 | 2044 | Mitigation | 0.08575 | 30 | 0 | esc | 0.0012005 | 7.1242e-08 | 0.00060025 | 3.5621e-08 | 0.0015435 | 9.1596e-08
[35 empty] | 7.3.1.1 A summarized risk map that shows the overall ignition probability and estimated wildfire consequence along the electric lines and equipment | WLDFR | HFTD - Distribution - Tier 3 - 2QU CoRE ¦ 1QU LoRE | 2046 | 0.18425 | 0.0082461 | 2.3424 | 0 | 2.3424 | 0.0051328 | 1.458 | 0 | 1.458 | 0.0095299 | 2.7071 | 0 | 2.7071 | 0.010008 | 2.8428 | 0 | 2.8428 | 0.43159 | 0.26864 | 0.49878 | 0.52379 | 0.0095299 | 0.0017559 | 2.7071 | 0.49878 | 0 | 0 | 2.7071 | 0.49878 | [11 empty] | WLDFR | HFTD - Distribution - Tier 2 - 1QU CoRE ¦ 4QU LoRE | Non-Red Flag Warning - Destructive Fires | 2044 | 1.0795e-08 | 5.3977e-09 | 1.388e-08 | 10992.1562 | 299.42 | 10692.7362 | 0 | 0 | 0 | 0 | 8.9924e-06 |  | 0.00011866 | 0 | 0.00011866 | 5.9332e-05 | 0 | 5.9332e-05 | 0.00015257 | 0 | 0.00015257 | [16 empty] | 7.3.1.3 Ignition probability mapping showing the probability of ignition along the electric lines and equipmentWLDFRAggregatedAggregated | WLDFR | HFTD - Distribution - Tier 2 - 1QU CoRE ¦ 4QU LoRE | Non-Red Flag Warning - Large Fires | Aggregated | Aggregated | 2045 | 5.9343e-05 | 0 | 1434.2134 | 0.085111 | 2045 | Mitigation | 0.08575 | 30 | 0 | esc | 0.0012005 | 7.1242e-08 | 0.00060025 | 3.5621e-08 | 0.0015435 | 9.1596e-08
[35 empty] | 7.3.1.1 A summarized risk map that shows the overall ignition probability and estimated wildfire consequence along the electric lines and equipment | WLDFR | HFTD - Distribution - Tier 3 - 2QU CoRE ¦ 1QU LoRE | 2047 | 0.1722 | 0.0082461 | 2.3424 | 0 | 2.3424 | 0.0051328 | 1.458 | 0 | 1.458 | 0.0095299 | 2.7071 | 0 | 2.7071 | 0.010008 | 2.8428 | 0 | 2.8428 | 0.40335 | 0.25107 | 0.46615 | 0.48952 | 0.0095299 | 0.001641 | 2.7071 | 0.46615 | 0 | 0 | 2.7071 | 0.46615 | [11 empty] | WLDFR | HFTD - Distribution - Tier 2 - 1QU CoRE ¦ 4QU LoRE | Non-Red Flag Warning - Destructive Fires | 2045 | 1.0795e-08 | 5.3977e-09 | 1.388e-08 | 10992.1562 | 299.42 | 10692.7362 | 0 | 0 | 0 | 0 | 8.9924e-06 |  | 0.00011866 | 0 | 0.00011866 | 5.9332e-05 | 0 | 5.9332e-05 | 0.00015257 | 0 | 0.00015257 | [16 empty] | 7.3.1.3 Ignition probability mapping showing the probability of ignition along the electric lines and equipmentWLDFRAggregatedAggregated | WLDFR | HFTD - Distribution - Tier 2 - 1QU CoRE ¦ 4QU LoRE | Non-Red Flag Warning - Large Fires | Aggregated | Aggregated | 2046 | 5.9343e-05 | 0 | 1434.2134 | 0.085111 | 2046 | Mitigation | 0.08575 | 30 | 0 | esc | 0.0012005 | 7.1242e-08 | 0.00060025 | 3.5621e-08 | 0.0015435 | 9.1596e-08
[35 empty] | 7.3.1.1 A summarized risk map that shows the overall ignition probability and estimated wildfire consequence along the electric lines and equipment | WLDFR | HFTD - Distribution - Tier 3 - 2QU CoRE ¦ 1QU LoRE | 2048 | 0.16093 | 0.0082461 | 2.459 | 0 | 2.459 | 0.0051328 | 1.5306 | 0 | 1.5306 | 0.0095299 | 2.8418 | 0 | 2.8418 | 0.010008 | 2.9843 | 0 | 2.9843 | 0.39573 | 0.24633 | 0.45734 | 0.48027 | 0.0095299 | 0.0015336 | 2.8418 | 0.45734 | 0 | 0 | 2.8418 | 0.45734 | [11 empty] | WLDFR | HFTD - Distribution - Tier 2 - 1QU CoRE ¦ 4QU LoRE | Non-Red Flag Warning - Destructive Fires | 2046 | 1.0795e-08 | 5.3977e-09 | 1.388e-08 | 10992.1562 | 299.42 | 10692.7362 | 0 | 0 | 0 | 0 | 8.9924e-06 |  | 0.00011866 | 0 | 0.00011866 | 5.9332e-05 | 0 | 5.9332e-05 | 0.00015257 | 0 | 0.00015257 | [16 empty] | 7.3.1.3 Ignition probability mapping showing the probability of ignition along the electric lines and equipmentWLDFRAggregatedAggregated | WLDFR | HFTD - Distribution - Tier 2 - 1QU CoRE ¦ 4QU LoRE | Non-Red Flag Warning - Large Fires | Aggregated | Aggregated | 2047 | 5.9343e-05 | 0 | 1434.2134 | 0.085111 | 2047 | Mitigation | 0.08575 | 30 | 0 | esc | 0.0012005 | 7.1242e-08 | 0.00060025 | 3.5621e-08 | 0.0015435 | 9.1596e-08
[35 empty] | 7.3.1.1 A summarized risk map that shows the overall ignition probability and estimated wildfire consequence along the electric lines and equipment | WLDFR | HFTD - Distribution - Tier 3 - 2QU CoRE ¦ 1QU LoRE | 2049 | 0.1504 | 0.0082461 | 2.459 | 0 | 2.459 | 0.0051328 | 1.5306 | 0 | 1.5306 | 0.0095299 | 2.8418 | 0 | 2.8418 | 0.010008 | 2.9843 | 0 | 2.9843 | 0.36984 | 0.23021 | 0.42742 | 0.44885 | 0.0095299 | 0.0014333 | 2.8418 | 0.42742 | 0 | 0 | 2.8418 | 0.42742 | [11 empty] | WLDFR | HFTD - Distribution - Tier 2 - 1QU CoRE ¦ 4QU LoRE | Non-Red Flag Warning - Destructive Fires | 2047 | 1.0795e-08 | 5.3977e-09 | 1.388e-08 | 10992.1562 | 299.42 | 10692.7362 | 0 | 0 | 0 | 0 | 8.9924e-06 |  | 0.00011866 | 0 | 0.00011866 | 5.9332e-05 | 0 | 5.9332e-05 | 0.00015257 | 0 | 0.00015257 | [16 empty] | 7.3.1.3 Ignition probability mapping showing the probability of ignition along the electric lines and equipmentWLDFRAggregatedAggregated | WLDFR | HFTD - Distribution - Tier 2 - 1QU CoRE ¦ 4QU LoRE | Non-Red Flag Warning - Large Fires | Aggregated | Aggregated | 2048 | 5.9343e-05 | 0 | 1434.2134 | 0.085111 | 2048 | Mitigation | 0.08575 | 30 | 0 | esc | 0.0012005 | 7.1242e-08 | 0.00060025 | 3.5621e-08 | 0.0015435 | 9.1596e-08
[35 empty] | 7.3.1.1 A summarized risk map that shows the overall ignition probability and estimated wildfire consequence along the electric lines and equipment | WLDFR | HFTD - Distribution - Tier 3 - 2QU CoRE ¦ 1QU LoRE | 2050 | 0.14056 | 0 | 0 | 0 | 0 | 0.0051328 | 1.5306 | 0 | 1.5306 | 0.0095299 | 2.8418 | 0 | 2.8418 | 0.010008 | 2.9843 | 0 | 2.9843 | 0 | 0.21515 | 0.39946 | 0.41949 | 0.0095299 | 0.0013395 | 2.8418 | 0.39946 | 0 | 0 | 2.8418 | 0.39946 | [11 empty] | WLDFR | HFTD - Distribution - Tier 2 - 1QU CoRE ¦ 4QU LoRE | Non-Red Flag Warning - Destructive Fires | 2048 | 1.0795e-08 | 5.3977e-09 | 1.388e-08 | 11536.0538 | 319.4911 | 11216.5626 | 0 | 0 | 0 | 0 | 8.9924e-06 |  | 0.00012454 | 0 | 0.00012454 | 6.2268e-05 | 0 | 6.2268e-05 | 0.00016012 | 0 | 0.00016012 | [16 empty] | 7.3.1.3 Ignition probability mapping showing the probability of ignition along the electric lines and equipmentWLDFRAggregatedAggregated | WLDFR | HFTD - Distribution - Tier 2 - 1QU CoRE ¦ 4QU LoRE | Non-Red Flag Warning - Large Fires | Aggregated | Aggregated | 2049 | 5.9343e-05 | 0 | 1434.2134 | 0.085111 | 2049 | Mitigation | 0.08575 | 30 | 0 | esc | 0.0012005 | 7.1242e-08 | 0.00060025 | 3.5621e-08 | 0.0015435 | 9.1596e-08
[35 empty] | 7.3.1.1 A summarized risk map that shows the overall ignition probability and estimated wildfire consequence along the electric lines and equipment | WLDFR | HFTD - Distribution - Tier 3 - 2QU CoRE ¦ 1QU LoRE | 2051 | 0.13137 | 0 | 0 | 0 | 0 | 0 | 0 | 0 | 0 | 0.0095299 | 2.8418 | 0 | 2.8418 | 0.010008 | 2.9843 | 0 | 2.9843 | 0 | 0 | 0.37333 | 0.39205 | 0.0095299 | 0.0012519 | 2.8418 | 0.37333 | 0 | 0 | 2.8418 | 0.37333 | [11 empty] | WLDFR | HFTD - Distribution - Tier 2 - 1QU CoRE ¦ 4QU LoRE | Non-Red Flag Warning - Destructive Fires | 2049 | 1.0795e-08 | 5.3977e-09 | 1.388e-08 | 11536.0538 | 319.4911 | 11216.5626 | 0 | 0 | 0 | 0 | 8.9924e-06 |  | 0.00012454 | 0 | 0.00012454 | 6.2268e-05 | 0 | 6.2268e-05 | 0.00016012 | 0 | 0.00016012 | [16 empty] | 7.3.1.3 Ignition probability mapping showing the probability of ignition along the electric lines and equipmentWLDFRAggregatedAggregated | WLDFR | HFTD - Distribution - Tier 2 - 1QU CoRE ¦ 4QU LoRE | Non-Red Flag Warning - Large Fires | Aggregated | Aggregated | 2050 | 5.9343e-05 | 0 | 1434.2134 | 0.085111 | 2050 | Mitigation | 0.08575 | 30 | 0 | esc | 0 | 0 | 0.00060025 | 3.5621e-08 | 0.0015435 | 9.1596e-08
[35 empty] | 7.3.1.1 A summarized risk map that shows the overall ignition probability and estimated wildfire consequence along the electric lines and equipment | WLDFR | HFTD - Distribution - Tier 3 - 2QU CoRE ¦ 1QU LoRE | 2052 | 0.12277 | 0 | 0 | 0 | 0 | 0 | 0 | 0 | 0 | 0 | 0 | 0 | 0 | 0.010008 | 2.9843 | 0 | 2.9843 | 0 | 0 | 0 | 0.3664 | 0 | 0 | 0 | 0 | 0 | 0 | 0 | 0 | [11 empty] | WLDFR | HFTD - Distribution - Tier 2 - 1QU CoRE ¦ 4QU LoRE | Non-Red Flag Warning - Destructive Fires | 2050 | 0 | 5.3977e-09 | 1.388e-08 | 11536.0538 | 319.4911 | 11216.5626 | 0 | 0 | 0 | 0 | 8.9924e-06 |  | 0 | 0 | 0 | 6.2268e-05 | 0 | 6.2268e-05 | 0.00016012 | 0 | 0.00016012 | [16 empty] | 7.3.1.3 Ignition probability mapping showing the probability of ignition along the electric lines and equipmentWLDFRAggregatedAggregated | WLDFR | HFTD - Distribution - Tier 2 - 1QU CoRE ¦ 4QU LoRE | Non-Red Flag Warning - Large Fires | Aggregated | Aggregated | 2051 | 5.9343e-05 | 0 | 1434.2134 | 0.085111 | 2051 | Mitigation | 0.08575 | 30 | 0 | esc | 0 | 0 | 0 | 0 | 0.0015435 | 9.1596e-08
[35 empty] | 7.3.1.1 A summarized risk map that shows the overall ignition probability and estimated wildfire consequence along the electric lines and equipment | WLDFR | HFTD - Distribution - Tier 3 - 2QU CoRE ¦ 2QU LoRE | 2020 | 1 | 0.0080326 | 1.7179 | 0 | 1.7179 | 0 | 0 | 0 | 0 | 0 | 0 | 0 | 0 | 0 | 0 | 0 | 0 | 1.7179 | 0 | 0 | 0 | 0 | 0 | 0 | 0 | 0 | 0 | 0 | 0 | [11 empty] | WLDFR | HFTD - Distribution - Tier 2 - 1QU CoRE ¦ 4QU LoRE | Non-Red Flag Warning - Destructive Fires | 2051 | 0 | 0 | 1.388e-08 | 11536.0538 | 319.4911 | 11216.5626 | 0 | 0 | 0 | 0 | 8.9924e-06 |  | 0 | 0 | 0 | 0 | 0 | 0 | 0.00016012 | 0 | 0.00016012 | [16 empty] | 7.3.1.3 Ignition probability mapping showing the probability of ignition along the electric lines and equipmentWLDFRAggregatedAggregated | WLDFR | HFTD - Distribution - Tier 2 - 1QU CoRE ¦ 4QU LoRE | Non-Red Flag Warning - Small Fires | Aggregated | Aggregated | 2021 | 0.0032394 | 0 | 1434.2134 | 4.646 | 2021 | Mitigation | 0.08575 | 30 | 0 | esc | 0.0012005 | 3.8889e-06 | 0.00060025 | 1.9445e-06 | 0 | 0
[35 empty] | 7.3.1.1 A summarized risk map that shows the overall ignition probability and estimated wildfire consequence along the electric lines and equipment | WLDFR | HFTD - Distribution - Tier 3 - 2QU CoRE ¦ 2QU LoRE | 2021 | 1 | 0.0080326 | 1.7179 | 0 | 1.7179 | 0.0049999 | 1.0693 | 0 | 1.0693 | 0 | 0 | 0 | 0 | 0 | 0 | 0 | 0 | 1.7179 | 1.0693 | 0 | 0 | 0 | 0 | 0 | 0 | 0 | 0 | 0 | 0 | [11 empty] | WLDFR | HFTD - Distribution - Tier 2 - 1QU CoRE ¦ 4QU LoRE | Non-Red Flag Warning - Large Fires | 2020 | 7.1242e-08 | 0 | 0 | 5.2406 | 0.69642 | 2.942 | 1.6022 | 0 | 0 | 0 | 5.9343e-05 |  | 3.7335e-07 | 0 | 3.7335e-07 | 0 | 0 | 0 | 0 | 0 | 0 | [16 empty] | 7.3.1.3 Ignition probability mapping showing the probability of ignition along the electric lines and equipmentWLDFRAggregatedAggregated | WLDFR | HFTD - Distribution - Tier 2 - 1QU CoRE ¦ 4QU LoRE | Non-Red Flag Warning - Small Fires | Aggregated | Aggregated | 2022 | 0.0032394 | 0 | 1434.2134 | 4.646 | 2022 | Mitigation | 0.08575 | 30 | 0 | esc | 0.0012005 | 3.8889e-06 | 0.00060025 | 1.9445e-06 | 0.0015435 | 5e-06
[35 empty] | 7.3.1.1 A summarized risk map that shows the overall ignition probability and estimated wildfire consequence along the electric lines and equipment | WLDFR | HFTD - Distribution - Tier 3 - 2QU CoRE ¦ 2QU LoRE | 2022 | 0.93458 | 0.0083436 | 1.8211 | 0 | 1.8211 | 0.0051935 | 1.1335 | 0 | 1.1335 | 0.010054 | 2.1945 | 0 | 2.1945 | 0 | 0 | 0 | 0 | 1.702 | 1.0594 | 2.0509 | 0 | 0.010054 | 0.0093965 | 2.1945 | 2.0509 | 0 | 0 | 2.1945 | 2.0509 | [11 empty] | WLDFR | HFTD - Distribution - Tier 2 - 1QU CoRE ¦ 4QU LoRE | Non-Red Flag Warning - Large Fires | 2021 | 7.1242e-08 | 3.5621e-08 | 0 | 5.2406 | 0.69642 | 2.942 | 1.6022 | 0 | 0 | 0 | 5.9343e-05 |  | 3.7335e-07 | 0 | 3.7335e-07 | 1.8667e-07 | 0 | 1.8667e-07 | 0 | 0 | 0 | [16 empty] | 7.3.1.3 Ignition probability mapping showing the probability of ignition along the electric lines and equipmentWLDFRAggregatedAggregated | WLDFR | HFTD - Distribution - Tier 2 - 1QU CoRE ¦ 4QU LoRE | Non-Red Flag Warning - Small Fires | Aggregated | Aggregated | 2023 | 0.0032394 | 0 | 1434.2134 | 4.646 | 2023 | Mitigation | 0.08575 | 30 | 0 | esc | 0.0012005 | 3.8889e-06 | 0.00060025 | 1.9445e-06 | 0.0015435 | 5e-06
[35 empty] | 7.3.1.1 A summarized risk map that shows the overall ignition probability and estimated wildfire consequence along the electric lines and equipment | WLDFR | HFTD - Distribution - Tier 3 - 2QU CoRE ¦ 2QU LoRE | 2023 | 0.87344 | 0.0083436 | 1.8878 | 0 | 1.8878 | 0.0051935 | 1.1751 | 0 | 1.1751 | 0.010054 | 2.2749 | 0 | 2.2749 | 0.010558 | 2.389 | 0 | 2.389 | 1.6489 | 1.0264 | 1.987 | 2.0866 | 0.010054 | 0.0087818 | 2.2749 | 1.987 | 0 | 0 | 2.2749 | 1.987 | [11 empty] | WLDFR | HFTD - Distribution - Tier 2 - 1QU CoRE ¦ 4QU LoRE | Non-Red Flag Warning - Large Fires | 2022 | 7.1242e-08 | 3.5621e-08 | 9.1596e-08 | 5.2406 | 0.69642 | 2.942 | 1.6022 | 0 | 0 | 0 | 5.9343e-05 |  | 3.7335e-07 | 0 | 3.7335e-07 | 1.8667e-07 | 0 | 1.8667e-07 | 4.8002e-07 | 0 | 4.8002e-07 | [16 empty] | 7.3.1.3 Ignition probability mapping showing the probability of ignition along the electric lines and equipmentWLDFRAggregatedAggregated | WLDFR | HFTD - Distribution - Tier 2 - 1QU CoRE ¦ 4QU LoRE | Non-Red Flag Warning - Small Fires | Aggregated | Aggregated | 2024 | 0.0032394 | 0 | 1434.2134 | 4.646 | 2024 | Mitigation | 0.08575 | 30 | 0 | esc | 0.0012005 | 3.8889e-06 | 0.00060025 | 1.9445e-06 | 0.0015435 | 5e-06
[35 empty] | 7.3.1.1 A summarized risk map that shows the overall ignition probability and estimated wildfire consequence along the electric lines and equipment | WLDFR | HFTD - Distribution - Tier 3 - 2QU CoRE ¦ 2QU LoRE | 2024 | 0.8163 | 0.0083436 | 1.8878 | 0 | 1.8878 | 0.0051935 | 1.1751 | 0 | 1.1751 | 0.010054 | 2.2749 | 0 | 2.2749 | 0.010558 | 2.389 | 0 | 2.389 | 1.541 | 0.95922 | 1.857 | 1.9501 | 0.010054 | 0.0082073 | 2.2749 | 1.857 | 0 | 0 | 2.2749 | 1.857 | [11 empty] | WLDFR | HFTD - Distribution - Tier 2 - 1QU CoRE ¦ 4QU LoRE | Non-Red Flag Warning - Large Fires | 2023 | 7.1242e-08 | 3.5621e-08 | 9.1596e-08 | 5.475 | 0.71896 | 3.0715 | 1.6846 | 0 | 0 | 0 | 5.9343e-05 |  | 3.9005e-07 | 0 | 3.9005e-07 | 1.9502e-07 | 0 | 1.9502e-07 | 5.0149e-07 | 0 | 5.0149e-07 | [16 empty] | 7.3.1.3 Ignition probability mapping showing the probability of ignition along the electric lines and equipmentWLDFRAggregatedAggregated | WLDFR | HFTD - Distribution - Tier 2 - 1QU CoRE ¦ 4QU LoRE | Non-Red Flag Warning - Small Fires | Aggregated | Aggregated | 2025 | 0.0032394 | 0 | 1434.2134 | 4.646 | 2025 | Mitigation | 0.08575 | 30 | 0 | esc | 0.0012005 | 3.8889e-06 | 0.00060025 | 1.9445e-06 | 0.0015435 | 5e-06
[35 empty] | 7.3.1.1 A summarized risk map that shows the overall ignition probability and estimated wildfire consequence along the electric lines and equipment | WLDFR | HFTD - Distribution - Tier 3 - 2QU CoRE ¦ 2QU LoRE | 2025 | 0.7629 | 0.0083436 | 1.8878 | 0 | 1.8878 | 0.0051935 | 1.1751 | 0 | 1.1751 | 0.010054 | 2.2749 | 0 | 2.2749 | 0.010558 | 2.389 | 0 | 2.389 | 1.4402 | 0.89646 | 1.7355 | 1.8225 | 0.010054 | 0.0076704 | 2.2749 | 1.7355 | 0 | 0 | 2.2749 | 1.7355 | [11 empty] | WLDFR | HFTD - Distribution - Tier 2 - 1QU CoRE ¦ 4QU LoRE | Non-Red Flag Warning - Large Fires | 2024 | 7.1242e-08 | 3.5621e-08 | 9.1596e-08 | 5.475 | 0.71896 | 3.0715 | 1.6846 | 0 | 0 | 0 | 5.9343e-05 |  | 3.9005e-07 | 0 | 3.9005e-07 | 1.9502e-07 | 0 | 1.9502e-07 | 5.0149e-07 | 0 | 5.0149e-07 | [16 empty] | 7.3.1.3 Ignition probability mapping showing the probability of ignition along the electric lines and equipmentWLDFRAggregatedAggregated | WLDFR | HFTD - Distribution - Tier 2 - 1QU CoRE ¦ 4QU LoRE | Non-Red Flag Warning - Small Fires | Aggregated | Aggregated | 2026 | 0.0032394 | 0 | 1434.2134 | 4.646 | 2026 | Mitigation | 0.08575 | 30 | 0 | esc | 0.0012005 | 3.8889e-06 | 0.00060025 | 1.9445e-06 | 0.0015435 | 5e-06
[35 empty] | 7.3.1.1 A summarized risk map that shows the overall ignition probability and estimated wildfire consequence along the electric lines and equipment | WLDFR | HFTD - Distribution - Tier 3 - 2QU CoRE ¦ 2QU LoRE | 2026 | 0.71299 | 0.0083436 | 1.8878 | 0 | 1.8878 | 0.0051935 | 1.1751 | 0 | 1.1751 | 0.010054 | 2.2749 | 0 | 2.2749 | 0.010558 | 2.389 | 0 | 2.389 | 1.346 | 0.83782 | 1.622 | 1.7033 | 0.010054 | 0.0071686 | 2.2749 | 1.622 | 0 | 0 | 2.2749 | 1.622 | [11 empty] | WLDFR | HFTD - Distribution - Tier 2 - 1QU CoRE ¦ 4QU LoRE | Non-Red Flag Warning - Large Fires | 2025 | 7.1242e-08 | 3.5621e-08 | 9.1596e-08 | 5.475 | 0.71896 | 3.0715 | 1.6846 | 0 | 0 | 0 | 5.9343e-05 |  | 3.9005e-07 | 0 | 3.9005e-07 | 1.9502e-07 | 0 | 1.9502e-07 | 5.0149e-07 | 0 | 5.0149e-07 | [16 empty] | 7.3.1.3 Ignition probability mapping showing the probability of ignition along the electric lines and equipmentWLDFRAggregatedAggregated | WLDFR | HFTD - Distribution - Tier 2 - 1QU CoRE ¦ 4QU LoRE | Non-Red Flag Warning - Small Fires | Aggregated | Aggregated | 2027 | 0.0032394 | 0 | 1434.2134 | 4.646 | 2027 | Mitigation | 0.08575 | 30 | 0 | esc | 0.0012005 | 3.8889e-06 | 0.00060025 | 1.9445e-06 | 0.0015435 | 5e-06
[35 empty] | 7.3.1.1 A summarized risk map that shows the overall ignition probability and estimated wildfire consequence along the electric lines and equipment | WLDFR | HFTD - Distribution - Tier 3 - 2QU CoRE ¦ 2QU LoRE | 2027 | 0.66634 | 0.0083436 | 1.8878 | 0 | 1.8878 | 0.0051935 | 1.1751 | 0 | 1.1751 | 0.010054 | 2.2749 | 0 | 2.2749 | 0.010558 | 2.389 | 0 | 2.389 | 1.2579 | 0.78301 | 1.5159 | 1.5919 | 0.010054 | 0.0066996 | 2.2749 | 1.5159 | 0 | 0 | 2.2749 | 1.5159 | [11 empty] | WLDFR | HFTD - Distribution - Tier 2 - 1QU CoRE ¦ 4QU LoRE | Non-Red Flag Warning - Large Fires | 2026 | 7.1242e-08 | 3.5621e-08 | 9.1596e-08 | 5.475 | 0.71896 | 3.0715 | 1.6846 | 0 | 0 | 0 | 5.9343e-05 |  | 3.9005e-07 | 0 | 3.9005e-07 | 1.9502e-07 | 0 | 1.9502e-07 | 5.0149e-07 | 0 | 5.0149e-07 | [16 empty] | 7.3.1.3 Ignition probability mapping showing the probability of ignition along the electric lines and equipmentWLDFRAggregatedAggregated | WLDFR | HFTD - Distribution - Tier 2 - 1QU CoRE ¦ 4QU LoRE | Non-Red Flag Warning - Small Fires | Aggregated | Aggregated | 2028 | 0.0032394 | 0 | 1434.2134 | 4.646 | 2028 | Mitigation | 0.08575 | 30 | 0 | esc | 0.0012005 | 3.8889e-06 | 0.00060025 | 1.9445e-06 | 0.0015435 | 5e-06
[35 empty] | 7.3.1.1 A summarized risk map that shows the overall ignition probability and estimated wildfire consequence along the electric lines and equipment | WLDFR | HFTD - Distribution - Tier 3 - 2QU CoRE ¦ 2QU LoRE | 2028 | 0.62275 | 0.0083436 | 1.9719 | 0 | 1.9719 | 0.0051935 | 1.2274 | 0 | 1.2274 | 0.010054 | 2.3762 | 0 | 2.3762 | 0.010558 | 2.4954 | 0 | 2.4954 | 1.228 | 0.76437 | 1.4798 | 1.554 | 0.010054 | 0.0062613 | 2.3762 | 1.4798 | 0 | 0 | 2.3762 | 1.4798 | [11 empty] | WLDFR | HFTD - Distribution - Tier 2 - 1QU CoRE ¦ 4QU LoRE | Non-Red Flag Warning - Large Fires | 2027 | 7.1242e-08 | 3.5621e-08 | 9.1596e-08 | 5.475 | 0.71896 | 3.0715 | 1.6846 | 0 | 0 | 0 | 5.9343e-05 |  | 3.9005e-07 | 0 | 3.9005e-07 | 1.9502e-07 | 0 | 1.9502e-07 | 5.0149e-07 | 0 | 5.0149e-07 | [16 empty] | 7.3.1.3 Ignition probability mapping showing the probability of ignition along the electric lines and equipmentWLDFRAggregatedAggregated | WLDFR | HFTD - Distribution - Tier 2 - 1QU CoRE ¦ 4QU LoRE | Non-Red Flag Warning - Small Fires | Aggregated | Aggregated | 2029 | 0.0032394 | 0 | 1434.2134 | 4.646 | 2029 | Mitigation | 0.08575 | 30 | 0 | esc | 0.0012005 | 3.8889e-06 | 0.00060025 | 1.9445e-06 | 0.0015435 | 5e-06
[35 empty] | 7.3.1.1 A summarized risk map that shows the overall ignition probability and estimated wildfire consequence along the electric lines and equipment | WLDFR | HFTD - Distribution - Tier 3 - 2QU CoRE ¦ 2QU LoRE | 2029 | 0.58201 | 0.0083436 | 1.9719 | 0 | 1.9719 | 0.0051935 | 1.2274 | 0 | 1.2274 | 0.010054 | 2.3762 | 0 | 2.3762 | 0.010558 | 2.4954 | 0 | 2.4954 | 1.1477 | 0.71437 | 1.383 | 1.4523 | 0.010054 | 0.0058517 | 2.3762 | 1.383 | 0 | 0 | 2.3762 | 1.383 | [11 empty] | WLDFR | HFTD - Distribution - Tier 2 - 1QU CoRE ¦ 4QU LoRE | Non-Red Flag Warning - Large Fires | 2028 | 7.1242e-08 | 3.5621e-08 | 9.1596e-08 | 5.777 | 0.74734 | 3.238 | 1.7917 | 0 | 0 | 0 | 5.9343e-05 |  | 4.1156e-07 | 0 | 4.1156e-07 | 2.0578e-07 | 0 | 2.0578e-07 | 5.2915e-07 | 0 | 5.2915e-07 | [16 empty] | 7.3.1.3 Ignition probability mapping showing the probability of ignition along the electric lines and equipmentWLDFRAggregatedAggregated | WLDFR | HFTD - Distribution - Tier 2 - 1QU CoRE ¦ 4QU LoRE | Non-Red Flag Warning - Small Fires | Aggregated | Aggregated | 2030 | 0.0032394 | 0 | 1434.2134 | 4.646 | 2030 | Mitigation | 0.08575 | 30 | 0 | esc | 0.0012005 | 3.8889e-06 | 0.00060025 | 1.9445e-06 | 0.0015435 | 5e-06
[35 empty] | 7.3.1.1 A summarized risk map that shows the overall ignition probability and estimated wildfire consequence along the electric lines and equipment | WLDFR | HFTD - Distribution - Tier 3 - 2QU CoRE ¦ 2QU LoRE | 2030 | 0.54393 | 0.0083436 | 1.9719 | 0 | 1.9719 | 0.0051935 | 1.2274 | 0 | 1.2274 | 0.010054 | 2.3762 | 0 | 2.3762 | 0.010558 | 2.4954 | 0 | 2.4954 | 1.0726 | 0.66763 | 1.2925 | 1.3573 | 0.010054 | 0.0054689 | 2.3762 | 1.2925 | 0 | 0 | 2.3762 | 1.2925 | [11 empty] | WLDFR | HFTD - Distribution - Tier 2 - 1QU CoRE ¦ 4QU LoRE | Non-Red Flag Warning - Large Fires | 2029 | 7.1242e-08 | 3.5621e-08 | 9.1596e-08 | 5.777 | 0.74734 | 3.238 | 1.7917 | 0 | 0 | 0 | 5.9343e-05 |  | 4.1156e-07 | 0 | 4.1156e-07 | 2.0578e-07 | 0 | 2.0578e-07 | 5.2915e-07 | 0 | 5.2915e-07 | [16 empty] | 7.3.1.3 Ignition probability mapping showing the probability of ignition along the electric lines and equipmentWLDFRAggregatedAggregated | WLDFR | HFTD - Distribution - Tier 2 - 1QU CoRE ¦ 4QU LoRE | Non-Red Flag Warning - Small Fires | Aggregated | Aggregated | 2031 | 0.0032394 | 0 | 1434.2134 | 4.646 | 2031 | Mitigation | 0.08575 | 30 | 0 | esc | 0.0012005 | 3.8889e-06 | 0.00060025 | 1.9445e-06 | 0.0015435 | 5e-06
[35 empty] | 7.3.1.1 A summarized risk map that shows the overall ignition probability and estimated wildfire consequence along the electric lines and equipment | WLDFR | HFTD - Distribution - Tier 3 - 2QU CoRE ¦ 2QU LoRE | 2031 | 0.50835 | 0.0083436 | 1.9719 | 0 | 1.9719 | 0.0051935 | 1.2274 | 0 | 1.2274 | 0.010054 | 2.3762 | 0 | 2.3762 | 0.010558 | 2.4954 | 0 | 2.4954 | 1.0024 | 0.62396 | 1.2079 | 1.2685 | 0.010054 | 0.0051111 | 2.3762 | 1.2079 | 0 | 0 | 2.3762 | 1.2079 | [11 empty] | WLDFR | HFTD - Distribution - Tier 2 - 1QU CoRE ¦ 4QU LoRE | Non-Red Flag Warning - Large Fires | 2030 | 7.1242e-08 | 3.5621e-08 | 9.1596e-08 | 5.777 | 0.74734 | 3.238 | 1.7917 | 0 | 0 | 0 | 5.9343e-05 |  | 4.1156e-07 | 0 | 4.1156e-07 | 2.0578e-07 | 0 | 2.0578e-07 | 5.2915e-07 | 0 | 5.2915e-07 | [16 empty] | 7.3.1.3 Ignition probability mapping showing the probability of ignition along the electric lines and equipmentWLDFRAggregatedAggregated | WLDFR | HFTD - Distribution - Tier 2 - 1QU CoRE ¦ 4QU LoRE | Non-Red Flag Warning - Small Fires | Aggregated | Aggregated | 2032 | 0.0032394 | 0 | 1434.2134 | 4.646 | 2032 | Mitigation | 0.08575 | 30 | 0 | esc | 0.0012005 | 3.8889e-06 | 0.00060025 | 1.9445e-06 | 0.0015435 | 5e-06
[35 empty] | 7.3.1.1 A summarized risk map that shows the overall ignition probability and estimated wildfire consequence along the electric lines and equipment | WLDFR | HFTD - Distribution - Tier 3 - 2QU CoRE ¦ 2QU LoRE | 2032 | 0.47509 | 0.0083436 | 1.9719 | 0 | 1.9719 | 0.0051935 | 1.2274 | 0 | 1.2274 | 0.010054 | 2.3762 | 0 | 2.3762 | 0.010558 | 2.4954 | 0 | 2.4954 | 0.93684 | 0.58314 | 1.1289 | 1.1855 | 0.010054 | 0.0047767 | 2.3762 | 1.1289 | 0 | 0 | 2.3762 | 1.1289 | [11 empty] | WLDFR | HFTD - Distribution - Tier 2 - 1QU CoRE ¦ 4QU LoRE | Non-Red Flag Warning - Large Fires | 2031 | 7.1242e-08 | 3.5621e-08 | 9.1596e-08 | 5.777 | 0.74734 | 3.238 | 1.7917 | 0 | 0 | 0 | 5.9343e-05 |  | 4.1156e-07 | 0 | 4.1156e-07 | 2.0578e-07 | 0 | 2.0578e-07 | 5.2915e-07 | 0 | 5.2915e-07 | [16 empty] | 7.3.1.3 Ignition probability mapping showing the probability of ignition along the electric lines and equipmentWLDFRAggregatedAggregated | WLDFR | HFTD - Distribution - Tier 2 - 1QU CoRE ¦ 4QU LoRE | Non-Red Flag Warning - Small Fires | Aggregated | Aggregated | 2033 | 0.0032394 | 0 | 1434.2134 | 4.646 | 2033 | Mitigation | 0.08575 | 30 | 0 | esc | 0.0012005 | 3.8889e-06 | 0.00060025 | 1.9445e-06 | 0.0015435 | 5e-06
[35 empty] | 7.3.1.1 A summarized risk map that shows the overall ignition probability and estimated wildfire consequence along the electric lines and equipment | WLDFR | HFTD - Distribution - Tier 3 - 2QU CoRE ¦ 2QU LoRE | 2033 | 0.44401 | 0.0083436 | 2.0653 | 0 | 2.0653 | 0.0051935 | 1.2856 | 0 | 1.2856 | 0.010054 | 2.4888 | 0 | 2.4888 | 0.010558 | 2.6136 | 0 | 2.6136 | 0.91704 | 0.57081 | 1.1051 | 1.1605 | 0.010054 | 0.0044642 | 2.4888 | 1.1051 | 0 | 0 | 2.4888 | 1.1051 | [11 empty] | WLDFR | HFTD - Distribution - Tier 2 - 1QU CoRE ¦ 4QU LoRE | Non-Red Flag Warning - Large Fires | 2032 | 7.1242e-08 | 3.5621e-08 | 9.1596e-08 | 5.777 | 0.74734 | 3.238 | 1.7917 | 0 | 0 | 0 | 5.9343e-05 |  | 4.1156e-07 | 0 | 4.1156e-07 | 2.0578e-07 | 0 | 2.0578e-07 | 5.2915e-07 | 0 | 5.2915e-07 | [16 empty] | 7.3.1.3 Ignition probability mapping showing the probability of ignition along the electric lines and equipmentWLDFRAggregatedAggregated | WLDFR | HFTD - Distribution - Tier 2 - 1QU CoRE ¦ 4QU LoRE | Non-Red Flag Warning - Small Fires | Aggregated | Aggregated | 2034 | 0.0032394 | 0 | 1434.2134 | 4.646 | 2034 | Mitigation | 0.08575 | 30 | 0 | esc | 0.0012005 | 3.8889e-06 | 0.00060025 | 1.9445e-06 | 0.0015435 | 5e-06
[35 empty] | 7.3.1.1 A summarized risk map that shows the overall ignition probability and estimated wildfire consequence along the electric lines and equipment | WLDFR | HFTD - Distribution - Tier 3 - 2QU CoRE ¦ 2QU LoRE | 2034 | 0.41496 | 0.0083436 | 2.0653 | 0 | 2.0653 | 0.0051935 | 1.2856 | 0 | 1.2856 | 0.010054 | 2.4888 | 0 | 2.4888 | 0.010558 | 2.6136 | 0 | 2.6136 | 0.85704 | 0.53347 | 1.0328 | 1.0846 | 0.010054 | 0.0041722 | 2.4888 | 1.0328 | 0 | 0 | 2.4888 | 1.0328 | [11 empty] | WLDFR | HFTD - Distribution - Tier 2 - 1QU CoRE ¦ 4QU LoRE | Non-Red Flag Warning - Large Fires | 2033 | 7.1242e-08 | 3.5621e-08 | 9.1596e-08 | 6.1205 | 0.77885 | 3.4265 | 1.9151 | 0 | 0 | 0 | 5.9343e-05 |  | 4.3603e-07 | 0 | 4.3603e-07 | 2.1802e-07 | 0 | 2.1802e-07 | 5.6062e-07 | 0 | 5.6062e-07 | [16 empty] | 7.3.1.3 Ignition probability mapping showing the probability of ignition along the electric lines and equipmentWLDFRAggregatedAggregated | WLDFR | HFTD - Distribution - Tier 2 - 1QU CoRE ¦ 4QU LoRE | Non-Red Flag Warning - Small Fires | Aggregated | Aggregated | 2035 | 0.0032394 | 0 | 1434.2134 | 4.646 | 2035 | Mitigation | 0.08575 | 30 | 0 | esc | 0.0012005 | 3.8889e-06 | 0.00060025 | 1.9445e-06 | 0.0015435 | 5e-06
[35 empty] | 7.3.1.1 A summarized risk map that shows the overall ignition probability and estimated wildfire consequence along the electric lines and equipment | WLDFR | HFTD - Distribution - Tier 3 - 2QU CoRE ¦ 2QU LoRE | 2035 | 0.38782 | 0.0083436 | 2.0653 | 0 | 2.0653 | 0.0051935 | 1.2856 | 0 | 1.2856 | 0.010054 | 2.4888 | 0 | 2.4888 | 0.010558 | 2.6136 | 0 | 2.6136 | 0.80098 | 0.49857 | 0.9652 | 1.0136 | 0.010054 | 0.0038992 | 2.4888 | 0.9652 | 0 | 0 | 2.4888 | 0.9652 | [11 empty] | WLDFR | HFTD - Distribution - Tier 2 - 1QU CoRE ¦ 4QU LoRE | Non-Red Flag Warning - Large Fires | 2034 | 7.1242e-08 | 3.5621e-08 | 9.1596e-08 | 6.1205 | 0.77885 | 3.4265 | 1.9151 | 0 | 0 | 0 | 5.9343e-05 |  | 4.3603e-07 | 0 | 4.3603e-07 | 2.1802e-07 | 0 | 2.1802e-07 | 5.6062e-07 | 0 | 5.6062e-07 | [16 empty] | 7.3.1.3 Ignition probability mapping showing the probability of ignition along the electric lines and equipmentWLDFRAggregatedAggregated | WLDFR | HFTD - Distribution - Tier 2 - 1QU CoRE ¦ 4QU LoRE | Non-Red Flag Warning - Small Fires | Aggregated | Aggregated | 2036 | 0.0032394 | 0 | 1434.2134 | 4.646 | 2036 | Mitigation | 0.08575 | 30 | 0 | esc | 0.0012005 | 3.8889e-06 | 0.00060025 | 1.9445e-06 | 0.0015435 | 5e-06
[35 empty] | 7.3.1.1 A summarized risk map that shows the overall ignition probability and estimated wildfire consequence along the electric lines and equipment | WLDFR | HFTD - Distribution - Tier 3 - 2QU CoRE ¦ 2QU LoRE | 2036 | 0.36245 | 0.0083436 | 2.0653 | 0 | 2.0653 | 0.0051935 | 1.2856 | 0 | 1.2856 | 0.010054 | 2.4888 | 0 | 2.4888 | 0.010558 | 2.6136 | 0 | 2.6136 | 0.74858 | 0.46595 | 0.90206 | 0.94729 | 0.010054 | 0.0036441 | 2.4888 | 0.90206 | 0 | 0 | 2.4888 | 0.90206 | [11 empty] | WLDFR | HFTD - Distribution - Tier 2 - 1QU CoRE ¦ 4QU LoRE | Non-Red Flag Warning - Large Fires | 2035 | 7.1242e-08 | 3.5621e-08 | 9.1596e-08 | 6.1205 | 0.77885 | 3.4265 | 1.9151 | 0 | 0 | 0 | 5.9343e-05 |  | 4.3603e-07 | 0 | 4.3603e-07 | 2.1802e-07 | 0 | 2.1802e-07 | 5.6062e-07 | 0 | 5.6062e-07 | [16 empty] | 7.3.1.3 Ignition probability mapping showing the probability of ignition along the electric lines and equipmentWLDFRAggregatedAggregated | WLDFR | HFTD - Distribution - Tier 2 - 1QU CoRE ¦ 4QU LoRE | Non-Red Flag Warning - Small Fires | Aggregated | Aggregated | 2037 | 0.0032394 | 0 | 1434.2134 | 4.646 | 2037 | Mitigation | 0.08575 | 30 | 0 | esc | 0.0012005 | 3.8889e-06 | 0.00060025 | 1.9445e-06 | 0.0015435 | 5e-06
[35 empty] | 7.3.1.1 A summarized risk map that shows the overall ignition probability and estimated wildfire consequence along the electric lines and equipment | WLDFR | HFTD - Distribution - Tier 3 - 2QU CoRE ¦ 2QU LoRE | 2037 | 0.33873 | 0.0083436 | 2.0653 | 0 | 2.0653 | 0.0051935 | 1.2856 | 0 | 1.2856 | 0.010054 | 2.4888 | 0 | 2.4888 | 0.010558 | 2.6136 | 0 | 2.6136 | 0.6996 | 0.43547 | 0.84305 | 0.88532 | 0.010054 | 0.0034057 | 2.4888 | 0.84305 | 0 | 0 | 2.4888 | 0.84305 | [11 empty] | WLDFR | HFTD - Distribution - Tier 2 - 1QU CoRE ¦ 4QU LoRE | Non-Red Flag Warning - Large Fires | 2036 | 7.1242e-08 | 3.5621e-08 | 9.1596e-08 | 6.1205 | 0.77885 | 3.4265 | 1.9151 | 0 | 0 | 0 | 5.9343e-05 |  | 4.3603e-07 | 0 | 4.3603e-07 | 2.1802e-07 | 0 | 2.1802e-07 | 5.6062e-07 | 0 | 5.6062e-07 | [16 empty] | 7.3.1.3 Ignition probability mapping showing the probability of ignition along the electric lines and equipmentWLDFRAggregatedAggregated | WLDFR | HFTD - Distribution - Tier 2 - 1QU CoRE ¦ 4QU LoRE | Non-Red Flag Warning - Small Fires | Aggregated | Aggregated | 2038 | 0.0032394 | 0 | 1434.2134 | 4.646 | 2038 | Mitigation | 0.08575 | 30 | 0 | esc | 0.0012005 | 3.8889e-06 | 0.00060025 | 1.9445e-06 | 0.0015435 | 5e-06
[35 empty] | 7.3.1.1 A summarized risk map that shows the overall ignition probability and estimated wildfire consequence along the electric lines and equipment | WLDFR | HFTD - Distribution - Tier 3 - 2QU CoRE ¦ 2QU LoRE | 2038 | 0.31657 | 0.0083436 | 2.1668 | 0 | 2.1668 | 0.0051935 | 1.3487 | 0 | 1.3487 | 0.010054 | 2.611 | 0 | 2.611 | 0.010558 | 2.742 | 0 | 2.742 | 0.68594 | 0.42697 | 0.82659 | 0.86804 | 0.010054 | 0.0031829 | 2.611 | 0.82659 | 0 | 0 | 2.611 | 0.82659 | [11 empty] | WLDFR | HFTD - Distribution - Tier 2 - 1QU CoRE ¦ 4QU LoRE | Non-Red Flag Warning - Large Fires | 2037 | 7.1242e-08 | 3.5621e-08 | 9.1596e-08 | 6.1205 | 0.77885 | 3.4265 | 1.9151 | 0 | 0 | 0 | 5.9343e-05 |  | 4.3603e-07 | 0 | 4.3603e-07 | 2.1802e-07 | 0 | 2.1802e-07 | 5.6062e-07 | 0 | 5.6062e-07 | [16 empty] | 7.3.1.3 Ignition probability mapping showing the probability of ignition along the electric lines and equipmentWLDFRAggregatedAggregated | WLDFR | HFTD - Distribution - Tier 2 - 1QU CoRE ¦ 4QU LoRE | Non-Red Flag Warning - Small Fires | Aggregated | Aggregated | 2039 | 0.0032394 | 0 | 1434.2134 | 4.646 | 2039 | Mitigation | 0.08575 | 30 | 0 | esc | 0.0012005 | 3.8889e-06 | 0.00060025 | 1.9445e-06 | 0.0015435 | 5e-06
[35 empty] | 7.3.1.1 A summarized risk map that shows the overall ignition probability and estimated wildfire consequence along the electric lines and equipment | WLDFR | HFTD - Distribution - Tier 3 - 2QU CoRE ¦ 2QU LoRE | 2039 | 0.29586 | 0.0083436 | 2.1668 | 0 | 2.1668 | 0.0051935 | 1.3487 | 0 | 1.3487 | 0.010054 | 2.611 | 0 | 2.611 | 0.010558 | 2.742 | 0 | 2.742 | 0.64107 | 0.39904 | 0.77251 | 0.81125 | 0.010054 | 0.0029747 | 2.611 | 0.77251 | 0 | 0 | 2.611 | 0.77251 | [11 empty] | WLDFR | HFTD - Distribution - Tier 2 - 1QU CoRE ¦ 4QU LoRE | Non-Red Flag Warning - Large Fires | 2038 | 7.1242e-08 | 3.5621e-08 | 9.1596e-08 | 6.5028 | 0.81304 | 3.6355 | 2.0543 | 0 | 0 | 0 | 5.9343e-05 |  | 4.6327e-07 | 0 | 4.6327e-07 | 2.3164e-07 | 0 | 2.3164e-07 | 5.9563e-07 | 0 | 5.9563e-07 | [16 empty] | 7.3.1.3 Ignition probability mapping showing the probability of ignition along the electric lines and equipmentWLDFRAggregatedAggregated | WLDFR | HFTD - Distribution - Tier 2 - 1QU CoRE ¦ 4QU LoRE | Non-Red Flag Warning - Small Fires | Aggregated | Aggregated | 2040 | 0.0032394 | 0 | 1434.2134 | 4.646 | 2040 | Mitigation | 0.08575 | 30 | 0 | esc | 0.0012005 | 3.8889e-06 | 0.00060025 | 1.9445e-06 | 0.0015435 | 5e-06
[35 empty] | 7.3.1.1 A summarized risk map that shows the overall ignition probability and estimated wildfire consequence along the electric lines and equipment | WLDFR | HFTD - Distribution - Tier 3 - 2QU CoRE ¦ 2QU LoRE | 2040 | 0.27651 | 0.0083436 | 2.1668 | 0 | 2.1668 | 0.0051935 | 1.3487 | 0 | 1.3487 | 0.010054 | 2.611 | 0 | 2.611 | 0.010558 | 2.742 | 0 | 2.742 | 0.59913 | 0.37293 | 0.72197 | 0.75818 | 0.010054 | 0.0027801 | 2.611 | 0.72197 | 0 | 0 | 2.611 | 0.72197 | [11 empty] | WLDFR | HFTD - Distribution - Tier 2 - 1QU CoRE ¦ 4QU LoRE | Non-Red Flag Warning - Large Fires | 2039 | 7.1242e-08 | 3.5621e-08 | 9.1596e-08 | 6.5028 | 0.81304 | 3.6355 | 2.0543 | 0 | 0 | 0 | 5.9343e-05 |  | 4.6327e-07 | 0 | 4.6327e-07 | 2.3164e-07 | 0 | 2.3164e-07 | 5.9563e-07 | 0 | 5.9563e-07 | [16 empty] | 7.3.1.3 Ignition probability mapping showing the probability of ignition along the electric lines and equipmentWLDFRAggregatedAggregated | WLDFR | HFTD - Distribution - Tier 2 - 1QU CoRE ¦ 4QU LoRE | Non-Red Flag Warning - Small Fires | Aggregated | Aggregated | 2041 | 0.0032394 | 0 | 1434.2134 | 4.646 | 2041 | Mitigation | 0.08575 | 30 | 0 | esc | 0.0012005 | 3.8889e-06 | 0.00060025 | 1.9445e-06 | 0.0015435 | 5e-06
[35 empty] | 7.3.1.1 A summarized risk map that shows the overall ignition probability and estimated wildfire consequence along the electric lines and equipment | WLDFR | HFTD - Distribution - Tier 3 - 2QU CoRE ¦ 2QU LoRE | 2041 | 0.25842 | 0.0083436 | 2.1668 | 0 | 2.1668 | 0.0051935 | 1.3487 | 0 | 1.3487 | 0.010054 | 2.611 | 0 | 2.611 | 0.010558 | 2.742 | 0 | 2.742 | 0.55994 | 0.34853 | 0.67474 | 0.70858 | 0.010054 | 0.0025982 | 2.611 | 0.67474 | 0 | 0 | 2.611 | 0.67474 | [11 empty] | WLDFR | HFTD - Distribution - Tier 2 - 1QU CoRE ¦ 4QU LoRE | Non-Red Flag Warning - Large Fires | 2040 | 7.1242e-08 | 3.5621e-08 | 9.1596e-08 | 6.5028 | 0.81304 | 3.6355 | 2.0543 | 0 | 0 | 0 | 5.9343e-05 |  | 4.6327e-07 | 0 | 4.6327e-07 | 2.3164e-07 | 0 | 2.3164e-07 | 5.9563e-07 | 0 | 5.9563e-07 | [16 empty] | 7.3.1.3 Ignition probability mapping showing the probability of ignition along the electric lines and equipmentWLDFRAggregatedAggregated | WLDFR | HFTD - Distribution - Tier 2 - 1QU CoRE ¦ 4QU LoRE | Non-Red Flag Warning - Small Fires | Aggregated | Aggregated | 2042 | 0.0032394 | 0 | 1434.2134 | 4.646 | 2042 | Mitigation | 0.08575 | 30 | 0 | esc | 0.0012005 | 3.8889e-06 | 0.00060025 | 1.9445e-06 | 0.0015435 | 5e-06
[35 empty] | 7.3.1.1 A summarized risk map that shows the overall ignition probability and estimated wildfire consequence along the electric lines and equipment | WLDFR | HFTD - Distribution - Tier 3 - 2QU CoRE ¦ 2QU LoRE | 2042 | 0.24151 | 0.0083436 | 2.1668 | 0 | 2.1668 | 0.0051935 | 1.3487 | 0 | 1.3487 | 0.010054 | 2.611 | 0 | 2.611 | 0.010558 | 2.742 | 0 | 2.742 | 0.5233 | 0.32573 | 0.6306 | 0.66222 | 0.010054 | 0.0024282 | 2.611 | 0.6306 | 0 | 0 | 2.611 | 0.6306 | [11 empty] | WLDFR | HFTD - Distribution - Tier 2 - 1QU CoRE ¦ 4QU LoRE | Non-Red Flag Warning - Large Fires | 2041 | 7.1242e-08 | 3.5621e-08 | 9.1596e-08 | 6.5028 | 0.81304 | 3.6355 | 2.0543 | 0 | 0 | 0 | 5.9343e-05 |  | 4.6327e-07 | 0 | 4.6327e-07 | 2.3164e-07 | 0 | 2.3164e-07 | 5.9563e-07 | 0 | 5.9563e-07 | [16 empty] | 7.3.1.3 Ignition probability mapping showing the probability of ignition along the electric lines and equipmentWLDFRAggregatedAggregated | WLDFR | HFTD - Distribution - Tier 2 - 1QU CoRE ¦ 4QU LoRE | Non-Red Flag Warning - Small Fires | Aggregated | Aggregated | 2043 | 0.0032394 | 0 | 1434.2134 | 4.646 | 2043 | Mitigation | 0.08575 | 30 | 0 | esc | 0.0012005 | 3.8889e-06 | 0.00060025 | 1.9445e-06 | 0.0015435 | 5e-06
[35 empty] | 7.3.1.1 A summarized risk map that shows the overall ignition probability and estimated wildfire consequence along the electric lines and equipment | WLDFR | HFTD - Distribution - Tier 3 - 2QU CoRE ¦ 2QU LoRE | 2043 | 0.22571 | 0.0083436 | 2.2748 | 0 | 2.2748 | 0.0051935 | 1.416 | 0 | 1.416 | 0.010054 | 2.7412 | 0 | 2.7412 | 0.010558 | 2.8787 | 0 | 2.8787 | 0.51345 | 0.3196 | 0.61873 | 0.64976 | 0.010054 | 0.0022694 | 2.7412 | 0.61873 | 0 | 0 | 2.7412 | 0.61873 | [11 empty] | WLDFR | HFTD - Distribution - Tier 2 - 1QU CoRE ¦ 4QU LoRE | Non-Red Flag Warning - Large Fires | 2042 | 7.1242e-08 | 3.5621e-08 | 9.1596e-08 | 6.5028 | 0.81304 | 3.6355 | 2.0543 | 0 | 0 | 0 | 5.9343e-05 |  | 4.6327e-07 | 0 | 4.6327e-07 | 2.3164e-07 | 0 | 2.3164e-07 | 5.9563e-07 | 0 | 5.9563e-07 | [16 empty] | 7.3.1.3 Ignition probability mapping showing the probability of ignition along the electric lines and equipmentWLDFRAggregatedAggregated | WLDFR | HFTD - Distribution - Tier 2 - 1QU CoRE ¦ 4QU LoRE | Non-Red Flag Warning - Small Fires | Aggregated | Aggregated | 2044 | 0.0032394 | 0 | 1434.2134 | 4.646 | 2044 | Mitigation | 0.08575 | 30 | 0 | esc | 0.0012005 | 3.8889e-06 | 0.00060025 | 1.9445e-06 | 0.0015435 | 5e-06
[35 empty] | 7.3.1.1 A summarized risk map that shows the overall ignition probability and estimated wildfire consequence along the electric lines and equipment | WLDFR | HFTD - Distribution - Tier 3 - 2QU CoRE ¦ 2QU LoRE | 2044 | 0.21095 | 0.0083436 | 2.2748 | 0 | 2.2748 | 0.0051935 | 1.416 | 0 | 1.416 | 0.010054 | 2.7412 | 0 | 2.7412 | 0.010558 | 2.8787 | 0 | 2.8787 | 0.47986 | 0.29869 | 0.57825 | 0.60725 | 0.010054 | 0.0021209 | 2.7412 | 0.57825 | 0 | 0 | 2.7412 | 0.57825 | [11 empty] | WLDFR | HFTD - Distribution - Tier 2 - 1QU CoRE ¦ 4QU LoRE | Non-Red Flag Warning - Large Fires | 2043 | 7.1242e-08 | 3.5621e-08 | 9.1596e-08 | 6.9209 | 0.84944 | 3.8632 | 2.2083 | 0 | 0 | 0 | 5.9343e-05 |  | 4.9306e-07 | 0 | 4.9306e-07 | 2.4653e-07 | 0 | 2.4653e-07 | 6.3393e-07 | 0 | 6.3393e-07 | [16 empty] | 7.3.1.3 Ignition probability mapping showing the probability of ignition along the electric lines and equipmentWLDFRAggregatedAggregated | WLDFR | HFTD - Distribution - Tier 2 - 1QU CoRE ¦ 4QU LoRE | Non-Red Flag Warning - Small Fires | Aggregated | Aggregated | 2045 | 0.0032394 | 0 | 1434.2134 | 4.646 | 2045 | Mitigation | 0.08575 | 30 | 0 | esc | 0.0012005 | 3.8889e-06 | 0.00060025 | 1.9445e-06 | 0.0015435 | 5e-06
[35 empty] | 7.3.1.1 A summarized risk map that shows the overall ignition probability and estimated wildfire consequence along the electric lines and equipment | WLDFR | HFTD - Distribution - Tier 3 - 2QU CoRE ¦ 2QU LoRE | 2045 | 0.19715 | 0.0083436 | 2.2748 | 0 | 2.2748 | 0.0051935 | 1.416 | 0 | 1.416 | 0.010054 | 2.7412 | 0 | 2.7412 | 0.010558 | 2.8787 | 0 | 2.8787 | 0.44847 | 0.27915 | 0.54042 | 0.56752 | 0.010054 | 0.0019822 | 2.7412 | 0.54042 | 0 | 0 | 2.7412 | 0.54042 | [11 empty] | WLDFR | HFTD - Distribution - Tier 2 - 1QU CoRE ¦ 4QU LoRE | Non-Red Flag Warning - Large Fires | 2044 | 7.1242e-08 | 3.5621e-08 | 9.1596e-08 | 6.9209 | 0.84944 | 3.8632 | 2.2083 | 0 | 0 | 0 | 5.9343e-05 |  | 4.9306e-07 | 0 | 4.9306e-07 | 2.4653e-07 | 0 | 2.4653e-07 | 6.3393e-07 | 0 | 6.3393e-07 | [16 empty] | 7.3.1.3 Ignition probability mapping showing the probability of ignition along the electric lines and equipmentWLDFRAggregatedAggregated | WLDFR | HFTD - Distribution - Tier 2 - 1QU CoRE ¦ 4QU LoRE | Non-Red Flag Warning - Small Fires | Aggregated | Aggregated | 2046 | 0.0032394 | 0 | 1434.2134 | 4.646 | 2046 | Mitigation | 0.08575 | 30 | 0 | esc | 0.0012005 | 3.8889e-06 | 0.00060025 | 1.9445e-06 | 0.0015435 | 5e-06
[35 empty] | 7.3.1.1 A summarized risk map that shows the overall ignition probability and estimated wildfire consequence along the electric lines and equipment | WLDFR | HFTD - Distribution - Tier 3 - 2QU CoRE ¦ 2QU LoRE | 2046 | 0.18425 | 0.0083436 | 2.2748 | 0 | 2.2748 | 0.0051935 | 1.416 | 0 | 1.416 | 0.010054 | 2.7412 | 0 | 2.7412 | 0.010558 | 2.8787 | 0 | 2.8787 | 0.41913 | 0.26089 | 0.50507 | 0.53039 | 0.010054 | 0.0018525 | 2.7412 | 0.50507 | 0 | 0 | 2.7412 | 0.50507 | [11 empty] | WLDFR | HFTD - Distribution - Tier 2 - 1QU CoRE ¦ 4QU LoRE | Non-Red Flag Warning - Large Fires | 2045 | 7.1242e-08 | 3.5621e-08 | 9.1596e-08 | 6.9209 | 0.84944 | 3.8632 | 2.2083 | 0 | 0 | 0 | 5.9343e-05 |  | 4.9306e-07 | 0 | 4.9306e-07 | 2.4653e-07 | 0 | 2.4653e-07 | 6.3393e-07 | 0 | 6.3393e-07 | [16 empty] | 7.3.1.3 Ignition probability mapping showing the probability of ignition along the electric lines and equipmentWLDFRAggregatedAggregated | WLDFR | HFTD - Distribution - Tier 2 - 1QU CoRE ¦ 4QU LoRE | Non-Red Flag Warning - Small Fires | Aggregated | Aggregated | 2047 | 0.0032394 | 0 | 1434.2134 | 4.646 | 2047 | Mitigation | 0.08575 | 30 | 0 | esc | 0.0012005 | 3.8889e-06 | 0.00060025 | 1.9445e-06 | 0.0015435 | 5e-06
[35 empty] | 7.3.1.1 A summarized risk map that shows the overall ignition probability and estimated wildfire consequence along the electric lines and equipment | WLDFR | HFTD - Distribution - Tier 3 - 2QU CoRE ¦ 2QU LoRE | 2047 | 0.1722 | 0.0083436 | 2.2748 | 0 | 2.2748 | 0.0051935 | 1.416 | 0 | 1.416 | 0.010054 | 2.7412 | 0 | 2.7412 | 0.010558 | 2.8787 | 0 | 2.8787 | 0.39171 | 0.24382 | 0.47203 | 0.4957 | 0.010054 | 0.0017313 | 2.7412 | 0.47203 | 0 | 0 | 2.7412 | 0.47203 | [11 empty] | WLDFR | HFTD - Distribution - Tier 2 - 1QU CoRE ¦ 4QU LoRE | Non-Red Flag Warning - Large Fires | 2046 | 7.1242e-08 | 3.5621e-08 | 9.1596e-08 | 6.9209 | 0.84944 | 3.8632 | 2.2083 | 0 | 0 | 0 | 5.9343e-05 |  | 4.9306e-07 | 0 | 4.9306e-07 | 2.4653e-07 | 0 | 2.4653e-07 | 6.3393e-07 | 0 | 6.3393e-07 | [16 empty] | 7.3.1.3 Ignition probability mapping showing the probability of ignition along the electric lines and equipmentWLDFRAggregatedAggregated | WLDFR | HFTD - Distribution - Tier 2 - 1QU CoRE ¦ 4QU LoRE | Non-Red Flag Warning - Small Fires | Aggregated | Aggregated | 2048 | 0.0032394 | 0 | 1434.2134 | 4.646 | 2048 | Mitigation | 0.08575 | 30 | 0 | esc | 0.0012005 | 3.8889e-06 | 0.00060025 | 1.9445e-06 | 0.0015435 | 5e-06
[35 empty] | 7.3.1.1 A summarized risk map that shows the overall ignition probability and estimated wildfire consequence along the electric lines and equipment | WLDFR | HFTD - Distribution - Tier 3 - 2QU CoRE ¦ 2QU LoRE | 2048 | 0.16093 | 0.0083436 | 2.3881 | 0 | 2.3881 | 0.0051935 | 1.4865 | 0 | 1.4865 | 0.010054 | 2.8777 | 0 | 2.8777 | 0.010558 | 3.022 | 0 | 3.022 | 0.38431 | 0.23922 | 0.46311 | 0.48633 | 0.010054 | 0.001618 | 2.8777 | 0.46311 | 0 | 0 | 2.8777 | 0.46311 | [11 empty] | WLDFR | HFTD - Distribution - Tier 2 - 1QU CoRE ¦ 4QU LoRE | Non-Red Flag Warning - Large Fires | 2047 | 7.1242e-08 | 3.5621e-08 | 9.1596e-08 | 6.9209 | 0.84944 | 3.8632 | 2.2083 | 0 | 0 | 0 | 5.9343e-05 |  | 4.9306e-07 | 0 | 4.9306e-07 | 2.4653e-07 | 0 | 2.4653e-07 | 6.3393e-07 | 0 | 6.3393e-07 | [16 empty] | 7.3.1.3 Ignition probability mapping showing the probability of ignition along the electric lines and equipmentWLDFRAggregatedAggregated | WLDFR | HFTD - Distribution - Tier 2 - 1QU CoRE ¦ 4QU LoRE | Non-Red Flag Warning - Small Fires | Aggregated | Aggregated | 2049 | 0.0032394 | 0 | 1434.2134 | 4.646 | 2049 | Mitigation | 0.08575 | 30 | 0 | esc | 0.0012005 | 3.8889e-06 | 0.00060025 | 1.9445e-06 | 0.0015435 | 5e-06
[35 empty] | 7.3.1.1 A summarized risk map that shows the overall ignition probability and estimated wildfire consequence along the electric lines and equipment | WLDFR | HFTD - Distribution - Tier 3 - 2QU CoRE ¦ 2QU LoRE | 2049 | 0.1504 | 0.0083436 | 2.3881 | 0 | 2.3881 | 0.0051935 | 1.4865 | 0 | 1.4865 | 0.010054 | 2.8777 | 0 | 2.8777 | 0.010558 | 3.022 | 0 | 3.022 | 0.35917 | 0.22357 | 0.43281 | 0.45451 | 0.010054 | 0.0015122 | 2.8777 | 0.43281 | 0 | 0 | 2.8777 | 0.43281 | [11 empty] | WLDFR | HFTD - Distribution - Tier 2 - 1QU CoRE ¦ 4QU LoRE | Non-Red Flag Warning - Large Fires | 2048 | 7.1242e-08 | 3.5621e-08 | 9.1596e-08 | 7.3713 | 0.88759 | 4.1075 | 2.3763 | 0 | 0 | 0 | 5.9343e-05 |  | 5.2515e-07 | 0 | 5.2515e-07 | 2.6257e-07 | 0 | 2.6257e-07 | 6.7519e-07 | 0 | 6.7519e-07 | [16 empty] | 7.3.1.3 Ignition probability mapping showing the probability of ignition along the electric lines and equipmentWLDFRAggregatedAggregated | WLDFR | HFTD - Distribution - Tier 2 - 1QU CoRE ¦ 4QU LoRE | Non-Red Flag Warning - Small Fires | Aggregated | Aggregated | 2050 | 0.0032394 | 0 | 1434.2134 | 4.646 | 2050 | Mitigation | 0.08575 | 30 | 0 | esc | 0 | 0 | 0.00060025 | 1.9445e-06 | 0.0015435 | 5e-06
[35 empty] | 7.3.1.1 A summarized risk map that shows the overall ignition probability and estimated wildfire consequence along the electric lines and equipment | WLDFR | HFTD - Distribution - Tier 3 - 2QU CoRE ¦ 2QU LoRE | 2050 | 0.14056 | 0 | 0 | 0 | 0 | 0.0051935 | 1.4865 | 0 | 1.4865 | 0.010054 | 2.8777 | 0 | 2.8777 | 0.010558 | 3.022 | 0 | 3.022 | 0 | 0.20894 | 0.4045 | 0.42478 | 0.010054 | 0.0014133 | 2.8777 | 0.4045 | 0 | 0 | 2.8777 | 0.4045 | [11 empty] | WLDFR | HFTD - Distribution - Tier 2 - 1QU CoRE ¦ 4QU LoRE | Non-Red Flag Warning - Large Fires | 2049 | 7.1242e-08 | 3.5621e-08 | 9.1596e-08 | 7.3713 | 0.88759 | 4.1075 | 2.3763 | 0 | 0 | 0 | 5.9343e-05 |  | 5.2515e-07 | 0 | 5.2515e-07 | 2.6257e-07 | 0 | 2.6257e-07 | 6.7519e-07 | 0 | 6.7519e-07 | [16 empty] | 7.3.1.3 Ignition probability mapping showing the probability of ignition along the electric lines and equipmentWLDFRAggregatedAggregated | WLDFR | HFTD - Distribution - Tier 2 - 1QU CoRE ¦ 4QU LoRE | Non-Red Flag Warning - Small Fires | Aggregated | Aggregated | 2051 | 0.0032394 | 0 | 1434.2134 | 4.646 | 2051 | Mitigation | 0.08575 | 30 | 0 | esc | 0 | 0 | 0 | 0 | 0.0015435 | 5e-06
[35 empty] | 7.3.1.1 A summarized risk map that shows the overall ignition probability and estimated wildfire consequence along the electric lines and equipment | WLDFR | HFTD - Distribution - Tier 3 - 2QU CoRE ¦ 2QU LoRE | 2051 | 0.13137 | 0 | 0 | 0 | 0 | 0 | 0 | 0 | 0 | 0.010054 | 2.8777 | 0 | 2.8777 | 0.010558 | 3.022 | 0 | 3.022 | 0 | 0 | 0.37803 | 0.39699 | 0.010054 | 0.0013208 | 2.8777 | 0.37803 | 0 | 0 | 2.8777 | 0.37803 | [11 empty] | WLDFR | HFTD - Distribution - Tier 2 - 1QU CoRE ¦ 4QU LoRE | Non-Red Flag Warning - Large Fires | 2050 | 0 | 3.5621e-08 | 9.1596e-08 | 7.3713 | 0.88759 | 4.1075 | 2.3763 | 0 | 0 | 0 | 5.9343e-05 |  | 0 | 0 | 0 | 2.6257e-07 | 0 | 2.6257e-07 | 6.7519e-07 | 0 | 6.7519e-07 | [16 empty] | 7.3.1.3 Ignition probability mapping showing the probability of ignition along the electric lines and equipmentWLDFRAggregatedAggregated | WLDFR | HFTD - Distribution - Tier 2 - 1QU CoRE ¦ 4QU LoRE | Red Flag Warning - Catastrophic Fires | Aggregated | Aggregated | 2021 | 0.00017888 | 0 | 1434.2134 | 0.25655 | 2021 | Mitigation | 0.08575 | 30 | 0 | esc | 0.0012005 | 2.1474e-07 | 0.00060025 | 1.0737e-07 | 0 | 0
[35 empty] | 7.3.1.1 A summarized risk map that shows the overall ignition probability and estimated wildfire consequence along the electric lines and equipment | WLDFR | HFTD - Distribution - Tier 3 - 2QU CoRE ¦ 2QU LoRE | 2052 | 0.12277 | 0 | 0 | 0 | 0 | 0 | 0 | 0 | 0 | 0 | 0 | 0 | 0 | 0.010558 | 3.022 | 0 | 3.022 | 0 | 0 | 0 | 0.37102 | 0 | 0 | 0 | 0 | 0 | 0 | 0 | 0 | [11 empty] | WLDFR | HFTD - Distribution - Tier 2 - 1QU CoRE ¦ 4QU LoRE | Non-Red Flag Warning - Large Fires | 2051 | 0 | 0 | 9.1596e-08 | 7.3713 | 0.88759 | 4.1075 | 2.3763 | 0 | 0 | 0 | 5.9343e-05 |  | 0 | 0 | 0 | 0 | 0 | 0 | 6.7519e-07 | 0 | 6.7519e-07 | [16 empty] | 7.3.1.3 Ignition probability mapping showing the probability of ignition along the electric lines and equipmentWLDFRAggregatedAggregated | WLDFR | HFTD - Distribution - Tier 2 - 1QU CoRE ¦ 4QU LoRE | Red Flag Warning - Catastrophic Fires | Aggregated | Aggregated | 2022 | 0.00017888 | 0 | 1434.2134 | 0.25655 | 2022 | Mitigation | 0.08575 | 30 | 0 | esc | 0.0012005 | 2.1474e-07 | 0.00060025 | 1.0737e-07 | 0.0015435 | 2.761e-07
[35 empty] | 7.3.1.1 A summarized risk map that shows the overall ignition probability and estimated wildfire consequence along the electric lines and equipment | WLDFR | HFTD - Distribution - Tier 3 - 2QU CoRE ¦ 3QU LoRE | 2020 | 1 | 0.004519 | 1.0675 | 0 | 1.0675 | 0 | 0 | 0 | 0 | 0 | 0 | 0 | 0 | 0 | 0 | 0 | 0 | 1.0675 | 0 | 0 | 0 | 0 | 0 | 0 | 0 | 0 | 0 | 0 | 0 | [11 empty] | WLDFR | HFTD - Distribution - Tier 2 - 1QU CoRE ¦ 4QU LoRE | Non-Red Flag Warning - Small Fires | 2020 | 3.8889e-06 | 0 | 0 | 0.077901 | 0.036425 | 0.0015809 | 0.039895 | 0 | 0 | 0 | 0.0032394 |  | 3.0295e-07 | 0 | 3.0295e-07 | 0 | 0 | 0 | 0 | 0 | 0 | [16 empty] | 7.3.1.3 Ignition probability mapping showing the probability of ignition along the electric lines and equipmentWLDFRAggregatedAggregated | WLDFR | HFTD - Distribution - Tier 2 - 1QU CoRE ¦ 4QU LoRE | Red Flag Warning - Catastrophic Fires | Aggregated | Aggregated | 2023 | 0.00017888 | 0 | 1434.2134 | 0.25655 | 2023 | Mitigation | 0.08575 | 30 | 0 | esc | 0.0012005 | 2.1474e-07 | 0.00060025 | 1.0737e-07 | 0.0015435 | 2.761e-07
[35 empty] | 7.3.1.1 A summarized risk map that shows the overall ignition probability and estimated wildfire consequence along the electric lines and equipment | WLDFR | HFTD - Distribution - Tier 3 - 2QU CoRE ¦ 3QU LoRE | 2021 | 1 | 0.004519 | 1.0675 | 0 | 1.0675 | 0.0028129 | 0.66445 | 0 | 0.66445 | 0 | 0 | 0 | 0 | 0 | 0 | 0 | 0 | 1.0675 | 0.66445 | 0 | 0 | 0 | 0 | 0 | 0 | 0 | 0 | 0 | 0 | [11 empty] | WLDFR | HFTD - Distribution - Tier 2 - 1QU CoRE ¦ 4QU LoRE | Non-Red Flag Warning - Small Fires | 2021 | 3.8889e-06 | 1.9445e-06 | 0 | 0.077901 | 0.036425 | 0.0015809 | 0.039895 | 0 | 0 | 0 | 0.0032394 |  | 3.0295e-07 | 0 | 3.0295e-07 | 1.5147e-07 | 0 | 1.5147e-07 | 0 | 0 | 0 | [16 empty] | 7.3.1.3 Ignition probability mapping showing the probability of ignition along the electric lines and equipmentWLDFRAggregatedAggregated | WLDFR | HFTD - Distribution - Tier 2 - 1QU CoRE ¦ 4QU LoRE | Red Flag Warning - Catastrophic Fires | Aggregated | Aggregated | 2024 | 0.00017888 | 0 | 1434.2134 | 0.25655 | 2024 | Mitigation | 0.08575 | 30 | 0 | esc | 0.0012005 | 2.1474e-07 | 0.00060025 | 1.0737e-07 | 0.0015435 | 2.761e-07
[35 empty] | 7.3.1.1 A summarized risk map that shows the overall ignition probability and estimated wildfire consequence along the electric lines and equipment | WLDFR | HFTD - Distribution - Tier 3 - 2QU CoRE ¦ 3QU LoRE | 2022 | 0.93458 | 0.0046543 | 1.0446 | 0 | 1.0446 | 0.0028971 | 0.65023 | 0 | 0.65023 | 0.0082399 | 1.8494 | 0 | 1.8494 | 0 | 0 | 0 | 0 | 0.97629 | 0.60769 | 1.7284 | 0 | 0.0082399 | 0.0077009 | 1.8494 | 1.7284 | 0 | 0 | 1.8494 | 1.7284 | [11 empty] | WLDFR | HFTD - Distribution - Tier 2 - 1QU CoRE ¦ 4QU LoRE | Non-Red Flag Warning - Small Fires | 2022 | 3.8889e-06 | 1.9445e-06 | 5e-06 | 0.077901 | 0.036425 | 0.0015809 | 0.039895 | 0 | 0 | 0 | 0.0032394 |  | 3.0295e-07 | 0 | 3.0295e-07 | 1.5147e-07 | 0 | 1.5147e-07 | 3.8951e-07 | 0 | 3.8951e-07 | [16 empty] | 7.3.1.3 Ignition probability mapping showing the probability of ignition along the electric lines and equipmentWLDFRAggregatedAggregated | WLDFR | HFTD - Distribution - Tier 2 - 1QU CoRE ¦ 4QU LoRE | Red Flag Warning - Catastrophic Fires | Aggregated | Aggregated | 2025 | 0.00017888 | 0 | 1434.2134 | 0.25655 | 2025 | Mitigation | 0.08575 | 30 | 0 | esc | 0.0012005 | 2.1474e-07 | 0.00060025 | 1.0737e-07 | 0.0015435 | 2.761e-07
[35 empty] | 7.3.1.1 A summarized risk map that shows the overall ignition probability and estimated wildfire consequence along the electric lines and equipment | WLDFR | HFTD - Distribution - Tier 3 - 2QU CoRE ¦ 3QU LoRE | 2023 | 0.87344 | 0.0046543 | 1.0829 | 0 | 1.0829 | 0.0028971 | 0.67406 | 0 | 0.67406 | 0.0082399 | 1.9172 | 0 | 1.9172 | 0.0086531 | 2.0133 | 0 | 2.0133 | 0.94585 | 0.58875 | 1.6745 | 1.7585 | 0.0082399 | 0.0071971 | 1.9172 | 1.6745 | 0 | 0 | 1.9172 | 1.6745 | [11 empty] | WLDFR | HFTD - Distribution - Tier 2 - 1QU CoRE ¦ 4QU LoRE | Non-Red Flag Warning - Small Fires | 2023 | 3.8889e-06 | 1.9445e-06 | 5e-06 | 0.080408 | 0.03759 | 0.0016314 | 0.041187 | 0 | 0 | 0 | 0.0032394 |  | 3.127e-07 | 0 | 3.127e-07 | 1.5635e-07 | 0 | 1.5635e-07 | 4.0204e-07 | 0 | 4.0204e-07 | [16 empty] | 7.3.1.3 Ignition probability mapping showing the probability of ignition along the electric lines and equipmentWLDFRAggregatedAggregated | WLDFR | HFTD - Distribution - Tier 2 - 1QU CoRE ¦ 4QU LoRE | Red Flag Warning - Catastrophic Fires | Aggregated | Aggregated | 2026 | 0.00017888 | 0 | 1434.2134 | 0.25655 | 2026 | Mitigation | 0.08575 | 30 | 0 | esc | 0.0012005 | 2.1474e-07 | 0.00060025 | 1.0737e-07 | 0.0015435 | 2.761e-07
[35 empty] | 7.3.1.1 A summarized risk map that shows the overall ignition probability and estimated wildfire consequence along the electric lines and equipment | WLDFR | HFTD - Distribution - Tier 3 - 2QU CoRE ¦ 3QU LoRE | 2024 | 0.8163 | 0.0046543 | 1.0829 | 0 | 1.0829 | 0.0028971 | 0.67406 | 0 | 0.67406 | 0.0082399 | 1.9172 | 0 | 1.9172 | 0.0086531 | 2.0133 | 0 | 2.0133 | 0.88397 | 0.55023 | 1.565 | 1.6434 | 0.0082399 | 0.0067262 | 1.9172 | 1.565 | 0 | 0 | 1.9172 | 1.565 | [11 empty] | WLDFR | HFTD - Distribution - Tier 2 - 1QU CoRE ¦ 4QU LoRE | Non-Red Flag Warning - Small Fires | 2024 | 3.8889e-06 | 1.9445e-06 | 5e-06 | 0.080408 | 0.03759 | 0.0016314 | 0.041187 | 0 | 0 | 0 | 0.0032394 |  | 3.127e-07 | 0 | 3.127e-07 | 1.5635e-07 | 0 | 1.5635e-07 | 4.0204e-07 | 0 | 4.0204e-07 | [16 empty] | 7.3.1.3 Ignition probability mapping showing the probability of ignition along the electric lines and equipmentWLDFRAggregatedAggregated | WLDFR | HFTD - Distribution - Tier 2 - 1QU CoRE ¦ 4QU LoRE | Red Flag Warning - Catastrophic Fires | Aggregated | Aggregated | 2027 | 0.00017888 | 0 | 1434.2134 | 0.25655 | 2027 | Mitigation | 0.08575 | 30 | 0 | esc | 0.0012005 | 2.1474e-07 | 0.00060025 | 1.0737e-07 | 0.0015435 | 2.761e-07
[35 empty] | 7.3.1.1 A summarized risk map that shows the overall ignition probability and estimated wildfire consequence along the electric lines and equipment | WLDFR | HFTD - Distribution - Tier 3 - 2QU CoRE ¦ 3QU LoRE | 2025 | 0.7629 | 0.0046543 | 1.0829 | 0 | 1.0829 | 0.0028971 | 0.67406 | 0 | 0.67406 | 0.0082399 | 1.9172 | 0 | 1.9172 | 0.0086531 | 2.0133 | 0 | 2.0133 | 0.82614 | 0.51424 | 1.4626 | 1.5359 | 0.0082399 | 0.0062862 | 1.9172 | 1.4626 | 0 | 0 | 1.9172 | 1.4626 | [11 empty] | WLDFR | HFTD - Distribution - Tier 2 - 1QU CoRE ¦ 4QU LoRE | Non-Red Flag Warning - Small Fires | 2025 | 3.8889e-06 | 1.9445e-06 | 5e-06 | 0.080408 | 0.03759 | 0.0016314 | 0.041187 | 0 | 0 | 0 | 0.0032394 |  | 3.127e-07 | 0 | 3.127e-07 | 1.5635e-07 | 0 | 1.5635e-07 | 4.0204e-07 | 0 | 4.0204e-07 | [16 empty] | 7.3.1.3 Ignition probability mapping showing the probability of ignition along the electric lines and equipmentWLDFRAggregatedAggregated | WLDFR | HFTD - Distribution - Tier 2 - 1QU CoRE ¦ 4QU LoRE | Red Flag Warning - Catastrophic Fires | Aggregated | Aggregated | 2028 | 0.00017888 | 0 | 1434.2134 | 0.25655 | 2028 | Mitigation | 0.08575 | 30 | 0 | esc | 0.0012005 | 2.1474e-07 | 0.00060025 | 1.0737e-07 | 0.0015435 | 2.761e-07
[35 empty] | 7.3.1.1 A summarized risk map that shows the overall ignition probability and estimated wildfire consequence along the electric lines and equipment | WLDFR | HFTD - Distribution - Tier 3 - 2QU CoRE ¦ 3QU LoRE | 2026 | 0.71299 | 0.0046543 | 1.0829 | 0 | 1.0829 | 0.0028971 | 0.67406 | 0 | 0.67406 | 0.0082399 | 1.9172 | 0 | 1.9172 | 0.0086531 | 2.0133 | 0 | 2.0133 | 0.7721 | 0.48059 | 1.3669 | 1.4354 | 0.0082399 | 0.0058749 | 1.9172 | 1.3669 | 0 | 0 | 1.9172 | 1.3669 | [11 empty] | WLDFR | HFTD - Distribution - Tier 2 - 1QU CoRE ¦ 4QU LoRE | Non-Red Flag Warning - Small Fires | 2026 | 3.8889e-06 | 1.9445e-06 | 5e-06 | 0.080408 | 0.03759 | 0.0016314 | 0.041187 | 0 | 0 | 0 | 0.0032394 |  | 3.127e-07 | 0 | 3.127e-07 | 1.5635e-07 | 0 | 1.5635e-07 | 4.0204e-07 | 0 | 4.0204e-07 | [16 empty] | 7.3.1.3 Ignition probability mapping showing the probability of ignition along the electric lines and equipmentWLDFRAggregatedAggregated | WLDFR | HFTD - Distribution - Tier 2 - 1QU CoRE ¦ 4QU LoRE | Red Flag Warning - Catastrophic Fires | Aggregated | Aggregated | 2029 | 0.00017888 | 0 | 1434.2134 | 0.25655 | 2029 | Mitigation | 0.08575 | 30 | 0 | esc | 0.0012005 | 2.1474e-07 | 0.00060025 | 1.0737e-07 | 0.0015435 | 2.761e-07
[35 empty] | 7.3.1.1 A summarized risk map that shows the overall ignition probability and estimated wildfire consequence along the electric lines and equipment | WLDFR | HFTD - Distribution - Tier 3 - 2QU CoRE ¦ 3QU LoRE | 2027 | 0.66634 | 0.0046543 | 1.0829 | 0 | 1.0829 | 0.0028971 | 0.67406 | 0 | 0.67406 | 0.0082399 | 1.9172 | 0 | 1.9172 | 0.0086531 | 2.0133 | 0 | 2.0133 | 0.72159 | 0.44915 | 1.2775 | 1.3415 | 0.0082399 | 0.0054906 | 1.9172 | 1.2775 | 0 | 0 | 1.9172 | 1.2775 | [11 empty] | WLDFR | HFTD - Distribution - Tier 2 - 1QU CoRE ¦ 4QU LoRE | Non-Red Flag Warning - Small Fires | 2027 | 3.8889e-06 | 1.9445e-06 | 5e-06 | 0.080408 | 0.03759 | 0.0016314 | 0.041187 | 0 | 0 | 0 | 0.0032394 |  | 3.127e-07 | 0 | 3.127e-07 | 1.5635e-07 | 0 | 1.5635e-07 | 4.0204e-07 | 0 | 4.0204e-07 | [16 empty] | 7.3.1.3 Ignition probability mapping showing the probability of ignition along the electric lines and equipmentWLDFRAggregatedAggregated | WLDFR | HFTD - Distribution - Tier 2 - 1QU CoRE ¦ 4QU LoRE | Red Flag Warning - Catastrophic Fires | Aggregated | Aggregated | 2030 | 0.00017888 | 0 | 1434.2134 | 0.25655 | 2030 | Mitigation | 0.08575 | 30 | 0 | esc | 0.0012005 | 2.1474e-07 | 0.00060025 | 1.0737e-07 | 0.0015435 | 2.761e-07
[35 empty] | 7.3.1.1 A summarized risk map that shows the overall ignition probability and estimated wildfire consequence along the electric lines and equipment | WLDFR | HFTD - Distribution - Tier 3 - 2QU CoRE ¦ 3QU LoRE | 2028 | 0.62275 | 0.0046543 | 1.1311 | 0 | 1.1311 | 0.0028971 | 0.70408 | 0 | 0.70408 | 0.0082399 | 2.0025 | 0 | 2.0025 | 0.0086531 | 2.103 | 0 | 2.103 | 0.70441 | 0.43847 | 1.2471 | 1.3096 | 0.0082399 | 0.0051314 | 2.0025 | 1.2471 | 0 | 0 | 2.0025 | 1.2471 | [11 empty] | WLDFR | HFTD - Distribution - Tier 2 - 1QU CoRE ¦ 4QU LoRE | Non-Red Flag Warning - Small Fires | 2028 | 3.8889e-06 | 1.9445e-06 | 5e-06 | 0.083606 | 0.039055 | 0.001695 | 0.042856 | 0 | 0 | 0 | 0.0032394 |  | 3.2514e-07 | 0 | 3.2514e-07 | 1.6257e-07 | 0 | 1.6257e-07 | 4.1803e-07 | 0 | 4.1803e-07 | [16 empty] | 7.3.1.3 Ignition probability mapping showing the probability of ignition along the electric lines and equipmentWLDFRAggregatedAggregated | WLDFR | HFTD - Distribution - Tier 2 - 1QU CoRE ¦ 4QU LoRE | Red Flag Warning - Catastrophic Fires | Aggregated | Aggregated | 2031 | 0.00017888 | 0 | 1434.2134 | 0.25655 | 2031 | Mitigation | 0.08575 | 30 | 0 | esc | 0.0012005 | 2.1474e-07 | 0.00060025 | 1.0737e-07 | 0.0015435 | 2.761e-07
[35 empty] | 7.3.1.1 A summarized risk map that shows the overall ignition probability and estimated wildfire consequence along the electric lines and equipment | WLDFR | HFTD - Distribution - Tier 3 - 2QU CoRE ¦ 3QU LoRE | 2029 | 0.58201 | 0.0046543 | 1.1311 | 0 | 1.1311 | 0.0028971 | 0.70408 | 0 | 0.70408 | 0.0082399 | 2.0025 | 0 | 2.0025 | 0.0086531 | 2.103 | 0 | 2.103 | 0.65833 | 0.40978 | 1.1655 | 1.2239 | 0.0082399 | 0.0047957 | 2.0025 | 1.1655 | 0 | 0 | 2.0025 | 1.1655 | [11 empty] | WLDFR | HFTD - Distribution - Tier 2 - 1QU CoRE ¦ 4QU LoRE | Non-Red Flag Warning - Small Fires | 2029 | 3.8889e-06 | 1.9445e-06 | 5e-06 | 0.083606 | 0.039055 | 0.001695 | 0.042856 | 0 | 0 | 0 | 0.0032394 |  | 3.2514e-07 | 0 | 3.2514e-07 | 1.6257e-07 | 0 | 1.6257e-07 | 4.1803e-07 | 0 | 4.1803e-07 | [16 empty] | 7.3.1.3 Ignition probability mapping showing the probability of ignition along the electric lines and equipmentWLDFRAggregatedAggregated | WLDFR | HFTD - Distribution - Tier 2 - 1QU CoRE ¦ 4QU LoRE | Red Flag Warning - Catastrophic Fires | Aggregated | Aggregated | 2032 | 0.00017888 | 0 | 1434.2134 | 0.25655 | 2032 | Mitigation | 0.08575 | 30 | 0 | esc | 0.0012005 | 2.1474e-07 | 0.00060025 | 1.0737e-07 | 0.0015435 | 2.761e-07
[35 empty] | 7.3.1.1 A summarized risk map that shows the overall ignition probability and estimated wildfire consequence along the electric lines and equipment | WLDFR | HFTD - Distribution - Tier 3 - 2QU CoRE ¦ 3QU LoRE | 2030 | 0.54393 | 0.0046543 | 1.1311 | 0 | 1.1311 | 0.0028971 | 0.70408 | 0 | 0.70408 | 0.0082399 | 2.0025 | 0 | 2.0025 | 0.0086531 | 2.103 | 0 | 2.103 | 0.61526 | 0.38297 | 1.0893 | 1.1439 | 0.0082399 | 0.004482 | 2.0025 | 1.0893 | 0 | 0 | 2.0025 | 1.0893 | [11 empty] | WLDFR | HFTD - Distribution - Tier 2 - 1QU CoRE ¦ 4QU LoRE | Non-Red Flag Warning - Small Fires | 2030 | 3.8889e-06 | 1.9445e-06 | 5e-06 | 0.083606 | 0.039055 | 0.001695 | 0.042856 | 0 | 0 | 0 | 0.0032394 |  | 3.2514e-07 | 0 | 3.2514e-07 | 1.6257e-07 | 0 | 1.6257e-07 | 4.1803e-07 | 0 | 4.1803e-07 | [16 empty] | 7.3.1.3 Ignition probability mapping showing the probability of ignition along the electric lines and equipmentWLDFRAggregatedAggregated | WLDFR | HFTD - Distribution - Tier 2 - 1QU CoRE ¦ 4QU LoRE | Red Flag Warning - Catastrophic Fires | Aggregated | Aggregated | 2033 | 0.00017888 | 0 | 1434.2134 | 0.25655 | 2033 | Mitigation | 0.08575 | 30 | 0 | esc | 0.0012005 | 2.1474e-07 | 0.00060025 | 1.0737e-07 | 0.0015435 | 2.761e-07
[35 empty] | 7.3.1.1 A summarized risk map that shows the overall ignition probability and estimated wildfire consequence along the electric lines and equipment | WLDFR | HFTD - Distribution - Tier 3 - 2QU CoRE ¦ 3QU LoRE | 2031 | 0.50835 | 0.0046543 | 1.1311 | 0 | 1.1311 | 0.0028971 | 0.70408 | 0 | 0.70408 | 0.0082399 | 2.0025 | 0 | 2.0025 | 0.0086531 | 2.103 | 0 | 2.103 | 0.57501 | 0.35792 | 1.018 | 1.069 | 0.0082399 | 0.0041888 | 2.0025 | 1.018 | 0 | 0 | 2.0025 | 1.018 | [11 empty] | WLDFR | HFTD - Distribution - Tier 2 - 1QU CoRE ¦ 4QU LoRE | Non-Red Flag Warning - Small Fires | 2031 | 3.8889e-06 | 1.9445e-06 | 5e-06 | 0.083606 | 0.039055 | 0.001695 | 0.042856 | 0 | 0 | 0 | 0.0032394 |  | 3.2514e-07 | 0 | 3.2514e-07 | 1.6257e-07 | 0 | 1.6257e-07 | 4.1803e-07 | 0 | 4.1803e-07 | [16 empty] | 7.3.1.3 Ignition probability mapping showing the probability of ignition along the electric lines and equipmentWLDFRAggregatedAggregated | WLDFR | HFTD - Distribution - Tier 2 - 1QU CoRE ¦ 4QU LoRE | Red Flag Warning - Catastrophic Fires | Aggregated | Aggregated | 2034 | 0.00017888 | 0 | 1434.2134 | 0.25655 | 2034 | Mitigation | 0.08575 | 30 | 0 | esc | 0.0012005 | 2.1474e-07 | 0.00060025 | 1.0737e-07 | 0.0015435 | 2.761e-07
[35 empty] | 7.3.1.1 A summarized risk map that shows the overall ignition probability and estimated wildfire consequence along the electric lines and equipment | WLDFR | HFTD - Distribution - Tier 3 - 2QU CoRE ¦ 3QU LoRE | 2032 | 0.47509 | 0.0046543 | 1.1311 | 0 | 1.1311 | 0.0028971 | 0.70408 | 0 | 0.70408 | 0.0082399 | 2.0025 | 0 | 2.0025 | 0.0086531 | 2.103 | 0 | 2.103 | 0.53739 | 0.3345 | 0.95139 | 0.9991 | 0.0082399 | 0.0039147 | 2.0025 | 0.95139 | 0 | 0 | 2.0025 | 0.95139 | [11 empty] | WLDFR | HFTD - Distribution - Tier 2 - 1QU CoRE ¦ 4QU LoRE | Non-Red Flag Warning - Small Fires | 2032 | 3.8889e-06 | 1.9445e-06 | 5e-06 | 0.083606 | 0.039055 | 0.001695 | 0.042856 | 0 | 0 | 0 | 0.0032394 |  | 3.2514e-07 | 0 | 3.2514e-07 | 1.6257e-07 | 0 | 1.6257e-07 | 4.1803e-07 | 0 | 4.1803e-07 | [16 empty] | 7.3.1.3 Ignition probability mapping showing the probability of ignition along the electric lines and equipmentWLDFRAggregatedAggregated | WLDFR | HFTD - Distribution - Tier 2 - 1QU CoRE ¦ 4QU LoRE | Red Flag Warning - Catastrophic Fires | Aggregated | Aggregated | 2035 | 0.00017888 | 0 | 1434.2134 | 0.25655 | 2035 | Mitigation | 0.08575 | 30 | 0 | esc | 0.0012005 | 2.1474e-07 | 0.00060025 | 1.0737e-07 | 0.0015435 | 2.761e-07
[35 empty] | 7.3.1.1 A summarized risk map that shows the overall ignition probability and estimated wildfire consequence along the electric lines and equipment | WLDFR | HFTD - Distribution - Tier 3 - 2QU CoRE ¦ 3QU LoRE | 2033 | 0.44401 | 0.0046543 | 1.1847 | 0 | 1.1847 | 0.0028971 | 0.73744 | 0 | 0.73744 | 0.0082399 | 2.0974 | 0 | 2.0974 | 0.0086531 | 2.2026 | 0 | 2.2026 | 0.52604 | 0.32743 | 0.93129 | 0.97799 | 0.0082399 | 0.0036586 | 2.0974 | 0.93129 | 0 | 0 | 2.0974 | 0.93129 | [11 empty] | WLDFR | HFTD - Distribution - Tier 2 - 1QU CoRE ¦ 4QU LoRE | Non-Red Flag Warning - Small Fires | 2033 | 3.8889e-06 | 1.9445e-06 | 5e-06 | 0.087211 | 0.040679 | 0.0017655 | 0.044766 | 0 | 0 | 0 | 0.0032394 |  | 3.3916e-07 | 0 | 3.3916e-07 | 1.6958e-07 | 0 | 1.6958e-07 | 4.3606e-07 | 0 | 4.3606e-07 | [16 empty] | 7.3.1.3 Ignition probability mapping showing the probability of ignition along the electric lines and equipmentWLDFRAggregatedAggregated | WLDFR | HFTD - Distribution - Tier 2 - 1QU CoRE ¦ 4QU LoRE | Red Flag Warning - Catastrophic Fires | Aggregated | Aggregated | 2036 | 0.00017888 | 0 | 1434.2134 | 0.25655 | 2036 | Mitigation | 0.08575 | 30 | 0 | esc | 0.0012005 | 2.1474e-07 | 0.00060025 | 1.0737e-07 | 0.0015435 | 2.761e-07
[35 empty] | 7.3.1.1 A summarized risk map that shows the overall ignition probability and estimated wildfire consequence along the electric lines and equipment | WLDFR | HFTD - Distribution - Tier 3 - 2QU CoRE ¦ 3QU LoRE | 2034 | 0.41496 | 0.0046543 | 1.1847 | 0 | 1.1847 | 0.0028971 | 0.73744 | 0 | 0.73744 | 0.0082399 | 2.0974 | 0 | 2.0974 | 0.0086531 | 2.2026 | 0 | 2.2026 | 0.49162 | 0.30601 | 0.87036 | 0.914 | 0.0082399 | 0.0034193 | 2.0974 | 0.87036 | 0 | 0 | 2.0974 | 0.87036 | [11 empty] | WLDFR | HFTD - Distribution - Tier 2 - 1QU CoRE ¦ 4QU LoRE | Non-Red Flag Warning - Small Fires | 2034 | 3.8889e-06 | 1.9445e-06 | 5e-06 | 0.087211 | 0.040679 | 0.0017655 | 0.044766 | 0 | 0 | 0 | 0.0032394 |  | 3.3916e-07 | 0 | 3.3916e-07 | 1.6958e-07 | 0 | 1.6958e-07 | 4.3606e-07 | 0 | 4.3606e-07 | [16 empty] | 7.3.1.3 Ignition probability mapping showing the probability of ignition along the electric lines and equipmentWLDFRAggregatedAggregated | WLDFR | HFTD - Distribution - Tier 2 - 1QU CoRE ¦ 4QU LoRE | Red Flag Warning - Catastrophic Fires | Aggregated | Aggregated | 2037 | 0.00017888 | 0 | 1434.2134 | 0.25655 | 2037 | Mitigation | 0.08575 | 30 | 0 | esc | 0.0012005 | 2.1474e-07 | 0.00060025 | 1.0737e-07 | 0.0015435 | 2.761e-07
[35 empty] | 7.3.1.1 A summarized risk map that shows the overall ignition probability and estimated wildfire consequence along the electric lines and equipment | WLDFR | HFTD - Distribution - Tier 3 - 2QU CoRE ¦ 3QU LoRE | 2035 | 0.38782 | 0.0046543 | 1.1847 | 0 | 1.1847 | 0.0028971 | 0.73744 | 0 | 0.73744 | 0.0082399 | 2.0974 | 0 | 2.0974 | 0.0086531 | 2.2026 | 0 | 2.2026 | 0.45946 | 0.28599 | 0.81342 | 0.85421 | 0.0082399 | 0.0031956 | 2.0974 | 0.81342 | 0 | 0 | 2.0974 | 0.81342 | [11 empty] | WLDFR | HFTD - Distribution - Tier 2 - 1QU CoRE ¦ 4QU LoRE | Non-Red Flag Warning - Small Fires | 2035 | 3.8889e-06 | 1.9445e-06 | 5e-06 | 0.087211 | 0.040679 | 0.0017655 | 0.044766 | 0 | 0 | 0 | 0.0032394 |  | 3.3916e-07 | 0 | 3.3916e-07 | 1.6958e-07 | 0 | 1.6958e-07 | 4.3606e-07 | 0 | 4.3606e-07 | [16 empty] | 7.3.1.3 Ignition probability mapping showing the probability of ignition along the electric lines and equipmentWLDFRAggregatedAggregated | WLDFR | HFTD - Distribution - Tier 2 - 1QU CoRE ¦ 4QU LoRE | Red Flag Warning - Catastrophic Fires | Aggregated | Aggregated | 2038 | 0.00017888 | 0 | 1434.2134 | 0.25655 | 2038 | Mitigation | 0.08575 | 30 | 0 | esc | 0.0012005 | 2.1474e-07 | 0.00060025 | 1.0737e-07 | 0.0015435 | 2.761e-07
[35 empty] | 7.3.1.1 A summarized risk map that shows the overall ignition probability and estimated wildfire consequence along the electric lines and equipment | WLDFR | HFTD - Distribution - Tier 3 - 2QU CoRE ¦ 3QU LoRE | 2036 | 0.36245 | 0.0046543 | 1.1847 | 0 | 1.1847 | 0.0028971 | 0.73744 | 0 | 0.73744 | 0.0082399 | 2.0974 | 0 | 2.0974 | 0.0086531 | 2.2026 | 0 | 2.2026 | 0.4294 | 0.26728 | 0.76021 | 0.79833 | 0.0082399 | 0.0029865 | 2.0974 | 0.76021 | 0 | 0 | 2.0974 | 0.76021 | [11 empty] | WLDFR | HFTD - Distribution - Tier 2 - 1QU CoRE ¦ 4QU LoRE | Non-Red Flag Warning - Small Fires | 2036 | 3.8889e-06 | 1.9445e-06 | 5e-06 | 0.087211 | 0.040679 | 0.0017655 | 0.044766 | 0 | 0 | 0 | 0.0032394 |  | 3.3916e-07 | 0 | 3.3916e-07 | 1.6958e-07 | 0 | 1.6958e-07 | 4.3606e-07 | 0 | 4.3606e-07 | [16 empty] | 7.3.1.3 Ignition probability mapping showing the probability of ignition along the electric lines and equipmentWLDFRAggregatedAggregated | WLDFR | HFTD - Distribution - Tier 2 - 1QU CoRE ¦ 4QU LoRE | Red Flag Warning - Catastrophic Fires | Aggregated | Aggregated | 2039 | 0.00017888 | 0 | 1434.2134 | 0.25655 | 2039 | Mitigation | 0.08575 | 30 | 0 | esc | 0.0012005 | 2.1474e-07 | 0.00060025 | 1.0737e-07 | 0.0015435 | 2.761e-07
[35 empty] | 7.3.1.1 A summarized risk map that shows the overall ignition probability and estimated wildfire consequence along the electric lines and equipment | WLDFR | HFTD - Distribution - Tier 3 - 2QU CoRE ¦ 3QU LoRE | 2037 | 0.33873 | 0.0046543 | 1.1847 | 0 | 1.1847 | 0.0028971 | 0.73744 | 0 | 0.73744 | 0.0082399 | 2.0974 | 0 | 2.0974 | 0.0086531 | 2.2026 | 0 | 2.2026 | 0.40131 | 0.2498 | 0.71047 | 0.7461 | 0.0082399 | 0.0027911 | 2.0974 | 0.71047 | 0 | 0 | 2.0974 | 0.71047 | [11 empty] | WLDFR | HFTD - Distribution - Tier 2 - 1QU CoRE ¦ 4QU LoRE | Non-Red Flag Warning - Small Fires | 2037 | 3.8889e-06 | 1.9445e-06 | 5e-06 | 0.087211 | 0.040679 | 0.0017655 | 0.044766 | 0 | 0 | 0 | 0.0032394 |  | 3.3916e-07 | 0 | 3.3916e-07 | 1.6958e-07 | 0 | 1.6958e-07 | 4.3606e-07 | 0 | 4.3606e-07 | [16 empty] | 7.3.1.3 Ignition probability mapping showing the probability of ignition along the electric lines and equipmentWLDFRAggregatedAggregated | WLDFR | HFTD - Distribution - Tier 2 - 1QU CoRE ¦ 4QU LoRE | Red Flag Warning - Catastrophic Fires | Aggregated | Aggregated | 2040 | 0.00017888 | 0 | 1434.2134 | 0.25655 | 2040 | Mitigation | 0.08575 | 30 | 0 | esc | 0.0012005 | 2.1474e-07 | 0.00060025 | 1.0737e-07 | 0.0015435 | 2.761e-07
[35 empty] | 7.3.1.1 A summarized risk map that shows the overall ignition probability and estimated wildfire consequence along the electric lines and equipment | WLDFR | HFTD - Distribution - Tier 3 - 2QU CoRE ¦ 3QU LoRE | 2038 | 0.31657 | 0.0046543 | 1.2429 | 0 | 1.2429 | 0.0028971 | 0.77366 | 0 | 0.77366 | 0.0082399 | 2.2004 | 0 | 2.2004 | 0.0086531 | 2.3108 | 0 | 2.3108 | 0.39348 | 0.24492 | 0.6966 | 0.73153 | 0.0082399 | 0.0026085 | 2.2004 | 0.6966 | 0 | 0 | 2.2004 | 0.6966 | [11 empty] | WLDFR | HFTD - Distribution - Tier 2 - 1QU CoRE ¦ 4QU LoRE | Non-Red Flag Warning - Small Fires | 2038 | 3.8889e-06 | 1.9445e-06 | 5e-06 | 0.091184 | 0.042438 | 0.0018418 | 0.046905 | 0 | 0 | 0 | 0.0032394 |  | 3.5461e-07 | 0 | 3.5461e-07 | 1.773e-07 | 0 | 1.773e-07 | 4.5592e-07 | 0 | 4.5592e-07 | [16 empty] | 7.3.1.3 Ignition probability mapping showing the probability of ignition along the electric lines and equipmentWLDFRAggregatedAggregated | WLDFR | HFTD - Distribution - Tier 2 - 1QU CoRE ¦ 4QU LoRE | Red Flag Warning - Catastrophic Fires | Aggregated | Aggregated | 2041 | 0.00017888 | 0 | 1434.2134 | 0.25655 | 2041 | Mitigation | 0.08575 | 30 | 0 | esc | 0.0012005 | 2.1474e-07 | 0.00060025 | 1.0737e-07 | 0.0015435 | 2.761e-07
[35 empty] | 7.3.1.1 A summarized risk map that shows the overall ignition probability and estimated wildfire consequence along the electric lines and equipment | WLDFR | HFTD - Distribution - Tier 3 - 2QU CoRE ¦ 3QU LoRE | 2039 | 0.29586 | 0.0046543 | 1.2429 | 0 | 1.2429 | 0.0028971 | 0.77366 | 0 | 0.77366 | 0.0082399 | 2.2004 | 0 | 2.2004 | 0.0086531 | 2.3108 | 0 | 2.3108 | 0.36773 | 0.2289 | 0.65103 | 0.68368 | 0.0082399 | 0.0024379 | 2.2004 | 0.65103 | 0 | 0 | 2.2004 | 0.65103 | [11 empty] | WLDFR | HFTD - Distribution - Tier 2 - 1QU CoRE ¦ 4QU LoRE | Non-Red Flag Warning - Small Fires | 2039 | 3.8889e-06 | 1.9445e-06 | 5e-06 | 0.091184 | 0.042438 | 0.0018418 | 0.046905 | 0 | 0 | 0 | 0.0032394 |  | 3.5461e-07 | 0 | 3.5461e-07 | 1.773e-07 | 0 | 1.773e-07 | 4.5592e-07 | 0 | 4.5592e-07 | [16 empty] | 7.3.1.3 Ignition probability mapping showing the probability of ignition along the electric lines and equipmentWLDFRAggregatedAggregated | WLDFR | HFTD - Distribution - Tier 2 - 1QU CoRE ¦ 4QU LoRE | Red Flag Warning - Catastrophic Fires | Aggregated | Aggregated | 2042 | 0.00017888 | 0 | 1434.2134 | 0.25655 | 2042 | Mitigation | 0.08575 | 30 | 0 | esc | 0.0012005 | 2.1474e-07 | 0.00060025 | 1.0737e-07 | 0.0015435 | 2.761e-07
[35 empty] | 7.3.1.1 A summarized risk map that shows the overall ignition probability and estimated wildfire consequence along the electric lines and equipment | WLDFR | HFTD - Distribution - Tier 3 - 2QU CoRE ¦ 3QU LoRE | 2040 | 0.27651 | 0.0046543 | 1.2429 | 0 | 1.2429 | 0.0028971 | 0.77366 | 0 | 0.77366 | 0.0082399 | 2.2004 | 0 | 2.2004 | 0.0086531 | 2.3108 | 0 | 2.3108 | 0.34368 | 0.21392 | 0.60844 | 0.63895 | 0.0082399 | 0.0022784 | 2.2004 | 0.60844 | 0 | 0 | 2.2004 | 0.60844 | [11 empty] | WLDFR | HFTD - Distribution - Tier 2 - 1QU CoRE ¦ 4QU LoRE | Non-Red Flag Warning - Small Fires | 2040 | 3.8889e-06 | 1.9445e-06 | 5e-06 | 0.091184 | 0.042438 | 0.0018418 | 0.046905 | 0 | 0 | 0 | 0.0032394 |  | 3.5461e-07 | 0 | 3.5461e-07 | 1.773e-07 | 0 | 1.773e-07 | 4.5592e-07 | 0 | 4.5592e-07 | [16 empty] | 7.3.1.3 Ignition probability mapping showing the probability of ignition along the electric lines and equipmentWLDFRAggregatedAggregated | WLDFR | HFTD - Distribution - Tier 2 - 1QU CoRE ¦ 4QU LoRE | Red Flag Warning - Catastrophic Fires | Aggregated | Aggregated | 2043 | 0.00017888 | 0 | 1434.2134 | 0.25655 | 2043 | Mitigation | 0.08575 | 30 | 0 | esc | 0.0012005 | 2.1474e-07 | 0.00060025 | 1.0737e-07 | 0.0015435 | 2.761e-07
[35 empty] | 7.3.1.1 A summarized risk map that shows the overall ignition probability and estimated wildfire consequence along the electric lines and equipment | WLDFR | HFTD - Distribution - Tier 3 - 2QU CoRE ¦ 3QU LoRE | 2041 | 0.25842 | 0.0046543 | 1.2429 | 0 | 1.2429 | 0.0028971 | 0.77366 | 0 | 0.77366 | 0.0082399 | 2.2004 | 0 | 2.2004 | 0.0086531 | 2.3108 | 0 | 2.3108 | 0.32119 | 0.19993 | 0.56864 | 0.59715 | 0.0082399 | 0.0021294 | 2.2004 | 0.56864 | 0 | 0 | 2.2004 | 0.56864 | [11 empty] | WLDFR | HFTD - Distribution - Tier 2 - 1QU CoRE ¦ 4QU LoRE | Non-Red Flag Warning - Small Fires | 2041 | 3.8889e-06 | 1.9445e-06 | 5e-06 | 0.091184 | 0.042438 | 0.0018418 | 0.046905 | 0 | 0 | 0 | 0.0032394 |  | 3.5461e-07 | 0 | 3.5461e-07 | 1.773e-07 | 0 | 1.773e-07 | 4.5592e-07 | 0 | 4.5592e-07 | [16 empty] | 7.3.1.3 Ignition probability mapping showing the probability of ignition along the electric lines and equipmentWLDFRAggregatedAggregated | WLDFR | HFTD - Distribution - Tier 2 - 1QU CoRE ¦ 4QU LoRE | Red Flag Warning - Catastrophic Fires | Aggregated | Aggregated | 2044 | 0.00017888 | 0 | 1434.2134 | 0.25655 | 2044 | Mitigation | 0.08575 | 30 | 0 | esc | 0.0012005 | 2.1474e-07 | 0.00060025 | 1.0737e-07 | 0.0015435 | 2.761e-07
[35 empty] | 7.3.1.1 A summarized risk map that shows the overall ignition probability and estimated wildfire consequence along the electric lines and equipment | WLDFR | HFTD - Distribution - Tier 3 - 2QU CoRE ¦ 3QU LoRE | 2042 | 0.24151 | 0.0046543 | 1.2429 | 0 | 1.2429 | 0.0028971 | 0.77366 | 0 | 0.77366 | 0.0082399 | 2.2004 | 0 | 2.2004 | 0.0086531 | 2.3108 | 0 | 2.3108 | 0.30018 | 0.18685 | 0.53144 | 0.55808 | 0.0082399 | 0.00199 | 2.2004 | 0.53144 | 0 | 0 | 2.2004 | 0.53144 | [11 empty] | WLDFR | HFTD - Distribution - Tier 2 - 1QU CoRE ¦ 4QU LoRE | Non-Red Flag Warning - Small Fires | 2042 | 3.8889e-06 | 1.9445e-06 | 5e-06 | 0.091184 | 0.042438 | 0.0018418 | 0.046905 | 0 | 0 | 0 | 0.0032394 |  | 3.5461e-07 | 0 | 3.5461e-07 | 1.773e-07 | 0 | 1.773e-07 | 4.5592e-07 | 0 | 4.5592e-07 | [16 empty] | 7.3.1.3 Ignition probability mapping showing the probability of ignition along the electric lines and equipmentWLDFRAggregatedAggregated | WLDFR | HFTD - Distribution - Tier 2 - 1QU CoRE ¦ 4QU LoRE | Red Flag Warning - Catastrophic Fires | Aggregated | Aggregated | 2045 | 0.00017888 | 0 | 1434.2134 | 0.25655 | 2045 | Mitigation | 0.08575 | 30 | 0 | esc | 0.0012005 | 2.1474e-07 | 0.00060025 | 1.0737e-07 | 0.0015435 | 2.761e-07
[35 empty] | 7.3.1.1 A summarized risk map that shows the overall ignition probability and estimated wildfire consequence along the electric lines and equipment | WLDFR | HFTD - Distribution - Tier 3 - 2QU CoRE ¦ 3QU LoRE | 2043 | 0.22571 | 0.0046543 | 1.3049 | 0 | 1.3049 | 0.0028971 | 0.81224 | 0 | 0.81224 | 0.0082399 | 2.3102 | 0 | 2.3102 | 0.0086531 | 2.426 | 0 | 2.426 | 0.29453 | 0.18333 | 0.52143 | 0.54758 | 0.0082399 | 0.0018599 | 2.3102 | 0.52143 | 0 | 0 | 2.3102 | 0.52143 | [11 empty] | WLDFR | HFTD - Distribution - Tier 2 - 1QU CoRE ¦ 4QU LoRE | Non-Red Flag Warning - Small Fires | 2043 | 3.8889e-06 | 1.9445e-06 | 5e-06 | 0.095486 | 0.044306 | 0.0019228 | 0.049257 | 0 | 0 | 0 | 0.0032394 |  | 3.7134e-07 | 0 | 3.7134e-07 | 1.8567e-07 | 0 | 1.8567e-07 | 4.7743e-07 | 0 | 4.7743e-07 | [16 empty] | 7.3.1.3 Ignition probability mapping showing the probability of ignition along the electric lines and equipmentWLDFRAggregatedAggregated | WLDFR | HFTD - Distribution - Tier 2 - 1QU CoRE ¦ 4QU LoRE | Red Flag Warning - Catastrophic Fires | Aggregated | Aggregated | 2046 | 0.00017888 | 0 | 1434.2134 | 0.25655 | 2046 | Mitigation | 0.08575 | 30 | 0 | esc | 0.0012005 | 2.1474e-07 | 0.00060025 | 1.0737e-07 | 0.0015435 | 2.761e-07
[35 empty] | 7.3.1.1 A summarized risk map that shows the overall ignition probability and estimated wildfire consequence along the electric lines and equipment | WLDFR | HFTD - Distribution - Tier 3 - 2QU CoRE ¦ 3QU LoRE | 2044 | 0.21095 | 0.0046543 | 1.3049 | 0 | 1.3049 | 0.0028971 | 0.81224 | 0 | 0.81224 | 0.0082399 | 2.3102 | 0 | 2.3102 | 0.0086531 | 2.426 | 0 | 2.426 | 0.27526 | 0.17134 | 0.48732 | 0.51176 | 0.0082399 | 0.0017382 | 2.3102 | 0.48732 | 0 | 0 | 2.3102 | 0.48732 | [11 empty] | WLDFR | HFTD - Distribution - Tier 2 - 1QU CoRE ¦ 4QU LoRE | Non-Red Flag Warning - Small Fires | 2044 | 3.8889e-06 | 1.9445e-06 | 5e-06 | 0.095486 | 0.044306 | 0.0019228 | 0.049257 | 0 | 0 | 0 | 0.0032394 |  | 3.7134e-07 | 0 | 3.7134e-07 | 1.8567e-07 | 0 | 1.8567e-07 | 4.7743e-07 | 0 | 4.7743e-07 | [16 empty] | 7.3.1.3 Ignition probability mapping showing the probability of ignition along the electric lines and equipmentWLDFRAggregatedAggregated | WLDFR | HFTD - Distribution - Tier 2 - 1QU CoRE ¦ 4QU LoRE | Red Flag Warning - Catastrophic Fires | Aggregated | Aggregated | 2047 | 0.00017888 | 0 | 1434.2134 | 0.25655 | 2047 | Mitigation | 0.08575 | 30 | 0 | esc | 0.0012005 | 2.1474e-07 | 0.00060025 | 1.0737e-07 | 0.0015435 | 2.761e-07
[35 empty] | 7.3.1.1 A summarized risk map that shows the overall ignition probability and estimated wildfire consequence along the electric lines and equipment | WLDFR | HFTD - Distribution - Tier 3 - 2QU CoRE ¦ 3QU LoRE | 2045 | 0.19715 | 0.0046543 | 1.3049 | 0 | 1.3049 | 0.0028971 | 0.81224 | 0 | 0.81224 | 0.0082399 | 2.3102 | 0 | 2.3102 | 0.0086531 | 2.426 | 0 | 2.426 | 0.25726 | 0.16013 | 0.45544 | 0.47828 | 0.0082399 | 0.0016245 | 2.3102 | 0.45544 | 0 | 0 | 2.3102 | 0.45544 | [11 empty] | WLDFR | HFTD - Distribution - Tier 2 - 1QU CoRE ¦ 4QU LoRE | Non-Red Flag Warning - Small Fires | 2045 | 3.8889e-06 | 1.9445e-06 | 5e-06 | 0.095486 | 0.044306 | 0.0019228 | 0.049257 | 0 | 0 | 0 | 0.0032394 |  | 3.7134e-07 | 0 | 3.7134e-07 | 1.8567e-07 | 0 | 1.8567e-07 | 4.7743e-07 | 0 | 4.7743e-07 | [16 empty] | 7.3.1.3 Ignition probability mapping showing the probability of ignition along the electric lines and equipmentWLDFRAggregatedAggregated | WLDFR | HFTD - Distribution - Tier 2 - 1QU CoRE ¦ 4QU LoRE | Red Flag Warning - Catastrophic Fires | Aggregated | Aggregated | 2048 | 0.00017888 | 0 | 1434.2134 | 0.25655 | 2048 | Mitigation | 0.08575 | 30 | 0 | esc | 0.0012005 | 2.1474e-07 | 0.00060025 | 1.0737e-07 | 0.0015435 | 2.761e-07
[35 empty] | 7.3.1.1 A summarized risk map that shows the overall ignition probability and estimated wildfire consequence along the electric lines and equipment | WLDFR | HFTD - Distribution - Tier 3 - 2QU CoRE ¦ 3QU LoRE | 2046 | 0.18425 | 0.0046543 | 1.3049 | 0 | 1.3049 | 0.0028971 | 0.81224 | 0 | 0.81224 | 0.0082399 | 2.3102 | 0 | 2.3102 | 0.0086531 | 2.426 | 0 | 2.426 | 0.24043 | 0.14965 | 0.42564 | 0.44699 | 0.0082399 | 0.0015182 | 2.3102 | 0.42564 | 0 | 0 | 2.3102 | 0.42564 | [11 empty] | WLDFR | HFTD - Distribution - Tier 2 - 1QU CoRE ¦ 4QU LoRE | Non-Red Flag Warning - Small Fires | 2046 | 3.8889e-06 | 1.9445e-06 | 5e-06 | 0.095486 | 0.044306 | 0.0019228 | 0.049257 | 0 | 0 | 0 | 0.0032394 |  | 3.7134e-07 | 0 | 3.7134e-07 | 1.8567e-07 | 0 | 1.8567e-07 | 4.7743e-07 | 0 | 4.7743e-07 | [16 empty] | 7.3.1.3 Ignition probability mapping showing the probability of ignition along the electric lines and equipmentWLDFRAggregatedAggregated | WLDFR | HFTD - Distribution - Tier 2 - 1QU CoRE ¦ 4QU LoRE | Red Flag Warning - Catastrophic Fires | Aggregated | Aggregated | 2049 | 0.00017888 | 0 | 1434.2134 | 0.25655 | 2049 | Mitigation | 0.08575 | 30 | 0 | esc | 0.0012005 | 2.1474e-07 | 0.00060025 | 1.0737e-07 | 0.0015435 | 2.761e-07
[35 empty] | 7.3.1.1 A summarized risk map that shows the overall ignition probability and estimated wildfire consequence along the electric lines and equipment | WLDFR | HFTD - Distribution - Tier 3 - 2QU CoRE ¦ 3QU LoRE | 2047 | 0.1722 | 0.0046543 | 1.3049 | 0 | 1.3049 | 0.0028971 | 0.81224 | 0 | 0.81224 | 0.0082399 | 2.3102 | 0 | 2.3102 | 0.0086531 | 2.426 | 0 | 2.426 | 0.2247 | 0.13986 | 0.3978 | 0.41775 | 0.0082399 | 0.0014189 | 2.3102 | 0.3978 | 0 | 0 | 2.3102 | 0.3978 | [11 empty] | WLDFR | HFTD - Distribution - Tier 2 - 1QU CoRE ¦ 4QU LoRE | Non-Red Flag Warning - Small Fires | 2047 | 3.8889e-06 | 1.9445e-06 | 5e-06 | 0.095486 | 0.044306 | 0.0019228 | 0.049257 | 0 | 0 | 0 | 0.0032394 |  | 3.7134e-07 | 0 | 3.7134e-07 | 1.8567e-07 | 0 | 1.8567e-07 | 4.7743e-07 | 0 | 4.7743e-07 | [16 empty] | 7.3.1.3 Ignition probability mapping showing the probability of ignition along the electric lines and equipmentWLDFRAggregatedAggregated | WLDFR | HFTD - Distribution - Tier 2 - 1QU CoRE ¦ 4QU LoRE | Red Flag Warning - Catastrophic Fires | Aggregated | Aggregated | 2050 | 0.00017888 | 0 | 1434.2134 | 0.25655 | 2050 | Mitigation | 0.08575 | 30 | 0 | esc | 0 | 0 | 0.00060025 | 1.0737e-07 | 0.0015435 | 2.761e-07
[35 empty] | 7.3.1.1 A summarized risk map that shows the overall ignition probability and estimated wildfire consequence along the electric lines and equipment | WLDFR | HFTD - Distribution - Tier 3 - 2QU CoRE ¦ 3QU LoRE | 2048 | 0.16093 | 0.0046543 | 1.3699 | 0 | 1.3699 | 0.0028971 | 0.85267 | 0 | 0.85267 | 0.0082399 | 2.4252 | 0 | 2.4252 | 0.0086531 | 2.5468 | 0 | 2.5468 | 0.22045 | 0.13722 | 0.39028 | 0.40985 | 0.0082399 | 0.0013261 | 2.4252 | 0.39028 | 0 | 0 | 2.4252 | 0.39028 | [11 empty] | WLDFR | HFTD - Distribution - Tier 2 - 1QU CoRE ¦ 4QU LoRE | Non-Red Flag Warning - Small Fires | 2048 | 3.8889e-06 | 1.9445e-06 | 5e-06 | 0.10007 | 0.04626 | 0.0020076 | 0.051804 | 0 | 0 | 0 | 0.0032394 |  | 3.8917e-07 | 0 | 3.8917e-07 | 1.9459e-07 | 0 | 1.9459e-07 | 5.0036e-07 | 0 | 5.0036e-07 | [16 empty] | 7.3.1.3 Ignition probability mapping showing the probability of ignition along the electric lines and equipmentWLDFRAggregatedAggregated | WLDFR | HFTD - Distribution - Tier 2 - 1QU CoRE ¦ 4QU LoRE | Red Flag Warning - Catastrophic Fires | Aggregated | Aggregated | 2051 | 0.00017888 | 0 | 1434.2134 | 0.25655 | 2051 | Mitigation | 0.08575 | 30 | 0 | esc | 0 | 0 | 0 | 0 | 0.0015435 | 2.761e-07
[35 empty] | 7.3.1.1 A summarized risk map that shows the overall ignition probability and estimated wildfire consequence along the electric lines and equipment | WLDFR | HFTD - Distribution - Tier 3 - 2QU CoRE ¦ 3QU LoRE | 2049 | 0.1504 | 0.0046543 | 1.3699 | 0 | 1.3699 | 0.0028971 | 0.85267 | 0 | 0.85267 | 0.0082399 | 2.4252 | 0 | 2.4252 | 0.0086531 | 2.5468 | 0 | 2.5468 | 0.20603 | 0.12824 | 0.36475 | 0.38304 | 0.0082399 | 0.0012393 | 2.4252 | 0.36475 | 0 | 0 | 2.4252 | 0.36475 | [11 empty] | WLDFR | HFTD - Distribution - Tier 2 - 1QU CoRE ¦ 4QU LoRE | Non-Red Flag Warning - Small Fires | 2049 | 3.8889e-06 | 1.9445e-06 | 5e-06 | 0.10007 | 0.04626 | 0.0020076 | 0.051804 | 0 | 0 | 0 | 0.0032394 |  | 3.8917e-07 | 0 | 3.8917e-07 | 1.9459e-07 | 0 | 1.9459e-07 | 5.0036e-07 | 0 | 5.0036e-07 | [16 empty] | 7.3.1.3 Ignition probability mapping showing the probability of ignition along the electric lines and equipmentWLDFRAggregatedAggregated | WLDFR | HFTD - Distribution - Tier 2 - 1QU CoRE ¦ 4QU LoRE | Red Flag Warning - Destructive Fires | Aggregated | Aggregated | 2021 | 2.4237e-05 | 0 | 1434.2134 | 0.034762 | 2021 | Mitigation | 0.08575 | 30 | 0 | esc | 0.0012005 | 2.9097e-08 | 0.00060025 | 1.4548e-08 | 0 | 0
[35 empty] | 7.3.1.1 A summarized risk map that shows the overall ignition probability and estimated wildfire consequence along the electric lines and equipment | WLDFR | HFTD - Distribution - Tier 3 - 2QU CoRE ¦ 3QU LoRE | 2050 | 0.14056 | 0 | 0 | 0 | 0 | 0.0028971 | 0.85267 | 0 | 0.85267 | 0.0082399 | 2.4252 | 0 | 2.4252 | 0.0086531 | 2.5468 | 0 | 2.5468 | 0 | 0.11985 | 0.34089 | 0.35798 | 0.0082399 | 0.0011582 | 2.4252 | 0.34089 | 0 | 0 | 2.4252 | 0.34089 | [11 empty] | WLDFR | HFTD - Distribution - Tier 2 - 1QU CoRE ¦ 4QU LoRE | Non-Red Flag Warning - Small Fires | 2050 | 0 | 1.9445e-06 | 5e-06 | 0.10007 | 0.04626 | 0.0020076 | 0.051804 | 0 | 0 | 0 | 0.0032394 |  | 0 | 0 | 0 | 1.9459e-07 | 0 | 1.9459e-07 | 5.0036e-07 | 0 | 5.0036e-07 | [16 empty] | 7.3.1.3 Ignition probability mapping showing the probability of ignition along the electric lines and equipmentWLDFRAggregatedAggregated | WLDFR | HFTD - Distribution - Tier 2 - 1QU CoRE ¦ 4QU LoRE | Red Flag Warning - Destructive Fires | Aggregated | Aggregated | 2022 | 2.4237e-05 | 0 | 1434.2134 | 0.034762 | 2022 | Mitigation | 0.08575 | 30 | 0 | esc | 0.0012005 | 2.9097e-08 | 0.00060025 | 1.4548e-08 | 0.0015435 | 3.741e-08
[35 empty] | 7.3.1.1 A summarized risk map that shows the overall ignition probability and estimated wildfire consequence along the electric lines and equipment | WLDFR | HFTD - Distribution - Tier 3 - 2QU CoRE ¦ 3QU LoRE | 2051 | 0.13137 | 0 | 0 | 0 | 0 | 0 | 0 | 0 | 0 | 0.0082399 | 2.4252 | 0 | 2.4252 | 0.0086531 | 2.5468 | 0 | 2.5468 | 0 | 0 | 0.31859 | 0.33456 | 0.0082399 | 0.0010825 | 2.4252 | 0.31859 | 0 | 0 | 2.4252 | 0.31859 | [11 empty] | WLDFR | HFTD - Distribution - Tier 2 - 1QU CoRE ¦ 4QU LoRE | Non-Red Flag Warning - Small Fires | 2051 | 0 | 0 | 5e-06 | 0.10007 | 0.04626 | 0.0020076 | 0.051804 | 0 | 0 | 0 | 0.0032394 |  | 0 | 0 | 0 | 0 | 0 | 0 | 5.0036e-07 | 0 | 5.0036e-07 | [16 empty] | 7.3.1.3 Ignition probability mapping showing the probability of ignition along the electric lines and equipmentWLDFRAggregatedAggregated | WLDFR | HFTD - Distribution - Tier 2 - 1QU CoRE ¦ 4QU LoRE | Red Flag Warning - Destructive Fires | Aggregated | Aggregated | 2023 | 2.4237e-05 | 0 | 1434.2134 | 0.034762 | 2023 | Mitigation | 0.08575 | 30 | 0 | esc | 0.0012005 | 2.9097e-08 | 0.00060025 | 1.4548e-08 | 0.0015435 | 3.741e-08
[35 empty] | 7.3.1.1 A summarized risk map that shows the overall ignition probability and estimated wildfire consequence along the electric lines and equipment | WLDFR | HFTD - Distribution - Tier 3 - 2QU CoRE ¦ 3QU LoRE | 2052 | 0.12277 | 0 | 0 | 0 | 0 | 0 | 0 | 0 | 0 | 0 | 0 | 0 | 0 | 0.0086531 | 2.5468 | 0 | 2.5468 | 0 | 0 | 0 | 0.31268 | 0 | 0 | 0 | 0 | 0 | 0 | 0 | 0 | [11 empty] | WLDFR | HFTD - Distribution - Tier 2 - 1QU CoRE ¦ 4QU LoRE | Red Flag Warning - Catastrophic Fires | 2020 | 2.1474e-07 | 0 | 0 | 14146.1306 | 222.2294 | 8585.7228 | 5338.1784 | 0 | 0 | 0 | 0.00017888 |  | 0.0030378 | 0 | 0.0030378 | 0 | 0 | 0 | 0 | 0 | 0 | [16 empty] | 7.3.1.3 Ignition probability mapping showing the probability of ignition along the electric lines and equipmentWLDFRAggregatedAggregated | WLDFR | HFTD - Distribution - Tier 2 - 1QU CoRE ¦ 4QU LoRE | Red Flag Warning - Destructive Fires | Aggregated | Aggregated | 2024 | 2.4237e-05 | 0 | 1434.2134 | 0.034762 | 2024 | Mitigation | 0.08575 | 30 | 0 | esc | 0.0012005 | 2.9097e-08 | 0.00060025 | 1.4548e-08 | 0.0015435 | 3.741e-08
[35 empty] | 7.3.1.1 A summarized risk map that shows the overall ignition probability and estimated wildfire consequence along the electric lines and equipment | WLDFR | HFTD - Distribution - Tier 3 - 2QU CoRE ¦ 4QU LoRE | 2020 | 1 | 0.0012141 | 0.2929 | 0 | 0.2929 | 0 | 0 | 0 | 0 | 0 | 0 | 0 | 0 | 0 | 0 | 0 | 0 | 0.2929 | 0 | 0 | 0 | 0 | 0 | 0 | 0 | 0 | 0 | 0 | 0 | [11 empty] | WLDFR | HFTD - Distribution - Tier 2 - 1QU CoRE ¦ 4QU LoRE | Red Flag Warning - Catastrophic Fires | 2021 | 2.1474e-07 | 1.0737e-07 | 0 | 14146.1306 | 222.2294 | 8585.7228 | 5338.1784 | 0 | 0 | 0 | 0.00017888 |  | 0.0030378 | 0 | 0.0030378 | 0.0015189 | 0 | 0.0015189 | 0 | 0 | 0 | [16 empty] | 7.3.1.3 Ignition probability mapping showing the probability of ignition along the electric lines and equipmentWLDFRAggregatedAggregated | WLDFR | HFTD - Distribution - Tier 2 - 1QU CoRE ¦ 4QU LoRE | Red Flag Warning - Destructive Fires | Aggregated | Aggregated | 2025 | 2.4237e-05 | 0 | 1434.2134 | 0.034762 | 2025 | Mitigation | 0.08575 | 30 | 0 | esc | 0.0012005 | 2.9097e-08 | 0.00060025 | 1.4548e-08 | 0.0015435 | 3.741e-08
[35 empty] | 7.3.1.1 A summarized risk map that shows the overall ignition probability and estimated wildfire consequence along the electric lines and equipment | WLDFR | HFTD - Distribution - Tier 3 - 2QU CoRE ¦ 4QU LoRE | 2021 | 1 | 0.0012141 | 0.2929 | 0 | 0.2929 | 0.00075572 | 0.18232 | 0 | 0.18232 | 0 | 0 | 0 | 0 | 0 | 0 | 0 | 0 | 0.2929 | 0.18232 | 0 | 0 | 0 | 0 | 0 | 0 | 0 | 0 | 0 | 0 | [11 empty] | WLDFR | HFTD - Distribution - Tier 2 - 1QU CoRE ¦ 4QU LoRE | Red Flag Warning - Catastrophic Fires | 2022 | 2.1474e-07 | 1.0737e-07 | 2.761e-07 | 14146.1306 | 222.2294 | 8585.7228 | 5338.1784 | 0 | 0 | 0 | 0.00017888 |  | 0.0030378 | 0 | 0.0030378 | 0.0015189 | 0 | 0.0015189 | 0.0039057 | 0 | 0.0039057 | [16 empty] | 7.3.1.3 Ignition probability mapping showing the probability of ignition along the electric lines and equipmentWLDFRAggregatedAggregated | WLDFR | HFTD - Distribution - Tier 2 - 1QU CoRE ¦ 4QU LoRE | Red Flag Warning - Destructive Fires | Aggregated | Aggregated | 2026 | 2.4237e-05 | 0 | 1434.2134 | 0.034762 | 2026 | Mitigation | 0.08575 | 30 | 0 | esc | 0.0012005 | 2.9097e-08 | 0.00060025 | 1.4548e-08 | 0.0015435 | 3.741e-08
[35 empty] | 7.3.1.1 A summarized risk map that shows the overall ignition probability and estimated wildfire consequence along the electric lines and equipment | WLDFR | HFTD - Distribution - Tier 3 - 2QU CoRE ¦ 4QU LoRE | 2022 | 0.93458 | 0.0011773 | 0.26486 | 0 | 0.26486 | 0.00073284 | 0.16486 | 0 | 0.16486 | 0.002635 | 0.59279 | 0 | 0.59279 | 0 | 0 | 0 | 0 | 0.24753 | 0.15408 | 0.55401 | 0 | 0.002635 | 0.0024626 | 0.59279 | 0.55401 | 0 | 0 | 0.59279 | 0.55401 | [11 empty] | WLDFR | HFTD - Distribution - Tier 2 - 1QU CoRE ¦ 4QU LoRE | Red Flag Warning - Catastrophic Fires | 2023 | 2.1474e-07 | 1.0737e-07 | 2.761e-07 | 14664.6376 | 233.2301 | 8896.516 | 5534.8915 | 0 | 0 | 0 | 0.00017888 |  | 0.0031491 | 0 | 0.0031491 | 0.0015745 | 0 | 0.0015745 | 0.0040488 | 0 | 0.0040488 | [16 empty] | 7.3.1.3 Ignition probability mapping showing the probability of ignition along the electric lines and equipmentWLDFRAggregatedAggregated | WLDFR | HFTD - Distribution - Tier 2 - 1QU CoRE ¦ 4QU LoRE | Red Flag Warning - Destructive Fires | Aggregated | Aggregated | 2027 | 2.4237e-05 | 0 | 1434.2134 | 0.034762 | 2027 | Mitigation | 0.08575 | 30 | 0 | esc | 0.0012005 | 2.9097e-08 | 0.00060025 | 1.4548e-08 | 0.0015435 | 3.741e-08
[35 empty] | 7.3.1.1 A summarized risk map that shows the overall ignition probability and estimated wildfire consequence along the electric lines and equipment | WLDFR | HFTD - Distribution - Tier 3 - 2QU CoRE ¦ 4QU LoRE | 2023 | 0.87344 | 0.0011773 | 0.27457 | 0 | 0.27457 | 0.00073284 | 0.17091 | 0 | 0.17091 | 0.002635 | 0.61451 | 0 | 0.61451 | 0.0027671 | 0.64532 | 0 | 0.64532 | 0.23982 | 0.14928 | 0.53674 | 0.56365 | 0.002635 | 0.0023015 | 0.61451 | 0.53674 | 0 | 0 | 0.61451 | 0.53674 | [11 empty] | WLDFR | HFTD - Distribution - Tier 2 - 1QU CoRE ¦ 4QU LoRE | Red Flag Warning - Catastrophic Fires | 2024 | 2.1474e-07 | 1.0737e-07 | 2.761e-07 | 14664.6376 | 233.2301 | 8896.516 | 5534.8915 | 0 | 0 | 0 | 0.00017888 |  | 0.0031491 | 0 | 0.0031491 | 0.0015745 | 0 | 0.0015745 | 0.0040488 | 0 | 0.0040488 | [16 empty] | 7.3.1.3 Ignition probability mapping showing the probability of ignition along the electric lines and equipmentWLDFRAggregatedAggregated | WLDFR | HFTD - Distribution - Tier 2 - 1QU CoRE ¦ 4QU LoRE | Red Flag Warning - Destructive Fires | Aggregated | Aggregated | 2028 | 2.4237e-05 | 0 | 1434.2134 | 0.034762 | 2028 | Mitigation | 0.08575 | 30 | 0 | esc | 0.0012005 | 2.9097e-08 | 0.00060025 | 1.4548e-08 | 0.0015435 | 3.741e-08
[35 empty] | 7.3.1.1 A summarized risk map that shows the overall ignition probability and estimated wildfire consequence along the electric lines and equipment | WLDFR | HFTD - Distribution - Tier 3 - 2QU CoRE ¦ 4QU LoRE | 2024 | 0.8163 | 0.0011773 | 0.27457 | 0 | 0.27457 | 0.00073284 | 0.17091 | 0 | 0.17091 | 0.002635 | 0.61451 | 0 | 0.61451 | 0.0027671 | 0.64532 | 0 | 0.64532 | 0.22413 | 0.13951 | 0.50162 | 0.52678 | 0.002635 | 0.0021509 | 0.61451 | 0.50162 | 0 | 0 | 0.61451 | 0.50162 | [11 empty] | WLDFR | HFTD - Distribution - Tier 2 - 1QU CoRE ¦ 4QU LoRE | Red Flag Warning - Catastrophic Fires | 2025 | 2.1474e-07 | 1.0737e-07 | 2.761e-07 | 14664.6376 | 233.2301 | 8896.516 | 5534.8915 | 0 | 0 | 0 | 0.00017888 |  | 0.0031491 | 0 | 0.0031491 | 0.0015745 | 0 | 0.0015745 | 0.0040488 | 0 | 0.0040488 | [16 empty] | 7.3.1.3 Ignition probability mapping showing the probability of ignition along the electric lines and equipmentWLDFRAggregatedAggregated | WLDFR | HFTD - Distribution - Tier 2 - 1QU CoRE ¦ 4QU LoRE | Red Flag Warning - Destructive Fires | Aggregated | Aggregated | 2029 | 2.4237e-05 | 0 | 1434.2134 | 0.034762 | 2029 | Mitigation | 0.08575 | 30 | 0 | esc | 0.0012005 | 2.9097e-08 | 0.00060025 | 1.4548e-08 | 0.0015435 | 3.741e-08
[35 empty] | 7.3.1.1 A summarized risk map that shows the overall ignition probability and estimated wildfire consequence along the electric lines and equipment | WLDFR | HFTD - Distribution - Tier 3 - 2QU CoRE ¦ 4QU LoRE | 2025 | 0.7629 | 0.0011773 | 0.27457 | 0 | 0.27457 | 0.00073284 | 0.17091 | 0 | 0.17091 | 0.002635 | 0.61451 | 0 | 0.61451 | 0.0027671 | 0.64532 | 0 | 0.64532 | 0.20947 | 0.13038 | 0.46881 | 0.49232 | 0.002635 | 0.0020102 | 0.61451 | 0.46881 | 0 | 0 | 0.61451 | 0.46881 | [11 empty] | WLDFR | HFTD - Distribution - Tier 2 - 1QU CoRE ¦ 4QU LoRE | Red Flag Warning - Catastrophic Fires | 2026 | 2.1474e-07 | 1.0737e-07 | 2.761e-07 | 14664.6376 | 233.2301 | 8896.516 | 5534.8915 | 0 | 0 | 0 | 0.00017888 |  | 0.0031491 | 0 | 0.0031491 | 0.0015745 | 0 | 0.0015745 | 0.0040488 | 0 | 0.0040488 | [16 empty] | 7.3.1.3 Ignition probability mapping showing the probability of ignition along the electric lines and equipmentWLDFRAggregatedAggregated | WLDFR | HFTD - Distribution - Tier 2 - 1QU CoRE ¦ 4QU LoRE | Red Flag Warning - Destructive Fires | Aggregated | Aggregated | 2030 | 2.4237e-05 | 0 | 1434.2134 | 0.034762 | 2030 | Mitigation | 0.08575 | 30 | 0 | esc | 0.0012005 | 2.9097e-08 | 0.00060025 | 1.4548e-08 | 0.0015435 | 3.741e-08
[35 empty] | 7.3.1.1 A summarized risk map that shows the overall ignition probability and estimated wildfire consequence along the electric lines and equipment | WLDFR | HFTD - Distribution - Tier 3 - 2QU CoRE ¦ 4QU LoRE | 2026 | 0.71299 | 0.0011773 | 0.27457 | 0 | 0.27457 | 0.00073284 | 0.17091 | 0 | 0.17091 | 0.002635 | 0.61451 | 0 | 0.61451 | 0.0027671 | 0.64532 | 0 | 0.64532 | 0.19576 | 0.12185 | 0.43814 | 0.46011 | 0.002635 | 0.0018787 | 0.61451 | 0.43814 | 0 | 0 | 0.61451 | 0.43814 | [11 empty] | WLDFR | HFTD - Distribution - Tier 2 - 1QU CoRE ¦ 4QU LoRE | Red Flag Warning - Catastrophic Fires | 2027 | 2.1474e-07 | 1.0737e-07 | 2.761e-07 | 14664.6376 | 233.2301 | 8896.516 | 5534.8915 | 0 | 0 | 0 | 0.00017888 |  | 0.0031491 | 0 | 0.0031491 | 0.0015745 | 0 | 0.0015745 | 0.0040488 | 0 | 0.0040488 | [16 empty] | 7.3.1.3 Ignition probability mapping showing the probability of ignition along the electric lines and equipmentWLDFRAggregatedAggregated | WLDFR | HFTD - Distribution - Tier 2 - 1QU CoRE ¦ 4QU LoRE | Red Flag Warning - Destructive Fires | Aggregated | Aggregated | 2031 | 2.4237e-05 | 0 | 1434.2134 | 0.034762 | 2031 | Mitigation | 0.08575 | 30 | 0 | esc | 0.0012005 | 2.9097e-08 | 0.00060025 | 1.4548e-08 | 0.0015435 | 3.741e-08
[35 empty] | 7.3.1.1 A summarized risk map that shows the overall ignition probability and estimated wildfire consequence along the electric lines and equipment | WLDFR | HFTD - Distribution - Tier 3 - 2QU CoRE ¦ 4QU LoRE | 2027 | 0.66634 | 0.0011773 | 0.27457 | 0 | 0.27457 | 0.00073284 | 0.17091 | 0 | 0.17091 | 0.002635 | 0.61451 | 0 | 0.61451 | 0.0027671 | 0.64532 | 0 | 0.64532 | 0.18296 | 0.11388 | 0.40947 | 0.43001 | 0.002635 | 0.0017558 | 0.61451 | 0.40947 | 0 | 0 | 0.61451 | 0.40947 | [11 empty] | WLDFR | HFTD - Distribution - Tier 2 - 1QU CoRE ¦ 4QU LoRE | Red Flag Warning - Catastrophic Fires | 2028 | 2.1474e-07 | 1.0737e-07 | 2.761e-07 | 15317.9909 | 247.273 | 9287.6491 | 5783.0689 | 0 | 0 | 0 | 0.00017888 |  | 0.0032894 | 0 | 0.0032894 | 0.0016447 | 0 | 0.0016447 | 0.0042292 | 0 | 0.0042292 | [16 empty] | 7.3.1.3 Ignition probability mapping showing the probability of ignition along the electric lines and equipmentWLDFRAggregatedAggregated | WLDFR | HFTD - Distribution - Tier 2 - 1QU CoRE ¦ 4QU LoRE | Red Flag Warning - Destructive Fires | Aggregated | Aggregated | 2032 | 2.4237e-05 | 0 | 1434.2134 | 0.034762 | 2032 | Mitigation | 0.08575 | 30 | 0 | esc | 0.0012005 | 2.9097e-08 | 0.00060025 | 1.4548e-08 | 0.0015435 | 3.741e-08
[35 empty] | 7.3.1.1 A summarized risk map that shows the overall ignition probability and estimated wildfire consequence along the electric lines and equipment | WLDFR | HFTD - Distribution - Tier 3 - 2QU CoRE ¦ 4QU LoRE | 2028 | 0.62275 | 0.0011773 | 0.2868 | 0 | 0.2868 | 0.00073284 | 0.17852 | 0 | 0.17852 | 0.002635 | 0.64188 | 0 | 0.64188 | 0.0027671 | 0.67407 | 0 | 0.67407 | 0.1786 | 0.11117 | 0.39973 | 0.41977 | 0.002635 | 0.0016409 | 0.64188 | 0.39973 | 0 | 0 | 0.64188 | 0.39973 | [11 empty] | WLDFR | HFTD - Distribution - Tier 2 - 1QU CoRE ¦ 4QU LoRE | Red Flag Warning - Catastrophic Fires | 2029 | 2.1474e-07 | 1.0737e-07 | 2.761e-07 | 15317.9909 | 247.273 | 9287.6491 | 5783.0689 | 0 | 0 | 0 | 0.00017888 |  | 0.0032894 | 0 | 0.0032894 | 0.0016447 | 0 | 0.0016447 | 0.0042292 | 0 | 0.0042292 | [16 empty] | 7.3.1.3 Ignition probability mapping showing the probability of ignition along the electric lines and equipmentWLDFRAggregatedAggregated | WLDFR | HFTD - Distribution - Tier 2 - 1QU CoRE ¦ 4QU LoRE | Red Flag Warning - Destructive Fires | Aggregated | Aggregated | 2033 | 2.4237e-05 | 0 | 1434.2134 | 0.034762 | 2033 | Mitigation | 0.08575 | 30 | 0 | esc | 0.0012005 | 2.9097e-08 | 0.00060025 | 1.4548e-08 | 0.0015435 | 3.741e-08
[35 empty] | 7.3.1.1 A summarized risk map that shows the overall ignition probability and estimated wildfire consequence along the electric lines and equipment | WLDFR | HFTD - Distribution - Tier 3 - 2QU CoRE ¦ 4QU LoRE | 2029 | 0.58201 | 0.0011773 | 0.2868 | 0 | 0.2868 | 0.00073284 | 0.17852 | 0 | 0.17852 | 0.002635 | 0.64188 | 0 | 0.64188 | 0.0027671 | 0.67407 | 0 | 0.67407 | 0.16692 | 0.1039 | 0.37358 | 0.39231 | 0.002635 | 0.0015336 | 0.64188 | 0.37358 | 0 | 0 | 0.64188 | 0.37358 | [11 empty] | WLDFR | HFTD - Distribution - Tier 2 - 1QU CoRE ¦ 4QU LoRE | Red Flag Warning - Catastrophic Fires | 2030 | 2.1474e-07 | 1.0737e-07 | 2.761e-07 | 15317.9909 | 247.273 | 9287.6491 | 5783.0689 | 0 | 0 | 0 | 0.00017888 |  | 0.0032894 | 0 | 0.0032894 | 0.0016447 | 0 | 0.0016447 | 0.0042292 | 0 | 0.0042292 | [16 empty] | 7.3.1.3 Ignition probability mapping showing the probability of ignition along the electric lines and equipmentWLDFRAggregatedAggregated | WLDFR | HFTD - Distribution - Tier 2 - 1QU CoRE ¦ 4QU LoRE | Red Flag Warning - Destructive Fires | Aggregated | Aggregated | 2034 | 2.4237e-05 | 0 | 1434.2134 | 0.034762 | 2034 | Mitigation | 0.08575 | 30 | 0 | esc | 0.0012005 | 2.9097e-08 | 0.00060025 | 1.4548e-08 | 0.0015435 | 3.741e-08
[35 empty] | 7.3.1.1 A summarized risk map that shows the overall ignition probability and estimated wildfire consequence along the electric lines and equipment | WLDFR | HFTD - Distribution - Tier 3 - 2QU CoRE ¦ 4QU LoRE | 2030 | 0.54393 | 0.0011773 | 0.2868 | 0 | 0.2868 | 0.00073284 | 0.17852 | 0 | 0.17852 | 0.002635 | 0.64188 | 0 | 0.64188 | 0.0027671 | 0.67407 | 0 | 0.67407 | 0.156 | 0.097102 | 0.34914 | 0.36665 | 0.002635 | 0.0014333 | 0.64188 | 0.34914 | 0 | 0 | 0.64188 | 0.34914 | [11 empty] | WLDFR | HFTD - Distribution - Tier 2 - 1QU CoRE ¦ 4QU LoRE | Red Flag Warning - Catastrophic Fires | 2031 | 2.1474e-07 | 1.0737e-07 | 2.761e-07 | 15317.9909 | 247.273 | 9287.6491 | 5783.0689 | 0 | 0 | 0 | 0.00017888 |  | 0.0032894 | 0 | 0.0032894 | 0.0016447 | 0 | 0.0016447 | 0.0042292 | 0 | 0.0042292 | [16 empty] | 7.3.1.3 Ignition probability mapping showing the probability of ignition along the electric lines and equipmentWLDFRAggregatedAggregated | WLDFR | HFTD - Distribution - Tier 2 - 1QU CoRE ¦ 4QU LoRE | Red Flag Warning - Destructive Fires | Aggregated | Aggregated | 2035 | 2.4237e-05 | 0 | 1434.2134 | 0.034762 | 2035 | Mitigation | 0.08575 | 30 | 0 | esc | 0.0012005 | 2.9097e-08 | 0.00060025 | 1.4548e-08 | 0.0015435 | 3.741e-08
[35 empty] | 7.3.1.1 A summarized risk map that shows the overall ignition probability and estimated wildfire consequence along the electric lines and equipment | WLDFR | HFTD - Distribution - Tier 3 - 2QU CoRE ¦ 4QU LoRE | 2031 | 0.50835 | 0.0011773 | 0.2868 | 0 | 0.2868 | 0.00073284 | 0.17852 | 0 | 0.17852 | 0.002635 | 0.64188 | 0 | 0.64188 | 0.0027671 | 0.67407 | 0 | 0.67407 | 0.14579 | 0.090749 | 0.3263 | 0.34266 | 0.002635 | 0.0013395 | 0.64188 | 0.3263 | 0 | 0 | 0.64188 | 0.3263 | [11 empty] | WLDFR | HFTD - Distribution - Tier 2 - 1QU CoRE ¦ 4QU LoRE | Red Flag Warning - Catastrophic Fires | 2032 | 2.1474e-07 | 1.0737e-07 | 2.761e-07 | 15317.9909 | 247.273 | 9287.6491 | 5783.0689 | 0 | 0 | 0 | 0.00017888 |  | 0.0032894 | 0 | 0.0032894 | 0.0016447 | 0 | 0.0016447 | 0.0042292 | 0 | 0.0042292 | [16 empty] | 7.3.1.3 Ignition probability mapping showing the probability of ignition along the electric lines and equipmentWLDFRAggregatedAggregated | WLDFR | HFTD - Distribution - Tier 2 - 1QU CoRE ¦ 4QU LoRE | Red Flag Warning - Destructive Fires | Aggregated | Aggregated | 2036 | 2.4237e-05 | 0 | 1434.2134 | 0.034762 | 2036 | Mitigation | 0.08575 | 30 | 0 | esc | 0.0012005 | 2.9097e-08 | 0.00060025 | 1.4548e-08 | 0.0015435 | 3.741e-08
[35 empty] | 7.3.1.1 A summarized risk map that shows the overall ignition probability and estimated wildfire consequence along the electric lines and equipment | WLDFR | HFTD - Distribution - Tier 3 - 2QU CoRE ¦ 4QU LoRE | 2032 | 0.47509 | 0.0011773 | 0.2868 | 0 | 0.2868 | 0.00073284 | 0.17852 | 0 | 0.17852 | 0.002635 | 0.64188 | 0 | 0.64188 | 0.0027671 | 0.67407 | 0 | 0.67407 | 0.13625 | 0.084812 | 0.30495 | 0.32024 | 0.002635 | 0.0012519 | 0.64188 | 0.30495 | 0 | 0 | 0.64188 | 0.30495 | [11 empty] | WLDFR | HFTD - Distribution - Tier 2 - 1QU CoRE ¦ 4QU LoRE | Red Flag Warning - Catastrophic Fires | 2033 | 2.1474e-07 | 1.0737e-07 | 2.761e-07 | 16044.1264 | 263.1074 | 9721.74 | 6059.2791 | 0 | 0 | 0 | 0.00017888 |  | 0.0034453 | 0 | 0.0034453 | 0.0017227 | 0 | 0.0017227 | 0.0044297 | 0 | 0.0044297 | [16 empty] | 7.3.1.3 Ignition probability mapping showing the probability of ignition along the electric lines and equipmentWLDFRAggregatedAggregated | WLDFR | HFTD - Distribution - Tier 2 - 1QU CoRE ¦ 4QU LoRE | Red Flag Warning - Destructive Fires | Aggregated | Aggregated | 2037 | 2.4237e-05 | 0 | 1434.2134 | 0.034762 | 2037 | Mitigation | 0.08575 | 30 | 0 | esc | 0.0012005 | 2.9097e-08 | 0.00060025 | 1.4548e-08 | 0.0015435 | 3.741e-08
[35 empty] | 7.3.1.1 A summarized risk map that shows the overall ignition probability and estimated wildfire consequence along the electric lines and equipment | WLDFR | HFTD - Distribution - Tier 3 - 2QU CoRE ¦ 4QU LoRE | 2033 | 0.44401 | 0.0011773 | 0.30039 | 0 | 0.30039 | 0.00073284 | 0.18698 | 0 | 0.18698 | 0.002635 | 0.67229 | 0 | 0.67229 | 0.0027671 | 0.70601 | 0 | 0.70601 | 0.13338 | 0.08302 | 0.29851 | 0.31348 | 0.002635 | 0.00117 | 0.67229 | 0.29851 | 0 | 0 | 0.67229 | 0.29851 | [11 empty] | WLDFR | HFTD - Distribution - Tier 2 - 1QU CoRE ¦ 4QU LoRE | Red Flag Warning - Catastrophic Fires | 2034 | 2.1474e-07 | 1.0737e-07 | 2.761e-07 | 16044.1264 | 263.1074 | 9721.74 | 6059.2791 | 0 | 0 | 0 | 0.00017888 |  | 0.0034453 | 0 | 0.0034453 | 0.0017227 | 0 | 0.0017227 | 0.0044297 | 0 | 0.0044297 | [16 empty] | 7.3.1.3 Ignition probability mapping showing the probability of ignition along the electric lines and equipmentWLDFRAggregatedAggregated | WLDFR | HFTD - Distribution - Tier 2 - 1QU CoRE ¦ 4QU LoRE | Red Flag Warning - Destructive Fires | Aggregated | Aggregated | 2038 | 2.4237e-05 | 0 | 1434.2134 | 0.034762 | 2038 | Mitigation | 0.08575 | 30 | 0 | esc | 0.0012005 | 2.9097e-08 | 0.00060025 | 1.4548e-08 | 0.0015435 | 3.741e-08
[35 empty] | 7.3.1.1 A summarized risk map that shows the overall ignition probability and estimated wildfire consequence along the electric lines and equipment | WLDFR | HFTD - Distribution - Tier 3 - 2QU CoRE ¦ 4QU LoRE | 2034 | 0.41496 | 0.0011773 | 0.30039 | 0 | 0.30039 | 0.00073284 | 0.18698 | 0 | 0.18698 | 0.002635 | 0.67229 | 0 | 0.67229 | 0.0027671 | 0.70601 | 0 | 0.70601 | 0.12465 | 0.077589 | 0.27898 | 0.29297 | 0.002635 | 0.0010934 | 0.67229 | 0.27898 | 0 | 0 | 0.67229 | 0.27898 | [11 empty] | WLDFR | HFTD - Distribution - Tier 2 - 1QU CoRE ¦ 4QU LoRE | Red Flag Warning - Catastrophic Fires | 2035 | 2.1474e-07 | 1.0737e-07 | 2.761e-07 | 16044.1264 | 263.1074 | 9721.74 | 6059.2791 | 0 | 0 | 0 | 0.00017888 |  | 0.0034453 | 0 | 0.0034453 | 0.0017227 | 0 | 0.0017227 | 0.0044297 | 0 | 0.0044297 | [16 empty] | 7.3.1.3 Ignition probability mapping showing the probability of ignition along the electric lines and equipmentWLDFRAggregatedAggregated | WLDFR | HFTD - Distribution - Tier 2 - 1QU CoRE ¦ 4QU LoRE | Red Flag Warning - Destructive Fires | Aggregated | Aggregated | 2039 | 2.4237e-05 | 0 | 1434.2134 | 0.034762 | 2039 | Mitigation | 0.08575 | 30 | 0 | esc | 0.0012005 | 2.9097e-08 | 0.00060025 | 1.4548e-08 | 0.0015435 | 3.741e-08
[35 empty] | 7.3.1.1 A summarized risk map that shows the overall ignition probability and estimated wildfire consequence along the electric lines and equipment | WLDFR | HFTD - Distribution - Tier 3 - 2QU CoRE ¦ 4QU LoRE | 2035 | 0.38782 | 0.0011773 | 0.30039 | 0 | 0.30039 | 0.00073284 | 0.18698 | 0 | 0.18698 | 0.002635 | 0.67229 | 0 | 0.67229 | 0.0027671 | 0.70601 | 0 | 0.70601 | 0.11649 | 0.072513 | 0.26073 | 0.2738 | 0.002635 | 0.0010219 | 0.67229 | 0.26073 | 0 | 0 | 0.67229 | 0.26073 | [11 empty] | WLDFR | HFTD - Distribution - Tier 2 - 1QU CoRE ¦ 4QU LoRE | Red Flag Warning - Catastrophic Fires | 2036 | 2.1474e-07 | 1.0737e-07 | 2.761e-07 | 16044.1264 | 263.1074 | 9721.74 | 6059.2791 | 0 | 0 | 0 | 0.00017888 |  | 0.0034453 | 0 | 0.0034453 | 0.0017227 | 0 | 0.0017227 | 0.0044297 | 0 | 0.0044297 | [16 empty] | 7.3.1.3 Ignition probability mapping showing the probability of ignition along the electric lines and equipmentWLDFRAggregatedAggregated | WLDFR | HFTD - Distribution - Tier 2 - 1QU CoRE ¦ 4QU LoRE | Red Flag Warning - Destructive Fires | Aggregated | Aggregated | 2040 | 2.4237e-05 | 0 | 1434.2134 | 0.034762 | 2040 | Mitigation | 0.08575 | 30 | 0 | esc | 0.0012005 | 2.9097e-08 | 0.00060025 | 1.4548e-08 | 0.0015435 | 3.741e-08
[35 empty] | 7.3.1.1 A summarized risk map that shows the overall ignition probability and estimated wildfire consequence along the electric lines and equipment | WLDFR | HFTD - Distribution - Tier 3 - 2QU CoRE ¦ 4QU LoRE | 2036 | 0.36245 | 0.0011773 | 0.30039 | 0 | 0.30039 | 0.00073284 | 0.18698 | 0 | 0.18698 | 0.002635 | 0.67229 | 0 | 0.67229 | 0.0027671 | 0.70601 | 0 | 0.70601 | 0.10887 | 0.067769 | 0.24367 | 0.25589 | 0.002635 | 0.00095505 | 0.67229 | 0.24367 | 0 | 0 | 0.67229 | 0.24367 | [11 empty] | WLDFR | HFTD - Distribution - Tier 2 - 1QU CoRE ¦ 4QU LoRE | Red Flag Warning - Catastrophic Fires | 2037 | 2.1474e-07 | 1.0737e-07 | 2.761e-07 | 16044.1264 | 263.1074 | 9721.74 | 6059.2791 | 0 | 0 | 0 | 0.00017888 |  | 0.0034453 | 0 | 0.0034453 | 0.0017227 | 0 | 0.0017227 | 0.0044297 | 0 | 0.0044297 | [16 empty] | 7.3.1.3 Ignition probability mapping showing the probability of ignition along the electric lines and equipmentWLDFRAggregatedAggregated | WLDFR | HFTD - Distribution - Tier 2 - 1QU CoRE ¦ 4QU LoRE | Red Flag Warning - Destructive Fires | Aggregated | Aggregated | 2041 | 2.4237e-05 | 0 | 1434.2134 | 0.034762 | 2041 | Mitigation | 0.08575 | 30 | 0 | esc | 0.0012005 | 2.9097e-08 | 0.00060025 | 1.4548e-08 | 0.0015435 | 3.741e-08
[35 empty] | 7.3.1.1 A summarized risk map that shows the overall ignition probability and estimated wildfire consequence along the electric lines and equipment | WLDFR | HFTD - Distribution - Tier 3 - 2QU CoRE ¦ 4QU LoRE | 2037 | 0.33873 | 0.0011773 | 0.30039 | 0 | 0.30039 | 0.00073284 | 0.18698 | 0 | 0.18698 | 0.002635 | 0.67229 | 0 | 0.67229 | 0.0027671 | 0.70601 | 0 | 0.70601 | 0.10175 | 0.063335 | 0.22773 | 0.23915 | 0.002635 | 0.00089257 | 0.67229 | 0.22773 | 0 | 0 | 0.67229 | 0.22773 | [11 empty] | WLDFR | HFTD - Distribution - Tier 2 - 1QU CoRE ¦ 4QU LoRE | Red Flag Warning - Catastrophic Fires | 2038 | 2.1474e-07 | 1.0737e-07 | 2.761e-07 | 16832.3912 | 280.5544 | 10192.2718 | 6359.5651 | 0 | 0 | 0 | 0.00017888 |  | 0.0036146 | 0 | 0.0036146 | 0.0018073 | 0 | 0.0018073 | 0.0046473 | 0 | 0.0046473 | [16 empty] | 7.3.1.3 Ignition probability mapping showing the probability of ignition along the electric lines and equipmentWLDFRAggregatedAggregated | WLDFR | HFTD - Distribution - Tier 2 - 1QU CoRE ¦ 4QU LoRE | Red Flag Warning - Destructive Fires | Aggregated | Aggregated | 2042 | 2.4237e-05 | 0 | 1434.2134 | 0.034762 | 2042 | Mitigation | 0.08575 | 30 | 0 | esc | 0.0012005 | 2.9097e-08 | 0.00060025 | 1.4548e-08 | 0.0015435 | 3.741e-08
[35 empty] | 7.3.1.1 A summarized risk map that shows the overall ignition probability and estimated wildfire consequence along the electric lines and equipment | WLDFR | HFTD - Distribution - Tier 3 - 2QU CoRE ¦ 4QU LoRE | 2038 | 0.31657 | 0.0011773 | 0.31514 | 0 | 0.31514 | 0.00073284 | 0.19616 | 0 | 0.19616 | 0.002635 | 0.70531 | 0 | 0.70531 | 0.0027671 | 0.74068 | 0 | 0.74068 | 0.099765 | 0.062099 | 0.22328 | 0.23448 | 0.002635 | 0.00083417 | 0.70531 | 0.22328 | 0 | 0 | 0.70531 | 0.22328 | [11 empty] | WLDFR | HFTD - Distribution - Tier 2 - 1QU CoRE ¦ 4QU LoRE | Red Flag Warning - Catastrophic Fires | 2039 | 2.1474e-07 | 1.0737e-07 | 2.761e-07 | 16832.3912 | 280.5544 | 10192.2718 | 6359.5651 | 0 | 0 | 0 | 0.00017888 |  | 0.0036146 | 0 | 0.0036146 | 0.0018073 | 0 | 0.0018073 | 0.0046473 | 0 | 0.0046473 | [16 empty] | 7.3.1.3 Ignition probability mapping showing the probability of ignition along the electric lines and equipmentWLDFRAggregatedAggregated | WLDFR | HFTD - Distribution - Tier 2 - 1QU CoRE ¦ 4QU LoRE | Red Flag Warning - Destructive Fires | Aggregated | Aggregated | 2043 | 2.4237e-05 | 0 | 1434.2134 | 0.034762 | 2043 | Mitigation | 0.08575 | 30 | 0 | esc | 0.0012005 | 2.9097e-08 | 0.00060025 | 1.4548e-08 | 0.0015435 | 3.741e-08
[35 empty] | 7.3.1.1 A summarized risk map that shows the overall ignition probability and estimated wildfire consequence along the electric lines and equipment | WLDFR | HFTD - Distribution - Tier 3 - 2QU CoRE ¦ 4QU LoRE | 2039 | 0.29586 | 0.0011773 | 0.31514 | 0 | 0.31514 | 0.00073284 | 0.19616 | 0 | 0.19616 | 0.002635 | 0.70531 | 0 | 0.70531 | 0.0027671 | 0.74068 | 0 | 0.74068 | 0.093238 | 0.058036 | 0.20868 | 0.21914 | 0.002635 | 0.0007796 | 0.70531 | 0.20868 | 0 | 0 | 0.70531 | 0.20868 | [11 empty] | WLDFR | HFTD - Distribution - Tier 2 - 1QU CoRE ¦ 4QU LoRE | Red Flag Warning - Catastrophic Fires | 2040 | 2.1474e-07 | 1.0737e-07 | 2.761e-07 | 16832.3912 | 280.5544 | 10192.2718 | 6359.5651 | 0 | 0 | 0 | 0.00017888 |  | 0.0036146 | 0 | 0.0036146 | 0.0018073 | 0 | 0.0018073 | 0.0046473 | 0 | 0.0046473 | [16 empty] | 7.3.1.3 Ignition probability mapping showing the probability of ignition along the electric lines and equipmentWLDFRAggregatedAggregated | WLDFR | HFTD - Distribution - Tier 2 - 1QU CoRE ¦ 4QU LoRE | Red Flag Warning - Destructive Fires | Aggregated | Aggregated | 2044 | 2.4237e-05 | 0 | 1434.2134 | 0.034762 | 2044 | Mitigation | 0.08575 | 30 | 0 | esc | 0.0012005 | 2.9097e-08 | 0.00060025 | 1.4548e-08 | 0.0015435 | 3.741e-08
[35 empty] | 7.3.1.1 A summarized risk map that shows the overall ignition probability and estimated wildfire consequence along the electric lines and equipment | WLDFR | HFTD - Distribution - Tier 3 - 2QU CoRE ¦ 4QU LoRE | 2040 | 0.27651 | 0.0011773 | 0.31514 | 0 | 0.31514 | 0.00073284 | 0.19616 | 0 | 0.19616 | 0.002635 | 0.70531 | 0 | 0.70531 | 0.0027671 | 0.74068 | 0 | 0.74068 | 0.087138 | 0.05424 | 0.19502 | 0.2048 | 0.002635 | 0.0007286 | 0.70531 | 0.19502 | 0 | 0 | 0.70531 | 0.19502 | [11 empty] | WLDFR | HFTD - Distribution - Tier 2 - 1QU CoRE ¦ 4QU LoRE | Red Flag Warning - Catastrophic Fires | 2041 | 2.1474e-07 | 1.0737e-07 | 2.761e-07 | 16832.3912 | 280.5544 | 10192.2718 | 6359.5651 | 0 | 0 | 0 | 0.00017888 |  | 0.0036146 | 0 | 0.0036146 | 0.0018073 | 0 | 0.0018073 | 0.0046473 | 0 | 0.0046473 | [16 empty] | 7.3.1.3 Ignition probability mapping showing the probability of ignition along the electric lines and equipmentWLDFRAggregatedAggregated | WLDFR | HFTD - Distribution - Tier 2 - 1QU CoRE ¦ 4QU LoRE | Red Flag Warning - Destructive Fires | Aggregated | Aggregated | 2045 | 2.4237e-05 | 0 | 1434.2134 | 0.034762 | 2045 | Mitigation | 0.08575 | 30 | 0 | esc | 0.0012005 | 2.9097e-08 | 0.00060025 | 1.4548e-08 | 0.0015435 | 3.741e-08
[35 empty] | 7.3.1.1 A summarized risk map that shows the overall ignition probability and estimated wildfire consequence along the electric lines and equipment | WLDFR | HFTD - Distribution - Tier 3 - 2QU CoRE ¦ 4QU LoRE | 2041 | 0.25842 | 0.0011773 | 0.31514 | 0 | 0.31514 | 0.00073284 | 0.19616 | 0 | 0.19616 | 0.002635 | 0.70531 | 0 | 0.70531 | 0.0027671 | 0.74068 | 0 | 0.74068 | 0.081438 | 0.050691 | 0.18227 | 0.19141 | 0.002635 | 0.00068093 | 0.70531 | 0.18227 | 0 | 0 | 0.70531 | 0.18227 | [11 empty] | WLDFR | HFTD - Distribution - Tier 2 - 1QU CoRE ¦ 4QU LoRE | Red Flag Warning - Catastrophic Fires | 2042 | 2.1474e-07 | 1.0737e-07 | 2.761e-07 | 16832.3912 | 280.5544 | 10192.2718 | 6359.5651 | 0 | 0 | 0 | 0.00017888 |  | 0.0036146 | 0 | 0.0036146 | 0.0018073 | 0 | 0.0018073 | 0.0046473 | 0 | 0.0046473 | [16 empty] | 7.3.1.3 Ignition probability mapping showing the probability of ignition along the electric lines and equipmentWLDFRAggregatedAggregated | WLDFR | HFTD - Distribution - Tier 2 - 1QU CoRE ¦ 4QU LoRE | Red Flag Warning - Destructive Fires | Aggregated | Aggregated | 2046 | 2.4237e-05 | 0 | 1434.2134 | 0.034762 | 2046 | Mitigation | 0.08575 | 30 | 0 | esc | 0.0012005 | 2.9097e-08 | 0.00060025 | 1.4548e-08 | 0.0015435 | 3.741e-08
[35 empty] | 7.3.1.1 A summarized risk map that shows the overall ignition probability and estimated wildfire consequence along the electric lines and equipment | WLDFR | HFTD - Distribution - Tier 3 - 2QU CoRE ¦ 4QU LoRE | 2042 | 0.24151 | 0.0011773 | 0.31514 | 0 | 0.31514 | 0.00073284 | 0.19616 | 0 | 0.19616 | 0.002635 | 0.70531 | 0 | 0.70531 | 0.0027671 | 0.74068 | 0 | 0.74068 | 0.07611 | 0.047375 | 0.17034 | 0.17888 | 0.002635 | 0.00063639 | 0.70531 | 0.17034 | 0 | 0 | 0.70531 | 0.17034 | [11 empty] | WLDFR | HFTD - Distribution - Tier 2 - 1QU CoRE ¦ 4QU LoRE | Red Flag Warning - Catastrophic Fires | 2043 | 2.1474e-07 | 1.0737e-07 | 2.761e-07 | 17672.0852 | 299.42 | 10692.7362 | 6679.929 | 0 | 0 | 0 | 0.00017888 |  | 0.0037949 | 0 | 0.0037949 | 0.0018975 | 0 | 0.0018975 | 0.0048792 | 0 | 0.0048792 | [16 empty] | 7.3.1.3 Ignition probability mapping showing the probability of ignition along the electric lines and equipmentWLDFRAggregatedAggregated | WLDFR | HFTD - Distribution - Tier 2 - 1QU CoRE ¦ 4QU LoRE | Red Flag Warning - Destructive Fires | Aggregated | Aggregated | 2047 | 2.4237e-05 | 0 | 1434.2134 | 0.034762 | 2047 | Mitigation | 0.08575 | 30 | 0 | esc | 0.0012005 | 2.9097e-08 | 0.00060025 | 1.4548e-08 | 0.0015435 | 3.741e-08
[35 empty] | 7.3.1.1 A summarized risk map that shows the overall ignition probability and estimated wildfire consequence along the electric lines and equipment | WLDFR | HFTD - Distribution - Tier 3 - 2QU CoRE ¦ 4QU LoRE | 2043 | 0.22571 | 0.0011773 | 0.33085 | 0 | 0.33085 | 0.00073284 | 0.20594 | 0 | 0.20594 | 0.002635 | 0.74048 | 0 | 0.74048 | 0.0027671 | 0.77761 | 0 | 0.77761 | 0.074677 | 0.046483 | 0.16714 | 0.17552 | 0.002635 | 0.00059475 | 0.74048 | 0.16714 | 0 | 0 | 0.74048 | 0.16714 | [11 empty] | WLDFR | HFTD - Distribution - Tier 2 - 1QU CoRE ¦ 4QU LoRE | Red Flag Warning - Catastrophic Fires | 2044 | 2.1474e-07 | 1.0737e-07 | 2.761e-07 | 17672.0852 | 299.42 | 10692.7362 | 6679.929 | 0 | 0 | 0 | 0.00017888 |  | 0.0037949 | 0 | 0.0037949 | 0.0018975 | 0 | 0.0018975 | 0.0048792 | 0 | 0.0048792 | [16 empty] | 7.3.1.3 Ignition probability mapping showing the probability of ignition along the electric lines and equipmentWLDFRAggregatedAggregated | WLDFR | HFTD - Distribution - Tier 2 - 1QU CoRE ¦ 4QU LoRE | Red Flag Warning - Destructive Fires | Aggregated | Aggregated | 2048 | 2.4237e-05 | 0 | 1434.2134 | 0.034762 | 2048 | Mitigation | 0.08575 | 30 | 0 | esc | 0.0012005 | 2.9097e-08 | 0.00060025 | 1.4548e-08 | 0.0015435 | 3.741e-08
[35 empty] | 7.3.1.1 A summarized risk map that shows the overall ignition probability and estimated wildfire consequence along the electric lines and equipment | WLDFR | HFTD - Distribution - Tier 3 - 2QU CoRE ¦ 4QU LoRE | 2044 | 0.21095 | 0.0011773 | 0.33085 | 0 | 0.33085 | 0.00073284 | 0.20594 | 0 | 0.20594 | 0.002635 | 0.74048 | 0 | 0.74048 | 0.0027671 | 0.77761 | 0 | 0.77761 | 0.069792 | 0.043442 | 0.1562 | 0.16403 | 0.002635 | 0.00055585 | 0.74048 | 0.1562 | 0 | 0 | 0.74048 | 0.1562 | [11 empty] | WLDFR | HFTD - Distribution - Tier 2 - 1QU CoRE ¦ 4QU LoRE | Red Flag Warning - Catastrophic Fires | 2045 | 2.1474e-07 | 1.0737e-07 | 2.761e-07 | 17672.0852 | 299.42 | 10692.7362 | 6679.929 | 0 | 0 | 0 | 0.00017888 |  | 0.0037949 | 0 | 0.0037949 | 0.0018975 | 0 | 0.0018975 | 0.0048792 | 0 | 0.0048792 | [16 empty] | 7.3.1.3 Ignition probability mapping showing the probability of ignition along the electric lines and equipmentWLDFRAggregatedAggregated | WLDFR | HFTD - Distribution - Tier 2 - 1QU CoRE ¦ 4QU LoRE | Red Flag Warning - Destructive Fires | Aggregated | Aggregated | 2049 | 2.4237e-05 | 0 | 1434.2134 | 0.034762 | 2049 | Mitigation | 0.08575 | 30 | 0 | esc | 0.0012005 | 2.9097e-08 | 0.00060025 | 1.4548e-08 | 0.0015435 | 3.741e-08
[35 empty] | 7.3.1.1 A summarized risk map that shows the overall ignition probability and estimated wildfire consequence along the electric lines and equipment | WLDFR | HFTD - Distribution - Tier 3 - 2QU CoRE ¦ 4QU LoRE | 2045 | 0.19715 | 0.0011773 | 0.33085 | 0 | 0.33085 | 0.00073284 | 0.20594 | 0 | 0.20594 | 0.002635 | 0.74048 | 0 | 0.74048 | 0.0027671 | 0.77761 | 0 | 0.77761 | 0.065226 | 0.0406 | 0.14598 | 0.1533 | 0.002635 | 0.00051948 | 0.74048 | 0.14598 | 0 | 0 | 0.74048 | 0.14598 | [11 empty] | WLDFR | HFTD - Distribution - Tier 2 - 1QU CoRE ¦ 4QU LoRE | Red Flag Warning - Catastrophic Fires | 2046 | 2.1474e-07 | 1.0737e-07 | 2.761e-07 | 17672.0852 | 299.42 | 10692.7362 | 6679.929 | 0 | 0 | 0 | 0.00017888 |  | 0.0037949 | 0 | 0.0037949 | 0.0018975 | 0 | 0.0018975 | 0.0048792 | 0 | 0.0048792 | [16 empty] | 7.3.1.3 Ignition probability mapping showing the probability of ignition along the electric lines and equipmentWLDFRAggregatedAggregated | WLDFR | HFTD - Distribution - Tier 2 - 1QU CoRE ¦ 4QU LoRE | Red Flag Warning - Destructive Fires | Aggregated | Aggregated | 2050 | 2.4237e-05 | 0 | 1434.2134 | 0.034762 | 2050 | Mitigation | 0.08575 | 30 | 0 | esc | 0 | 0 | 0.00060025 | 1.4548e-08 | 0.0015435 | 3.741e-08
[35 empty] | 7.3.1.1 A summarized risk map that shows the overall ignition probability and estimated wildfire consequence along the electric lines and equipment | WLDFR | HFTD - Distribution - Tier 3 - 2QU CoRE ¦ 4QU LoRE | 2046 | 0.18425 | 0.0011773 | 0.33085 | 0 | 0.33085 | 0.00073284 | 0.20594 | 0 | 0.20594 | 0.002635 | 0.74048 | 0 | 0.74048 | 0.0027671 | 0.77761 | 0 | 0.77761 | 0.060959 | 0.037944 | 0.13643 | 0.14327 | 0.002635 | 0.0004855 | 0.74048 | 0.13643 | 0 | 0 | 0.74048 | 0.13643 | [11 empty] | WLDFR | HFTD - Distribution - Tier 2 - 1QU CoRE ¦ 4QU LoRE | Red Flag Warning - Catastrophic Fires | 2047 | 2.1474e-07 | 1.0737e-07 | 2.761e-07 | 17672.0852 | 299.42 | 10692.7362 | 6679.929 | 0 | 0 | 0 | 0.00017888 |  | 0.0037949 | 0 | 0.0037949 | 0.0018975 | 0 | 0.0018975 | 0.0048792 | 0 | 0.0048792 | [16 empty] | 7.3.1.3 Ignition probability mapping showing the probability of ignition along the electric lines and equipmentWLDFRAggregatedAggregated | WLDFR | HFTD - Distribution - Tier 2 - 1QU CoRE ¦ 4QU LoRE | Red Flag Warning - Destructive Fires | Aggregated | Aggregated | 2051 | 2.4237e-05 | 0 | 1434.2134 | 0.034762 | 2051 | Mitigation | 0.08575 | 30 | 0 | esc | 0 | 0 | 0 | 0 | 0.0015435 | 3.741e-08
[35 empty] | 7.3.1.1 A summarized risk map that shows the overall ignition probability and estimated wildfire consequence along the electric lines and equipment | WLDFR | HFTD - Distribution - Tier 3 - 2QU CoRE ¦ 4QU LoRE | 2047 | 0.1722 | 0.0011773 | 0.33085 | 0 | 0.33085 | 0.00073284 | 0.20594 | 0 | 0.20594 | 0.002635 | 0.74048 | 0 | 0.74048 | 0.0027671 | 0.77761 | 0 | 0.77761 | 0.056971 | 0.035462 | 0.12751 | 0.1339 | 0.002635 | 0.00045374 | 0.74048 | 0.12751 | 0 | 0 | 0.74048 | 0.12751 | [11 empty] | WLDFR | HFTD - Distribution - Tier 2 - 1QU CoRE ¦ 4QU LoRE | Red Flag Warning - Catastrophic Fires | 2048 | 2.1474e-07 | 1.0737e-07 | 2.761e-07 | 18552.3348 | 319.4911 | 11216.5626 | 7016.281 | 0 | 0 | 0 | 0.00017888 |  | 0.0039839 | 0 | 0.0039839 | 0.001992 | 0 | 0.001992 | 0.0051222 | 0 | 0.0051222 | [16 empty] | 7.3.1.3 Ignition probability mapping showing the probability of ignition along the electric lines and equipmentWLDFRAggregatedAggregated | WLDFR | HFTD - Distribution - Tier 2 - 1QU CoRE ¦ 4QU LoRE | Red Flag Warning - Large Fires | Aggregated | Aggregated | 2021 | 9.9984e-05 | 0 | 1434.2134 | 0.1434 | 2021 | Mitigation | 0.08575 | 30 | 0 | esc | 0.0012005 | 1.2003e-07 | 0.00060025 | 6.0015e-08 | 0 | 0
[35 empty] | 7.3.1.1 A summarized risk map that shows the overall ignition probability and estimated wildfire consequence along the electric lines and equipment | WLDFR | HFTD - Distribution - Tier 3 - 2QU CoRE ¦ 4QU LoRE | 2048 | 0.16093 | 0.0011773 | 0.34732 | 0 | 0.34732 | 0.00073284 | 0.21619 | 0 | 0.21619 | 0.002635 | 0.77734 | 0 | 0.77734 | 0.0027671 | 0.81632 | 0 | 0.81632 | 0.055895 | 0.034792 | 0.1251 | 0.13137 | 0.002635 | 0.00042405 | 0.77734 | 0.1251 | 0 | 0 | 0.77734 | 0.1251 | [11 empty] | WLDFR | HFTD - Distribution - Tier 2 - 1QU CoRE ¦ 4QU LoRE | Red Flag Warning - Catastrophic Fires | 2049 | 2.1474e-07 | 1.0737e-07 | 2.761e-07 | 18552.3348 | 319.4911 | 11216.5626 | 7016.281 | 0 | 0 | 0 | 0.00017888 |  | 0.0039839 | 0 | 0.0039839 | 0.001992 | 0 | 0.001992 | 0.0051222 | 0 | 0.0051222 | [16 empty] | 7.3.1.3 Ignition probability mapping showing the probability of ignition along the electric lines and equipmentWLDFRAggregatedAggregated | WLDFR | HFTD - Distribution - Tier 2 - 1QU CoRE ¦ 4QU LoRE | Red Flag Warning - Large Fires | Aggregated | Aggregated | 2022 | 9.9984e-05 | 0 | 1434.2134 | 0.1434 | 2022 | Mitigation | 0.08575 | 30 | 0 | esc | 0.0012005 | 1.2003e-07 | 0.00060025 | 6.0015e-08 | 0.0015435 | 1.5433e-07
[35 empty] | 7.3.1.1 A summarized risk map that shows the overall ignition probability and estimated wildfire consequence along the electric lines and equipment | WLDFR | HFTD - Distribution - Tier 3 - 2QU CoRE ¦ 4QU LoRE | 2049 | 0.1504 | 0.0011773 | 0.34732 | 0 | 0.34732 | 0.00073284 | 0.21619 | 0 | 0.21619 | 0.002635 | 0.77734 | 0 | 0.77734 | 0.0027671 | 0.81632 | 0 | 0.81632 | 0.052238 | 0.032516 | 0.11691 | 0.12278 | 0.002635 | 0.00039631 | 0.77734 | 0.11691 | 0 | 0 | 0.77734 | 0.11691 | [11 empty] | WLDFR | HFTD - Distribution - Tier 2 - 1QU CoRE ¦ 4QU LoRE | Red Flag Warning - Catastrophic Fires | 2050 | 0 | 1.0737e-07 | 2.761e-07 | 18552.3348 | 319.4911 | 11216.5626 | 7016.281 | 0 | 0 | 0 | 0.00017888 |  | 0 | 0 | 0 | 0.001992 | 0 | 0.001992 | 0.0051222 | 0 | 0.0051222 | [16 empty] | 7.3.1.3 Ignition probability mapping showing the probability of ignition along the electric lines and equipmentWLDFRAggregatedAggregated | WLDFR | HFTD - Distribution - Tier 2 - 1QU CoRE ¦ 4QU LoRE | Red Flag Warning - Large Fires | Aggregated | Aggregated | 2023 | 9.9984e-05 | 0 | 1434.2134 | 0.1434 | 2023 | Mitigation | 0.08575 | 30 | 0 | esc | 0.0012005 | 1.2003e-07 | 0.00060025 | 6.0015e-08 | 0.0015435 | 1.5433e-07
[35 empty] | 7.3.1.1 A summarized risk map that shows the overall ignition probability and estimated wildfire consequence along the electric lines and equipment | WLDFR | HFTD - Distribution - Tier 3 - 2QU CoRE ¦ 4QU LoRE | 2050 | 0.14056 | 0 | 0 | 0 | 0 | 0.00073284 | 0.21619 | 0 | 0.21619 | 0.002635 | 0.77734 | 0 | 0.77734 | 0.0027671 | 0.81632 | 0 | 0.81632 | 0 | 0.030388 | 0.10927 | 0.11474 | 0.002635 | 0.00037038 | 0.77734 | 0.10927 | 0 | 0 | 0.77734 | 0.10927 | [11 empty] | WLDFR | HFTD - Distribution - Tier 2 - 1QU CoRE ¦ 4QU LoRE | Red Flag Warning - Catastrophic Fires | 2051 | 0 | 0 | 2.761e-07 | 18552.3348 | 319.4911 | 11216.5626 | 7016.281 | 0 | 0 | 0 | 0.00017888 |  | 0 | 0 | 0 | 0 | 0 | 0 | 0.0051222 | 0 | 0.0051222 | [16 empty] | 7.3.1.3 Ignition probability mapping showing the probability of ignition along the electric lines and equipmentWLDFRAggregatedAggregated | WLDFR | HFTD - Distribution - Tier 2 - 1QU CoRE ¦ 4QU LoRE | Red Flag Warning - Large Fires | Aggregated | Aggregated | 2024 | 9.9984e-05 | 0 | 1434.2134 | 0.1434 | 2024 | Mitigation | 0.08575 | 30 | 0 | esc | 0.0012005 | 1.2003e-07 | 0.00060025 | 6.0015e-08 | 0.0015435 | 1.5433e-07
[35 empty] | 7.3.1.1 A summarized risk map that shows the overall ignition probability and estimated wildfire consequence along the electric lines and equipment | WLDFR | HFTD - Distribution - Tier 3 - 2QU CoRE ¦ 4QU LoRE | 2051 | 0.13137 | 0 | 0 | 0 | 0 | 0 | 0 | 0 | 0 | 0.002635 | 0.77734 | 0 | 0.77734 | 0.0027671 | 0.81632 | 0 | 0.81632 | 0 | 0 | 0.10212 | 0.10724 | 0.002635 | 0.00034615 | 0.77734 | 0.10212 | 0 | 0 | 0.77734 | 0.10212 | [11 empty] | WLDFR | HFTD - Distribution - Tier 2 - 1QU CoRE ¦ 4QU LoRE | Red Flag Warning - Destructive Fires | 2020 | 2.9097e-08 | 0 | 0 | 8807.9522 | 222.2294 | 8585.7228 | 0 | 0 | 0 | 0 | 2.4237e-05 |  | 0.00025628 | 0 | 0.00025628 | 0 | 0 | 0 | 0 | 0 | 0 | [16 empty] | 7.3.1.3 Ignition probability mapping showing the probability of ignition along the electric lines and equipmentWLDFRAggregatedAggregated | WLDFR | HFTD - Distribution - Tier 2 - 1QU CoRE ¦ 4QU LoRE | Red Flag Warning - Large Fires | Aggregated | Aggregated | 2025 | 9.9984e-05 | 0 | 1434.2134 | 0.1434 | 2025 | Mitigation | 0.08575 | 30 | 0 | esc | 0.0012005 | 1.2003e-07 | 0.00060025 | 6.0015e-08 | 0.0015435 | 1.5433e-07
[35 empty] | 7.3.1.1 A summarized risk map that shows the overall ignition probability and estimated wildfire consequence along the electric lines and equipment | WLDFR | HFTD - Distribution - Tier 3 - 2QU CoRE ¦ 4QU LoRE | 2052 | 0.12277 | 0 | 0 | 0 | 0 | 0 | 0 | 0 | 0 | 0 | 0 | 0 | 0 | 0.0027671 | 0.81632 | 0 | 0.81632 | 0 | 0 | 0 | 0.10022 | 0 | 0 | 0 | 0 | 0 | 0 | 0 | 0 | [11 empty] | WLDFR | HFTD - Distribution - Tier 2 - 1QU CoRE ¦ 4QU LoRE | Red Flag Warning - Destructive Fires | 2021 | 2.9097e-08 | 1.4548e-08 | 0 | 8807.9522 | 222.2294 | 8585.7228 | 0 | 0 | 0 | 0 | 2.4237e-05 |  | 0.00025628 | 0 | 0.00025628 | 0.00012814 | 0 | 0.00012814 | 0 | 0 | 0 | [16 empty] | 7.3.1.3 Ignition probability mapping showing the probability of ignition along the electric lines and equipmentWLDFRAggregatedAggregated | WLDFR | HFTD - Distribution - Tier 2 - 1QU CoRE ¦ 4QU LoRE | Red Flag Warning - Large Fires | Aggregated | Aggregated | 2026 | 9.9984e-05 | 0 | 1434.2134 | 0.1434 | 2026 | Mitigation | 0.08575 | 30 | 0 | esc | 0.0012005 | 1.2003e-07 | 0.00060025 | 6.0015e-08 | 0.0015435 | 1.5433e-07
[35 empty] | 7.3.1.1 A summarized risk map that shows the overall ignition probability and estimated wildfire consequence along the electric lines and equipment | WLDFR | HFTD - Distribution - Tier 3 - 2QU CoRE ¦ 5QU LoRE | 2020 | 1 | 0.00037083 | 0.10645 | 0 | 0.10645 | 0 | 0 | 0 | 0 | 0 | 0 | 0 | 0 | 0 | 0 | 0 | 0 | 0.10645 | 0 | 0 | 0 | 0 | 0 | 0 | 0 | 0 | 0 | 0 | 0 | [11 empty] | WLDFR | HFTD - Distribution - Tier 2 - 1QU CoRE ¦ 4QU LoRE | Red Flag Warning - Destructive Fires | 2022 | 2.9097e-08 | 1.4548e-08 | 3.741e-08 | 8807.9522 | 222.2294 | 8585.7228 | 0 | 0 | 0 | 0 | 2.4237e-05 |  | 0.00025628 | 0 | 0.00025628 | 0.00012814 | 0 | 0.00012814 | 0.00032951 | 0 | 0.00032951 | [16 empty] | 7.3.1.3 Ignition probability mapping showing the probability of ignition along the electric lines and equipmentWLDFRAggregatedAggregated | WLDFR | HFTD - Distribution - Tier 2 - 1QU CoRE ¦ 4QU LoRE | Red Flag Warning - Large Fires | Aggregated | Aggregated | 2027 | 9.9984e-05 | 0 | 1434.2134 | 0.1434 | 2027 | Mitigation | 0.08575 | 30 | 0 | esc | 0.0012005 | 1.2003e-07 | 0.00060025 | 6.0015e-08 | 0.0015435 | 1.5433e-07
[35 empty] | 7.3.1.1 A summarized risk map that shows the overall ignition probability and estimated wildfire consequence along the electric lines and equipment | WLDFR | HFTD - Distribution - Tier 3 - 2QU CoRE ¦ 5QU LoRE | 2021 | 1 | 0.00037083 | 0.10645 | 0 | 0.10645 | 0.00023082 | 0.066263 | 0 | 0.066263 | 0 | 0 | 0 | 0 | 0 | 0 | 0 | 0 | 0.10645 | 0.066263 | 0 | 0 | 0 | 0 | 0 | 0 | 0 | 0 | 0 | 0 | [11 empty] | WLDFR | HFTD - Distribution - Tier 2 - 1QU CoRE ¦ 4QU LoRE | Red Flag Warning - Destructive Fires | 2023 | 2.9097e-08 | 1.4548e-08 | 3.741e-08 | 9129.7461 | 233.2301 | 8896.516 | 0 | 0 | 0 | 0 | 2.4237e-05 |  | 0.00026565 | 0 | 0.00026565 | 0.00013282 | 0 | 0.00013282 | 0.00034155 | 0 | 0.00034155 | [16 empty] | 7.3.1.3 Ignition probability mapping showing the probability of ignition along the electric lines and equipmentWLDFRAggregatedAggregated | WLDFR | HFTD - Distribution - Tier 2 - 1QU CoRE ¦ 4QU LoRE | Red Flag Warning - Large Fires | Aggregated | Aggregated | 2028 | 9.9984e-05 | 0 | 1434.2134 | 0.1434 | 2028 | Mitigation | 0.08575 | 30 | 0 | esc | 0.0012005 | 1.2003e-07 | 0.00060025 | 6.0015e-08 | 0.0015435 | 1.5433e-07
[35 empty] | 7.3.1.1 A summarized risk map that shows the overall ignition probability and estimated wildfire consequence along the electric lines and equipment | WLDFR | HFTD - Distribution - Tier 3 - 2QU CoRE ¦ 5QU LoRE | 2022 | 0.93458 | 0.00031634 | 0.087982 | 0 | 0.087982 | 0.00019691 | 0.054765 | 0 | 0.054765 | 0.00030481 | 0.084774 | 0 | 0.084774 | 0 | 0 | 0 | 0 | 0.082226 | 0.051182 | 0.079228 | 0 | 0.00030481 | 0.00028487 | 0.084774 | 0.079228 | 0 | 0 | 0.084774 | 0.079228 | [11 empty] | WLDFR | HFTD - Distribution - Tier 2 - 1QU CoRE ¦ 4QU LoRE | Red Flag Warning - Destructive Fires | 2024 | 2.9097e-08 | 1.4548e-08 | 3.741e-08 | 9129.7461 | 233.2301 | 8896.516 | 0 | 0 | 0 | 0 | 2.4237e-05 |  | 0.00026565 | 0 | 0.00026565 | 0.00013282 | 0 | 0.00013282 | 0.00034155 | 0 | 0.00034155 | [16 empty] | 7.3.1.3 Ignition probability mapping showing the probability of ignition along the electric lines and equipmentWLDFRAggregatedAggregated | WLDFR | HFTD - Distribution - Tier 2 - 1QU CoRE ¦ 4QU LoRE | Red Flag Warning - Large Fires | Aggregated | Aggregated | 2029 | 9.9984e-05 | 0 | 1434.2134 | 0.1434 | 2029 | Mitigation | 0.08575 | 30 | 0 | esc | 0.0012005 | 1.2003e-07 | 0.00060025 | 6.0015e-08 | 0.0015435 | 1.5433e-07
[35 empty] | 7.3.1.1 A summarized risk map that shows the overall ignition probability and estimated wildfire consequence along the electric lines and equipment | WLDFR | HFTD - Distribution - Tier 3 - 2QU CoRE ¦ 5QU LoRE | 2023 | 0.87344 | 0.00031634 | 0.091206 | 0 | 0.091206 | 0.00019691 | 0.056771 | 0 | 0.056771 | 0.00030481 | 0.087881 | 0 | 0.087881 | 0.00032009 | 0.092287 | 0 | 0.092287 | 0.079663 | 0.049586 | 0.076758 | 0.080607 | 0.00030481 | 0.00026623 | 0.087881 | 0.076758 | 0 | 0 | 0.087881 | 0.076758 | [11 empty] | WLDFR | HFTD - Distribution - Tier 2 - 1QU CoRE ¦ 4QU LoRE | Red Flag Warning - Destructive Fires | 2025 | 2.9097e-08 | 1.4548e-08 | 3.741e-08 | 9129.7461 | 233.2301 | 8896.516 | 0 | 0 | 0 | 0 | 2.4237e-05 |  | 0.00026565 | 0 | 0.00026565 | 0.00013282 | 0 | 0.00013282 | 0.00034155 | 0 | 0.00034155 | [16 empty] | 7.3.1.3 Ignition probability mapping showing the probability of ignition along the electric lines and equipmentWLDFRAggregatedAggregated | WLDFR | HFTD - Distribution - Tier 2 - 1QU CoRE ¦ 4QU LoRE | Red Flag Warning - Large Fires | Aggregated | Aggregated | 2030 | 9.9984e-05 | 0 | 1434.2134 | 0.1434 | 2030 | Mitigation | 0.08575 | 30 | 0 | esc | 0.0012005 | 1.2003e-07 | 0.00060025 | 6.0015e-08 | 0.0015435 | 1.5433e-07
[35 empty] | 7.3.1.1 A summarized risk map that shows the overall ignition probability and estimated wildfire consequence along the electric lines and equipment | WLDFR | HFTD - Distribution - Tier 3 - 2QU CoRE ¦ 5QU LoRE | 2024 | 0.8163 | 0.00031634 | 0.091206 | 0 | 0.091206 | 0.00019691 | 0.056771 | 0 | 0.056771 | 0.00030481 | 0.087881 | 0 | 0.087881 | 0.00032009 | 0.092287 | 0 | 0.092287 | 0.074451 | 0.046342 | 0.071737 | 0.075334 | 0.00030481 | 0.00024881 | 0.087881 | 0.071737 | 0 | 0 | 0.087881 | 0.071737 | [11 empty] | WLDFR | HFTD - Distribution - Tier 2 - 1QU CoRE ¦ 4QU LoRE | Red Flag Warning - Destructive Fires | 2026 | 2.9097e-08 | 1.4548e-08 | 3.741e-08 | 9129.7461 | 233.2301 | 8896.516 | 0 | 0 | 0 | 0 | 2.4237e-05 |  | 0.00026565 | 0 | 0.00026565 | 0.00013282 | 0 | 0.00013282 | 0.00034155 | 0 | 0.00034155 | [16 empty] | 7.3.1.3 Ignition probability mapping showing the probability of ignition along the electric lines and equipmentWLDFRAggregatedAggregated | WLDFR | HFTD - Distribution - Tier 2 - 1QU CoRE ¦ 4QU LoRE | Red Flag Warning - Large Fires | Aggregated | Aggregated | 2031 | 9.9984e-05 | 0 | 1434.2134 | 0.1434 | 2031 | Mitigation | 0.08575 | 30 | 0 | esc | 0.0012005 | 1.2003e-07 | 0.00060025 | 6.0015e-08 | 0.0015435 | 1.5433e-07
[35 empty] | 7.3.1.1 A summarized risk map that shows the overall ignition probability and estimated wildfire consequence along the electric lines and equipment | WLDFR | HFTD - Distribution - Tier 3 - 2QU CoRE ¦ 5QU LoRE | 2025 | 0.7629 | 0.00031634 | 0.091206 | 0 | 0.091206 | 0.00019691 | 0.056771 | 0 | 0.056771 | 0.00030481 | 0.087881 | 0 | 0.087881 | 0.00032009 | 0.092287 | 0 | 0.092287 | 0.06958 | 0.043311 | 0.067044 | 0.070406 | 0.00030481 | 0.00023254 | 0.087881 | 0.067044 | 0 | 0 | 0.087881 | 0.067044 | [11 empty] | WLDFR | HFTD - Distribution - Tier 2 - 1QU CoRE ¦ 4QU LoRE | Red Flag Warning - Destructive Fires | 2027 | 2.9097e-08 | 1.4548e-08 | 3.741e-08 | 9129.7461 | 233.2301 | 8896.516 | 0 | 0 | 0 | 0 | 2.4237e-05 |  | 0.00026565 | 0 | 0.00026565 | 0.00013282 | 0 | 0.00013282 | 0.00034155 | 0 | 0.00034155 | [16 empty] | 7.3.1.3 Ignition probability mapping showing the probability of ignition along the electric lines and equipmentWLDFRAggregatedAggregated | WLDFR | HFTD - Distribution - Tier 2 - 1QU CoRE ¦ 4QU LoRE | Red Flag Warning - Large Fires | Aggregated | Aggregated | 2032 | 9.9984e-05 | 0 | 1434.2134 | 0.1434 | 2032 | Mitigation | 0.08575 | 30 | 0 | esc | 0.0012005 | 1.2003e-07 | 0.00060025 | 6.0015e-08 | 0.0015435 | 1.5433e-07
[35 empty] | 7.3.1.1 A summarized risk map that shows the overall ignition probability and estimated wildfire consequence along the electric lines and equipment | WLDFR | HFTD - Distribution - Tier 3 - 2QU CoRE ¦ 5QU LoRE | 2026 | 0.71299 | 0.00031634 | 0.091206 | 0 | 0.091206 | 0.00019691 | 0.056771 | 0 | 0.056771 | 0.00030481 | 0.087881 | 0 | 0.087881 | 0.00032009 | 0.092287 | 0 | 0.092287 | 0.065028 | 0.040477 | 0.062658 | 0.0658 | 0.00030481 | 0.00021732 | 0.087881 | 0.062658 | 0 | 0 | 0.087881 | 0.062658 | [11 empty] | WLDFR | HFTD - Distribution - Tier 2 - 1QU CoRE ¦ 4QU LoRE | Red Flag Warning - Destructive Fires | 2028 | 2.9097e-08 | 1.4548e-08 | 3.741e-08 | 9534.9221 | 247.273 | 9287.6491 | 0 | 0 | 0 | 0 | 2.4237e-05 |  | 0.00027744 | 0 | 0.00027744 | 0.00013872 | 0 | 0.00013872 | 0.0003567 | 0 | 0.0003567 | [16 empty] | 7.3.1.3 Ignition probability mapping showing the probability of ignition along the electric lines and equipmentWLDFRAggregatedAggregated | WLDFR | HFTD - Distribution - Tier 2 - 1QU CoRE ¦ 4QU LoRE | Red Flag Warning - Large Fires | Aggregated | Aggregated | 2033 | 9.9984e-05 | 0 | 1434.2134 | 0.1434 | 2033 | Mitigation | 0.08575 | 30 | 0 | esc | 0.0012005 | 1.2003e-07 | 0.00060025 | 6.0015e-08 | 0.0015435 | 1.5433e-07
[35 empty] | 7.3.1.1 A summarized risk map that shows the overall ignition probability and estimated wildfire consequence along the electric lines and equipment | WLDFR | HFTD - Distribution - Tier 3 - 2QU CoRE ¦ 5QU LoRE | 2027 | 0.66634 | 0.00031634 | 0.091206 | 0 | 0.091206 | 0.00019691 | 0.056771 | 0 | 0.056771 | 0.00030481 | 0.087881 | 0 | 0.087881 | 0.00032009 | 0.092287 | 0 | 0.092287 | 0.060774 | 0.037829 | 0.058559 | 0.061495 | 0.00030481 | 0.00020311 | 0.087881 | 0.058559 | 0 | 0 | 0.087881 | 0.058559 | [11 empty] | WLDFR | HFTD - Distribution - Tier 2 - 1QU CoRE ¦ 4QU LoRE | Red Flag Warning - Destructive Fires | 2029 | 2.9097e-08 | 1.4548e-08 | 3.741e-08 | 9534.9221 | 247.273 | 9287.6491 | 0 | 0 | 0 | 0 | 2.4237e-05 |  | 0.00027744 | 0 | 0.00027744 | 0.00013872 | 0 | 0.00013872 | 0.0003567 | 0 | 0.0003567 | [16 empty] | 7.3.1.3 Ignition probability mapping showing the probability of ignition along the electric lines and equipmentWLDFRAggregatedAggregated | WLDFR | HFTD - Distribution - Tier 2 - 1QU CoRE ¦ 4QU LoRE | Red Flag Warning - Large Fires | Aggregated | Aggregated | 2034 | 9.9984e-05 | 0 | 1434.2134 | 0.1434 | 2034 | Mitigation | 0.08575 | 30 | 0 | esc | 0.0012005 | 1.2003e-07 | 0.00060025 | 6.0015e-08 | 0.0015435 | 1.5433e-07
[35 empty] | 7.3.1.1 A summarized risk map that shows the overall ignition probability and estimated wildfire consequence along the electric lines and equipment | WLDFR | HFTD - Distribution - Tier 3 - 2QU CoRE ¦ 5QU LoRE | 2028 | 0.62275 | 0.00031634 | 0.095268 | 0 | 0.095268 | 0.00019691 | 0.0593 | 0 | 0.0593 | 0.00030481 | 0.091795 | 0 | 0.091795 | 0.00032009 | 0.096398 | 0 | 0.096398 | 0.059328 | 0.036929 | 0.057165 | 0.060032 | 0.00030481 | 0.00018982 | 0.091795 | 0.057165 | 0 | 0 | 0.091795 | 0.057165 | [11 empty] | WLDFR | HFTD - Distribution - Tier 2 - 1QU CoRE ¦ 4QU LoRE | Red Flag Warning - Destructive Fires | 2030 | 2.9097e-08 | 1.4548e-08 | 3.741e-08 | 9534.9221 | 247.273 | 9287.6491 | 0 | 0 | 0 | 0 | 2.4237e-05 |  | 0.00027744 | 0 | 0.00027744 | 0.00013872 | 0 | 0.00013872 | 0.0003567 | 0 | 0.0003567 | [16 empty] | 7.3.1.3 Ignition probability mapping showing the probability of ignition along the electric lines and equipmentWLDFRAggregatedAggregated | WLDFR | HFTD - Distribution - Tier 2 - 1QU CoRE ¦ 4QU LoRE | Red Flag Warning - Large Fires | Aggregated | Aggregated | 2035 | 9.9984e-05 | 0 | 1434.2134 | 0.1434 | 2035 | Mitigation | 0.08575 | 30 | 0 | esc | 0.0012005 | 1.2003e-07 | 0.00060025 | 6.0015e-08 | 0.0015435 | 1.5433e-07
[35 empty] | 7.3.1.1 A summarized risk map that shows the overall ignition probability and estimated wildfire consequence along the electric lines and equipment | WLDFR | HFTD - Distribution - Tier 3 - 2QU CoRE ¦ 5QU LoRE | 2029 | 0.58201 | 0.00031634 | 0.095268 | 0 | 0.095268 | 0.00019691 | 0.0593 | 0 | 0.0593 | 0.00030481 | 0.091795 | 0 | 0.091795 | 0.00032009 | 0.096398 | 0 | 0.096398 | 0.055447 | 0.034513 | 0.053425 | 0.056104 | 0.00030481 | 0.0001774 | 0.091795 | 0.053425 | 0 | 0 | 0.091795 | 0.053425 | [11 empty] | WLDFR | HFTD - Distribution - Tier 2 - 1QU CoRE ¦ 4QU LoRE | Red Flag Warning - Destructive Fires | 2031 | 2.9097e-08 | 1.4548e-08 | 3.741e-08 | 9534.9221 | 247.273 | 9287.6491 | 0 | 0 | 0 | 0 | 2.4237e-05 |  | 0.00027744 | 0 | 0.00027744 | 0.00013872 | 0 | 0.00013872 | 0.0003567 | 0 | 0.0003567 | [16 empty] | 7.3.1.3 Ignition probability mapping showing the probability of ignition along the electric lines and equipmentWLDFRAggregatedAggregated | WLDFR | HFTD - Distribution - Tier 2 - 1QU CoRE ¦ 4QU LoRE | Red Flag Warning - Large Fires | Aggregated | Aggregated | 2036 | 9.9984e-05 | 0 | 1434.2134 | 0.1434 | 2036 | Mitigation | 0.08575 | 30 | 0 | esc | 0.0012005 | 1.2003e-07 | 0.00060025 | 6.0015e-08 | 0.0015435 | 1.5433e-07
[35 empty] | 7.3.1.1 A summarized risk map that shows the overall ignition probability and estimated wildfire consequence along the electric lines and equipment | WLDFR | HFTD - Distribution - Tier 3 - 2QU CoRE ¦ 5QU LoRE | 2030 | 0.54393 | 0.00031634 | 0.095268 | 0 | 0.095268 | 0.00019691 | 0.0593 | 0 | 0.0593 | 0.00030481 | 0.091795 | 0 | 0.091795 | 0.00032009 | 0.096398 | 0 | 0.096398 | 0.051819 | 0.032255 | 0.04993 | 0.052434 | 0.00030481 | 0.0001658 | 0.091795 | 0.04993 | 0 | 0 | 0.091795 | 0.04993 | [11 empty] | WLDFR | HFTD - Distribution - Tier 2 - 1QU CoRE ¦ 4QU LoRE | Red Flag Warning - Destructive Fires | 2032 | 2.9097e-08 | 1.4548e-08 | 3.741e-08 | 9534.9221 | 247.273 | 9287.6491 | 0 | 0 | 0 | 0 | 2.4237e-05 |  | 0.00027744 | 0 | 0.00027744 | 0.00013872 | 0 | 0.00013872 | 0.0003567 | 0 | 0.0003567 | [16 empty] | 7.3.1.3 Ignition probability mapping showing the probability of ignition along the electric lines and equipmentWLDFRAggregatedAggregated | WLDFR | HFTD - Distribution - Tier 2 - 1QU CoRE ¦ 4QU LoRE | Red Flag Warning - Large Fires | Aggregated | Aggregated | 2037 | 9.9984e-05 | 0 | 1434.2134 | 0.1434 | 2037 | Mitigation | 0.08575 | 30 | 0 | esc | 0.0012005 | 1.2003e-07 | 0.00060025 | 6.0015e-08 | 0.0015435 | 1.5433e-07
[35 empty] | 7.3.1.1 A summarized risk map that shows the overall ignition probability and estimated wildfire consequence along the electric lines and equipment | WLDFR | HFTD - Distribution - Tier 3 - 2QU CoRE ¦ 5QU LoRE | 2031 | 0.50835 | 0.00031634 | 0.095268 | 0 | 0.095268 | 0.00019691 | 0.0593 | 0 | 0.0593 | 0.00030481 | 0.091795 | 0 | 0.091795 | 0.00032009 | 0.096398 | 0 | 0.096398 | 0.048429 | 0.030145 | 0.046664 | 0.049004 | 0.00030481 | 0.00015495 | 0.091795 | 0.046664 | 0 | 0 | 0.091795 | 0.046664 | [11 empty] | WLDFR | HFTD - Distribution - Tier 2 - 1QU CoRE ¦ 4QU LoRE | Red Flag Warning - Destructive Fires | 2033 | 2.9097e-08 | 1.4548e-08 | 3.741e-08 | 9984.8474 | 263.1074 | 9721.74 | 0 | 0 | 0 | 0 | 2.4237e-05 |  | 0.00029053 | 0 | 0.00029053 | 0.00014526 | 0 | 0.00014526 | 0.00037354 | 0 | 0.00037354 | [16 empty] | 7.3.1.3 Ignition probability mapping showing the probability of ignition along the electric lines and equipmentWLDFRAggregatedAggregated | WLDFR | HFTD - Distribution - Tier 2 - 1QU CoRE ¦ 4QU LoRE | Red Flag Warning - Large Fires | Aggregated | Aggregated | 2038 | 9.9984e-05 | 0 | 1434.2134 | 0.1434 | 2038 | Mitigation | 0.08575 | 30 | 0 | esc | 0.0012005 | 1.2003e-07 | 0.00060025 | 6.0015e-08 | 0.0015435 | 1.5433e-07
[35 empty] | 7.3.1.1 A summarized risk map that shows the overall ignition probability and estimated wildfire consequence along the electric lines and equipment | WLDFR | HFTD - Distribution - Tier 3 - 2QU CoRE ¦ 5QU LoRE | 2032 | 0.47509 | 0.00031634 | 0.095268 | 0 | 0.095268 | 0.00019691 | 0.0593 | 0 | 0.0593 | 0.00030481 | 0.091795 | 0 | 0.091795 | 0.00032009 | 0.096398 | 0 | 0.096398 | 0.045261 | 0.028173 | 0.043611 | 0.045798 | 0.00030481 | 0.00014481 | 0.091795 | 0.043611 | 0 | 0 | 0.091795 | 0.043611 | [11 empty] | WLDFR | HFTD - Distribution - Tier 2 - 1QU CoRE ¦ 4QU LoRE | Red Flag Warning - Destructive Fires | 2034 | 2.9097e-08 | 1.4548e-08 | 3.741e-08 | 9984.8474 | 263.1074 | 9721.74 | 0 | 0 | 0 | 0 | 2.4237e-05 |  | 0.00029053 | 0 | 0.00029053 | 0.00014526 | 0 | 0.00014526 | 0.00037354 | 0 | 0.00037354 | [16 empty] | 7.3.1.3 Ignition probability mapping showing the probability of ignition along the electric lines and equipmentWLDFRAggregatedAggregated | WLDFR | HFTD - Distribution - Tier 2 - 1QU CoRE ¦ 4QU LoRE | Red Flag Warning - Large Fires | Aggregated | Aggregated | 2039 | 9.9984e-05 | 0 | 1434.2134 | 0.1434 | 2039 | Mitigation | 0.08575 | 30 | 0 | esc | 0.0012005 | 1.2003e-07 | 0.00060025 | 6.0015e-08 | 0.0015435 | 1.5433e-07
[35 empty] | 7.3.1.1 A summarized risk map that shows the overall ignition probability and estimated wildfire consequence along the electric lines and equipment | WLDFR | HFTD - Distribution - Tier 3 - 2QU CoRE ¦ 5QU LoRE | 2033 | 0.44401 | 0.00031634 | 0.099782 | 0 | 0.099782 | 0.00019691 | 0.06211 | 0 | 0.06211 | 0.00030481 | 0.096145 | 0 | 0.096145 | 0.00032009 | 0.10097 | 0 | 0.10097 | 0.044305 | 0.027578 | 0.042689 | 0.04483 | 0.00030481 | 0.00013534 | 0.096145 | 0.042689 | 0 | 0 | 0.096145 | 0.042689 | [11 empty] | WLDFR | HFTD - Distribution - Tier 2 - 1QU CoRE ¦ 4QU LoRE | Red Flag Warning - Destructive Fires | 2035 | 2.9097e-08 | 1.4548e-08 | 3.741e-08 | 9984.8474 | 263.1074 | 9721.74 | 0 | 0 | 0 | 0 | 2.4237e-05 |  | 0.00029053 | 0 | 0.00029053 | 0.00014526 | 0 | 0.00014526 | 0.00037354 | 0 | 0.00037354 | [16 empty] | 7.3.1.3 Ignition probability mapping showing the probability of ignition along the electric lines and equipmentWLDFRAggregatedAggregated | WLDFR | HFTD - Distribution - Tier 2 - 1QU CoRE ¦ 4QU LoRE | Red Flag Warning - Large Fires | Aggregated | Aggregated | 2040 | 9.9984e-05 | 0 | 1434.2134 | 0.1434 | 2040 | Mitigation | 0.08575 | 30 | 0 | esc | 0.0012005 | 1.2003e-07 | 0.00060025 | 6.0015e-08 | 0.0015435 | 1.5433e-07
[35 empty] | 7.3.1.1 A summarized risk map that shows the overall ignition probability and estimated wildfire consequence along the electric lines and equipment | WLDFR | HFTD - Distribution - Tier 3 - 2QU CoRE ¦ 5QU LoRE | 2034 | 0.41496 | 0.00031634 | 0.099782 | 0 | 0.099782 | 0.00019691 | 0.06211 | 0 | 0.06211 | 0.00030481 | 0.096145 | 0 | 0.096145 | 0.00032009 | 0.10097 | 0 | 0.10097 | 0.041406 | 0.025773 | 0.039897 | 0.041897 | 0.00030481 | 0.00012648 | 0.096145 | 0.039897 | 0 | 0 | 0.096145 | 0.039897 | [11 empty] | WLDFR | HFTD - Distribution - Tier 2 - 1QU CoRE ¦ 4QU LoRE | Red Flag Warning - Destructive Fires | 2036 | 2.9097e-08 | 1.4548e-08 | 3.741e-08 | 9984.8474 | 263.1074 | 9721.74 | 0 | 0 | 0 | 0 | 2.4237e-05 |  | 0.00029053 | 0 | 0.00029053 | 0.00014526 | 0 | 0.00014526 | 0.00037354 | 0 | 0.00037354 | [16 empty] | 7.3.1.3 Ignition probability mapping showing the probability of ignition along the electric lines and equipmentWLDFRAggregatedAggregated | WLDFR | HFTD - Distribution - Tier 2 - 1QU CoRE ¦ 4QU LoRE | Red Flag Warning - Large Fires | Aggregated | Aggregated | 2041 | 9.9984e-05 | 0 | 1434.2134 | 0.1434 | 2041 | Mitigation | 0.08575 | 30 | 0 | esc | 0.0012005 | 1.2003e-07 | 0.00060025 | 6.0015e-08 | 0.0015435 | 1.5433e-07
[35 empty] | 7.3.1.1 A summarized risk map that shows the overall ignition probability and estimated wildfire consequence along the electric lines and equipment | WLDFR | HFTD - Distribution - Tier 3 - 2QU CoRE ¦ 5QU LoRE | 2035 | 0.38782 | 0.00031634 | 0.099782 | 0 | 0.099782 | 0.00019691 | 0.06211 | 0 | 0.06211 | 0.00030481 | 0.096145 | 0 | 0.096145 | 0.00032009 | 0.10097 | 0 | 0.10097 | 0.038697 | 0.024087 | 0.037287 | 0.039156 | 0.00030481 | 0.00011821 | 0.096145 | 0.037287 | 0 | 0 | 0.096145 | 0.037287 | [11 empty] | WLDFR | HFTD - Distribution - Tier 2 - 1QU CoRE ¦ 4QU LoRE | Red Flag Warning - Destructive Fires | 2037 | 2.9097e-08 | 1.4548e-08 | 3.741e-08 | 9984.8474 | 263.1074 | 9721.74 | 0 | 0 | 0 | 0 | 2.4237e-05 |  | 0.00029053 | 0 | 0.00029053 | 0.00014526 | 0 | 0.00014526 | 0.00037354 | 0 | 0.00037354 | [16 empty] | 7.3.1.3 Ignition probability mapping showing the probability of ignition along the electric lines and equipmentWLDFRAggregatedAggregated | WLDFR | HFTD - Distribution - Tier 2 - 1QU CoRE ¦ 4QU LoRE | Red Flag Warning - Large Fires | Aggregated | Aggregated | 2042 | 9.9984e-05 | 0 | 1434.2134 | 0.1434 | 2042 | Mitigation | 0.08575 | 30 | 0 | esc | 0.0012005 | 1.2003e-07 | 0.00060025 | 6.0015e-08 | 0.0015435 | 1.5433e-07
[35 empty] | 7.3.1.1 A summarized risk map that shows the overall ignition probability and estimated wildfire consequence along the electric lines and equipment | WLDFR | HFTD - Distribution - Tier 3 - 2QU CoRE ¦ 5QU LoRE | 2036 | 0.36245 | 0.00031634 | 0.099782 | 0 | 0.099782 | 0.00019691 | 0.06211 | 0 | 0.06211 | 0.00030481 | 0.096145 | 0 | 0.096145 | 0.00032009 | 0.10097 | 0 | 0.10097 | 0.036166 | 0.022511 | 0.034847 | 0.036595 | 0.00030481 | 0.00011048 | 0.096145 | 0.034847 | 0 | 0 | 0.096145 | 0.034847 | [11 empty] | WLDFR | HFTD - Distribution - Tier 2 - 1QU CoRE ¦ 4QU LoRE | Red Flag Warning - Destructive Fires | 2038 | 2.9097e-08 | 1.4548e-08 | 3.741e-08 | 10472.8261 | 280.5544 | 10192.2718 | 0 | 0 | 0 | 0 | 2.4237e-05 |  | 0.00030473 | 0 | 0.00030473 | 0.00015236 | 0 | 0.00015236 | 0.00039179 | 0 | 0.00039179 | [16 empty] | 7.3.1.3 Ignition probability mapping showing the probability of ignition along the electric lines and equipmentWLDFRAggregatedAggregated | WLDFR | HFTD - Distribution - Tier 2 - 1QU CoRE ¦ 4QU LoRE | Red Flag Warning - Large Fires | Aggregated | Aggregated | 2043 | 9.9984e-05 | 0 | 1434.2134 | 0.1434 | 2043 | Mitigation | 0.08575 | 30 | 0 | esc | 0.0012005 | 1.2003e-07 | 0.00060025 | 6.0015e-08 | 0.0015435 | 1.5433e-07
[35 empty] | 7.3.1.1 A summarized risk map that shows the overall ignition probability and estimated wildfire consequence along the electric lines and equipment | WLDFR | HFTD - Distribution - Tier 3 - 2QU CoRE ¦ 5QU LoRE | 2037 | 0.33873 | 0.00031634 | 0.099782 | 0 | 0.099782 | 0.00019691 | 0.06211 | 0 | 0.06211 | 0.00030481 | 0.096145 | 0 | 0.096145 | 0.00032009 | 0.10097 | 0 | 0.10097 | 0.0338 | 0.021039 | 0.032567 | 0.034201 | 0.00030481 | 0.00010325 | 0.096145 | 0.032567 | 0 | 0 | 0.096145 | 0.032567 | [11 empty] | WLDFR | HFTD - Distribution - Tier 2 - 1QU CoRE ¦ 4QU LoRE | Red Flag Warning - Destructive Fires | 2039 | 2.9097e-08 | 1.4548e-08 | 3.741e-08 | 10472.8261 | 280.5544 | 10192.2718 | 0 | 0 | 0 | 0 | 2.4237e-05 |  | 0.00030473 | 0 | 0.00030473 | 0.00015236 | 0 | 0.00015236 | 0.00039179 | 0 | 0.00039179 | [16 empty] | 7.3.1.3 Ignition probability mapping showing the probability of ignition along the electric lines and equipmentWLDFRAggregatedAggregated | WLDFR | HFTD - Distribution - Tier 2 - 1QU CoRE ¦ 4QU LoRE | Red Flag Warning - Large Fires | Aggregated | Aggregated | 2044 | 9.9984e-05 | 0 | 1434.2134 | 0.1434 | 2044 | Mitigation | 0.08575 | 30 | 0 | esc | 0.0012005 | 1.2003e-07 | 0.00060025 | 6.0015e-08 | 0.0015435 | 1.5433e-07
[35 empty] | 7.3.1.1 A summarized risk map that shows the overall ignition probability and estimated wildfire consequence along the electric lines and equipment | WLDFR | HFTD - Distribution - Tier 3 - 2QU CoRE ¦ 5QU LoRE | 2038 | 0.31657 | 0.00031634 | 0.10468 | 0 | 0.10468 | 0.00019691 | 0.06516 | 0 | 0.06516 | 0.00030481 | 0.10087 | 0 | 0.10087 | 0.00032009 | 0.10592 | 0 | 0.10592 | 0.03314 | 0.020628 | 0.031932 | 0.033533 | 0.00030481 | 9.6494e-05 | 0.10087 | 0.031932 | 0 | 0 | 0.10087 | 0.031932 | [11 empty] | WLDFR | HFTD - Distribution - Tier 2 - 1QU CoRE ¦ 4QU LoRE | Red Flag Warning - Destructive Fires | 2040 | 2.9097e-08 | 1.4548e-08 | 3.741e-08 | 10472.8261 | 280.5544 | 10192.2718 | 0 | 0 | 0 | 0 | 2.4237e-05 |  | 0.00030473 | 0 | 0.00030473 | 0.00015236 | 0 | 0.00015236 | 0.00039179 | 0 | 0.00039179 | [16 empty] | 7.3.1.3 Ignition probability mapping showing the probability of ignition along the electric lines and equipmentWLDFRAggregatedAggregated | WLDFR | HFTD - Distribution - Tier 2 - 1QU CoRE ¦ 4QU LoRE | Red Flag Warning - Large Fires | Aggregated | Aggregated | 2045 | 9.9984e-05 | 0 | 1434.2134 | 0.1434 | 2045 | Mitigation | 0.08575 | 30 | 0 | esc | 0.0012005 | 1.2003e-07 | 0.00060025 | 6.0015e-08 | 0.0015435 | 1.5433e-07
[35 empty] | 7.3.1.1 A summarized risk map that shows the overall ignition probability and estimated wildfire consequence along the electric lines and equipment | WLDFR | HFTD - Distribution - Tier 3 - 2QU CoRE ¦ 5QU LoRE | 2039 | 0.29586 | 0.00031634 | 0.10468 | 0 | 0.10468 | 0.00019691 | 0.06516 | 0 | 0.06516 | 0.00030481 | 0.10087 | 0 | 0.10087 | 0.00032009 | 0.10592 | 0 | 0.10592 | 0.030972 | 0.019279 | 0.029843 | 0.031339 | 0.00030481 | 9.0182e-05 | 0.10087 | 0.029843 | 0 | 0 | 0.10087 | 0.029843 | [11 empty] | WLDFR | HFTD - Distribution - Tier 2 - 1QU CoRE ¦ 4QU LoRE | Red Flag Warning - Destructive Fires | 2041 | 2.9097e-08 | 1.4548e-08 | 3.741e-08 | 10472.8261 | 280.5544 | 10192.2718 | 0 | 0 | 0 | 0 | 2.4237e-05 |  | 0.00030473 | 0 | 0.00030473 | 0.00015236 | 0 | 0.00015236 | 0.00039179 | 0 | 0.00039179 | [16 empty] | 7.3.1.3 Ignition probability mapping showing the probability of ignition along the electric lines and equipmentWLDFRAggregatedAggregated | WLDFR | HFTD - Distribution - Tier 2 - 1QU CoRE ¦ 4QU LoRE | Red Flag Warning - Large Fires | Aggregated | Aggregated | 2046 | 9.9984e-05 | 0 | 1434.2134 | 0.1434 | 2046 | Mitigation | 0.08575 | 30 | 0 | esc | 0.0012005 | 1.2003e-07 | 0.00060025 | 6.0015e-08 | 0.0015435 | 1.5433e-07
[35 empty] | 7.3.1.1 A summarized risk map that shows the overall ignition probability and estimated wildfire consequence along the electric lines and equipment | WLDFR | HFTD - Distribution - Tier 3 - 2QU CoRE ¦ 5QU LoRE | 2040 | 0.27651 | 0.00031634 | 0.10468 | 0 | 0.10468 | 0.00019691 | 0.06516 | 0 | 0.06516 | 0.00030481 | 0.10087 | 0 | 0.10087 | 0.00032009 | 0.10592 | 0 | 0.10592 | 0.028946 | 0.018017 | 0.02789 | 0.029289 | 0.00030481 | 8.4282e-05 | 0.10087 | 0.02789 | 0 | 0 | 0.10087 | 0.02789 | [11 empty] | WLDFR | HFTD - Distribution - Tier 2 - 1QU CoRE ¦ 4QU LoRE | Red Flag Warning - Destructive Fires | 2042 | 2.9097e-08 | 1.4548e-08 | 3.741e-08 | 10472.8261 | 280.5544 | 10192.2718 | 0 | 0 | 0 | 0 | 2.4237e-05 |  | 0.00030473 | 0 | 0.00030473 | 0.00015236 | 0 | 0.00015236 | 0.00039179 | 0 | 0.00039179 | [16 empty] | 7.3.1.3 Ignition probability mapping showing the probability of ignition along the electric lines and equipmentWLDFRAggregatedAggregated | WLDFR | HFTD - Distribution - Tier 2 - 1QU CoRE ¦ 4QU LoRE | Red Flag Warning - Large Fires | Aggregated | Aggregated | 2047 | 9.9984e-05 | 0 | 1434.2134 | 0.1434 | 2047 | Mitigation | 0.08575 | 30 | 0 | esc | 0.0012005 | 1.2003e-07 | 0.00060025 | 6.0015e-08 | 0.0015435 | 1.5433e-07
[35 empty] | 7.3.1.1 A summarized risk map that shows the overall ignition probability and estimated wildfire consequence along the electric lines and equipment | WLDFR | HFTD - Distribution - Tier 3 - 2QU CoRE ¦ 5QU LoRE | 2041 | 0.25842 | 0.00031634 | 0.10468 | 0 | 0.10468 | 0.00019691 | 0.06516 | 0 | 0.06516 | 0.00030481 | 0.10087 | 0 | 0.10087 | 0.00032009 | 0.10592 | 0 | 0.10592 | 0.027052 | 0.016839 | 0.026066 | 0.027373 | 0.00030481 | 7.8768e-05 | 0.10087 | 0.026066 | 0 | 0 | 0.10087 | 0.026066 | [11 empty] | WLDFR | HFTD - Distribution - Tier 2 - 1QU CoRE ¦ 4QU LoRE | Red Flag Warning - Destructive Fires | 2043 | 2.9097e-08 | 1.4548e-08 | 3.741e-08 | 10992.1562 | 299.42 | 10692.7362 | 0 | 0 | 0 | 0 | 2.4237e-05 |  | 0.00031984 | 0 | 0.00031984 | 0.00015992 | 0 | 0.00015992 | 0.00041122 | 0 | 0.00041122 | [16 empty] | 7.3.1.3 Ignition probability mapping showing the probability of ignition along the electric lines and equipmentWLDFRAggregatedAggregated | WLDFR | HFTD - Distribution - Tier 2 - 1QU CoRE ¦ 4QU LoRE | Red Flag Warning - Large Fires | Aggregated | Aggregated | 2048 | 9.9984e-05 | 0 | 1434.2134 | 0.1434 | 2048 | Mitigation | 0.08575 | 30 | 0 | esc | 0.0012005 | 1.2003e-07 | 0.00060025 | 6.0015e-08 | 0.0015435 | 1.5433e-07
[35 empty] | 7.3.1.1 A summarized risk map that shows the overall ignition probability and estimated wildfire consequence along the electric lines and equipment | WLDFR | HFTD - Distribution - Tier 3 - 2QU CoRE ¦ 5QU LoRE | 2042 | 0.24151 | 0.00031634 | 0.10468 | 0 | 0.10468 | 0.00019691 | 0.06516 | 0 | 0.06516 | 0.00030481 | 0.10087 | 0 | 0.10087 | 0.00032009 | 0.10592 | 0 | 0.10592 | 0.025282 | 0.015737 | 0.024361 | 0.025582 | 0.00030481 | 7.3615e-05 | 0.10087 | 0.024361 | 0 | 0 | 0.10087 | 0.024361 | [11 empty] | WLDFR | HFTD - Distribution - Tier 2 - 1QU CoRE ¦ 4QU LoRE | Red Flag Warning - Destructive Fires | 2044 | 2.9097e-08 | 1.4548e-08 | 3.741e-08 | 10992.1562 | 299.42 | 10692.7362 | 0 | 0 | 0 | 0 | 2.4237e-05 |  | 0.00031984 | 0 | 0.00031984 | 0.00015992 | 0 | 0.00015992 | 0.00041122 | 0 | 0.00041122 | [16 empty] | 7.3.1.3 Ignition probability mapping showing the probability of ignition along the electric lines and equipmentWLDFRAggregatedAggregated | WLDFR | HFTD - Distribution - Tier 2 - 1QU CoRE ¦ 4QU LoRE | Red Flag Warning - Large Fires | Aggregated | Aggregated | 2049 | 9.9984e-05 | 0 | 1434.2134 | 0.1434 | 2049 | Mitigation | 0.08575 | 30 | 0 | esc | 0.0012005 | 1.2003e-07 | 0.00060025 | 6.0015e-08 | 0.0015435 | 1.5433e-07
[35 empty] | 7.3.1.1 A summarized risk map that shows the overall ignition probability and estimated wildfire consequence along the electric lines and equipment | WLDFR | HFTD - Distribution - Tier 3 - 2QU CoRE ¦ 5QU LoRE | 2043 | 0.22571 | 0.00031634 | 0.1099 | 0 | 0.1099 | 0.00019691 | 0.068409 | 0 | 0.068409 | 0.00030481 | 0.1059 | 0 | 0.1059 | 0.00032009 | 0.11121 | 0 | 0.11121 | 0.024806 | 0.015441 | 0.023902 | 0.025101 | 0.00030481 | 6.8799e-05 | 0.1059 | 0.023902 | 0 | 0 | 0.1059 | 0.023902 | [11 empty] | WLDFR | HFTD - Distribution - Tier 2 - 1QU CoRE ¦ 4QU LoRE | Red Flag Warning - Destructive Fires | 2045 | 2.9097e-08 | 1.4548e-08 | 3.741e-08 | 10992.1562 | 299.42 | 10692.7362 | 0 | 0 | 0 | 0 | 2.4237e-05 |  | 0.00031984 | 0 | 0.00031984 | 0.00015992 | 0 | 0.00015992 | 0.00041122 | 0 | 0.00041122 | [16 empty] | 7.3.1.3 Ignition probability mapping showing the probability of ignition along the electric lines and equipmentWLDFRAggregatedAggregated | WLDFR | HFTD - Distribution - Tier 2 - 1QU CoRE ¦ 4QU LoRE | Red Flag Warning - Large Fires | Aggregated | Aggregated | 2050 | 9.9984e-05 | 0 | 1434.2134 | 0.1434 | 2050 | Mitigation | 0.08575 | 30 | 0 | esc | 0 | 0 | 0.00060025 | 6.0015e-08 | 0.0015435 | 1.5433e-07
[35 empty] | 7.3.1.1 A summarized risk map that shows the overall ignition probability and estimated wildfire consequence along the electric lines and equipment | WLDFR | HFTD - Distribution - Tier 3 - 2QU CoRE ¦ 5QU LoRE | 2044 | 0.21095 | 0.00031634 | 0.1099 | 0 | 0.1099 | 0.00019691 | 0.068409 | 0 | 0.068409 | 0.00030481 | 0.1059 | 0 | 0.1059 | 0.00032009 | 0.11121 | 0 | 0.11121 | 0.023184 | 0.014431 | 0.022338 | 0.023459 | 0.00030481 | 6.4298e-05 | 0.1059 | 0.022338 | 0 | 0 | 0.1059 | 0.022338 | [11 empty] | WLDFR | HFTD - Distribution - Tier 2 - 1QU CoRE ¦ 4QU LoRE | Red Flag Warning - Destructive Fires | 2046 | 2.9097e-08 | 1.4548e-08 | 3.741e-08 | 10992.1562 | 299.42 | 10692.7362 | 0 | 0 | 0 | 0 | 2.4237e-05 |  | 0.00031984 | 0 | 0.00031984 | 0.00015992 | 0 | 0.00015992 | 0.00041122 | 0 | 0.00041122 | [16 empty] | 7.3.1.3 Ignition probability mapping showing the probability of ignition along the electric lines and equipmentWLDFRAggregatedAggregated | WLDFR | HFTD - Distribution - Tier 2 - 1QU CoRE ¦ 4QU LoRE | Red Flag Warning - Large Fires | Aggregated | Aggregated | 2051 | 9.9984e-05 | 0 | 1434.2134 | 0.1434 | 2051 | Mitigation | 0.08575 | 30 | 0 | esc | 0 | 0 | 0 | 0 | 0.0015435 | 1.5433e-07
[35 empty] | 7.3.1.1 A summarized risk map that shows the overall ignition probability and estimated wildfire consequence along the electric lines and equipment | WLDFR | HFTD - Distribution - Tier 3 - 2QU CoRE ¦ 5QU LoRE | 2045 | 0.19715 | 0.00031634 | 0.1099 | 0 | 0.1099 | 0.00019691 | 0.068409 | 0 | 0.068409 | 0.00030481 | 0.1059 | 0 | 0.1059 | 0.00032009 | 0.11121 | 0 | 0.11121 | 0.021667 | 0.013487 | 0.020877 | 0.021924 | 0.00030481 | 6.0092e-05 | 0.1059 | 0.020877 | 0 | 0 | 0.1059 | 0.020877 | [11 empty] | WLDFR | HFTD - Distribution - Tier 2 - 1QU CoRE ¦ 4QU LoRE | Red Flag Warning - Destructive Fires | 2047 | 2.9097e-08 | 1.4548e-08 | 3.741e-08 | 10992.1562 | 299.42 | 10692.7362 | 0 | 0 | 0 | 0 | 2.4237e-05 |  | 0.00031984 | 0 | 0.00031984 | 0.00015992 | 0 | 0.00015992 | 0.00041122 | 0 | 0.00041122 | [16 empty] | 7.3.1.3 Ignition probability mapping showing the probability of ignition along the electric lines and equipmentWLDFRAggregatedAggregated | WLDFR | HFTD - Distribution - Tier 2 - 1QU CoRE ¦ 4QU LoRE | Red Flag Warning - Small Fires | Aggregated | Aggregated | 2021 | 0.00040806 | 0 | 1434.2134 | 0.58525 | 2021 | Mitigation | 0.08575 | 30 | 0 | esc | 0.0012005 | 4.8988e-07 | 0.00060025 | 2.4494e-07 | 0 | 0
[35 empty] | 7.3.1.1 A summarized risk map that shows the overall ignition probability and estimated wildfire consequence along the electric lines and equipment | WLDFR | HFTD - Distribution - Tier 3 - 2QU CoRE ¦ 5QU LoRE | 2046 | 0.18425 | 0.00031634 | 0.1099 | 0 | 0.1099 | 0.00019691 | 0.068409 | 0 | 0.068409 | 0.00030481 | 0.1059 | 0 | 0.1059 | 0.00032009 | 0.11121 | 0 | 0.11121 | 0.020249 | 0.012604 | 0.019511 | 0.02049 | 0.00030481 | 5.6161e-05 | 0.1059 | 0.019511 | 0 | 0 | 0.1059 | 0.019511 | [11 empty] | WLDFR | HFTD - Distribution - Tier 2 - 1QU CoRE ¦ 4QU LoRE | Red Flag Warning - Destructive Fires | 2048 | 2.9097e-08 | 1.4548e-08 | 3.741e-08 | 11536.0538 | 319.4911 | 11216.5626 | 0 | 0 | 0 | 0 | 2.4237e-05 |  | 0.00033566 | 0 | 0.00033566 | 0.00016783 | 0 | 0.00016783 | 0.00043157 | 0 | 0.00043157 | [16 empty] | 7.3.1.3 Ignition probability mapping showing the probability of ignition along the electric lines and equipmentWLDFRAggregatedAggregated | WLDFR | HFTD - Distribution - Tier 2 - 1QU CoRE ¦ 4QU LoRE | Red Flag Warning - Small Fires | Aggregated | Aggregated | 2022 | 0.00040806 | 0 | 1434.2134 | 0.58525 | 2022 | Mitigation | 0.08575 | 30 | 0 | esc | 0.0012005 | 4.8988e-07 | 0.00060025 | 2.4494e-07 | 0.0015435 | 6.2984e-07
[35 empty] | 7.3.1.1 A summarized risk map that shows the overall ignition probability and estimated wildfire consequence along the electric lines and equipment | WLDFR | HFTD - Distribution - Tier 3 - 2QU CoRE ¦ 5QU LoRE | 2047 | 0.1722 | 0.00031634 | 0.1099 | 0 | 0.1099 | 0.00019691 | 0.068409 | 0 | 0.068409 | 0.00030481 | 0.1059 | 0 | 0.1059 | 0.00032009 | 0.11121 | 0 | 0.11121 | 0.018925 | 0.01178 | 0.018235 | 0.019149 | 0.00030481 | 5.2487e-05 | 0.1059 | 0.018235 | 0 | 0 | 0.1059 | 0.018235 | [11 empty] | WLDFR | HFTD - Distribution - Tier 2 - 1QU CoRE ¦ 4QU LoRE | Red Flag Warning - Destructive Fires | 2049 | 2.9097e-08 | 1.4548e-08 | 3.741e-08 | 11536.0538 | 319.4911 | 11216.5626 | 0 | 0 | 0 | 0 | 2.4237e-05 |  | 0.00033566 | 0 | 0.00033566 | 0.00016783 | 0 | 0.00016783 | 0.00043157 | 0 | 0.00043157 | [16 empty] | 7.3.1.3 Ignition probability mapping showing the probability of ignition along the electric lines and equipmentWLDFRAggregatedAggregated | WLDFR | HFTD - Distribution - Tier 2 - 1QU CoRE ¦ 4QU LoRE | Red Flag Warning - Small Fires | Aggregated | Aggregated | 2023 | 0.00040806 | 0 | 1434.2134 | 0.58525 | 2023 | Mitigation | 0.08575 | 30 | 0 | esc | 0.0012005 | 4.8988e-07 | 0.00060025 | 2.4494e-07 | 0.0015435 | 6.2984e-07
[35 empty] | 7.3.1.1 A summarized risk map that shows the overall ignition probability and estimated wildfire consequence along the electric lines and equipment | WLDFR | HFTD - Distribution - Tier 3 - 2QU CoRE ¦ 5QU LoRE | 2048 | 0.16093 | 0.00031634 | 0.11537 | 0 | 0.11537 | 0.00019691 | 0.071815 | 0 | 0.071815 | 0.00030481 | 0.11117 | 0 | 0.11117 | 0.00032009 | 0.11674 | 0 | 0.11674 | 0.018567 | 0.011557 | 0.01789 | 0.018787 | 0.00030481 | 4.9053e-05 | 0.11117 | 0.01789 | 0 | 0 | 0.11117 | 0.01789 | [11 empty] | WLDFR | HFTD - Distribution - Tier 2 - 1QU CoRE ¦ 4QU LoRE | Red Flag Warning - Destructive Fires | 2050 | 0 | 1.4548e-08 | 3.741e-08 | 11536.0538 | 319.4911 | 11216.5626 | 0 | 0 | 0 | 0 | 2.4237e-05 |  | 0 | 0 | 0 | 0.00016783 | 0 | 0.00016783 | 0.00043157 | 0 | 0.00043157 | [16 empty] | 7.3.1.3 Ignition probability mapping showing the probability of ignition along the electric lines and equipmentWLDFRAggregatedAggregated | WLDFR | HFTD - Distribution - Tier 2 - 1QU CoRE ¦ 4QU LoRE | Red Flag Warning - Small Fires | Aggregated | Aggregated | 2024 | 0.00040806 | 0 | 1434.2134 | 0.58525 | 2024 | Mitigation | 0.08575 | 30 | 0 | esc | 0.0012005 | 4.8988e-07 | 0.00060025 | 2.4494e-07 | 0.0015435 | 6.2984e-07
[35 empty] | 7.3.1.1 A summarized risk map that shows the overall ignition probability and estimated wildfire consequence along the electric lines and equipment | WLDFR | HFTD - Distribution - Tier 3 - 2QU CoRE ¦ 5QU LoRE | 2049 | 0.1504 | 0.00031634 | 0.11537 | 0 | 0.11537 | 0.00019691 | 0.071815 | 0 | 0.071815 | 0.00030481 | 0.11117 | 0 | 0.11117 | 0.00032009 | 0.11674 | 0 | 0.11674 | 0.017352 | 0.010801 | 0.01672 | 0.017558 | 0.00030481 | 4.5844e-05 | 0.11117 | 0.01672 | 0 | 0 | 0.11117 | 0.01672 | [11 empty] | WLDFR | HFTD - Distribution - Tier 2 - 1QU CoRE ¦ 4QU LoRE | Red Flag Warning - Destructive Fires | 2051 | 0 | 0 | 3.741e-08 | 11536.0538 | 319.4911 | 11216.5626 | 0 | 0 | 0 | 0 | 2.4237e-05 |  | 0 | 0 | 0 | 0 | 0 | 0 | 0.00043157 | 0 | 0.00043157 | [16 empty] | 7.3.1.3 Ignition probability mapping showing the probability of ignition along the electric lines and equipmentWLDFRAggregatedAggregated | WLDFR | HFTD - Distribution - Tier 2 - 1QU CoRE ¦ 4QU LoRE | Red Flag Warning - Small Fires | Aggregated | Aggregated | 2025 | 0.00040806 | 0 | 1434.2134 | 0.58525 | 2025 | Mitigation | 0.08575 | 30 | 0 | esc | 0.0012005 | 4.8988e-07 | 0.00060025 | 2.4494e-07 | 0.0015435 | 6.2984e-07
[35 empty] | 7.3.1.1 A summarized risk map that shows the overall ignition probability and estimated wildfire consequence along the electric lines and equipment | WLDFR | HFTD - Distribution - Tier 3 - 2QU CoRE ¦ 5QU LoRE | 2050 | 0.14056 | 0 | 0 | 0 | 0 | 0.00019691 | 0.071815 | 0 | 0.071815 | 0.00030481 | 0.11117 | 0 | 0.11117 | 0.00032009 | 0.11674 | 0 | 0.11674 | 0 | 0.010094 | 0.015626 | 0.01641 | 0.00030481 | 4.2845e-05 | 0.11117 | 0.015626 | 0 | 0 | 0.11117 | 0.015626 | [11 empty] | WLDFR | HFTD - Distribution - Tier 2 - 1QU CoRE ¦ 4QU LoRE | Red Flag Warning - Large Fires | 2020 | 1.2003e-07 | 0 | 0 | 5.2406 | 0.69642 | 2.942 | 1.6022 | 0 | 0 | 0 | 9.9984e-05 |  | 6.2903e-07 | 0 | 6.2903e-07 | 0 | 0 | 0 | 0 | 0 | 0 | [16 empty] | 7.3.1.3 Ignition probability mapping showing the probability of ignition along the electric lines and equipmentWLDFRAggregatedAggregated | WLDFR | HFTD - Distribution - Tier 2 - 1QU CoRE ¦ 4QU LoRE | Red Flag Warning - Small Fires | Aggregated | Aggregated | 2026 | 0.00040806 | 0 | 1434.2134 | 0.58525 | 2026 | Mitigation | 0.08575 | 30 | 0 | esc | 0.0012005 | 4.8988e-07 | 0.00060025 | 2.4494e-07 | 0.0015435 | 6.2984e-07
[35 empty] | 7.3.1.1 A summarized risk map that shows the overall ignition probability and estimated wildfire consequence along the electric lines and equipment | WLDFR | HFTD - Distribution - Tier 3 - 2QU CoRE ¦ 5QU LoRE | 2051 | 0.13137 | 0 | 0 | 0 | 0 | 0 | 0 | 0 | 0 | 0.00030481 | 0.11117 | 0 | 0.11117 | 0.00032009 | 0.11674 | 0 | 0.11674 | 0 | 0 | 0.014604 | 0.015336 | 0.00030481 | 4.0042e-05 | 0.11117 | 0.014604 | 0 | 0 | 0.11117 | 0.014604 | [11 empty] | WLDFR | HFTD - Distribution - Tier 2 - 1QU CoRE ¦ 4QU LoRE | Red Flag Warning - Large Fires | 2021 | 1.2003e-07 | 6.0015e-08 | 0 | 5.2406 | 0.69642 | 2.942 | 1.6022 | 0 | 0 | 0 | 9.9984e-05 |  | 6.2903e-07 | 0 | 6.2903e-07 | 3.1451e-07 | 0 | 3.1451e-07 | 0 | 0 | 0 | [16 empty] | 7.3.1.3 Ignition probability mapping showing the probability of ignition along the electric lines and equipmentWLDFRAggregatedAggregated | WLDFR | HFTD - Distribution - Tier 2 - 1QU CoRE ¦ 4QU LoRE | Red Flag Warning - Small Fires | Aggregated | Aggregated | 2027 | 0.00040806 | 0 | 1434.2134 | 0.58525 | 2027 | Mitigation | 0.08575 | 30 | 0 | esc | 0.0012005 | 4.8988e-07 | 0.00060025 | 2.4494e-07 | 0.0015435 | 6.2984e-07
[35 empty] | 7.3.1.1 A summarized risk map that shows the overall ignition probability and estimated wildfire consequence along the electric lines and equipment | WLDFR | HFTD - Distribution - Tier 3 - 2QU CoRE ¦ 5QU LoRE | 2052 | 0.12277 | 0 | 0 | 0 | 0 | 0 | 0 | 0 | 0 | 0 | 0 | 0 | 0 | 0.00032009 | 0.11674 | 0 | 0.11674 | 0 | 0 | 0 | 0.014333 | 0 | 0 | 0 | 0 | 0 | 0 | 0 | 0 | [11 empty] | WLDFR | HFTD - Distribution - Tier 2 - 1QU CoRE ¦ 4QU LoRE | Red Flag Warning - Large Fires | 2022 | 1.2003e-07 | 6.0015e-08 | 1.5433e-07 | 5.2406 | 0.69642 | 2.942 | 1.6022 | 0 | 0 | 0 | 9.9984e-05 |  | 6.2903e-07 | 0 | 6.2903e-07 | 3.1451e-07 | 0 | 3.1451e-07 | 8.0875e-07 | 0 | 8.0875e-07 | [16 empty] | 7.3.1.3 Ignition probability mapping showing the probability of ignition along the electric lines and equipmentWLDFRAggregatedAggregated | WLDFR | HFTD - Distribution - Tier 2 - 1QU CoRE ¦ 4QU LoRE | Red Flag Warning - Small Fires | Aggregated | Aggregated | 2028 | 0.00040806 | 0 | 1434.2134 | 0.58525 | 2028 | Mitigation | 0.08575 | 30 | 0 | esc | 0.0012005 | 4.8988e-07 | 0.00060025 | 2.4494e-07 | 0.0015435 | 6.2984e-07
[35 empty] | 7.3.1.1 A summarized risk map that shows the overall ignition probability and estimated wildfire consequence along the electric lines and equipment | WLDFR | HFTD - Distribution - Tier 3 - 3QU CoRE ¦ 1QU LoRE | 2020 | 1 | 0.015763 | 1.5729 | 0 | 1.5729 | 0 | 0 | 0 | 0 | 0 | 0 | 0 | 0 | 0 | 0 | 0 | 0 | 1.5729 | 0 | 0 | 0 | 0 | 0 | 0 | 0 | 0 | 0 | 0 | 0 | [11 empty] | WLDFR | HFTD - Distribution - Tier 2 - 1QU CoRE ¦ 4QU LoRE | Red Flag Warning - Large Fires | 2023 | 1.2003e-07 | 6.0015e-08 | 1.5433e-07 | 5.475 | 0.71896 | 3.0715 | 1.6846 | 0 | 0 | 0 | 9.9984e-05 |  | 6.5717e-07 | 0 | 6.5717e-07 | 3.2859e-07 | 0 | 3.2859e-07 | 8.4494e-07 | 0 | 8.4494e-07 | [16 empty] | 7.3.1.3 Ignition probability mapping showing the probability of ignition along the electric lines and equipmentWLDFRAggregatedAggregated | WLDFR | HFTD - Distribution - Tier 2 - 1QU CoRE ¦ 4QU LoRE | Red Flag Warning - Small Fires | Aggregated | Aggregated | 2029 | 0.00040806 | 0 | 1434.2134 | 0.58525 | 2029 | Mitigation | 0.08575 | 30 | 0 | esc | 0.0012005 | 4.8988e-07 | 0.00060025 | 2.4494e-07 | 0.0015435 | 6.2984e-07
[35 empty] | 7.3.1.1 A summarized risk map that shows the overall ignition probability and estimated wildfire consequence along the electric lines and equipment | WLDFR | HFTD - Distribution - Tier 3 - 3QU CoRE ¦ 1QU LoRE | 2021 | 1 | 0.015763 | 1.5729 | 0 | 1.5729 | 0.0098115 | 0.97905 | 0 | 0.97905 | 0 | 0 | 0 | 0 | 0 | 0 | 0 | 0 | 1.5729 | 0.97905 | 0 | 0 | 0 | 0 | 0 | 0 | 0 | 0 | 0 | 0 | [11 empty] | WLDFR | HFTD - Distribution - Tier 2 - 1QU CoRE ¦ 4QU LoRE | Red Flag Warning - Large Fires | 2024 | 1.2003e-07 | 6.0015e-08 | 1.5433e-07 | 5.475 | 0.71896 | 3.0715 | 1.6846 | 0 | 0 | 0 | 9.9984e-05 |  | 6.5717e-07 | 0 | 6.5717e-07 | 3.2859e-07 | 0 | 3.2859e-07 | 8.4494e-07 | 0 | 8.4494e-07 | [16 empty] | 7.3.1.3 Ignition probability mapping showing the probability of ignition along the electric lines and equipmentWLDFRAggregatedAggregated | WLDFR | HFTD - Distribution - Tier 2 - 1QU CoRE ¦ 4QU LoRE | Red Flag Warning - Small Fires | Aggregated | Aggregated | 2030 | 0.00040806 | 0 | 1434.2134 | 0.58525 | 2030 | Mitigation | 0.08575 | 30 | 0 | esc | 0.0012005 | 4.8988e-07 | 0.00060025 | 2.4494e-07 | 0.0015435 | 6.2984e-07
[35 empty] | 7.3.1.1 A summarized risk map that shows the overall ignition probability and estimated wildfire consequence along the electric lines and equipment | WLDFR | HFTD - Distribution - Tier 3 - 3QU CoRE ¦ 1QU LoRE | 2022 | 0.93458 | 0.015858 | 1.5256 | 0 | 1.5256 | 0.0098706 | 0.94959 | 0 | 0.94959 | 0.021224 | 2.0418 | 0 | 2.0418 | 0 | 0 | 0 | 0 | 1.4258 | 0.88747 | 1.9082 | 0 | 0.021224 | 0.019835 | 2.0418 | 1.9082 | 0 | 0 | 2.0418 | 1.9082 | [11 empty] | WLDFR | HFTD - Distribution - Tier 2 - 1QU CoRE ¦ 4QU LoRE | Red Flag Warning - Large Fires | 2025 | 1.2003e-07 | 6.0015e-08 | 1.5433e-07 | 5.475 | 0.71896 | 3.0715 | 1.6846 | 0 | 0 | 0 | 9.9984e-05 |  | 6.5717e-07 | 0 | 6.5717e-07 | 3.2859e-07 | 0 | 3.2859e-07 | 8.4494e-07 | 0 | 8.4494e-07 | [16 empty] | 7.3.1.3 Ignition probability mapping showing the probability of ignition along the electric lines and equipmentWLDFRAggregatedAggregated | WLDFR | HFTD - Distribution - Tier 2 - 1QU CoRE ¦ 4QU LoRE | Red Flag Warning - Small Fires | Aggregated | Aggregated | 2031 | 0.00040806 | 0 | 1434.2134 | 0.58525 | 2031 | Mitigation | 0.08575 | 30 | 0 | esc | 0.0012005 | 4.8988e-07 | 0.00060025 | 2.4494e-07 | 0.0015435 | 6.2984e-07
[35 empty] | 7.3.1.1 A summarized risk map that shows the overall ignition probability and estimated wildfire consequence along the electric lines and equipment | WLDFR | HFTD - Distribution - Tier 3 - 3QU CoRE ¦ 1QU LoRE | 2023 | 0.87344 | 0.015858 | 1.5815 | 0 | 1.5815 | 0.0098706 | 0.98439 | 0 | 0.98439 | 0.021224 | 2.1166 | 0 | 2.1166 | 0.022288 | 2.2228 | 0 | 2.2228 | 1.3813 | 0.8598 | 1.8488 | 1.9415 | 0.021224 | 0.018538 | 2.1166 | 1.8488 | 0 | 0 | 2.1166 | 1.8488 | [11 empty] | WLDFR | HFTD - Distribution - Tier 2 - 1QU CoRE ¦ 4QU LoRE | Red Flag Warning - Large Fires | 2026 | 1.2003e-07 | 6.0015e-08 | 1.5433e-07 | 5.475 | 0.71896 | 3.0715 | 1.6846 | 0 | 0 | 0 | 9.9984e-05 |  | 6.5717e-07 | 0 | 6.5717e-07 | 3.2859e-07 | 0 | 3.2859e-07 | 8.4494e-07 | 0 | 8.4494e-07 | [16 empty] | 7.3.1.3 Ignition probability mapping showing the probability of ignition along the electric lines and equipmentWLDFRAggregatedAggregated | WLDFR | HFTD - Distribution - Tier 2 - 1QU CoRE ¦ 4QU LoRE | Red Flag Warning - Small Fires | Aggregated | Aggregated | 2032 | 0.00040806 | 0 | 1434.2134 | 0.58525 | 2032 | Mitigation | 0.08575 | 30 | 0 | esc | 0.0012005 | 4.8988e-07 | 0.00060025 | 2.4494e-07 | 0.0015435 | 6.2984e-07
[35 empty] | 7.3.1.1 A summarized risk map that shows the overall ignition probability and estimated wildfire consequence along the electric lines and equipment | WLDFR | HFTD - Distribution - Tier 3 - 3QU CoRE ¦ 1QU LoRE | 2024 | 0.8163 | 0.015858 | 1.5815 | 0 | 1.5815 | 0.0098706 | 0.98439 | 0 | 0.98439 | 0.021224 | 2.1166 | 0 | 2.1166 | 0.022288 | 2.2228 | 0 | 2.2228 | 1.2909 | 0.80355 | 1.7278 | 1.8144 | 0.021224 | 0.017325 | 2.1166 | 1.7278 | 0 | 0 | 2.1166 | 1.7278 | [11 empty] | WLDFR | HFTD - Distribution - Tier 2 - 1QU CoRE ¦ 4QU LoRE | Red Flag Warning - Large Fires | 2027 | 1.2003e-07 | 6.0015e-08 | 1.5433e-07 | 5.475 | 0.71896 | 3.0715 | 1.6846 | 0 | 0 | 0 | 9.9984e-05 |  | 6.5717e-07 | 0 | 6.5717e-07 | 3.2859e-07 | 0 | 3.2859e-07 | 8.4494e-07 | 0 | 8.4494e-07 | [16 empty] | 7.3.1.3 Ignition probability mapping showing the probability of ignition along the electric lines and equipmentWLDFRAggregatedAggregated | WLDFR | HFTD - Distribution - Tier 2 - 1QU CoRE ¦ 4QU LoRE | Red Flag Warning - Small Fires | Aggregated | Aggregated | 2033 | 0.00040806 | 0 | 1434.2134 | 0.58525 | 2033 | Mitigation | 0.08575 | 30 | 0 | esc | 0.0012005 | 4.8988e-07 | 0.00060025 | 2.4494e-07 | 0.0015435 | 6.2984e-07
[35 empty] | 7.3.1.1 A summarized risk map that shows the overall ignition probability and estimated wildfire consequence along the electric lines and equipment | WLDFR | HFTD - Distribution - Tier 3 - 3QU CoRE ¦ 1QU LoRE | 2025 | 0.7629 | 0.015858 | 1.5815 | 0 | 1.5815 | 0.0098706 | 0.98439 | 0 | 0.98439 | 0.021224 | 2.1166 | 0 | 2.1166 | 0.022288 | 2.2228 | 0 | 2.2228 | 1.2065 | 0.75098 | 1.6148 | 1.6957 | 0.021224 | 0.016192 | 2.1166 | 1.6148 | 0 | 0 | 2.1166 | 1.6148 | [11 empty] | WLDFR | HFTD - Distribution - Tier 2 - 1QU CoRE ¦ 4QU LoRE | Red Flag Warning - Large Fires | 2028 | 1.2003e-07 | 6.0015e-08 | 1.5433e-07 | 5.777 | 0.74734 | 3.238 | 1.7917 | 0 | 0 | 0 | 9.9984e-05 |  | 6.9342e-07 | 0 | 6.9342e-07 | 3.4671e-07 | 0 | 3.4671e-07 | 8.9154e-07 | 0 | 8.9154e-07 | [16 empty] | 7.3.1.3 Ignition probability mapping showing the probability of ignition along the electric lines and equipmentWLDFRAggregatedAggregated | WLDFR | HFTD - Distribution - Tier 2 - 1QU CoRE ¦ 4QU LoRE | Red Flag Warning - Small Fires | Aggregated | Aggregated | 2034 | 0.00040806 | 0 | 1434.2134 | 0.58525 | 2034 | Mitigation | 0.08575 | 30 | 0 | esc | 0.0012005 | 4.8988e-07 | 0.00060025 | 2.4494e-07 | 0.0015435 | 6.2984e-07
[35 empty] | 7.3.1.1 A summarized risk map that shows the overall ignition probability and estimated wildfire consequence along the electric lines and equipment | WLDFR | HFTD - Distribution - Tier 3 - 3QU CoRE ¦ 1QU LoRE | 2026 | 0.71299 | 0.015858 | 1.5815 | 0 | 1.5815 | 0.0098706 | 0.98439 | 0 | 0.98439 | 0.021224 | 2.1166 | 0 | 2.1166 | 0.022288 | 2.2228 | 0 | 2.2228 | 1.1276 | 0.70185 | 1.5091 | 1.5848 | 0.021224 | 0.015132 | 2.1166 | 1.5091 | 0 | 0 | 2.1166 | 1.5091 | [11 empty] | WLDFR | HFTD - Distribution - Tier 2 - 1QU CoRE ¦ 4QU LoRE | Red Flag Warning - Large Fires | 2029 | 1.2003e-07 | 6.0015e-08 | 1.5433e-07 | 5.777 | 0.74734 | 3.238 | 1.7917 | 0 | 0 | 0 | 9.9984e-05 |  | 6.9342e-07 | 0 | 6.9342e-07 | 3.4671e-07 | 0 | 3.4671e-07 | 8.9154e-07 | 0 | 8.9154e-07 | [16 empty] | 7.3.1.3 Ignition probability mapping showing the probability of ignition along the electric lines and equipmentWLDFRAggregatedAggregated | WLDFR | HFTD - Distribution - Tier 2 - 1QU CoRE ¦ 4QU LoRE | Red Flag Warning - Small Fires | Aggregated | Aggregated | 2035 | 0.00040806 | 0 | 1434.2134 | 0.58525 | 2035 | Mitigation | 0.08575 | 30 | 0 | esc | 0.0012005 | 4.8988e-07 | 0.00060025 | 2.4494e-07 | 0.0015435 | 6.2984e-07
[35 empty] | 7.3.1.1 A summarized risk map that shows the overall ignition probability and estimated wildfire consequence along the electric lines and equipment | WLDFR | HFTD - Distribution - Tier 3 - 3QU CoRE ¦ 1QU LoRE | 2027 | 0.66634 | 0.015858 | 1.5815 | 0 | 1.5815 | 0.0098706 | 0.98439 | 0 | 0.98439 | 0.021224 | 2.1166 | 0 | 2.1166 | 0.022288 | 2.2228 | 0 | 2.2228 | 1.0538 | 0.65594 | 1.4104 | 1.4811 | 0.021224 | 0.014142 | 2.1166 | 1.4104 | 0 | 0 | 2.1166 | 1.4104 | [11 empty] | WLDFR | HFTD - Distribution - Tier 2 - 1QU CoRE ¦ 4QU LoRE | Red Flag Warning - Large Fires | 2030 | 1.2003e-07 | 6.0015e-08 | 1.5433e-07 | 5.777 | 0.74734 | 3.238 | 1.7917 | 0 | 0 | 0 | 9.9984e-05 |  | 6.9342e-07 | 0 | 6.9342e-07 | 3.4671e-07 | 0 | 3.4671e-07 | 8.9154e-07 | 0 | 8.9154e-07 | [16 empty] | 7.3.1.3 Ignition probability mapping showing the probability of ignition along the electric lines and equipmentWLDFRAggregatedAggregated | WLDFR | HFTD - Distribution - Tier 2 - 1QU CoRE ¦ 4QU LoRE | Red Flag Warning - Small Fires | Aggregated | Aggregated | 2036 | 0.00040806 | 0 | 1434.2134 | 0.58525 | 2036 | Mitigation | 0.08575 | 30 | 0 | esc | 0.0012005 | 4.8988e-07 | 0.00060025 | 2.4494e-07 | 0.0015435 | 6.2984e-07
[35 empty] | 7.3.1.1 A summarized risk map that shows the overall ignition probability and estimated wildfire consequence along the electric lines and equipment | WLDFR | HFTD - Distribution - Tier 3 - 3QU CoRE ¦ 1QU LoRE | 2028 | 0.62275 | 0.015858 | 1.6519 | 0 | 1.6519 | 0.0098706 | 1.0282 | 0 | 1.0282 | 0.021224 | 2.2109 | 0 | 2.2109 | 0.022288 | 2.3218 | 0 | 2.3218 | 1.0287 | 0.64033 | 1.3768 | 1.4459 | 0.021224 | 0.013217 | 2.2109 | 1.3768 | 0 | 0 | 2.2109 | 1.3768 | [11 empty] | WLDFR | HFTD - Distribution - Tier 2 - 1QU CoRE ¦ 4QU LoRE | Red Flag Warning - Large Fires | 2031 | 1.2003e-07 | 6.0015e-08 | 1.5433e-07 | 5.777 | 0.74734 | 3.238 | 1.7917 | 0 | 0 | 0 | 9.9984e-05 |  | 6.9342e-07 | 0 | 6.9342e-07 | 3.4671e-07 | 0 | 3.4671e-07 | 8.9154e-07 | 0 | 8.9154e-07 | [16 empty] | 7.3.1.3 Ignition probability mapping showing the probability of ignition along the electric lines and equipmentWLDFRAggregatedAggregated | WLDFR | HFTD - Distribution - Tier 2 - 1QU CoRE ¦ 4QU LoRE | Red Flag Warning - Small Fires | Aggregated | Aggregated | 2037 | 0.00040806 | 0 | 1434.2134 | 0.58525 | 2037 | Mitigation | 0.08575 | 30 | 0 | esc | 0.0012005 | 4.8988e-07 | 0.00060025 | 2.4494e-07 | 0.0015435 | 6.2984e-07
[35 empty] | 7.3.1.1 A summarized risk map that shows the overall ignition probability and estimated wildfire consequence along the electric lines and equipment | WLDFR | HFTD - Distribution - Tier 3 - 3QU CoRE ¦ 1QU LoRE | 2029 | 0.58201 | 0.015858 | 1.6519 | 0 | 1.6519 | 0.0098706 | 1.0282 | 0 | 1.0282 | 0.021224 | 2.2109 | 0 | 2.2109 | 0.022288 | 2.3218 | 0 | 2.3218 | 0.96142 | 0.59844 | 1.2868 | 1.3513 | 0.021224 | 0.012352 | 2.2109 | 1.2868 | 0 | 0 | 2.2109 | 1.2868 | [11 empty] | WLDFR | HFTD - Distribution - Tier 2 - 1QU CoRE ¦ 4QU LoRE | Red Flag Warning - Large Fires | 2032 | 1.2003e-07 | 6.0015e-08 | 1.5433e-07 | 5.777 | 0.74734 | 3.238 | 1.7917 | 0 | 0 | 0 | 9.9984e-05 |  | 6.9342e-07 | 0 | 6.9342e-07 | 3.4671e-07 | 0 | 3.4671e-07 | 8.9154e-07 | 0 | 8.9154e-07 | [16 empty] | 7.3.1.3 Ignition probability mapping showing the probability of ignition along the electric lines and equipmentWLDFRAggregatedAggregated | WLDFR | HFTD - Distribution - Tier 2 - 1QU CoRE ¦ 4QU LoRE | Red Flag Warning - Small Fires | Aggregated | Aggregated | 2038 | 0.00040806 | 0 | 1434.2134 | 0.58525 | 2038 | Mitigation | 0.08575 | 30 | 0 | esc | 0.0012005 | 4.8988e-07 | 0.00060025 | 2.4494e-07 | 0.0015435 | 6.2984e-07
[35 empty] | 7.3.1.1 A summarized risk map that shows the overall ignition probability and estimated wildfire consequence along the electric lines and equipment | WLDFR | HFTD - Distribution - Tier 3 - 3QU CoRE ¦ 1QU LoRE | 2030 | 0.54393 | 0.015858 | 1.6519 | 0 | 1.6519 | 0.0098706 | 1.0282 | 0 | 1.0282 | 0.021224 | 2.2109 | 0 | 2.2109 | 0.022288 | 2.3218 | 0 | 2.3218 | 0.89852 | 0.55929 | 1.2026 | 1.2629 | 0.021224 | 0.011544 | 2.2109 | 1.2026 | 0 | 0 | 2.2109 | 1.2026 | [11 empty] | WLDFR | HFTD - Distribution - Tier 2 - 1QU CoRE ¦ 4QU LoRE | Red Flag Warning - Large Fires | 2033 | 1.2003e-07 | 6.0015e-08 | 1.5433e-07 | 6.1205 | 0.77885 | 3.4265 | 1.9151 | 0 | 0 | 0 | 9.9984e-05 |  | 7.3465e-07 | 0 | 7.3465e-07 | 3.6733e-07 | 0 | 3.6733e-07 | 9.4455e-07 | 0 | 9.4455e-07 | [16 empty] | 7.3.1.3 Ignition probability mapping showing the probability of ignition along the electric lines and equipmentWLDFRAggregatedAggregated | WLDFR | HFTD - Distribution - Tier 2 - 1QU CoRE ¦ 4QU LoRE | Red Flag Warning - Small Fires | Aggregated | Aggregated | 2039 | 0.00040806 | 0 | 1434.2134 | 0.58525 | 2039 | Mitigation | 0.08575 | 30 | 0 | esc | 0.0012005 | 4.8988e-07 | 0.00060025 | 2.4494e-07 | 0.0015435 | 6.2984e-07
[35 empty] | 7.3.1.1 A summarized risk map that shows the overall ignition probability and estimated wildfire consequence along the electric lines and equipment | WLDFR | HFTD - Distribution - Tier 3 - 3QU CoRE ¦ 1QU LoRE | 2031 | 0.50835 | 0.015858 | 1.6519 | 0 | 1.6519 | 0.0098706 | 1.0282 | 0 | 1.0282 | 0.021224 | 2.2109 | 0 | 2.2109 | 0.022288 | 2.3218 | 0 | 2.3218 | 0.83974 | 0.5227 | 1.1239 | 1.1803 | 0.021224 | 0.010789 | 2.2109 | 1.1239 | 0 | 0 | 2.2109 | 1.1239 | [11 empty] | WLDFR | HFTD - Distribution - Tier 2 - 1QU CoRE ¦ 4QU LoRE | Red Flag Warning - Large Fires | 2034 | 1.2003e-07 | 6.0015e-08 | 1.5433e-07 | 6.1205 | 0.77885 | 3.4265 | 1.9151 | 0 | 0 | 0 | 9.9984e-05 |  | 7.3465e-07 | 0 | 7.3465e-07 | 3.6733e-07 | 0 | 3.6733e-07 | 9.4455e-07 | 0 | 9.4455e-07 | [16 empty] | 7.3.1.3 Ignition probability mapping showing the probability of ignition along the electric lines and equipmentWLDFRAggregatedAggregated | WLDFR | HFTD - Distribution - Tier 2 - 1QU CoRE ¦ 4QU LoRE | Red Flag Warning - Small Fires | Aggregated | Aggregated | 2040 | 0.00040806 | 0 | 1434.2134 | 0.58525 | 2040 | Mitigation | 0.08575 | 30 | 0 | esc | 0.0012005 | 4.8988e-07 | 0.00060025 | 2.4494e-07 | 0.0015435 | 6.2984e-07
[35 empty] | 7.3.1.1 A summarized risk map that shows the overall ignition probability and estimated wildfire consequence along the electric lines and equipment | WLDFR | HFTD - Distribution - Tier 3 - 3QU CoRE ¦ 1QU LoRE | 2032 | 0.47509 | 0.015858 | 1.6519 | 0 | 1.6519 | 0.0098706 | 1.0282 | 0 | 1.0282 | 0.021224 | 2.2109 | 0 | 2.2109 | 0.022288 | 2.3218 | 0 | 2.3218 | 0.7848 | 0.4885 | 1.0504 | 1.1031 | 0.021224 | 0.010083 | 2.2109 | 1.0504 | 0 | 0 | 2.2109 | 1.0504 | [11 empty] | WLDFR | HFTD - Distribution - Tier 2 - 1QU CoRE ¦ 4QU LoRE | Red Flag Warning - Large Fires | 2035 | 1.2003e-07 | 6.0015e-08 | 1.5433e-07 | 6.1205 | 0.77885 | 3.4265 | 1.9151 | 0 | 0 | 0 | 9.9984e-05 |  | 7.3465e-07 | 0 | 7.3465e-07 | 3.6733e-07 | 0 | 3.6733e-07 | 9.4455e-07 | 0 | 9.4455e-07 | [16 empty] | 7.3.1.3 Ignition probability mapping showing the probability of ignition along the electric lines and equipmentWLDFRAggregatedAggregated | WLDFR | HFTD - Distribution - Tier 2 - 1QU CoRE ¦ 4QU LoRE | Red Flag Warning - Small Fires | Aggregated | Aggregated | 2041 | 0.00040806 | 0 | 1434.2134 | 0.58525 | 2041 | Mitigation | 0.08575 | 30 | 0 | esc | 0.0012005 | 4.8988e-07 | 0.00060025 | 2.4494e-07 | 0.0015435 | 6.2984e-07
[35 empty] | 7.3.1.1 A summarized risk map that shows the overall ignition probability and estimated wildfire consequence along the electric lines and equipment | WLDFR | HFTD - Distribution - Tier 3 - 3QU CoRE ¦ 1QU LoRE | 2033 | 0.44401 | 0.015858 | 1.7302 | 0 | 1.7302 | 0.0098706 | 1.077 | 0 | 1.077 | 0.021224 | 2.3157 | 0 | 2.3157 | 0.022288 | 2.4318 | 0 | 2.4318 | 0.76822 | 0.47818 | 1.0282 | 1.0797 | 0.021224 | 0.0094236 | 2.3157 | 1.0282 | 0 | 0 | 2.3157 | 1.0282 | [11 empty] | WLDFR | HFTD - Distribution - Tier 2 - 1QU CoRE ¦ 4QU LoRE | Red Flag Warning - Large Fires | 2036 | 1.2003e-07 | 6.0015e-08 | 1.5433e-07 | 6.1205 | 0.77885 | 3.4265 | 1.9151 | 0 | 0 | 0 | 9.9984e-05 |  | 7.3465e-07 | 0 | 7.3465e-07 | 3.6733e-07 | 0 | 3.6733e-07 | 9.4455e-07 | 0 | 9.4455e-07 | [16 empty] | 7.3.1.3 Ignition probability mapping showing the probability of ignition along the electric lines and equipmentWLDFRAggregatedAggregated | WLDFR | HFTD - Distribution - Tier 2 - 1QU CoRE ¦ 4QU LoRE | Red Flag Warning - Small Fires | Aggregated | Aggregated | 2042 | 0.00040806 | 0 | 1434.2134 | 0.58525 | 2042 | Mitigation | 0.08575 | 30 | 0 | esc | 0.0012005 | 4.8988e-07 | 0.00060025 | 2.4494e-07 | 0.0015435 | 6.2984e-07
[35 empty] | 7.3.1.1 A summarized risk map that shows the overall ignition probability and estimated wildfire consequence along the electric lines and equipment | WLDFR | HFTD - Distribution - Tier 3 - 3QU CoRE ¦ 1QU LoRE | 2034 | 0.41496 | 0.015858 | 1.7302 | 0 | 1.7302 | 0.0098706 | 1.077 | 0 | 1.077 | 0.021224 | 2.3157 | 0 | 2.3157 | 0.022288 | 2.4318 | 0 | 2.4318 | 0.71796 | 0.4469 | 0.96092 | 1.0091 | 0.021224 | 0.0088071 | 2.3157 | 0.96092 | 0 | 0 | 2.3157 | 0.96092 | [11 empty] | WLDFR | HFTD - Distribution - Tier 2 - 1QU CoRE ¦ 4QU LoRE | Red Flag Warning - Large Fires | 2037 | 1.2003e-07 | 6.0015e-08 | 1.5433e-07 | 6.1205 | 0.77885 | 3.4265 | 1.9151 | 0 | 0 | 0 | 9.9984e-05 |  | 7.3465e-07 | 0 | 7.3465e-07 | 3.6733e-07 | 0 | 3.6733e-07 | 9.4455e-07 | 0 | 9.4455e-07 | [16 empty] | 7.3.1.3 Ignition probability mapping showing the probability of ignition along the electric lines and equipmentWLDFRAggregatedAggregated | WLDFR | HFTD - Distribution - Tier 2 - 1QU CoRE ¦ 4QU LoRE | Red Flag Warning - Small Fires | Aggregated | Aggregated | 2043 | 0.00040806 | 0 | 1434.2134 | 0.58525 | 2043 | Mitigation | 0.08575 | 30 | 0 | esc | 0.0012005 | 4.8988e-07 | 0.00060025 | 2.4494e-07 | 0.0015435 | 6.2984e-07
[35 empty] | 7.3.1.1 A summarized risk map that shows the overall ignition probability and estimated wildfire consequence along the electric lines and equipment | WLDFR | HFTD - Distribution - Tier 3 - 3QU CoRE ¦ 1QU LoRE | 2035 | 0.38782 | 0.015858 | 1.7302 | 0 | 1.7302 | 0.0098706 | 1.077 | 0 | 1.077 | 0.021224 | 2.3157 | 0 | 2.3157 | 0.022288 | 2.4318 | 0 | 2.4318 | 0.67099 | 0.41766 | 0.89806 | 0.94309 | 0.021224 | 0.008231 | 2.3157 | 0.89806 | 0 | 0 | 2.3157 | 0.89806 | [11 empty] | WLDFR | HFTD - Distribution - Tier 2 - 1QU CoRE ¦ 4QU LoRE | Red Flag Warning - Large Fires | 2038 | 1.2003e-07 | 6.0015e-08 | 1.5433e-07 | 6.5028 | 0.81304 | 3.6355 | 2.0543 | 0 | 0 | 0 | 9.9984e-05 |  | 7.8054e-07 | 0 | 7.8054e-07 | 3.9027e-07 | 0 | 3.9027e-07 | 1.0036e-06 | 0 | 1.0036e-06 | [16 empty] | 7.3.1.3 Ignition probability mapping showing the probability of ignition along the electric lines and equipmentWLDFRAggregatedAggregated | WLDFR | HFTD - Distribution - Tier 2 - 1QU CoRE ¦ 4QU LoRE | Red Flag Warning - Small Fires | Aggregated | Aggregated | 2044 | 0.00040806 | 0 | 1434.2134 | 0.58525 | 2044 | Mitigation | 0.08575 | 30 | 0 | esc | 0.0012005 | 4.8988e-07 | 0.00060025 | 2.4494e-07 | 0.0015435 | 6.2984e-07
[35 empty] | 7.3.1.1 A summarized risk map that shows the overall ignition probability and estimated wildfire consequence along the electric lines and equipment | WLDFR | HFTD - Distribution - Tier 3 - 3QU CoRE ¦ 1QU LoRE | 2036 | 0.36245 | 0.015858 | 1.7302 | 0 | 1.7302 | 0.0098706 | 1.077 | 0 | 1.077 | 0.021224 | 2.3157 | 0 | 2.3157 | 0.022288 | 2.4318 | 0 | 2.4318 | 0.62709 | 0.39034 | 0.83931 | 0.88139 | 0.021224 | 0.0076925 | 2.3157 | 0.83931 | 0 | 0 | 2.3157 | 0.83931 | [11 empty] | WLDFR | HFTD - Distribution - Tier 2 - 1QU CoRE ¦ 4QU LoRE | Red Flag Warning - Large Fires | 2039 | 1.2003e-07 | 6.0015e-08 | 1.5433e-07 | 6.5028 | 0.81304 | 3.6355 | 2.0543 | 0 | 0 | 0 | 9.9984e-05 |  | 7.8054e-07 | 0 | 7.8054e-07 | 3.9027e-07 | 0 | 3.9027e-07 | 1.0036e-06 | 0 | 1.0036e-06 | [16 empty] | 7.3.1.3 Ignition probability mapping showing the probability of ignition along the electric lines and equipmentWLDFRAggregatedAggregated | WLDFR | HFTD - Distribution - Tier 2 - 1QU CoRE ¦ 4QU LoRE | Red Flag Warning - Small Fires | Aggregated | Aggregated | 2045 | 0.00040806 | 0 | 1434.2134 | 0.58525 | 2045 | Mitigation | 0.08575 | 30 | 0 | esc | 0.0012005 | 4.8988e-07 | 0.00060025 | 2.4494e-07 | 0.0015435 | 6.2984e-07
[35 empty] | 7.3.1.1 A summarized risk map that shows the overall ignition probability and estimated wildfire consequence along the electric lines and equipment | WLDFR | HFTD - Distribution - Tier 3 - 3QU CoRE ¦ 1QU LoRE | 2037 | 0.33873 | 0.015858 | 1.7302 | 0 | 1.7302 | 0.0098706 | 1.077 | 0 | 1.077 | 0.021224 | 2.3157 | 0 | 2.3157 | 0.022288 | 2.4318 | 0 | 2.4318 | 0.58607 | 0.3648 | 0.7844 | 0.82373 | 0.021224 | 0.0071892 | 2.3157 | 0.7844 | 0 | 0 | 2.3157 | 0.7844 | [11 empty] | WLDFR | HFTD - Distribution - Tier 2 - 1QU CoRE ¦ 4QU LoRE | Red Flag Warning - Large Fires | 2040 | 1.2003e-07 | 6.0015e-08 | 1.5433e-07 | 6.5028 | 0.81304 | 3.6355 | 2.0543 | 0 | 0 | 0 | 9.9984e-05 |  | 7.8054e-07 | 0 | 7.8054e-07 | 3.9027e-07 | 0 | 3.9027e-07 | 1.0036e-06 | 0 | 1.0036e-06 | [16 empty] | 7.3.1.3 Ignition probability mapping showing the probability of ignition along the electric lines and equipmentWLDFRAggregatedAggregated | WLDFR | HFTD - Distribution - Tier 2 - 1QU CoRE ¦ 4QU LoRE | Red Flag Warning - Small Fires | Aggregated | Aggregated | 2046 | 0.00040806 | 0 | 1434.2134 | 0.58525 | 2046 | Mitigation | 0.08575 | 30 | 0 | esc | 0.0012005 | 4.8988e-07 | 0.00060025 | 2.4494e-07 | 0.0015435 | 6.2984e-07
[35 empty] | 7.3.1.1 A summarized risk map that shows the overall ignition probability and estimated wildfire consequence along the electric lines and equipment | WLDFR | HFTD - Distribution - Tier 3 - 3QU CoRE ¦ 1QU LoRE | 2038 | 0.31657 | 0.015858 | 1.8151 | 0 | 1.8151 | 0.0098706 | 1.1298 | 0 | 1.1298 | 0.021224 | 2.4294 | 0 | 2.4294 | 0.022288 | 2.5512 | 0 | 2.5512 | 0.57463 | 0.35768 | 0.76908 | 0.80765 | 0.021224 | 0.0067189 | 2.4294 | 0.76908 | 0 | 0 | 2.4294 | 0.76908 | [11 empty] | WLDFR | HFTD - Distribution - Tier 2 - 1QU CoRE ¦ 4QU LoRE | Red Flag Warning - Large Fires | 2041 | 1.2003e-07 | 6.0015e-08 | 1.5433e-07 | 6.5028 | 0.81304 | 3.6355 | 2.0543 | 0 | 0 | 0 | 9.9984e-05 |  | 7.8054e-07 | 0 | 7.8054e-07 | 3.9027e-07 | 0 | 3.9027e-07 | 1.0036e-06 | 0 | 1.0036e-06 | [16 empty] | 7.3.1.3 Ignition probability mapping showing the probability of ignition along the electric lines and equipmentWLDFRAggregatedAggregated | WLDFR | HFTD - Distribution - Tier 2 - 1QU CoRE ¦ 4QU LoRE | Red Flag Warning - Small Fires | Aggregated | Aggregated | 2047 | 0.00040806 | 0 | 1434.2134 | 0.58525 | 2047 | Mitigation | 0.08575 | 30 | 0 | esc | 0.0012005 | 4.8988e-07 | 0.00060025 | 2.4494e-07 | 0.0015435 | 6.2984e-07
[35 empty] | 7.3.1.1 A summarized risk map that shows the overall ignition probability and estimated wildfire consequence along the electric lines and equipment | WLDFR | HFTD - Distribution - Tier 3 - 3QU CoRE ¦ 1QU LoRE | 2039 | 0.29586 | 0.015858 | 1.8151 | 0 | 1.8151 | 0.0098706 | 1.1298 | 0 | 1.1298 | 0.021224 | 2.4294 | 0 | 2.4294 | 0.022288 | 2.5512 | 0 | 2.5512 | 0.53703 | 0.33428 | 0.71877 | 0.75481 | 0.021224 | 0.0062794 | 2.4294 | 0.71877 | 0 | 0 | 2.4294 | 0.71877 | [11 empty] | WLDFR | HFTD - Distribution - Tier 2 - 1QU CoRE ¦ 4QU LoRE | Red Flag Warning - Large Fires | 2042 | 1.2003e-07 | 6.0015e-08 | 1.5433e-07 | 6.5028 | 0.81304 | 3.6355 | 2.0543 | 0 | 0 | 0 | 9.9984e-05 |  | 7.8054e-07 | 0 | 7.8054e-07 | 3.9027e-07 | 0 | 3.9027e-07 | 1.0036e-06 | 0 | 1.0036e-06 | [16 empty] | 7.3.1.3 Ignition probability mapping showing the probability of ignition along the electric lines and equipmentWLDFRAggregatedAggregated | WLDFR | HFTD - Distribution - Tier 2 - 1QU CoRE ¦ 4QU LoRE | Red Flag Warning - Small Fires | Aggregated | Aggregated | 2048 | 0.00040806 | 0 | 1434.2134 | 0.58525 | 2048 | Mitigation | 0.08575 | 30 | 0 | esc | 0.0012005 | 4.8988e-07 | 0.00060025 | 2.4494e-07 | 0.0015435 | 6.2984e-07
[35 empty] | 7.3.1.1 A summarized risk map that shows the overall ignition probability and estimated wildfire consequence along the electric lines and equipment | WLDFR | HFTD - Distribution - Tier 3 - 3QU CoRE ¦ 1QU LoRE | 2040 | 0.27651 | 0.015858 | 1.8151 | 0 | 1.8151 | 0.0098706 | 1.1298 | 0 | 1.1298 | 0.021224 | 2.4294 | 0 | 2.4294 | 0.022288 | 2.5512 | 0 | 2.5512 | 0.5019 | 0.31241 | 0.67175 | 0.70543 | 0.021224 | 0.0058686 | 2.4294 | 0.67175 | 0 | 0 | 2.4294 | 0.67175 | [11 empty] | WLDFR | HFTD - Distribution - Tier 2 - 1QU CoRE ¦ 4QU LoRE | Red Flag Warning - Large Fires | 2043 | 1.2003e-07 | 6.0015e-08 | 1.5433e-07 | 6.9209 | 0.84944 | 3.8632 | 2.2083 | 0 | 0 | 0 | 9.9984e-05 |  | 8.3073e-07 | 0 | 8.3073e-07 | 4.1536e-07 | 0 | 4.1536e-07 | 1.0681e-06 | 0 | 1.0681e-06 | [16 empty] | 7.3.1.3 Ignition probability mapping showing the probability of ignition along the electric lines and equipmentWLDFRAggregatedAggregated | WLDFR | HFTD - Distribution - Tier 2 - 1QU CoRE ¦ 4QU LoRE | Red Flag Warning - Small Fires | Aggregated | Aggregated | 2049 | 0.00040806 | 0 | 1434.2134 | 0.58525 | 2049 | Mitigation | 0.08575 | 30 | 0 | esc | 0.0012005 | 4.8988e-07 | 0.00060025 | 2.4494e-07 | 0.0015435 | 6.2984e-07
[35 empty] | 7.3.1.1 A summarized risk map that shows the overall ignition probability and estimated wildfire consequence along the electric lines and equipment | WLDFR | HFTD - Distribution - Tier 3 - 3QU CoRE ¦ 1QU LoRE | 2041 | 0.25842 | 0.015858 | 1.8151 | 0 | 1.8151 | 0.0098706 | 1.1298 | 0 | 1.1298 | 0.021224 | 2.4294 | 0 | 2.4294 | 0.022288 | 2.5512 | 0 | 2.5512 | 0.46907 | 0.29197 | 0.6278 | 0.65928 | 0.021224 | 0.0054846 | 2.4294 | 0.6278 | 0 | 0 | 2.4294 | 0.6278 | [11 empty] | WLDFR | HFTD - Distribution - Tier 2 - 1QU CoRE ¦ 4QU LoRE | Red Flag Warning - Large Fires | 2044 | 1.2003e-07 | 6.0015e-08 | 1.5433e-07 | 6.9209 | 0.84944 | 3.8632 | 2.2083 | 0 | 0 | 0 | 9.9984e-05 |  | 8.3073e-07 | 0 | 8.3073e-07 | 4.1536e-07 | 0 | 4.1536e-07 | 1.0681e-06 | 0 | 1.0681e-06 | [16 empty] | 7.3.1.3 Ignition probability mapping showing the probability of ignition along the electric lines and equipmentWLDFRAggregatedAggregated | WLDFR | HFTD - Distribution - Tier 2 - 1QU CoRE ¦ 4QU LoRE | Red Flag Warning - Small Fires | Aggregated | Aggregated | 2050 | 0.00040806 | 0 | 1434.2134 | 0.58525 | 2050 | Mitigation | 0.08575 | 30 | 0 | esc | 0 | 0 | 0.00060025 | 2.4494e-07 | 0.0015435 | 6.2984e-07
[35 empty] | 7.3.1.1 A summarized risk map that shows the overall ignition probability and estimated wildfire consequence along the electric lines and equipment | WLDFR | HFTD - Distribution - Tier 3 - 3QU CoRE ¦ 1QU LoRE | 2042 | 0.24151 | 0.015858 | 1.8151 | 0 | 1.8151 | 0.0098706 | 1.1298 | 0 | 1.1298 | 0.021224 | 2.4294 | 0 | 2.4294 | 0.022288 | 2.5512 | 0 | 2.5512 | 0.43838 | 0.27287 | 0.58673 | 0.61615 | 0.021224 | 0.0051258 | 2.4294 | 0.58673 | 0 | 0 | 2.4294 | 0.58673 | [11 empty] | WLDFR | HFTD - Distribution - Tier 2 - 1QU CoRE ¦ 4QU LoRE | Red Flag Warning - Large Fires | 2045 | 1.2003e-07 | 6.0015e-08 | 1.5433e-07 | 6.9209 | 0.84944 | 3.8632 | 2.2083 | 0 | 0 | 0 | 9.9984e-05 |  | 8.3073e-07 | 0 | 8.3073e-07 | 4.1536e-07 | 0 | 4.1536e-07 | 1.0681e-06 | 0 | 1.0681e-06 | [16 empty] | 7.3.1.3 Ignition probability mapping showing the probability of ignition along the electric lines and equipmentWLDFRAggregatedAggregated | WLDFR | HFTD - Distribution - Tier 2 - 1QU CoRE ¦ 4QU LoRE | Red Flag Warning - Small Fires | Aggregated | Aggregated | 2051 | 0.00040806 | 0 | 1434.2134 | 0.58525 | 2051 | Mitigation | 0.08575 | 30 | 0 | esc | 0 | 0 | 0 | 0 | 0.0015435 | 6.2984e-07
[35 empty] | 7.3.1.1 A summarized risk map that shows the overall ignition probability and estimated wildfire consequence along the electric lines and equipment | WLDFR | HFTD - Distribution - Tier 3 - 3QU CoRE ¦ 1QU LoRE | 2043 | 0.22571 | 0.015858 | 1.9056 | 0 | 1.9056 | 0.0098706 | 1.1862 | 0 | 1.1862 | 0.021224 | 2.5505 | 0 | 2.5505 | 0.022288 | 2.6784 | 0 | 2.6784 | 0.43013 | 0.26773 | 0.57569 | 0.60455 | 0.021224 | 0.0047905 | 2.5505 | 0.57569 | 0 | 0 | 2.5505 | 0.57569 | [11 empty] | WLDFR | HFTD - Distribution - Tier 2 - 1QU CoRE ¦ 4QU LoRE | Red Flag Warning - Large Fires | 2046 | 1.2003e-07 | 6.0015e-08 | 1.5433e-07 | 6.9209 | 0.84944 | 3.8632 | 2.2083 | 0 | 0 | 0 | 9.9984e-05 |  | 8.3073e-07 | 0 | 8.3073e-07 | 4.1536e-07 | 0 | 4.1536e-07 | 1.0681e-06 | 0 | 1.0681e-06 | [16 empty] | 7.3.1.3 Ignition probability mapping showing the probability of ignition along the electric lines and equipmentWLDFRAggregatedAggregated | WLDFR | HFTD - Distribution - Tier 2 - 1QU CoRE ¦ 4QU LoRE | Seismic - Non-Red Flag Warning - Catastrophic Fires | Aggregated | Aggregated | 2021 | 2.2752e-10 | 0 | 1434.2134 | 3.2631e-07 | 2021 | Mitigation | 0.08575 | 30 | 0 | esc | 0.0012005 | 2.7314e-13 | 0.00060025 | 1.3657e-13 | 0 | 0
[35 empty] | 7.3.1.1 A summarized risk map that shows the overall ignition probability and estimated wildfire consequence along the electric lines and equipment | WLDFR | HFTD - Distribution - Tier 3 - 3QU CoRE ¦ 1QU LoRE | 2044 | 0.21095 | 0.015858 | 1.9056 | 0 | 1.9056 | 0.0098706 | 1.1862 | 0 | 1.1862 | 0.021224 | 2.5505 | 0 | 2.5505 | 0.022288 | 2.6784 | 0 | 2.6784 | 0.40199 | 0.25022 | 0.53802 | 0.565 | 0.021224 | 0.0044771 | 2.5505 | 0.53802 | 0 | 0 | 2.5505 | 0.53802 | [11 empty] | WLDFR | HFTD - Distribution - Tier 2 - 1QU CoRE ¦ 4QU LoRE | Red Flag Warning - Large Fires | 2047 | 1.2003e-07 | 6.0015e-08 | 1.5433e-07 | 6.9209 | 0.84944 | 3.8632 | 2.2083 | 0 | 0 | 0 | 9.9984e-05 |  | 8.3073e-07 | 0 | 8.3073e-07 | 4.1536e-07 | 0 | 4.1536e-07 | 1.0681e-06 | 0 | 1.0681e-06 | [16 empty] | 7.3.1.3 Ignition probability mapping showing the probability of ignition along the electric lines and equipmentWLDFRAggregatedAggregated | WLDFR | HFTD - Distribution - Tier 2 - 1QU CoRE ¦ 4QU LoRE | Seismic - Non-Red Flag Warning - Catastrophic Fires | Aggregated | Aggregated | 2022 | 2.2752e-10 | 0 | 1434.2134 | 3.2631e-07 | 2022 | Mitigation | 0.08575 | 30 | 0 | esc | 0.0012005 | 2.7314e-13 | 0.00060025 | 1.3657e-13 | 0.0015435 | 3.5118e-13
[35 empty] | 7.3.1.1 A summarized risk map that shows the overall ignition probability and estimated wildfire consequence along the electric lines and equipment | WLDFR | HFTD - Distribution - Tier 3 - 3QU CoRE ¦ 1QU LoRE | 2045 | 0.19715 | 0.015858 | 1.9056 | 0 | 1.9056 | 0.0098706 | 1.1862 | 0 | 1.1862 | 0.021224 | 2.5505 | 0 | 2.5505 | 0.022288 | 2.6784 | 0 | 2.6784 | 0.37569 | 0.23385 | 0.50283 | 0.52804 | 0.021224 | 0.0041842 | 2.5505 | 0.50283 | 0 | 0 | 2.5505 | 0.50283 | [11 empty] | WLDFR | HFTD - Distribution - Tier 2 - 1QU CoRE ¦ 4QU LoRE | Red Flag Warning - Large Fires | 2048 | 1.2003e-07 | 6.0015e-08 | 1.5433e-07 | 7.3713 | 0.88759 | 4.1075 | 2.3763 | 0 | 0 | 0 | 9.9984e-05 |  | 8.8479e-07 | 0 | 8.8479e-07 | 4.424e-07 | 0 | 4.424e-07 | 1.1376e-06 | 0 | 1.1376e-06 | [16 empty] | 7.3.1.3 Ignition probability mapping showing the probability of ignition along the electric lines and equipmentWLDFRAggregatedAggregated | WLDFR | HFTD - Distribution - Tier 2 - 1QU CoRE ¦ 4QU LoRE | Seismic - Non-Red Flag Warning - Catastrophic Fires | Aggregated | Aggregated | 2023 | 2.2752e-10 | 0 | 1434.2134 | 3.2631e-07 | 2023 | Mitigation | 0.08575 | 30 | 0 | esc | 0.0012005 | 2.7314e-13 | 0.00060025 | 1.3657e-13 | 0.0015435 | 3.5118e-13
[35 empty] | 7.3.1.1 A summarized risk map that shows the overall ignition probability and estimated wildfire consequence along the electric lines and equipment | WLDFR | HFTD - Distribution - Tier 3 - 3QU CoRE ¦ 1QU LoRE | 2046 | 0.18425 | 0.015858 | 1.9056 | 0 | 1.9056 | 0.0098706 | 1.1862 | 0 | 1.1862 | 0.021224 | 2.5505 | 0 | 2.5505 | 0.022288 | 2.6784 | 0 | 2.6784 | 0.35111 | 0.21855 | 0.46993 | 0.4935 | 0.021224 | 0.0039105 | 2.5505 | 0.46993 | 0 | 0 | 2.5505 | 0.46993 | [11 empty] | WLDFR | HFTD - Distribution - Tier 2 - 1QU CoRE ¦ 4QU LoRE | Red Flag Warning - Large Fires | 2049 | 1.2003e-07 | 6.0015e-08 | 1.5433e-07 | 7.3713 | 0.88759 | 4.1075 | 2.3763 | 0 | 0 | 0 | 9.9984e-05 |  | 8.8479e-07 | 0 | 8.8479e-07 | 4.424e-07 | 0 | 4.424e-07 | 1.1376e-06 | 0 | 1.1376e-06 | [16 empty] | 7.3.1.3 Ignition probability mapping showing the probability of ignition along the electric lines and equipmentWLDFRAggregatedAggregated | WLDFR | HFTD - Distribution - Tier 2 - 1QU CoRE ¦ 4QU LoRE | Seismic - Non-Red Flag Warning - Catastrophic Fires | Aggregated | Aggregated | 2024 | 2.2752e-10 | 0 | 1434.2134 | 3.2631e-07 | 2024 | Mitigation | 0.08575 | 30 | 0 | esc | 0.0012005 | 2.7314e-13 | 0.00060025 | 1.3657e-13 | 0.0015435 | 3.5118e-13
[35 empty] | 7.3.1.1 A summarized risk map that shows the overall ignition probability and estimated wildfire consequence along the electric lines and equipment | WLDFR | HFTD - Distribution - Tier 3 - 3QU CoRE ¦ 1QU LoRE | 2047 | 0.1722 | 0.015858 | 1.9056 | 0 | 1.9056 | 0.0098706 | 1.1862 | 0 | 1.1862 | 0.021224 | 2.5505 | 0 | 2.5505 | 0.022288 | 2.6784 | 0 | 2.6784 | 0.32814 | 0.20425 | 0.43919 | 0.46121 | 0.021224 | 0.0036546 | 2.5505 | 0.43919 | 0 | 0 | 2.5505 | 0.43919 | [11 empty] | WLDFR | HFTD - Distribution - Tier 2 - 1QU CoRE ¦ 4QU LoRE | Red Flag Warning - Large Fires | 2050 | 0 | 6.0015e-08 | 1.5433e-07 | 7.3713 | 0.88759 | 4.1075 | 2.3763 | 0 | 0 | 0 | 9.9984e-05 |  | 0 | 0 | 0 | 4.424e-07 | 0 | 4.424e-07 | 1.1376e-06 | 0 | 1.1376e-06 | [16 empty] | 7.3.1.3 Ignition probability mapping showing the probability of ignition along the electric lines and equipmentWLDFRAggregatedAggregated | WLDFR | HFTD - Distribution - Tier 2 - 1QU CoRE ¦ 4QU LoRE | Seismic - Non-Red Flag Warning - Catastrophic Fires | Aggregated | Aggregated | 2025 | 2.2752e-10 | 0 | 1434.2134 | 3.2631e-07 | 2025 | Mitigation | 0.08575 | 30 | 0 | esc | 0.0012005 | 2.7314e-13 | 0.00060025 | 1.3657e-13 | 0.0015435 | 3.5118e-13
[35 empty] | 7.3.1.1 A summarized risk map that shows the overall ignition probability and estimated wildfire consequence along the electric lines and equipment | WLDFR | HFTD - Distribution - Tier 3 - 3QU CoRE ¦ 1QU LoRE | 2048 | 0.16093 | 0.015858 | 2.0005 | 0 | 2.0005 | 0.0098706 | 1.2452 | 0 | 1.2452 | 0.021224 | 2.6775 | 0 | 2.6775 | 0.022288 | 2.8118 | 0 | 2.8118 | 0.32194 | 0.20039 | 0.43089 | 0.4525 | 0.021224 | 0.0034156 | 2.6775 | 0.43089 | 0 | 0 | 2.6775 | 0.43089 | [11 empty] | WLDFR | HFTD - Distribution - Tier 2 - 1QU CoRE ¦ 4QU LoRE | Red Flag Warning - Large Fires | 2051 | 0 | 0 | 1.5433e-07 | 7.3713 | 0.88759 | 4.1075 | 2.3763 | 0 | 0 | 0 | 9.9984e-05 |  | 0 | 0 | 0 | 0 | 0 | 0 | 1.1376e-06 | 0 | 1.1376e-06 | [16 empty] | 7.3.1.3 Ignition probability mapping showing the probability of ignition along the electric lines and equipmentWLDFRAggregatedAggregated | WLDFR | HFTD - Distribution - Tier 2 - 1QU CoRE ¦ 4QU LoRE | Seismic - Non-Red Flag Warning - Catastrophic Fires | Aggregated | Aggregated | 2026 | 2.2752e-10 | 0 | 1434.2134 | 3.2631e-07 | 2026 | Mitigation | 0.08575 | 30 | 0 | esc | 0.0012005 | 2.7314e-13 | 0.00060025 | 1.3657e-13 | 0.0015435 | 3.5118e-13
[35 empty] | 7.3.1.1 A summarized risk map that shows the overall ignition probability and estimated wildfire consequence along the electric lines and equipment | WLDFR | HFTD - Distribution - Tier 3 - 3QU CoRE ¦ 1QU LoRE | 2049 | 0.1504 | 0.015858 | 2.0005 | 0 | 2.0005 | 0.0098706 | 1.2452 | 0 | 1.2452 | 0.021224 | 2.6775 | 0 | 2.6775 | 0.022288 | 2.8118 | 0 | 2.8118 | 0.30088 | 0.18728 | 0.4027 | 0.42289 | 0.021224 | 0.0031921 | 2.6775 | 0.4027 | 0 | 0 | 2.6775 | 0.4027 | [11 empty] | WLDFR | HFTD - Distribution - Tier 2 - 1QU CoRE ¦ 4QU LoRE | Red Flag Warning - Small Fires | 2020 | 4.8988e-07 | 0 | 0 | 0.077901 | 0.036425 | 0.0015809 | 0.039895 | 0 | 0 | 0 | 0.00040806 |  | 3.8162e-08 | 0 | 3.8162e-08 | 0 | 0 | 0 | 0 | 0 | 0 | [16 empty] | 7.3.1.3 Ignition probability mapping showing the probability of ignition along the electric lines and equipmentWLDFRAggregatedAggregated | WLDFR | HFTD - Distribution - Tier 2 - 1QU CoRE ¦ 4QU LoRE | Seismic - Non-Red Flag Warning - Catastrophic Fires | Aggregated | Aggregated | 2027 | 2.2752e-10 | 0 | 1434.2134 | 3.2631e-07 | 2027 | Mitigation | 0.08575 | 30 | 0 | esc | 0.0012005 | 2.7314e-13 | 0.00060025 | 1.3657e-13 | 0.0015435 | 3.5118e-13
[35 empty] | 7.3.1.1 A summarized risk map that shows the overall ignition probability and estimated wildfire consequence along the electric lines and equipment | WLDFR | HFTD - Distribution - Tier 3 - 3QU CoRE ¦ 1QU LoRE | 2050 | 0.14056 | 0 | 0 | 0 | 0 | 0.0098706 | 1.2452 | 0 | 1.2452 | 0.021224 | 2.6775 | 0 | 2.6775 | 0.022288 | 2.8118 | 0 | 2.8118 | 0 | 0.17503 | 0.37636 | 0.39523 | 0.021224 | 0.0029833 | 2.6775 | 0.37636 | 0 | 0 | 2.6775 | 0.37636 | [11 empty] | WLDFR | HFTD - Distribution - Tier 2 - 1QU CoRE ¦ 4QU LoRE | Red Flag Warning - Small Fires | 2021 | 4.8988e-07 | 2.4494e-07 | 0 | 0.077901 | 0.036425 | 0.0015809 | 0.039895 | 0 | 0 | 0 | 0.00040806 |  | 3.8162e-08 | 0 | 3.8162e-08 | 1.9081e-08 | 0 | 1.9081e-08 | 0 | 0 | 0 | [16 empty] | 7.3.1.3 Ignition probability mapping showing the probability of ignition along the electric lines and equipmentWLDFRAggregatedAggregated | WLDFR | HFTD - Distribution - Tier 2 - 1QU CoRE ¦ 4QU LoRE | Seismic - Non-Red Flag Warning - Catastrophic Fires | Aggregated | Aggregated | 2028 | 2.2752e-10 | 0 | 1434.2134 | 3.2631e-07 | 2028 | Mitigation | 0.08575 | 30 | 0 | esc | 0.0012005 | 2.7314e-13 | 0.00060025 | 1.3657e-13 | 0.0015435 | 3.5118e-13
[35 empty] | 7.3.1.1 A summarized risk map that shows the overall ignition probability and estimated wildfire consequence along the electric lines and equipment | WLDFR | HFTD - Distribution - Tier 3 - 3QU CoRE ¦ 1QU LoRE | 2051 | 0.13137 | 0 | 0 | 0 | 0 | 0 | 0 | 0 | 0 | 0.021224 | 2.6775 | 0 | 2.6775 | 0.022288 | 2.8118 | 0 | 2.8118 | 0 | 0 | 0.35173 | 0.36937 | 0.021224 | 0.0027881 | 2.6775 | 0.35173 | 0 | 0 | 2.6775 | 0.35173 | [11 empty] | WLDFR | HFTD - Distribution - Tier 2 - 1QU CoRE ¦ 4QU LoRE | Red Flag Warning - Small Fires | 2022 | 4.8988e-07 | 2.4494e-07 | 6.2984e-07 | 0.077901 | 0.036425 | 0.0015809 | 0.039895 | 0 | 0 | 0 | 0.00040806 |  | 3.8162e-08 | 0 | 3.8162e-08 | 1.9081e-08 | 0 | 1.9081e-08 | 4.9065e-08 | 0 | 4.9065e-08 | [16 empty] | 7.3.1.3 Ignition probability mapping showing the probability of ignition along the electric lines and equipmentWLDFRAggregatedAggregated | WLDFR | HFTD - Distribution - Tier 2 - 1QU CoRE ¦ 4QU LoRE | Seismic - Non-Red Flag Warning - Catastrophic Fires | Aggregated | Aggregated | 2029 | 2.2752e-10 | 0 | 1434.2134 | 3.2631e-07 | 2029 | Mitigation | 0.08575 | 30 | 0 | esc | 0.0012005 | 2.7314e-13 | 0.00060025 | 1.3657e-13 | 0.0015435 | 3.5118e-13
[35 empty] | 7.3.1.1 A summarized risk map that shows the overall ignition probability and estimated wildfire consequence along the electric lines and equipment | WLDFR | HFTD - Distribution - Tier 3 - 3QU CoRE ¦ 1QU LoRE | 2052 | 0.12277 | 0 | 0 | 0 | 0 | 0 | 0 | 0 | 0 | 0 | 0 | 0 | 0 | 0.022288 | 2.8118 | 0 | 2.8118 | 0 | 0 | 0 | 0.34521 | 0 | 0 | 0 | 0 | 0 | 0 | 0 | 0 | [11 empty] | WLDFR | HFTD - Distribution - Tier 2 - 1QU CoRE ¦ 4QU LoRE | Red Flag Warning - Small Fires | 2023 | 4.8988e-07 | 2.4494e-07 | 6.2984e-07 | 0.080408 | 0.03759 | 0.0016314 | 0.041187 | 0 | 0 | 0 | 0.00040806 |  | 3.939e-08 | 0 | 3.939e-08 | 1.9695e-08 | 0 | 1.9695e-08 | 5.0644e-08 | 0 | 5.0644e-08 | [16 empty] | 7.3.1.3 Ignition probability mapping showing the probability of ignition along the electric lines and equipmentWLDFRAggregatedAggregated | WLDFR | HFTD - Distribution - Tier 2 - 1QU CoRE ¦ 4QU LoRE | Seismic - Non-Red Flag Warning - Catastrophic Fires | Aggregated | Aggregated | 2030 | 2.2752e-10 | 0 | 1434.2134 | 3.2631e-07 | 2030 | Mitigation | 0.08575 | 30 | 0 | esc | 0.0012005 | 2.7314e-13 | 0.00060025 | 1.3657e-13 | 0.0015435 | 3.5118e-13
[35 empty] | 7.3.1.1 A summarized risk map that shows the overall ignition probability and estimated wildfire consequence along the electric lines and equipment | WLDFR | HFTD - Distribution - Tier 3 - 3QU CoRE ¦ 2QU LoRE | 2020 | 1 | 0.015362 | 1.4724 | 0 | 1.4724 | 0 | 0 | 0 | 0 | 0 | 0 | 0 | 0 | 0 | 0 | 0 | 0 | 1.4724 | 0 | 0 | 0 | 0 | 0 | 0 | 0 | 0 | 0 | 0 | 0 | [11 empty] | WLDFR | HFTD - Distribution - Tier 2 - 1QU CoRE ¦ 4QU LoRE | Red Flag Warning - Small Fires | 2024 | 4.8988e-07 | 2.4494e-07 | 6.2984e-07 | 0.080408 | 0.03759 | 0.0016314 | 0.041187 | 0 | 0 | 0 | 0.00040806 |  | 3.939e-08 | 0 | 3.939e-08 | 1.9695e-08 | 0 | 1.9695e-08 | 5.0644e-08 | 0 | 5.0644e-08 | [16 empty] | 7.3.1.3 Ignition probability mapping showing the probability of ignition along the electric lines and equipmentWLDFRAggregatedAggregated | WLDFR | HFTD - Distribution - Tier 2 - 1QU CoRE ¦ 4QU LoRE | Seismic - Non-Red Flag Warning - Catastrophic Fires | Aggregated | Aggregated | 2031 | 2.2752e-10 | 0 | 1434.2134 | 3.2631e-07 | 2031 | Mitigation | 0.08575 | 30 | 0 | esc | 0.0012005 | 2.7314e-13 | 0.00060025 | 1.3657e-13 | 0.0015435 | 3.5118e-13
[35 empty] | 7.3.1.1 A summarized risk map that shows the overall ignition probability and estimated wildfire consequence along the electric lines and equipment | WLDFR | HFTD - Distribution - Tier 3 - 3QU CoRE ¦ 2QU LoRE | 2021 | 1 | 0.015362 | 1.4724 | 0 | 1.4724 | 0.009562 | 0.91649 | 0 | 0.91649 | 0 | 0 | 0 | 0 | 0 | 0 | 0 | 0 | 1.4724 | 0.91649 | 0 | 0 | 0 | 0 | 0 | 0 | 0 | 0 | 0 | 0 | [11 empty] | WLDFR | HFTD - Distribution - Tier 2 - 1QU CoRE ¦ 4QU LoRE | Red Flag Warning - Small Fires | 2025 | 4.8988e-07 | 2.4494e-07 | 6.2984e-07 | 0.080408 | 0.03759 | 0.0016314 | 0.041187 | 0 | 0 | 0 | 0.00040806 |  | 3.939e-08 | 0 | 3.939e-08 | 1.9695e-08 | 0 | 1.9695e-08 | 5.0644e-08 | 0 | 5.0644e-08 | [16 empty] | 7.3.1.3 Ignition probability mapping showing the probability of ignition along the electric lines and equipmentWLDFRAggregatedAggregated | WLDFR | HFTD - Distribution - Tier 2 - 1QU CoRE ¦ 4QU LoRE | Seismic - Non-Red Flag Warning - Catastrophic Fires | Aggregated | Aggregated | 2032 | 2.2752e-10 | 0 | 1434.2134 | 3.2631e-07 | 2032 | Mitigation | 0.08575 | 30 | 0 | esc | 0.0012005 | 2.7314e-13 | 0.00060025 | 1.3657e-13 | 0.0015435 | 3.5118e-13
[35 empty] | 7.3.1.1 A summarized risk map that shows the overall ignition probability and estimated wildfire consequence along the electric lines and equipment | WLDFR | HFTD - Distribution - Tier 3 - 3QU CoRE ¦ 2QU LoRE | 2022 | 0.93458 | 0.015292 | 1.507 | 0 | 1.507 | 0.0095184 | 0.93801 | 0 | 0.93801 | 0.022528 | 2.2201 | 0 | 2.2201 | 0 | 0 | 0 | 0 | 1.4084 | 0.87665 | 2.0749 | 0 | 0.022528 | 0.021055 | 2.2201 | 2.0749 | 0 | 0 | 2.2201 | 2.0749 | [11 empty] | WLDFR | HFTD - Distribution - Tier 2 - 1QU CoRE ¦ 4QU LoRE | Red Flag Warning - Small Fires | 2026 | 4.8988e-07 | 2.4494e-07 | 6.2984e-07 | 0.080408 | 0.03759 | 0.0016314 | 0.041187 | 0 | 0 | 0 | 0.00040806 |  | 3.939e-08 | 0 | 3.939e-08 | 1.9695e-08 | 0 | 1.9695e-08 | 5.0644e-08 | 0 | 5.0644e-08 | [16 empty] | 7.3.1.3 Ignition probability mapping showing the probability of ignition along the electric lines and equipmentWLDFRAggregatedAggregated | WLDFR | HFTD - Distribution - Tier 2 - 1QU CoRE ¦ 4QU LoRE | Seismic - Non-Red Flag Warning - Catastrophic Fires | Aggregated | Aggregated | 2033 | 2.2752e-10 | 0 | 1434.2134 | 3.2631e-07 | 2033 | Mitigation | 0.08575 | 30 | 0 | esc | 0.0012005 | 2.7314e-13 | 0.00060025 | 1.3657e-13 | 0.0015435 | 3.5118e-13
[35 empty] | 7.3.1.1 A summarized risk map that shows the overall ignition probability and estimated wildfire consequence along the electric lines and equipment | WLDFR | HFTD - Distribution - Tier 3 - 3QU CoRE ¦ 2QU LoRE | 2023 | 0.87344 | 0.015292 | 1.5622 | 0 | 1.5622 | 0.0095184 | 0.97238 | 0 | 0.97238 | 0.022528 | 2.3015 | 0 | 2.3015 | 0.023658 | 2.4169 | 0 | 2.4169 | 1.3645 | 0.84932 | 2.0102 | 2.111 | 0.022528 | 0.019677 | 2.3015 | 2.0102 | 0 | 0 | 2.3015 | 2.0102 | [11 empty] | WLDFR | HFTD - Distribution - Tier 2 - 1QU CoRE ¦ 4QU LoRE | Red Flag Warning - Small Fires | 2027 | 4.8988e-07 | 2.4494e-07 | 6.2984e-07 | 0.080408 | 0.03759 | 0.0016314 | 0.041187 | 0 | 0 | 0 | 0.00040806 |  | 3.939e-08 | 0 | 3.939e-08 | 1.9695e-08 | 0 | 1.9695e-08 | 5.0644e-08 | 0 | 5.0644e-08 | [16 empty] | 7.3.1.3 Ignition probability mapping showing the probability of ignition along the electric lines and equipmentWLDFRAggregatedAggregated | WLDFR | HFTD - Distribution - Tier 2 - 1QU CoRE ¦ 4QU LoRE | Seismic - Non-Red Flag Warning - Catastrophic Fires | Aggregated | Aggregated | 2034 | 2.2752e-10 | 0 | 1434.2134 | 3.2631e-07 | 2034 | Mitigation | 0.08575 | 30 | 0 | esc | 0.0012005 | 2.7314e-13 | 0.00060025 | 1.3657e-13 | 0.0015435 | 3.5118e-13
[35 empty] | 7.3.1.1 A summarized risk map that shows the overall ignition probability and estimated wildfire consequence along the electric lines and equipment | WLDFR | HFTD - Distribution - Tier 3 - 3QU CoRE ¦ 2QU LoRE | 2024 | 0.8163 | 0.015292 | 1.5622 | 0 | 1.5622 | 0.0095184 | 0.97238 | 0 | 0.97238 | 0.022528 | 2.3015 | 0 | 2.3015 | 0.023658 | 2.4169 | 0 | 2.4169 | 1.2752 | 0.79375 | 1.8787 | 1.9729 | 0.022528 | 0.01839 | 2.3015 | 1.8787 | 0 | 0 | 2.3015 | 1.8787 | [11 empty] | WLDFR | HFTD - Distribution - Tier 2 - 1QU CoRE ¦ 4QU LoRE | Red Flag Warning - Small Fires | 2028 | 4.8988e-07 | 2.4494e-07 | 6.2984e-07 | 0.083606 | 0.039055 | 0.001695 | 0.042856 | 0 | 0 | 0 | 0.00040806 |  | 4.0957e-08 | 0 | 4.0957e-08 | 2.0478e-08 | 0 | 2.0478e-08 | 5.2659e-08 | 0 | 5.2659e-08 | [16 empty] | 7.3.1.3 Ignition probability mapping showing the probability of ignition along the electric lines and equipmentWLDFRAggregatedAggregated | WLDFR | HFTD - Distribution - Tier 2 - 1QU CoRE ¦ 4QU LoRE | Seismic - Non-Red Flag Warning - Catastrophic Fires | Aggregated | Aggregated | 2035 | 2.2752e-10 | 0 | 1434.2134 | 3.2631e-07 | 2035 | Mitigation | 0.08575 | 30 | 0 | esc | 0.0012005 | 2.7314e-13 | 0.00060025 | 1.3657e-13 | 0.0015435 | 3.5118e-13
[35 empty] | 7.3.1.1 A summarized risk map that shows the overall ignition probability and estimated wildfire consequence along the electric lines and equipment | WLDFR | HFTD - Distribution - Tier 3 - 3QU CoRE ¦ 2QU LoRE | 2025 | 0.7629 | 0.015292 | 1.5622 | 0 | 1.5622 | 0.0095184 | 0.97238 | 0 | 0.97238 | 0.022528 | 2.3015 | 0 | 2.3015 | 0.023658 | 2.4169 | 0 | 2.4169 | 1.1918 | 0.74183 | 1.7558 | 1.8438 | 0.022528 | 0.017187 | 2.3015 | 1.7558 | 0 | 0 | 2.3015 | 1.7558 | [11 empty] | WLDFR | HFTD - Distribution - Tier 2 - 1QU CoRE ¦ 4QU LoRE | Red Flag Warning - Small Fires | 2029 | 4.8988e-07 | 2.4494e-07 | 6.2984e-07 | 0.083606 | 0.039055 | 0.001695 | 0.042856 | 0 | 0 | 0 | 0.00040806 |  | 4.0957e-08 | 0 | 4.0957e-08 | 2.0478e-08 | 0 | 2.0478e-08 | 5.2659e-08 | 0 | 5.2659e-08 | [16 empty] | 7.3.1.3 Ignition probability mapping showing the probability of ignition along the electric lines and equipmentWLDFRAggregatedAggregated | WLDFR | HFTD - Distribution - Tier 2 - 1QU CoRE ¦ 4QU LoRE | Seismic - Non-Red Flag Warning - Catastrophic Fires | Aggregated | Aggregated | 2036 | 2.2752e-10 | 0 | 1434.2134 | 3.2631e-07 | 2036 | Mitigation | 0.08575 | 30 | 0 | esc | 0.0012005 | 2.7314e-13 | 0.00060025 | 1.3657e-13 | 0.0015435 | 3.5118e-13
[35 empty] | 7.3.1.1 A summarized risk map that shows the overall ignition probability and estimated wildfire consequence along the electric lines and equipment | WLDFR | HFTD - Distribution - Tier 3 - 3QU CoRE ¦ 2QU LoRE | 2026 | 0.71299 | 0.015292 | 1.5622 | 0 | 1.5622 | 0.0095184 | 0.97238 | 0 | 0.97238 | 0.022528 | 2.3015 | 0 | 2.3015 | 0.023658 | 2.4169 | 0 | 2.4169 | 1.1138 | 0.69329 | 1.6409 | 1.7232 | 0.022528 | 0.016062 | 2.3015 | 1.6409 | 0 | 0 | 2.3015 | 1.6409 | [11 empty] | WLDFR | HFTD - Distribution - Tier 2 - 1QU CoRE ¦ 4QU LoRE | Red Flag Warning - Small Fires | 2030 | 4.8988e-07 | 2.4494e-07 | 6.2984e-07 | 0.083606 | 0.039055 | 0.001695 | 0.042856 | 0 | 0 | 0 | 0.00040806 |  | 4.0957e-08 | 0 | 4.0957e-08 | 2.0478e-08 | 0 | 2.0478e-08 | 5.2659e-08 | 0 | 5.2659e-08 | [16 empty] | 7.3.1.3 Ignition probability mapping showing the probability of ignition along the electric lines and equipmentWLDFRAggregatedAggregated | WLDFR | HFTD - Distribution - Tier 2 - 1QU CoRE ¦ 4QU LoRE | Seismic - Non-Red Flag Warning - Catastrophic Fires | Aggregated | Aggregated | 2037 | 2.2752e-10 | 0 | 1434.2134 | 3.2631e-07 | 2037 | Mitigation | 0.08575 | 30 | 0 | esc | 0.0012005 | 2.7314e-13 | 0.00060025 | 1.3657e-13 | 0.0015435 | 3.5118e-13
[35 empty] | 7.3.1.1 A summarized risk map that shows the overall ignition probability and estimated wildfire consequence along the electric lines and equipment | WLDFR | HFTD - Distribution - Tier 3 - 3QU CoRE ¦ 2QU LoRE | 2027 | 0.66634 | 0.015292 | 1.5622 | 0 | 1.5622 | 0.0095184 | 0.97238 | 0 | 0.97238 | 0.022528 | 2.3015 | 0 | 2.3015 | 0.023658 | 2.4169 | 0 | 2.4169 | 1.0409 | 0.64794 | 1.5336 | 1.6105 | 0.022528 | 0.015012 | 2.3015 | 1.5336 | 0 | 0 | 2.3015 | 1.5336 | [11 empty] | WLDFR | HFTD - Distribution - Tier 2 - 1QU CoRE ¦ 4QU LoRE | Red Flag Warning - Small Fires | 2031 | 4.8988e-07 | 2.4494e-07 | 6.2984e-07 | 0.083606 | 0.039055 | 0.001695 | 0.042856 | 0 | 0 | 0 | 0.00040806 |  | 4.0957e-08 | 0 | 4.0957e-08 | 2.0478e-08 | 0 | 2.0478e-08 | 5.2659e-08 | 0 | 5.2659e-08 | [16 empty] | 7.3.1.3 Ignition probability mapping showing the probability of ignition along the electric lines and equipmentWLDFRAggregatedAggregated | WLDFR | HFTD - Distribution - Tier 2 - 1QU CoRE ¦ 4QU LoRE | Seismic - Non-Red Flag Warning - Catastrophic Fires | Aggregated | Aggregated | 2038 | 2.2752e-10 | 0 | 1434.2134 | 3.2631e-07 | 2038 | Mitigation | 0.08575 | 30 | 0 | esc | 0.0012005 | 2.7314e-13 | 0.00060025 | 1.3657e-13 | 0.0015435 | 3.5118e-13
[35 empty] | 7.3.1.1 A summarized risk map that shows the overall ignition probability and estimated wildfire consequence along the electric lines and equipment | WLDFR | HFTD - Distribution - Tier 3 - 3QU CoRE ¦ 2QU LoRE | 2028 | 0.62275 | 0.015292 | 1.6317 | 0 | 1.6317 | 0.0095184 | 1.0157 | 0 | 1.0157 | 0.022528 | 2.404 | 0 | 2.404 | 0.023658 | 2.5245 | 0 | 2.5245 | 1.0162 | 0.63252 | 1.4971 | 1.5721 | 0.022528 | 0.01403 | 2.404 | 1.4971 | 0 | 0 | 2.404 | 1.4971 | [11 empty] | WLDFR | HFTD - Distribution - Tier 2 - 1QU CoRE ¦ 4QU LoRE | Red Flag Warning - Small Fires | 2032 | 4.8988e-07 | 2.4494e-07 | 6.2984e-07 | 0.083606 | 0.039055 | 0.001695 | 0.042856 | 0 | 0 | 0 | 0.00040806 |  | 4.0957e-08 | 0 | 4.0957e-08 | 2.0478e-08 | 0 | 2.0478e-08 | 5.2659e-08 | 0 | 5.2659e-08 | [16 empty] | 7.3.1.3 Ignition probability mapping showing the probability of ignition along the electric lines and equipmentWLDFRAggregatedAggregated | WLDFR | HFTD - Distribution - Tier 2 - 1QU CoRE ¦ 4QU LoRE | Seismic - Non-Red Flag Warning - Catastrophic Fires | Aggregated | Aggregated | 2039 | 2.2752e-10 | 0 | 1434.2134 | 3.2631e-07 | 2039 | Mitigation | 0.08575 | 30 | 0 | esc | 0.0012005 | 2.7314e-13 | 0.00060025 | 1.3657e-13 | 0.0015435 | 3.5118e-13
[35 empty] | 7.3.1.1 A summarized risk map that shows the overall ignition probability and estimated wildfire consequence along the electric lines and equipment | WLDFR | HFTD - Distribution - Tier 3 - 3QU CoRE ¦ 2QU LoRE | 2029 | 0.58201 | 0.015292 | 1.6317 | 0 | 1.6317 | 0.0095184 | 1.0157 | 0 | 1.0157 | 0.022528 | 2.404 | 0 | 2.404 | 0.023658 | 2.5245 | 0 | 2.5245 | 0.94969 | 0.59114 | 1.3991 | 1.4693 | 0.022528 | 0.013112 | 2.404 | 1.3991 | 0 | 0 | 2.404 | 1.3991 | [11 empty] | WLDFR | HFTD - Distribution - Tier 2 - 1QU CoRE ¦ 4QU LoRE | Red Flag Warning - Small Fires | 2033 | 4.8988e-07 | 2.4494e-07 | 6.2984e-07 | 0.087211 | 0.040679 | 0.0017655 | 0.044766 | 0 | 0 | 0 | 0.00040806 |  | 4.2723e-08 | 0 | 4.2723e-08 | 2.1361e-08 | 0 | 2.1361e-08 | 5.4929e-08 | 0 | 5.4929e-08 | [16 empty] | 7.3.1.3 Ignition probability mapping showing the probability of ignition along the electric lines and equipmentWLDFRAggregatedAggregated | WLDFR | HFTD - Distribution - Tier 2 - 1QU CoRE ¦ 4QU LoRE | Seismic - Non-Red Flag Warning - Catastrophic Fires | Aggregated | Aggregated | 2040 | 2.2752e-10 | 0 | 1434.2134 | 3.2631e-07 | 2040 | Mitigation | 0.08575 | 30 | 0 | esc | 0.0012005 | 2.7314e-13 | 0.00060025 | 1.3657e-13 | 0.0015435 | 3.5118e-13
[35 empty] | 7.3.1.1 A summarized risk map that shows the overall ignition probability and estimated wildfire consequence along the electric lines and equipment | WLDFR | HFTD - Distribution - Tier 3 - 3QU CoRE ¦ 2QU LoRE | 2030 | 0.54393 | 0.015292 | 1.6317 | 0 | 1.6317 | 0.0095184 | 1.0157 | 0 | 1.0157 | 0.022528 | 2.404 | 0 | 2.404 | 0.023658 | 2.5245 | 0 | 2.5245 | 0.88756 | 0.55247 | 1.3076 | 1.3732 | 0.022528 | 0.012254 | 2.404 | 1.3076 | 0 | 0 | 2.404 | 1.3076 | [11 empty] | WLDFR | HFTD - Distribution - Tier 2 - 1QU CoRE ¦ 4QU LoRE | Red Flag Warning - Small Fires | 2034 | 4.8988e-07 | 2.4494e-07 | 6.2984e-07 | 0.087211 | 0.040679 | 0.0017655 | 0.044766 | 0 | 0 | 0 | 0.00040806 |  | 4.2723e-08 | 0 | 4.2723e-08 | 2.1361e-08 | 0 | 2.1361e-08 | 5.4929e-08 | 0 | 5.4929e-08 | [16 empty] | 7.3.1.3 Ignition probability mapping showing the probability of ignition along the electric lines and equipmentWLDFRAggregatedAggregated | WLDFR | HFTD - Distribution - Tier 2 - 1QU CoRE ¦ 4QU LoRE | Seismic - Non-Red Flag Warning - Catastrophic Fires | Aggregated | Aggregated | 2041 | 2.2752e-10 | 0 | 1434.2134 | 3.2631e-07 | 2041 | Mitigation | 0.08575 | 30 | 0 | esc | 0.0012005 | 2.7314e-13 | 0.00060025 | 1.3657e-13 | 0.0015435 | 3.5118e-13
[35 empty] | 7.3.1.1 A summarized risk map that shows the overall ignition probability and estimated wildfire consequence along the electric lines and equipment | WLDFR | HFTD - Distribution - Tier 3 - 3QU CoRE ¦ 2QU LoRE | 2031 | 0.50835 | 0.015292 | 1.6317 | 0 | 1.6317 | 0.0095184 | 1.0157 | 0 | 1.0157 | 0.022528 | 2.404 | 0 | 2.404 | 0.023658 | 2.5245 | 0 | 2.5245 | 0.8295 | 0.51632 | 1.2221 | 1.2833 | 0.022528 | 0.011452 | 2.404 | 1.2221 | 0 | 0 | 2.404 | 1.2221 | [11 empty] | WLDFR | HFTD - Distribution - Tier 2 - 1QU CoRE ¦ 4QU LoRE | Red Flag Warning - Small Fires | 2035 | 4.8988e-07 | 2.4494e-07 | 6.2984e-07 | 0.087211 | 0.040679 | 0.0017655 | 0.044766 | 0 | 0 | 0 | 0.00040806 |  | 4.2723e-08 | 0 | 4.2723e-08 | 2.1361e-08 | 0 | 2.1361e-08 | 5.4929e-08 | 0 | 5.4929e-08 | [16 empty] | 7.3.1.3 Ignition probability mapping showing the probability of ignition along the electric lines and equipmentWLDFRAggregatedAggregated | WLDFR | HFTD - Distribution - Tier 2 - 1QU CoRE ¦ 4QU LoRE | Seismic - Non-Red Flag Warning - Catastrophic Fires | Aggregated | Aggregated | 2042 | 2.2752e-10 | 0 | 1434.2134 | 3.2631e-07 | 2042 | Mitigation | 0.08575 | 30 | 0 | esc | 0.0012005 | 2.7314e-13 | 0.00060025 | 1.3657e-13 | 0.0015435 | 3.5118e-13
[35 empty] | 7.3.1.1 A summarized risk map that shows the overall ignition probability and estimated wildfire consequence along the electric lines and equipment | WLDFR | HFTD - Distribution - Tier 3 - 3QU CoRE ¦ 2QU LoRE | 2032 | 0.47509 | 0.015292 | 1.6317 | 0 | 1.6317 | 0.0095184 | 1.0157 | 0 | 1.0157 | 0.022528 | 2.404 | 0 | 2.404 | 0.023658 | 2.5245 | 0 | 2.5245 | 0.77523 | 0.48255 | 1.1421 | 1.1994 | 0.022528 | 0.010703 | 2.404 | 1.1421 | 0 | 0 | 2.404 | 1.1421 | [11 empty] | WLDFR | HFTD - Distribution - Tier 2 - 1QU CoRE ¦ 4QU LoRE | Red Flag Warning - Small Fires | 2036 | 4.8988e-07 | 2.4494e-07 | 6.2984e-07 | 0.087211 | 0.040679 | 0.0017655 | 0.044766 | 0 | 0 | 0 | 0.00040806 |  | 4.2723e-08 | 0 | 4.2723e-08 | 2.1361e-08 | 0 | 2.1361e-08 | 5.4929e-08 | 0 | 5.4929e-08 | [16 empty] | 7.3.1.3 Ignition probability mapping showing the probability of ignition along the electric lines and equipmentWLDFRAggregatedAggregated | WLDFR | HFTD - Distribution - Tier 2 - 1QU CoRE ¦ 4QU LoRE | Seismic - Non-Red Flag Warning - Catastrophic Fires | Aggregated | Aggregated | 2043 | 2.2752e-10 | 0 | 1434.2134 | 3.2631e-07 | 2043 | Mitigation | 0.08575 | 30 | 0 | esc | 0.0012005 | 2.7314e-13 | 0.00060025 | 1.3657e-13 | 0.0015435 | 3.5118e-13
[35 empty] | 7.3.1.1 A summarized risk map that shows the overall ignition probability and estimated wildfire consequence along the electric lines and equipment | WLDFR | HFTD - Distribution - Tier 3 - 3QU CoRE ¦ 2QU LoRE | 2033 | 0.44401 | 0.015292 | 1.7091 | 0 | 1.7091 | 0.0095184 | 1.0638 | 0 | 1.0638 | 0.022528 | 2.5179 | 0 | 2.5179 | 0.023658 | 2.6441 | 0 | 2.6441 | 0.75885 | 0.47235 | 1.118 | 1.174 | 0.022528 | 0.010003 | 2.5179 | 1.118 | 0 | 0 | 2.5179 | 1.118 | [11 empty] | WLDFR | HFTD - Distribution - Tier 2 - 1QU CoRE ¦ 4QU LoRE | Red Flag Warning - Small Fires | 2037 | 4.8988e-07 | 2.4494e-07 | 6.2984e-07 | 0.087211 | 0.040679 | 0.0017655 | 0.044766 | 0 | 0 | 0 | 0.00040806 |  | 4.2723e-08 | 0 | 4.2723e-08 | 2.1361e-08 | 0 | 2.1361e-08 | 5.4929e-08 | 0 | 5.4929e-08 | [16 empty] | 7.3.1.3 Ignition probability mapping showing the probability of ignition along the electric lines and equipmentWLDFRAggregatedAggregated | WLDFR | HFTD - Distribution - Tier 2 - 1QU CoRE ¦ 4QU LoRE | Seismic - Non-Red Flag Warning - Catastrophic Fires | Aggregated | Aggregated | 2044 | 2.2752e-10 | 0 | 1434.2134 | 3.2631e-07 | 2044 | Mitigation | 0.08575 | 30 | 0 | esc | 0.0012005 | 2.7314e-13 | 0.00060025 | 1.3657e-13 | 0.0015435 | 3.5118e-13
[35 empty] | 7.3.1.1 A summarized risk map that shows the overall ignition probability and estimated wildfire consequence along the electric lines and equipment | WLDFR | HFTD - Distribution - Tier 3 - 3QU CoRE ¦ 2QU LoRE | 2034 | 0.41496 | 0.015292 | 1.7091 | 0 | 1.7091 | 0.0095184 | 1.0638 | 0 | 1.0638 | 0.022528 | 2.5179 | 0 | 2.5179 | 0.023658 | 2.6441 | 0 | 2.6441 | 0.7092 | 0.44145 | 1.0448 | 1.0972 | 0.022528 | 0.0093485 | 2.5179 | 1.0448 | 0 | 0 | 2.5179 | 1.0448 | [11 empty] | WLDFR | HFTD - Distribution - Tier 2 - 1QU CoRE ¦ 4QU LoRE | Red Flag Warning - Small Fires | 2038 | 4.8988e-07 | 2.4494e-07 | 6.2984e-07 | 0.091184 | 0.042438 | 0.0018418 | 0.046905 | 0 | 0 | 0 | 0.00040806 |  | 4.4669e-08 | 0 | 4.4669e-08 | 2.2335e-08 | 0 | 2.2335e-08 | 5.7432e-08 | 0 | 5.7432e-08 | [16 empty] | 7.3.1.3 Ignition probability mapping showing the probability of ignition along the electric lines and equipmentWLDFRAggregatedAggregated | WLDFR | HFTD - Distribution - Tier 2 - 1QU CoRE ¦ 4QU LoRE | Seismic - Non-Red Flag Warning - Catastrophic Fires | Aggregated | Aggregated | 2045 | 2.2752e-10 | 0 | 1434.2134 | 3.2631e-07 | 2045 | Mitigation | 0.08575 | 30 | 0 | esc | 0.0012005 | 2.7314e-13 | 0.00060025 | 1.3657e-13 | 0.0015435 | 3.5118e-13
[35 empty] | 7.3.1.1 A summarized risk map that shows the overall ignition probability and estimated wildfire consequence along the electric lines and equipment | WLDFR | HFTD - Distribution - Tier 3 - 3QU CoRE ¦ 2QU LoRE | 2035 | 0.38782 | 0.015292 | 1.7091 | 0 | 1.7091 | 0.0095184 | 1.0638 | 0 | 1.0638 | 0.022528 | 2.5179 | 0 | 2.5179 | 0.023658 | 2.6441 | 0 | 2.6441 | 0.66281 | 0.41257 | 0.97647 | 1.0254 | 0.022528 | 0.0087369 | 2.5179 | 0.97647 | 0 | 0 | 2.5179 | 0.97647 | [11 empty] | WLDFR | HFTD - Distribution - Tier 2 - 1QU CoRE ¦ 4QU LoRE | Red Flag Warning - Small Fires | 2039 | 4.8988e-07 | 2.4494e-07 | 6.2984e-07 | 0.091184 | 0.042438 | 0.0018418 | 0.046905 | 0 | 0 | 0 | 0.00040806 |  | 4.4669e-08 | 0 | 4.4669e-08 | 2.2335e-08 | 0 | 2.2335e-08 | 5.7432e-08 | 0 | 5.7432e-08 | [16 empty] | 7.3.1.3 Ignition probability mapping showing the probability of ignition along the electric lines and equipmentWLDFRAggregatedAggregated | WLDFR | HFTD - Distribution - Tier 2 - 1QU CoRE ¦ 4QU LoRE | Seismic - Non-Red Flag Warning - Catastrophic Fires | Aggregated | Aggregated | 2046 | 2.2752e-10 | 0 | 1434.2134 | 3.2631e-07 | 2046 | Mitigation | 0.08575 | 30 | 0 | esc | 0.0012005 | 2.7314e-13 | 0.00060025 | 1.3657e-13 | 0.0015435 | 3.5118e-13
[35 empty] | 7.3.1.1 A summarized risk map that shows the overall ignition probability and estimated wildfire consequence along the electric lines and equipment | WLDFR | HFTD - Distribution - Tier 3 - 3QU CoRE ¦ 2QU LoRE | 2036 | 0.36245 | 0.015292 | 1.7091 | 0 | 1.7091 | 0.0095184 | 1.0638 | 0 | 1.0638 | 0.022528 | 2.5179 | 0 | 2.5179 | 0.023658 | 2.6441 | 0 | 2.6441 | 0.61945 | 0.38558 | 0.91259 | 0.95835 | 0.022528 | 0.0081654 | 2.5179 | 0.91259 | 0 | 0 | 2.5179 | 0.91259 | [11 empty] | WLDFR | HFTD - Distribution - Tier 2 - 1QU CoRE ¦ 4QU LoRE | Red Flag Warning - Small Fires | 2040 | 4.8988e-07 | 2.4494e-07 | 6.2984e-07 | 0.091184 | 0.042438 | 0.0018418 | 0.046905 | 0 | 0 | 0 | 0.00040806 |  | 4.4669e-08 | 0 | 4.4669e-08 | 2.2335e-08 | 0 | 2.2335e-08 | 5.7432e-08 | 0 | 5.7432e-08 | [16 empty] | 7.3.1.3 Ignition probability mapping showing the probability of ignition along the electric lines and equipmentWLDFRAggregatedAggregated | WLDFR | HFTD - Distribution - Tier 2 - 1QU CoRE ¦ 4QU LoRE | Seismic - Non-Red Flag Warning - Catastrophic Fires | Aggregated | Aggregated | 2047 | 2.2752e-10 | 0 | 1434.2134 | 3.2631e-07 | 2047 | Mitigation | 0.08575 | 30 | 0 | esc | 0.0012005 | 2.7314e-13 | 0.00060025 | 1.3657e-13 | 0.0015435 | 3.5118e-13
[35 empty] | 7.3.1.1 A summarized risk map that shows the overall ignition probability and estimated wildfire consequence along the electric lines and equipment | WLDFR | HFTD - Distribution - Tier 3 - 3QU CoRE ¦ 2QU LoRE | 2037 | 0.33873 | 0.015292 | 1.7091 | 0 | 1.7091 | 0.0095184 | 1.0638 | 0 | 1.0638 | 0.022528 | 2.5179 | 0 | 2.5179 | 0.023658 | 2.6441 | 0 | 2.6441 | 0.57892 | 0.36035 | 0.85289 | 0.89566 | 0.022528 | 0.0076312 | 2.5179 | 0.85289 | 0 | 0 | 2.5179 | 0.85289 | [11 empty] | WLDFR | HFTD - Distribution - Tier 2 - 1QU CoRE ¦ 4QU LoRE | Red Flag Warning - Small Fires | 2041 | 4.8988e-07 | 2.4494e-07 | 6.2984e-07 | 0.091184 | 0.042438 | 0.0018418 | 0.046905 | 0 | 0 | 0 | 0.00040806 |  | 4.4669e-08 | 0 | 4.4669e-08 | 2.2335e-08 | 0 | 2.2335e-08 | 5.7432e-08 | 0 | 5.7432e-08 | [16 empty] | 7.3.1.3 Ignition probability mapping showing the probability of ignition along the electric lines and equipmentWLDFRAggregatedAggregated | WLDFR | HFTD - Distribution - Tier 2 - 1QU CoRE ¦ 4QU LoRE | Seismic - Non-Red Flag Warning - Catastrophic Fires | Aggregated | Aggregated | 2048 | 2.2752e-10 | 0 | 1434.2134 | 3.2631e-07 | 2048 | Mitigation | 0.08575 | 30 | 0 | esc | 0.0012005 | 2.7314e-13 | 0.00060025 | 1.3657e-13 | 0.0015435 | 3.5118e-13
[35 empty] | 7.3.1.1 A summarized risk map that shows the overall ignition probability and estimated wildfire consequence along the electric lines and equipment | WLDFR | HFTD - Distribution - Tier 3 - 3QU CoRE ¦ 2QU LoRE | 2038 | 0.31657 | 0.015292 | 1.793 | 0 | 1.793 | 0.0095184 | 1.1161 | 0 | 1.1161 | 0.022528 | 2.6415 | 0 | 2.6415 | 0.023658 | 2.774 | 0 | 2.774 | 0.56762 | 0.35332 | 0.83624 | 0.87817 | 0.022528 | 0.0071319 | 2.6415 | 0.83624 | 0 | 0 | 2.6415 | 0.83624 | [11 empty] | WLDFR | HFTD - Distribution - Tier 2 - 1QU CoRE ¦ 4QU LoRE | Red Flag Warning - Small Fires | 2042 | 4.8988e-07 | 2.4494e-07 | 6.2984e-07 | 0.091184 | 0.042438 | 0.0018418 | 0.046905 | 0 | 0 | 0 | 0.00040806 |  | 4.4669e-08 | 0 | 4.4669e-08 | 2.2335e-08 | 0 | 2.2335e-08 | 5.7432e-08 | 0 | 5.7432e-08 | [16 empty] | 7.3.1.3 Ignition probability mapping showing the probability of ignition along the electric lines and equipmentWLDFRAggregatedAggregated | WLDFR | HFTD - Distribution - Tier 2 - 1QU CoRE ¦ 4QU LoRE | Seismic - Non-Red Flag Warning - Catastrophic Fires | Aggregated | Aggregated | 2049 | 2.2752e-10 | 0 | 1434.2134 | 3.2631e-07 | 2049 | Mitigation | 0.08575 | 30 | 0 | esc | 0.0012005 | 2.7314e-13 | 0.00060025 | 1.3657e-13 | 0.0015435 | 3.5118e-13
[35 empty] | 7.3.1.1 A summarized risk map that shows the overall ignition probability and estimated wildfire consequence along the electric lines and equipment | WLDFR | HFTD - Distribution - Tier 3 - 3QU CoRE ¦ 2QU LoRE | 2039 | 0.29586 | 0.015292 | 1.793 | 0 | 1.793 | 0.0095184 | 1.1161 | 0 | 1.1161 | 0.022528 | 2.6415 | 0 | 2.6415 | 0.023658 | 2.774 | 0 | 2.774 | 0.53048 | 0.3302 | 0.78153 | 0.82072 | 0.022528 | 0.0066654 | 2.6415 | 0.78153 | 0 | 0 | 2.6415 | 0.78153 | [11 empty] | WLDFR | HFTD - Distribution - Tier 2 - 1QU CoRE ¦ 4QU LoRE | Red Flag Warning - Small Fires | 2043 | 4.8988e-07 | 2.4494e-07 | 6.2984e-07 | 0.095486 | 0.044306 | 0.0019228 | 0.049257 | 0 | 0 | 0 | 0.00040806 |  | 4.6776e-08 | 0 | 4.6776e-08 | 2.3388e-08 | 0 | 2.3388e-08 | 6.0141e-08 | 0 | 6.0141e-08 | [16 empty] | 7.3.1.3 Ignition probability mapping showing the probability of ignition along the electric lines and equipmentWLDFRAggregatedAggregated | WLDFR | HFTD - Distribution - Tier 2 - 1QU CoRE ¦ 4QU LoRE | Seismic - Non-Red Flag Warning - Catastrophic Fires | Aggregated | Aggregated | 2050 | 2.2752e-10 | 0 | 1434.2134 | 3.2631e-07 | 2050 | Mitigation | 0.08575 | 30 | 0 | esc | 0 | 0 | 0.00060025 | 1.3657e-13 | 0.0015435 | 3.5118e-13
[35 empty] | 7.3.1.1 A summarized risk map that shows the overall ignition probability and estimated wildfire consequence along the electric lines and equipment | WLDFR | HFTD - Distribution - Tier 3 - 3QU CoRE ¦ 2QU LoRE | 2040 | 0.27651 | 0.015292 | 1.793 | 0 | 1.793 | 0.0095184 | 1.1161 | 0 | 1.1161 | 0.022528 | 2.6415 | 0 | 2.6415 | 0.023658 | 2.774 | 0 | 2.774 | 0.49578 | 0.3086 | 0.7304 | 0.76703 | 0.022528 | 0.0062293 | 2.6415 | 0.7304 | 0 | 0 | 2.6415 | 0.7304 | [11 empty] | WLDFR | HFTD - Distribution - Tier 2 - 1QU CoRE ¦ 4QU LoRE | Red Flag Warning - Small Fires | 2044 | 4.8988e-07 | 2.4494e-07 | 6.2984e-07 | 0.095486 | 0.044306 | 0.0019228 | 0.049257 | 0 | 0 | 0 | 0.00040806 |  | 4.6776e-08 | 0 | 4.6776e-08 | 2.3388e-08 | 0 | 2.3388e-08 | 6.0141e-08 | 0 | 6.0141e-08 | [16 empty] | 7.3.1.3 Ignition probability mapping showing the probability of ignition along the electric lines and equipmentWLDFRAggregatedAggregated | WLDFR | HFTD - Distribution - Tier 2 - 1QU CoRE ¦ 4QU LoRE | Seismic - Non-Red Flag Warning - Catastrophic Fires | Aggregated | Aggregated | 2051 | 2.2752e-10 | 0 | 1434.2134 | 3.2631e-07 | 2051 | Mitigation | 0.08575 | 30 | 0 | esc | 0 | 0 | 0 | 0 | 0.0015435 | 3.5118e-13
[35 empty] | 7.3.1.1 A summarized risk map that shows the overall ignition probability and estimated wildfire consequence along the electric lines and equipment | WLDFR | HFTD - Distribution - Tier 3 - 3QU CoRE ¦ 2QU LoRE | 2041 | 0.25842 | 0.015292 | 1.793 | 0 | 1.793 | 0.0095184 | 1.1161 | 0 | 1.1161 | 0.022528 | 2.6415 | 0 | 2.6415 | 0.023658 | 2.774 | 0 | 2.774 | 0.46335 | 0.28841 | 0.68262 | 0.71685 | 0.022528 | 0.0058218 | 2.6415 | 0.68262 | 0 | 0 | 2.6415 | 0.68262 | [11 empty] | WLDFR | HFTD - Distribution - Tier 2 - 1QU CoRE ¦ 4QU LoRE | Red Flag Warning - Small Fires | 2045 | 4.8988e-07 | 2.4494e-07 | 6.2984e-07 | 0.095486 | 0.044306 | 0.0019228 | 0.049257 | 0 | 0 | 0 | 0.00040806 |  | 4.6776e-08 | 0 | 4.6776e-08 | 2.3388e-08 | 0 | 2.3388e-08 | 6.0141e-08 | 0 | 6.0141e-08 | [16 empty] | 7.3.1.3 Ignition probability mapping showing the probability of ignition along the electric lines and equipmentWLDFRAggregatedAggregated | WLDFR | HFTD - Distribution - Tier 2 - 1QU CoRE ¦ 4QU LoRE | Seismic - Red Flag Warning - Catastrophic Fires | Aggregated | Aggregated | 2021 | 9.8127e-09 | 0 | 1434.2134 | 1.4073e-05 | 2021 | Mitigation | 0.08575 | 30 | 0 | esc | 0.0012005 | 1.178e-11 | 0.00060025 | 5.8901e-12 | 0 | 0
[35 empty] | 7.3.1.1 A summarized risk map that shows the overall ignition probability and estimated wildfire consequence along the electric lines and equipment | WLDFR | HFTD - Distribution - Tier 3 - 3QU CoRE ¦ 2QU LoRE | 2042 | 0.24151 | 0.015292 | 1.793 | 0 | 1.793 | 0.0095184 | 1.1161 | 0 | 1.1161 | 0.022528 | 2.6415 | 0 | 2.6415 | 0.023658 | 2.774 | 0 | 2.774 | 0.43303 | 0.26954 | 0.63796 | 0.66995 | 0.022528 | 0.0054409 | 2.6415 | 0.63796 | 0 | 0 | 2.6415 | 0.63796 | [11 empty] | WLDFR | HFTD - Distribution - Tier 2 - 1QU CoRE ¦ 4QU LoRE | Red Flag Warning - Small Fires | 2046 | 4.8988e-07 | 2.4494e-07 | 6.2984e-07 | 0.095486 | 0.044306 | 0.0019228 | 0.049257 | 0 | 0 | 0 | 0.00040806 |  | 4.6776e-08 | 0 | 4.6776e-08 | 2.3388e-08 | 0 | 2.3388e-08 | 6.0141e-08 | 0 | 6.0141e-08 | [16 empty] | 7.3.1.3 Ignition probability mapping showing the probability of ignition along the electric lines and equipmentWLDFRAggregatedAggregated | WLDFR | HFTD - Distribution - Tier 2 - 1QU CoRE ¦ 4QU LoRE | Seismic - Red Flag Warning - Catastrophic Fires | Aggregated | Aggregated | 2022 | 9.8127e-09 | 0 | 1434.2134 | 1.4073e-05 | 2022 | Mitigation | 0.08575 | 30 | 0 | esc | 0.0012005 | 1.178e-11 | 0.00060025 | 5.8901e-12 | 0.0015435 | 1.5146e-11
[35 empty] | 7.3.1.1 A summarized risk map that shows the overall ignition probability and estimated wildfire consequence along the electric lines and equipment | WLDFR | HFTD - Distribution - Tier 3 - 3QU CoRE ¦ 2QU LoRE | 2043 | 0.22571 | 0.015292 | 1.8824 | 0 | 1.8824 | 0.0095184 | 1.1717 | 0 | 1.1717 | 0.022528 | 2.7732 | 0 | 2.7732 | 0.023658 | 2.9123 | 0 | 2.9123 | 0.42488 | 0.26447 | 0.62596 | 0.65734 | 0.022528 | 0.005085 | 2.7732 | 0.62596 | 0 | 0 | 2.7732 | 0.62596 | [11 empty] | WLDFR | HFTD - Distribution - Tier 2 - 1QU CoRE ¦ 4QU LoRE | Red Flag Warning - Small Fires | 2047 | 4.8988e-07 | 2.4494e-07 | 6.2984e-07 | 0.095486 | 0.044306 | 0.0019228 | 0.049257 | 0 | 0 | 0 | 0.00040806 |  | 4.6776e-08 | 0 | 4.6776e-08 | 2.3388e-08 | 0 | 2.3388e-08 | 6.0141e-08 | 0 | 6.0141e-08 | [16 empty] | 7.3.1.3 Ignition probability mapping showing the probability of ignition along the electric lines and equipmentWLDFRAggregatedAggregated | WLDFR | HFTD - Distribution - Tier 2 - 1QU CoRE ¦ 4QU LoRE | Seismic - Red Flag Warning - Catastrophic Fires | Aggregated | Aggregated | 2023 | 9.8127e-09 | 0 | 1434.2134 | 1.4073e-05 | 2023 | Mitigation | 0.08575 | 30 | 0 | esc | 0.0012005 | 1.178e-11 | 0.00060025 | 5.8901e-12 | 0.0015435 | 1.5146e-11
[35 empty] | 7.3.1.1 A summarized risk map that shows the overall ignition probability and estimated wildfire consequence along the electric lines and equipment | WLDFR | HFTD - Distribution - Tier 3 - 3QU CoRE ¦ 2QU LoRE | 2044 | 0.21095 | 0.015292 | 1.8824 | 0 | 1.8824 | 0.0095184 | 1.1717 | 0 | 1.1717 | 0.022528 | 2.7732 | 0 | 2.7732 | 0.023658 | 2.9123 | 0 | 2.9123 | 0.39709 | 0.24717 | 0.58501 | 0.61434 | 0.022528 | 0.0047523 | 2.7732 | 0.58501 | 0 | 0 | 2.7732 | 0.58501 | [11 empty] | WLDFR | HFTD - Distribution - Tier 2 - 1QU CoRE ¦ 4QU LoRE | Red Flag Warning - Small Fires | 2048 | 4.8988e-07 | 2.4494e-07 | 6.2984e-07 | 0.10007 | 0.04626 | 0.0020076 | 0.051804 | 0 | 0 | 0 | 0.00040806 |  | 4.9023e-08 | 0 | 4.9023e-08 | 2.4511e-08 | 0 | 2.4511e-08 | 6.3029e-08 | 0 | 6.3029e-08 | [16 empty] | 7.3.1.3 Ignition probability mapping showing the probability of ignition along the electric lines and equipmentWLDFRAggregatedAggregated | WLDFR | HFTD - Distribution - Tier 2 - 1QU CoRE ¦ 4QU LoRE | Seismic - Red Flag Warning - Catastrophic Fires | Aggregated | Aggregated | 2024 | 9.8127e-09 | 0 | 1434.2134 | 1.4073e-05 | 2024 | Mitigation | 0.08575 | 30 | 0 | esc | 0.0012005 | 1.178e-11 | 0.00060025 | 5.8901e-12 | 0.0015435 | 1.5146e-11
[35 empty] | 7.3.1.1 A summarized risk map that shows the overall ignition probability and estimated wildfire consequence along the electric lines and equipment | WLDFR | HFTD - Distribution - Tier 3 - 3QU CoRE ¦ 2QU LoRE | 2045 | 0.19715 | 0.015292 | 1.8824 | 0 | 1.8824 | 0.0095184 | 1.1717 | 0 | 1.1717 | 0.022528 | 2.7732 | 0 | 2.7732 | 0.023658 | 2.9123 | 0 | 2.9123 | 0.37111 | 0.231 | 0.54673 | 0.57415 | 0.022528 | 0.0044414 | 2.7732 | 0.54673 | 0 | 0 | 2.7732 | 0.54673 | [11 empty] | WLDFR | HFTD - Distribution - Tier 2 - 1QU CoRE ¦ 4QU LoRE | Red Flag Warning - Small Fires | 2049 | 4.8988e-07 | 2.4494e-07 | 6.2984e-07 | 0.10007 | 0.04626 | 0.0020076 | 0.051804 | 0 | 0 | 0 | 0.00040806 |  | 4.9023e-08 | 0 | 4.9023e-08 | 2.4511e-08 | 0 | 2.4511e-08 | 6.3029e-08 | 0 | 6.3029e-08 | [16 empty] | 7.3.1.3 Ignition probability mapping showing the probability of ignition along the electric lines and equipmentWLDFRAggregatedAggregated | WLDFR | HFTD - Distribution - Tier 2 - 1QU CoRE ¦ 4QU LoRE | Seismic - Red Flag Warning - Catastrophic Fires | Aggregated | Aggregated | 2025 | 9.8127e-09 | 0 | 1434.2134 | 1.4073e-05 | 2025 | Mitigation | 0.08575 | 30 | 0 | esc | 0.0012005 | 1.178e-11 | 0.00060025 | 5.8901e-12 | 0.0015435 | 1.5146e-11
[35 empty] | 7.3.1.1 A summarized risk map that shows the overall ignition probability and estimated wildfire consequence along the electric lines and equipment | WLDFR | HFTD - Distribution - Tier 3 - 3QU CoRE ¦ 2QU LoRE | 2046 | 0.18425 | 0.015292 | 1.8824 | 0 | 1.8824 | 0.0095184 | 1.1717 | 0 | 1.1717 | 0.022528 | 2.7732 | 0 | 2.7732 | 0.023658 | 2.9123 | 0 | 2.9123 | 0.34683 | 0.21589 | 0.51097 | 0.53659 | 0.022528 | 0.0041509 | 2.7732 | 0.51097 | 0 | 0 | 2.7732 | 0.51097 | [11 empty] | WLDFR | HFTD - Distribution - Tier 2 - 1QU CoRE ¦ 4QU LoRE | Red Flag Warning - Small Fires | 2050 | 0 | 2.4494e-07 | 6.2984e-07 | 0.10007 | 0.04626 | 0.0020076 | 0.051804 | 0 | 0 | 0 | 0.00040806 |  | 0 | 0 | 0 | 2.4511e-08 | 0 | 2.4511e-08 | 6.3029e-08 | 0 | 6.3029e-08 | [16 empty] | 7.3.1.3 Ignition probability mapping showing the probability of ignition along the electric lines and equipmentWLDFRAggregatedAggregated | WLDFR | HFTD - Distribution - Tier 2 - 1QU CoRE ¦ 4QU LoRE | Seismic - Red Flag Warning - Catastrophic Fires | Aggregated | Aggregated | 2026 | 9.8127e-09 | 0 | 1434.2134 | 1.4073e-05 | 2026 | Mitigation | 0.08575 | 30 | 0 | esc | 0.0012005 | 1.178e-11 | 0.00060025 | 5.8901e-12 | 0.0015435 | 1.5146e-11
[35 empty] | 7.3.1.1 A summarized risk map that shows the overall ignition probability and estimated wildfire consequence along the electric lines and equipment | WLDFR | HFTD - Distribution - Tier 3 - 3QU CoRE ¦ 2QU LoRE | 2047 | 0.1722 | 0.015292 | 1.8824 | 0 | 1.8824 | 0.0095184 | 1.1717 | 0 | 1.1717 | 0.022528 | 2.7732 | 0 | 2.7732 | 0.023658 | 2.9123 | 0 | 2.9123 | 0.32414 | 0.20176 | 0.47754 | 0.50148 | 0.022528 | 0.0038793 | 2.7732 | 0.47754 | 0 | 0 | 2.7732 | 0.47754 | [11 empty] | WLDFR | HFTD - Distribution - Tier 2 - 1QU CoRE ¦ 4QU LoRE | Red Flag Warning - Small Fires | 2051 | 0 | 0 | 6.2984e-07 | 0.10007 | 0.04626 | 0.0020076 | 0.051804 | 0 | 0 | 0 | 0.00040806 |  | 0 | 0 | 0 | 0 | 0 | 0 | 6.3029e-08 | 0 | 6.3029e-08 | [16 empty] | 7.3.1.3 Ignition probability mapping showing the probability of ignition along the electric lines and equipmentWLDFRAggregatedAggregated | WLDFR | HFTD - Distribution - Tier 2 - 1QU CoRE ¦ 4QU LoRE | Seismic - Red Flag Warning - Catastrophic Fires | Aggregated | Aggregated | 2027 | 9.8127e-09 | 0 | 1434.2134 | 1.4073e-05 | 2027 | Mitigation | 0.08575 | 30 | 0 | esc | 0.0012005 | 1.178e-11 | 0.00060025 | 5.8901e-12 | 0.0015435 | 1.5146e-11
[35 empty] | 7.3.1.1 A summarized risk map that shows the overall ignition probability and estimated wildfire consequence along the electric lines and equipment | WLDFR | HFTD - Distribution - Tier 3 - 3QU CoRE ¦ 2QU LoRE | 2048 | 0.16093 | 0.015292 | 1.9761 | 0 | 1.9761 | 0.0095184 | 1.23 | 0 | 1.23 | 0.022528 | 2.9113 | 0 | 2.9113 | 0.023658 | 3.0573 | 0 | 3.0573 | 0.31802 | 0.19795 | 0.46852 | 0.49201 | 0.022528 | 0.0036255 | 2.9113 | 0.46852 | 0 | 0 | 2.9113 | 0.46852 | [11 empty] | WLDFR | HFTD - Distribution - Tier 2 - 1QU CoRE ¦ 4QU LoRE | Seismic - Non-Red Flag Warning - Catastrophic Fires | 2020 | 2.7314e-13 | 0 | 0 | 21083.8428 | 409.2237 | 13469.0878 | 7205.5313 | 0 | 0 | 0 | 2.2752e-10 |  | 5.7588e-09 | 0 | 5.7588e-09 | 0 | 0 | 0 | 0 | 0 | 0 | [16 empty] | 7.3.1.3 Ignition probability mapping showing the probability of ignition along the electric lines and equipmentWLDFRAggregatedAggregated | WLDFR | HFTD - Distribution - Tier 2 - 1QU CoRE ¦ 4QU LoRE | Seismic - Red Flag Warning - Catastrophic Fires | Aggregated | Aggregated | 2028 | 9.8127e-09 | 0 | 1434.2134 | 1.4073e-05 | 2028 | Mitigation | 0.08575 | 30 | 0 | esc | 0.0012005 | 1.178e-11 | 0.00060025 | 5.8901e-12 | 0.0015435 | 1.5146e-11
[35 empty] | 7.3.1.1 A summarized risk map that shows the overall ignition probability and estimated wildfire consequence along the electric lines and equipment | WLDFR | HFTD - Distribution - Tier 3 - 3QU CoRE ¦ 2QU LoRE | 2049 | 0.1504 | 0.015292 | 1.9761 | 0 | 1.9761 | 0.0095184 | 1.23 | 0 | 1.23 | 0.022528 | 2.9113 | 0 | 2.9113 | 0.023658 | 3.0573 | 0 | 3.0573 | 0.29721 | 0.185 | 0.43787 | 0.45982 | 0.022528 | 0.0033883 | 2.9113 | 0.43787 | 0 | 0 | 2.9113 | 0.43787 | [11 empty] | WLDFR | HFTD - Distribution - Tier 2 - 1QU CoRE ¦ 4QU LoRE | Seismic - Non-Red Flag Warning - Catastrophic Fires | 2021 | 2.7314e-13 | 1.3657e-13 | 0 | 21083.8428 | 409.2237 | 13469.0878 | 7205.5313 | 0 | 0 | 0 | 2.2752e-10 |  | 5.7588e-09 | 0 | 5.7588e-09 | 2.8794e-09 | 0 | 2.8794e-09 | 0 | 0 | 0 | [16 empty] | 7.3.1.3 Ignition probability mapping showing the probability of ignition along the electric lines and equipmentWLDFRAggregatedAggregated | WLDFR | HFTD - Distribution - Tier 2 - 1QU CoRE ¦ 4QU LoRE | Seismic - Red Flag Warning - Catastrophic Fires | Aggregated | Aggregated | 2029 | 9.8127e-09 | 0 | 1434.2134 | 1.4073e-05 | 2029 | Mitigation | 0.08575 | 30 | 0 | esc | 0.0012005 | 1.178e-11 | 0.00060025 | 5.8901e-12 | 0.0015435 | 1.5146e-11
[35 empty] | 7.3.1.1 A summarized risk map that shows the overall ignition probability and estimated wildfire consequence along the electric lines and equipment | WLDFR | HFTD - Distribution - Tier 3 - 3QU CoRE ¦ 2QU LoRE | 2050 | 0.14056 | 0 | 0 | 0 | 0 | 0.0095184 | 1.23 | 0 | 1.23 | 0.022528 | 2.9113 | 0 | 2.9113 | 0.023658 | 3.0573 | 0 | 3.0573 | 0 | 0.1729 | 0.40922 | 0.42974 | 0.022528 | 0.0031667 | 2.9113 | 0.40922 | 0 | 0 | 2.9113 | 0.40922 | [11 empty] | WLDFR | HFTD - Distribution - Tier 2 - 1QU CoRE ¦ 4QU LoRE | Seismic - Non-Red Flag Warning - Catastrophic Fires | 2022 | 2.7314e-13 | 1.3657e-13 | 3.5118e-13 | 21083.8428 | 409.2237 | 13469.0878 | 7205.5313 | 0 | 0 | 0 | 2.2752e-10 |  | 5.7588e-09 | 0 | 5.7588e-09 | 2.8794e-09 | 0 | 2.8794e-09 | 7.4042e-09 | 0 | 7.4042e-09 | [16 empty] | 7.3.1.3 Ignition probability mapping showing the probability of ignition along the electric lines and equipmentWLDFRAggregatedAggregated | WLDFR | HFTD - Distribution - Tier 2 - 1QU CoRE ¦ 4QU LoRE | Seismic - Red Flag Warning - Catastrophic Fires | Aggregated | Aggregated | 2030 | 9.8127e-09 | 0 | 1434.2134 | 1.4073e-05 | 2030 | Mitigation | 0.08575 | 30 | 0 | esc | 0.0012005 | 1.178e-11 | 0.00060025 | 5.8901e-12 | 0.0015435 | 1.5146e-11
[35 empty] | 7.3.1.1 A summarized risk map that shows the overall ignition probability and estimated wildfire consequence along the electric lines and equipment | WLDFR | HFTD - Distribution - Tier 3 - 3QU CoRE ¦ 2QU LoRE | 2051 | 0.13137 | 0 | 0 | 0 | 0 | 0 | 0 | 0 | 0 | 0.022528 | 2.9113 | 0 | 2.9113 | 0.023658 | 3.0573 | 0 | 3.0573 | 0 | 0 | 0.38245 | 0.40163 | 0.022528 | 0.0029595 | 2.9113 | 0.38245 | 0 | 0 | 2.9113 | 0.38245 | [11 empty] | WLDFR | HFTD - Distribution - Tier 2 - 1QU CoRE ¦ 4QU LoRE | Seismic - Non-Red Flag Warning - Catastrophic Fires | 2023 | 2.7314e-13 | 1.3657e-13 | 3.5118e-13 | 21835.9781 | 428.6023 | 13939.561 | 7467.8148 | 0 | 0 | 0 | 2.2752e-10 |  | 5.9642e-09 | 0 | 5.9642e-09 | 2.9821e-09 | 0 | 2.9821e-09 | 7.6683e-09 | 0 | 7.6683e-09 | [16 empty] | 7.3.1.3 Ignition probability mapping showing the probability of ignition along the electric lines and equipmentWLDFRAggregatedAggregated | WLDFR | HFTD - Distribution - Tier 2 - 1QU CoRE ¦ 4QU LoRE | Seismic - Red Flag Warning - Catastrophic Fires | Aggregated | Aggregated | 2031 | 9.8127e-09 | 0 | 1434.2134 | 1.4073e-05 | 2031 | Mitigation | 0.08575 | 30 | 0 | esc | 0.0012005 | 1.178e-11 | 0.00060025 | 5.8901e-12 | 0.0015435 | 1.5146e-11
[35 empty] | 7.3.1.1 A summarized risk map that shows the overall ignition probability and estimated wildfire consequence along the electric lines and equipment | WLDFR | HFTD - Distribution - Tier 3 - 3QU CoRE ¦ 2QU LoRE | 2052 | 0.12277 | 0 | 0 | 0 | 0 | 0 | 0 | 0 | 0 | 0 | 0 | 0 | 0 | 0.023658 | 3.0573 | 0 | 3.0573 | 0 | 0 | 0 | 0.37535 | 0 | 0 | 0 | 0 | 0 | 0 | 0 | 0 | [11 empty] | WLDFR | HFTD - Distribution - Tier 2 - 1QU CoRE ¦ 4QU LoRE | Seismic - Non-Red Flag Warning - Catastrophic Fires | 2024 | 2.7314e-13 | 1.3657e-13 | 3.5118e-13 | 21835.9781 | 428.6023 | 13939.561 | 7467.8148 | 0 | 0 | 0 | 2.2752e-10 |  | 5.9642e-09 | 0 | 5.9642e-09 | 2.9821e-09 | 0 | 2.9821e-09 | 7.6683e-09 | 0 | 7.6683e-09 | [16 empty] | 7.3.1.3 Ignition probability mapping showing the probability of ignition along the electric lines and equipmentWLDFRAggregatedAggregated | WLDFR | HFTD - Distribution - Tier 2 - 1QU CoRE ¦ 4QU LoRE | Seismic - Red Flag Warning - Catastrophic Fires | Aggregated | Aggregated | 2032 | 9.8127e-09 | 0 | 1434.2134 | 1.4073e-05 | 2032 | Mitigation | 0.08575 | 30 | 0 | esc | 0.0012005 | 1.178e-11 | 0.00060025 | 5.8901e-12 | 0.0015435 | 1.5146e-11
[35 empty] | 7.3.1.1 A summarized risk map that shows the overall ignition probability and estimated wildfire consequence along the electric lines and equipment | WLDFR | HFTD - Distribution - Tier 3 - 3QU CoRE ¦ 3QU LoRE | 2020 | 1 | 0.0050105 | 0.46199 | 0 | 0.46199 | 0 | 0 | 0 | 0 | 0 | 0 | 0 | 0 | 0 | 0 | 0 | 0 | 0.46199 | 0 | 0 | 0 | 0 | 0 | 0 | 0 | 0 | 0 | 0 | 0 | [11 empty] | WLDFR | HFTD - Distribution - Tier 2 - 1QU CoRE ¦ 4QU LoRE | Seismic - Non-Red Flag Warning - Catastrophic Fires | 2025 | 2.7314e-13 | 1.3657e-13 | 3.5118e-13 | 21835.9781 | 428.6023 | 13939.561 | 7467.8148 | 0 | 0 | 0 | 2.2752e-10 |  | 5.9642e-09 | 0 | 5.9642e-09 | 2.9821e-09 | 0 | 2.9821e-09 | 7.6683e-09 | 0 | 7.6683e-09 | [16 empty] | 7.3.1.3 Ignition probability mapping showing the probability of ignition along the electric lines and equipmentWLDFRAggregatedAggregated | WLDFR | HFTD - Distribution - Tier 2 - 1QU CoRE ¦ 4QU LoRE | Seismic - Red Flag Warning - Catastrophic Fires | Aggregated | Aggregated | 2033 | 9.8127e-09 | 0 | 1434.2134 | 1.4073e-05 | 2033 | Mitigation | 0.08575 | 30 | 0 | esc | 0.0012005 | 1.178e-11 | 0.00060025 | 5.8901e-12 | 0.0015435 | 1.5146e-11
[35 empty] | 7.3.1.1 A summarized risk map that shows the overall ignition probability and estimated wildfire consequence along the electric lines and equipment | WLDFR | HFTD - Distribution - Tier 3 - 3QU CoRE ¦ 3QU LoRE | 2021 | 1 | 0.0050105 | 0.46199 | 0 | 0.46199 | 0.0031188 | 0.28757 | 0 | 0.28757 | 0 | 0 | 0 | 0 | 0 | 0 | 0 | 0 | 0.46199 | 0.28757 | 0 | 0 | 0 | 0 | 0 | 0 | 0 | 0 | 0 | 0 | [11 empty] | WLDFR | HFTD - Distribution - Tier 2 - 1QU CoRE ¦ 4QU LoRE | Seismic - Non-Red Flag Warning - Catastrophic Fires | 2026 | 2.7314e-13 | 1.3657e-13 | 3.5118e-13 | 21835.9781 | 428.6023 | 13939.561 | 7467.8148 | 0 | 0 | 0 | 2.2752e-10 |  | 5.9642e-09 | 0 | 5.9642e-09 | 2.9821e-09 | 0 | 2.9821e-09 | 7.6683e-09 | 0 | 7.6683e-09 | [16 empty] | 7.3.1.3 Ignition probability mapping showing the probability of ignition along the electric lines and equipmentWLDFRAggregatedAggregated | WLDFR | HFTD - Distribution - Tier 2 - 1QU CoRE ¦ 4QU LoRE | Seismic - Red Flag Warning - Catastrophic Fires | Aggregated | Aggregated | 2034 | 9.8127e-09 | 0 | 1434.2134 | 1.4073e-05 | 2034 | Mitigation | 0.08575 | 30 | 0 | esc | 0.0012005 | 1.178e-11 | 0.00060025 | 5.8901e-12 | 0.0015435 | 1.5146e-11
[35 empty] | 7.3.1.1 A summarized risk map that shows the overall ignition probability and estimated wildfire consequence along the electric lines and equipment | WLDFR | HFTD - Distribution - Tier 3 - 3QU CoRE ¦ 3QU LoRE | 2022 | 0.93458 | 0.0049416 | 0.45339 | 0 | 0.45339 | 0.0030759 | 0.28221 | 0 | 0.28221 | 0.0061108 | 0.56066 | 0 | 0.56066 | 0 | 0 | 0 | 0 | 0.42373 | 0.26375 | 0.52398 | 0 | 0.0061108 | 0.005711 | 0.56066 | 0.52398 | 0 | 0 | 0.56066 | 0.52398 | [11 empty] | WLDFR | HFTD - Distribution - Tier 2 - 1QU CoRE ¦ 4QU LoRE | Seismic - Non-Red Flag Warning - Catastrophic Fires | 2027 | 2.7314e-13 | 1.3657e-13 | 3.5118e-13 | 21835.9781 | 428.6023 | 13939.561 | 7467.8148 | 0 | 0 | 0 | 2.2752e-10 |  | 5.9642e-09 | 0 | 5.9642e-09 | 2.9821e-09 | 0 | 2.9821e-09 | 7.6683e-09 | 0 | 7.6683e-09 | [16 empty] | 7.3.1.3 Ignition probability mapping showing the probability of ignition along the electric lines and equipmentWLDFRAggregatedAggregated | WLDFR | HFTD - Distribution - Tier 2 - 1QU CoRE ¦ 4QU LoRE | Seismic - Red Flag Warning - Catastrophic Fires | Aggregated | Aggregated | 2035 | 9.8127e-09 | 0 | 1434.2134 | 1.4073e-05 | 2035 | Mitigation | 0.08575 | 30 | 0 | esc | 0.0012005 | 1.178e-11 | 0.00060025 | 5.8901e-12 | 0.0015435 | 1.5146e-11
[35 empty] | 7.3.1.1 A summarized risk map that shows the overall ignition probability and estimated wildfire consequence along the electric lines and equipment | WLDFR | HFTD - Distribution - Tier 3 - 3QU CoRE ¦ 3QU LoRE | 2023 | 0.87344 | 0.0049416 | 0.47 | 0 | 0.47 | 0.0030759 | 0.29256 | 0 | 0.29256 | 0.0061108 | 0.5812 | 0 | 0.5812 | 0.0064172 | 0.61035 | 0 | 0.61035 | 0.41052 | 0.25553 | 0.50764 | 0.5331 | 0.0061108 | 0.0053374 | 0.5812 | 0.50764 | 0 | 0 | 0.5812 | 0.50764 | [11 empty] | WLDFR | HFTD - Distribution - Tier 2 - 1QU CoRE ¦ 4QU LoRE | Seismic - Non-Red Flag Warning - Catastrophic Fires | 2028 | 2.7314e-13 | 1.3657e-13 | 3.5118e-13 | 22783.187 | 453.261 | 14531.3357 | 7798.5904 | 0 | 0 | 0 | 2.2752e-10 |  | 6.223e-09 | 0 | 6.223e-09 | 3.1115e-09 | 0 | 3.1115e-09 | 8.001e-09 | 0 | 8.001e-09 | [16 empty] | 7.3.1.3 Ignition probability mapping showing the probability of ignition along the electric lines and equipmentWLDFRAggregatedAggregated | WLDFR | HFTD - Distribution - Tier 2 - 1QU CoRE ¦ 4QU LoRE | Seismic - Red Flag Warning - Catastrophic Fires | Aggregated | Aggregated | 2036 | 9.8127e-09 | 0 | 1434.2134 | 1.4073e-05 | 2036 | Mitigation | 0.08575 | 30 | 0 | esc | 0.0012005 | 1.178e-11 | 0.00060025 | 5.8901e-12 | 0.0015435 | 1.5146e-11
[35 empty] | 7.3.1.1 A summarized risk map that shows the overall ignition probability and estimated wildfire consequence along the electric lines and equipment | WLDFR | HFTD - Distribution - Tier 3 - 3QU CoRE ¦ 3QU LoRE | 2024 | 0.8163 | 0.0049416 | 0.47 | 0 | 0.47 | 0.0030759 | 0.29256 | 0 | 0.29256 | 0.0061108 | 0.5812 | 0 | 0.5812 | 0.0064172 | 0.61035 | 0 | 0.61035 | 0.38366 | 0.23881 | 0.47443 | 0.49822 | 0.0061108 | 0.0049882 | 0.5812 | 0.47443 | 0 | 0 | 0.5812 | 0.47443 | [11 empty] | WLDFR | HFTD - Distribution - Tier 2 - 1QU CoRE ¦ 4QU LoRE | Seismic - Non-Red Flag Warning - Catastrophic Fires | 2029 | 2.7314e-13 | 1.3657e-13 | 3.5118e-13 | 22783.187 | 453.261 | 14531.3357 | 7798.5904 | 0 | 0 | 0 | 2.2752e-10 |  | 6.223e-09 | 0 | 6.223e-09 | 3.1115e-09 | 0 | 3.1115e-09 | 8.001e-09 | 0 | 8.001e-09 | [16 empty] | 7.3.1.3 Ignition probability mapping showing the probability of ignition along the electric lines and equipmentWLDFRAggregatedAggregated | WLDFR | HFTD - Distribution - Tier 2 - 1QU CoRE ¦ 4QU LoRE | Seismic - Red Flag Warning - Catastrophic Fires | Aggregated | Aggregated | 2037 | 9.8127e-09 | 0 | 1434.2134 | 1.4073e-05 | 2037 | Mitigation | 0.08575 | 30 | 0 | esc | 0.0012005 | 1.178e-11 | 0.00060025 | 5.8901e-12 | 0.0015435 | 1.5146e-11
[35 empty] | 7.3.1.1 A summarized risk map that shows the overall ignition probability and estimated wildfire consequence along the electric lines and equipment | WLDFR | HFTD - Distribution - Tier 3 - 3QU CoRE ¦ 3QU LoRE | 2025 | 0.7629 | 0.0049416 | 0.47 | 0 | 0.47 | 0.0030759 | 0.29256 | 0 | 0.29256 | 0.0061108 | 0.5812 | 0 | 0.5812 | 0.0064172 | 0.61035 | 0 | 0.61035 | 0.35856 | 0.22319 | 0.4434 | 0.46563 | 0.0061108 | 0.0046619 | 0.5812 | 0.4434 | 0 | 0 | 0.5812 | 0.4434 | [11 empty] | WLDFR | HFTD - Distribution - Tier 2 - 1QU CoRE ¦ 4QU LoRE | Seismic - Non-Red Flag Warning - Catastrophic Fires | 2030 | 2.7314e-13 | 1.3657e-13 | 3.5118e-13 | 22783.187 | 453.261 | 14531.3357 | 7798.5904 | 0 | 0 | 0 | 2.2752e-10 |  | 6.223e-09 | 0 | 6.223e-09 | 3.1115e-09 | 0 | 3.1115e-09 | 8.001e-09 | 0 | 8.001e-09 | [16 empty] | 7.3.1.3 Ignition probability mapping showing the probability of ignition along the electric lines and equipmentWLDFRAggregatedAggregated | WLDFR | HFTD - Distribution - Tier 2 - 1QU CoRE ¦ 4QU LoRE | Seismic - Red Flag Warning - Catastrophic Fires | Aggregated | Aggregated | 2038 | 9.8127e-09 | 0 | 1434.2134 | 1.4073e-05 | 2038 | Mitigation | 0.08575 | 30 | 0 | esc | 0.0012005 | 1.178e-11 | 0.00060025 | 5.8901e-12 | 0.0015435 | 1.5146e-11
[35 empty] | 7.3.1.1 A summarized risk map that shows the overall ignition probability and estimated wildfire consequence along the electric lines and equipment | WLDFR | HFTD - Distribution - Tier 3 - 3QU CoRE ¦ 3QU LoRE | 2026 | 0.71299 | 0.0049416 | 0.47 | 0 | 0.47 | 0.0030759 | 0.29256 | 0 | 0.29256 | 0.0061108 | 0.5812 | 0 | 0.5812 | 0.0064172 | 0.61035 | 0 | 0.61035 | 0.33511 | 0.20859 | 0.41439 | 0.43517 | 0.0061108 | 0.0043569 | 0.5812 | 0.41439 | 0 | 0 | 0.5812 | 0.41439 | [11 empty] | WLDFR | HFTD - Distribution - Tier 2 - 1QU CoRE ¦ 4QU LoRE | Seismic - Non-Red Flag Warning - Catastrophic Fires | 2031 | 2.7314e-13 | 1.3657e-13 | 3.5118e-13 | 22783.187 | 453.261 | 14531.3357 | 7798.5904 | 0 | 0 | 0 | 2.2752e-10 |  | 6.223e-09 | 0 | 6.223e-09 | 3.1115e-09 | 0 | 3.1115e-09 | 8.001e-09 | 0 | 8.001e-09 | [16 empty] | 7.3.1.3 Ignition probability mapping showing the probability of ignition along the electric lines and equipmentWLDFRAggregatedAggregated | WLDFR | HFTD - Distribution - Tier 2 - 1QU CoRE ¦ 4QU LoRE | Seismic - Red Flag Warning - Catastrophic Fires | Aggregated | Aggregated | 2039 | 9.8127e-09 | 0 | 1434.2134 | 1.4073e-05 | 2039 | Mitigation | 0.08575 | 30 | 0 | esc | 0.0012005 | 1.178e-11 | 0.00060025 | 5.8901e-12 | 0.0015435 | 1.5146e-11
[35 empty] | 7.3.1.1 A summarized risk map that shows the overall ignition probability and estimated wildfire consequence along the electric lines and equipment | WLDFR | HFTD - Distribution - Tier 3 - 3QU CoRE ¦ 3QU LoRE | 2027 | 0.66634 | 0.0049416 | 0.47 | 0 | 0.47 | 0.0030759 | 0.29256 | 0 | 0.29256 | 0.0061108 | 0.5812 | 0 | 0.5812 | 0.0064172 | 0.61035 | 0 | 0.61035 | 0.31318 | 0.19494 | 0.38728 | 0.4067 | 0.0061108 | 0.0040719 | 0.5812 | 0.38728 | 0 | 0 | 0.5812 | 0.38728 | [11 empty] | WLDFR | HFTD - Distribution - Tier 2 - 1QU CoRE ¦ 4QU LoRE | Seismic - Non-Red Flag Warning - Catastrophic Fires | 2032 | 2.7314e-13 | 1.3657e-13 | 3.5118e-13 | 22783.187 | 453.261 | 14531.3357 | 7798.5904 | 0 | 0 | 0 | 2.2752e-10 |  | 6.223e-09 | 0 | 6.223e-09 | 3.1115e-09 | 0 | 3.1115e-09 | 8.001e-09 | 0 | 8.001e-09 | [16 empty] | 7.3.1.3 Ignition probability mapping showing the probability of ignition along the electric lines and equipmentWLDFRAggregatedAggregated | WLDFR | HFTD - Distribution - Tier 2 - 1QU CoRE ¦ 4QU LoRE | Seismic - Red Flag Warning - Catastrophic Fires | Aggregated | Aggregated | 2040 | 9.8127e-09 | 0 | 1434.2134 | 1.4073e-05 | 2040 | Mitigation | 0.08575 | 30 | 0 | esc | 0.0012005 | 1.178e-11 | 0.00060025 | 5.8901e-12 | 0.0015435 | 1.5146e-11
[35 empty] | 7.3.1.1 A summarized risk map that shows the overall ignition probability and estimated wildfire consequence along the electric lines and equipment | WLDFR | HFTD - Distribution - Tier 3 - 3QU CoRE ¦ 3QU LoRE | 2028 | 0.62275 | 0.0049416 | 0.49094 | 0 | 0.49094 | 0.0030759 | 0.30559 | 0 | 0.30559 | 0.0061108 | 0.60709 | 0 | 0.60709 | 0.0064172 | 0.63753 | 0 | 0.63753 | 0.30573 | 0.1903 | 0.37806 | 0.39702 | 0.0061108 | 0.0038055 | 0.60709 | 0.37806 | 0 | 0 | 0.60709 | 0.37806 | [11 empty] | WLDFR | HFTD - Distribution - Tier 2 - 1QU CoRE ¦ 4QU LoRE | Seismic - Non-Red Flag Warning - Catastrophic Fires | 2033 | 2.7314e-13 | 1.3657e-13 | 3.5118e-13 | 23835.2641 | 480.9649 | 15187.7294 | 8166.5698 | 0 | 0 | 0 | 2.2752e-10 |  | 6.5103e-09 | 0 | 6.5103e-09 | 3.2552e-09 | 0 | 3.2552e-09 | 8.3704e-09 | 0 | 8.3704e-09 | [16 empty] | 7.3.1.3 Ignition probability mapping showing the probability of ignition along the electric lines and equipmentWLDFRAggregatedAggregated | WLDFR | HFTD - Distribution - Tier 2 - 1QU CoRE ¦ 4QU LoRE | Seismic - Red Flag Warning - Catastrophic Fires | Aggregated | Aggregated | 2041 | 9.8127e-09 | 0 | 1434.2134 | 1.4073e-05 | 2041 | Mitigation | 0.08575 | 30 | 0 | esc | 0.0012005 | 1.178e-11 | 0.00060025 | 5.8901e-12 | 0.0015435 | 1.5146e-11
[35 empty] | 7.3.1.1 A summarized risk map that shows the overall ignition probability and estimated wildfire consequence along the electric lines and equipment | WLDFR | HFTD - Distribution - Tier 3 - 3QU CoRE ¦ 3QU LoRE | 2029 | 0.58201 | 0.0049416 | 0.49094 | 0 | 0.49094 | 0.0030759 | 0.30559 | 0 | 0.30559 | 0.0061108 | 0.60709 | 0 | 0.60709 | 0.0064172 | 0.63753 | 0 | 0.63753 | 0.28573 | 0.17785 | 0.35333 | 0.37105 | 0.0061108 | 0.0035565 | 0.60709 | 0.35333 | 0 | 0 | 0.60709 | 0.35333 | [11 empty] | WLDFR | HFTD - Distribution - Tier 2 - 1QU CoRE ¦ 4QU LoRE | Seismic - Non-Red Flag Warning - Catastrophic Fires | 2034 | 2.7314e-13 | 1.3657e-13 | 3.5118e-13 | 23835.2641 | 480.9649 | 15187.7294 | 8166.5698 | 0 | 0 | 0 | 2.2752e-10 |  | 6.5103e-09 | 0 | 6.5103e-09 | 3.2552e-09 | 0 | 3.2552e-09 | 8.3704e-09 | 0 | 8.3704e-09 | [16 empty] | 7.3.1.3 Ignition probability mapping showing the probability of ignition along the electric lines and equipmentWLDFRAggregatedAggregated | WLDFR | HFTD - Distribution - Tier 2 - 1QU CoRE ¦ 4QU LoRE | Seismic - Red Flag Warning - Catastrophic Fires | Aggregated | Aggregated | 2042 | 9.8127e-09 | 0 | 1434.2134 | 1.4073e-05 | 2042 | Mitigation | 0.08575 | 30 | 0 | esc | 0.0012005 | 1.178e-11 | 0.00060025 | 5.8901e-12 | 0.0015435 | 1.5146e-11
[35 empty] | 7.3.1.1 A summarized risk map that shows the overall ignition probability and estimated wildfire consequence along the electric lines and equipment | WLDFR | HFTD - Distribution - Tier 3 - 3QU CoRE ¦ 3QU LoRE | 2030 | 0.54393 | 0.0049416 | 0.49094 | 0 | 0.49094 | 0.0030759 | 0.30559 | 0 | 0.30559 | 0.0061108 | 0.60709 | 0 | 0.60709 | 0.0064172 | 0.63753 | 0 | 0.63753 | 0.26704 | 0.16622 | 0.33022 | 0.34677 | 0.0061108 | 0.0033239 | 0.60709 | 0.33022 | 0 | 0 | 0.60709 | 0.33022 | [11 empty] | WLDFR | HFTD - Distribution - Tier 2 - 1QU CoRE ¦ 4QU LoRE | Seismic - Non-Red Flag Warning - Catastrophic Fires | 2035 | 2.7314e-13 | 1.3657e-13 | 3.5118e-13 | 23835.2641 | 480.9649 | 15187.7294 | 8166.5698 | 0 | 0 | 0 | 2.2752e-10 |  | 6.5103e-09 | 0 | 6.5103e-09 | 3.2552e-09 | 0 | 3.2552e-09 | 8.3704e-09 | 0 | 8.3704e-09 | [16 empty] | 7.3.1.3 Ignition probability mapping showing the probability of ignition along the electric lines and equipmentWLDFRAggregatedAggregated | WLDFR | HFTD - Distribution - Tier 2 - 1QU CoRE ¦ 4QU LoRE | Seismic - Red Flag Warning - Catastrophic Fires | Aggregated | Aggregated | 2043 | 9.8127e-09 | 0 | 1434.2134 | 1.4073e-05 | 2043 | Mitigation | 0.08575 | 30 | 0 | esc | 0.0012005 | 1.178e-11 | 0.00060025 | 5.8901e-12 | 0.0015435 | 1.5146e-11
[35 empty] | 7.3.1.1 A summarized risk map that shows the overall ignition probability and estimated wildfire consequence along the electric lines and equipment | WLDFR | HFTD - Distribution - Tier 3 - 3QU CoRE ¦ 3QU LoRE | 2031 | 0.50835 | 0.0049416 | 0.49094 | 0 | 0.49094 | 0.0030759 | 0.30559 | 0 | 0.30559 | 0.0061108 | 0.60709 | 0 | 0.60709 | 0.0064172 | 0.63753 | 0 | 0.63753 | 0.24957 | 0.15534 | 0.30861 | 0.32409 | 0.0061108 | 0.0031064 | 0.60709 | 0.30861 | 0 | 0 | 0.60709 | 0.30861 | [11 empty] | WLDFR | HFTD - Distribution - Tier 2 - 1QU CoRE ¦ 4QU LoRE | Seismic - Non-Red Flag Warning - Catastrophic Fires | 2036 | 2.7314e-13 | 1.3657e-13 | 3.5118e-13 | 23835.2641 | 480.9649 | 15187.7294 | 8166.5698 | 0 | 0 | 0 | 2.2752e-10 |  | 6.5103e-09 | 0 | 6.5103e-09 | 3.2552e-09 | 0 | 3.2552e-09 | 8.3704e-09 | 0 | 8.3704e-09 | [16 empty] | 7.3.1.3 Ignition probability mapping showing the probability of ignition along the electric lines and equipmentWLDFRAggregatedAggregated | WLDFR | HFTD - Distribution - Tier 2 - 1QU CoRE ¦ 4QU LoRE | Seismic - Red Flag Warning - Catastrophic Fires | Aggregated | Aggregated | 2044 | 9.8127e-09 | 0 | 1434.2134 | 1.4073e-05 | 2044 | Mitigation | 0.08575 | 30 | 0 | esc | 0.0012005 | 1.178e-11 | 0.00060025 | 5.8901e-12 | 0.0015435 | 1.5146e-11
[35 empty] | 7.3.1.1 A summarized risk map that shows the overall ignition probability and estimated wildfire consequence along the electric lines and equipment | WLDFR | HFTD - Distribution - Tier 3 - 3QU CoRE ¦ 3QU LoRE | 2032 | 0.47509 | 0.0049416 | 0.49094 | 0 | 0.49094 | 0.0030759 | 0.30559 | 0 | 0.30559 | 0.0061108 | 0.60709 | 0 | 0.60709 | 0.0064172 | 0.63753 | 0 | 0.63753 | 0.23324 | 0.14518 | 0.28842 | 0.30289 | 0.0061108 | 0.0029032 | 0.60709 | 0.28842 | 0 | 0 | 0.60709 | 0.28842 | [11 empty] | WLDFR | HFTD - Distribution - Tier 2 - 1QU CoRE ¦ 4QU LoRE | Seismic - Non-Red Flag Warning - Catastrophic Fires | 2037 | 2.7314e-13 | 1.3657e-13 | 3.5118e-13 | 23835.2641 | 480.9649 | 15187.7294 | 8166.5698 | 0 | 0 | 0 | 2.2752e-10 |  | 6.5103e-09 | 0 | 6.5103e-09 | 3.2552e-09 | 0 | 3.2552e-09 | 8.3704e-09 | 0 | 8.3704e-09 | [16 empty] | 7.3.1.3 Ignition probability mapping showing the probability of ignition along the electric lines and equipmentWLDFRAggregatedAggregated | WLDFR | HFTD - Distribution - Tier 2 - 1QU CoRE ¦ 4QU LoRE | Seismic - Red Flag Warning - Catastrophic Fires | Aggregated | Aggregated | 2045 | 9.8127e-09 | 0 | 1434.2134 | 1.4073e-05 | 2045 | Mitigation | 0.08575 | 30 | 0 | esc | 0.0012005 | 1.178e-11 | 0.00060025 | 5.8901e-12 | 0.0015435 | 1.5146e-11
[35 empty] | 7.3.1.1 A summarized risk map that shows the overall ignition probability and estimated wildfire consequence along the electric lines and equipment | WLDFR | HFTD - Distribution - Tier 3 - 3QU CoRE ¦ 3QU LoRE | 2033 | 0.44401 | 0.0049416 | 0.5142 | 0 | 0.5142 | 0.0030759 | 0.32007 | 0 | 0.32007 | 0.0061108 | 0.63586 | 0 | 0.63586 | 0.0064172 | 0.66774 | 0 | 0.66774 | 0.22831 | 0.14211 | 0.28233 | 0.29649 | 0.0061108 | 0.0027133 | 0.63586 | 0.28233 | 0 | 0 | 0.63586 | 0.28233 | [11 empty] | WLDFR | HFTD - Distribution - Tier 2 - 1QU CoRE ¦ 4QU LoRE | Seismic - Non-Red Flag Warning - Catastrophic Fires | 2038 | 2.7314e-13 | 1.3657e-13 | 3.5118e-13 | 24976.6418 | 511.3745 | 15898.8237 | 8566.4437 | 0 | 0 | 0 | 2.2752e-10 |  | 6.8221e-09 | 0 | 6.8221e-09 | 3.411e-09 | 0 | 3.411e-09 | 8.7712e-09 | 0 | 8.7712e-09 | [16 empty] | 7.3.1.3 Ignition probability mapping showing the probability of ignition along the electric lines and equipmentWLDFRAggregatedAggregated | WLDFR | HFTD - Distribution - Tier 2 - 1QU CoRE ¦ 4QU LoRE | Seismic - Red Flag Warning - Catastrophic Fires | Aggregated | Aggregated | 2046 | 9.8127e-09 | 0 | 1434.2134 | 1.4073e-05 | 2046 | Mitigation | 0.08575 | 30 | 0 | esc | 0.0012005 | 1.178e-11 | 0.00060025 | 5.8901e-12 | 0.0015435 | 1.5146e-11
[35 empty] | 7.3.1.1 A summarized risk map that shows the overall ignition probability and estimated wildfire consequence along the electric lines and equipment | WLDFR | HFTD - Distribution - Tier 3 - 3QU CoRE ¦ 3QU LoRE | 2034 | 0.41496 | 0.0049416 | 0.5142 | 0 | 0.5142 | 0.0030759 | 0.32007 | 0 | 0.32007 | 0.0061108 | 0.63586 | 0 | 0.63586 | 0.0064172 | 0.66774 | 0 | 0.66774 | 0.21338 | 0.13282 | 0.26386 | 0.27709 | 0.0061108 | 0.0025358 | 0.63586 | 0.26386 | 0 | 0 | 0.63586 | 0.26386 | [11 empty] | WLDFR | HFTD - Distribution - Tier 2 - 1QU CoRE ¦ 4QU LoRE | Seismic - Non-Red Flag Warning - Catastrophic Fires | 2039 | 2.7314e-13 | 1.3657e-13 | 3.5118e-13 | 24976.6418 | 511.3745 | 15898.8237 | 8566.4437 | 0 | 0 | 0 | 2.2752e-10 |  | 6.8221e-09 | 0 | 6.8221e-09 | 3.411e-09 | 0 | 3.411e-09 | 8.7712e-09 | 0 | 8.7712e-09 | [16 empty] | 7.3.1.3 Ignition probability mapping showing the probability of ignition along the electric lines and equipmentWLDFRAggregatedAggregated | WLDFR | HFTD - Distribution - Tier 2 - 1QU CoRE ¦ 4QU LoRE | Seismic - Red Flag Warning - Catastrophic Fires | Aggregated | Aggregated | 2047 | 9.8127e-09 | 0 | 1434.2134 | 1.4073e-05 | 2047 | Mitigation | 0.08575 | 30 | 0 | esc | 0.0012005 | 1.178e-11 | 0.00060025 | 5.8901e-12 | 0.0015435 | 1.5146e-11
[35 empty] | 7.3.1.1 A summarized risk map that shows the overall ignition probability and estimated wildfire consequence along the electric lines and equipment | WLDFR | HFTD - Distribution - Tier 3 - 3QU CoRE ¦ 3QU LoRE | 2035 | 0.38782 | 0.0049416 | 0.5142 | 0 | 0.5142 | 0.0030759 | 0.32007 | 0 | 0.32007 | 0.0061108 | 0.63586 | 0 | 0.63586 | 0.0064172 | 0.66774 | 0 | 0.66774 | 0.19942 | 0.12413 | 0.2466 | 0.25896 | 0.0061108 | 0.0023699 | 0.63586 | 0.2466 | 0 | 0 | 0.63586 | 0.2466 | [11 empty] | WLDFR | HFTD - Distribution - Tier 2 - 1QU CoRE ¦ 4QU LoRE | Seismic - Non-Red Flag Warning - Catastrophic Fires | 2040 | 2.7314e-13 | 1.3657e-13 | 3.5118e-13 | 24976.6418 | 511.3745 | 15898.8237 | 8566.4437 | 0 | 0 | 0 | 2.2752e-10 |  | 6.8221e-09 | 0 | 6.8221e-09 | 3.411e-09 | 0 | 3.411e-09 | 8.7712e-09 | 0 | 8.7712e-09 | [16 empty] | 7.3.1.3 Ignition probability mapping showing the probability of ignition along the electric lines and equipmentWLDFRAggregatedAggregated | WLDFR | HFTD - Distribution - Tier 2 - 1QU CoRE ¦ 4QU LoRE | Seismic - Red Flag Warning - Catastrophic Fires | Aggregated | Aggregated | 2048 | 9.8127e-09 | 0 | 1434.2134 | 1.4073e-05 | 2048 | Mitigation | 0.08575 | 30 | 0 | esc | 0.0012005 | 1.178e-11 | 0.00060025 | 5.8901e-12 | 0.0015435 | 1.5146e-11
[35 empty] | 7.3.1.1 A summarized risk map that shows the overall ignition probability and estimated wildfire consequence along the electric lines and equipment | WLDFR | HFTD - Distribution - Tier 3 - 3QU CoRE ¦ 3QU LoRE | 2036 | 0.36245 | 0.0049416 | 0.5142 | 0 | 0.5142 | 0.0030759 | 0.32007 | 0 | 0.32007 | 0.0061108 | 0.63586 | 0 | 0.63586 | 0.0064172 | 0.66774 | 0 | 0.66774 | 0.18637 | 0.11601 | 0.23046 | 0.24202 | 0.0061108 | 0.0022148 | 0.63586 | 0.23046 | 0 | 0 | 0.63586 | 0.23046 | [11 empty] | WLDFR | HFTD - Distribution - Tier 2 - 1QU CoRE ¦ 4QU LoRE | Seismic - Non-Red Flag Warning - Catastrophic Fires | 2041 | 2.7314e-13 | 1.3657e-13 | 3.5118e-13 | 24976.6418 | 511.3745 | 15898.8237 | 8566.4437 | 0 | 0 | 0 | 2.2752e-10 |  | 6.8221e-09 | 0 | 6.8221e-09 | 3.411e-09 | 0 | 3.411e-09 | 8.7712e-09 | 0 | 8.7712e-09 | [16 empty] | 7.3.1.3 Ignition probability mapping showing the probability of ignition along the electric lines and equipmentWLDFRAggregatedAggregated | WLDFR | HFTD - Distribution - Tier 2 - 1QU CoRE ¦ 4QU LoRE | Seismic - Red Flag Warning - Catastrophic Fires | Aggregated | Aggregated | 2049 | 9.8127e-09 | 0 | 1434.2134 | 1.4073e-05 | 2049 | Mitigation | 0.08575 | 30 | 0 | esc | 0.0012005 | 1.178e-11 | 0.00060025 | 5.8901e-12 | 0.0015435 | 1.5146e-11
[35 empty] | 7.3.1.1 A summarized risk map that shows the overall ignition probability and estimated wildfire consequence along the electric lines and equipment | WLDFR | HFTD - Distribution - Tier 3 - 3QU CoRE ¦ 3QU LoRE | 2037 | 0.33873 | 0.0049416 | 0.5142 | 0 | 0.5142 | 0.0030759 | 0.32007 | 0 | 0.32007 | 0.0061108 | 0.63586 | 0 | 0.63586 | 0.0064172 | 0.66774 | 0 | 0.66774 | 0.17418 | 0.10842 | 0.21539 | 0.22619 | 0.0061108 | 0.0020699 | 0.63586 | 0.21539 | 0 | 0 | 0.63586 | 0.21539 | [11 empty] | WLDFR | HFTD - Distribution - Tier 2 - 1QU CoRE ¦ 4QU LoRE | Seismic - Non-Red Flag Warning - Catastrophic Fires | 2042 | 2.7314e-13 | 1.3657e-13 | 3.5118e-13 | 24976.6418 | 511.3745 | 15898.8237 | 8566.4437 | 0 | 0 | 0 | 2.2752e-10 |  | 6.8221e-09 | 0 | 6.8221e-09 | 3.411e-09 | 0 | 3.411e-09 | 8.7712e-09 | 0 | 8.7712e-09 | [16 empty] | 7.3.1.3 Ignition probability mapping showing the probability of ignition along the electric lines and equipmentWLDFRAggregatedAggregated | WLDFR | HFTD - Distribution - Tier 2 - 1QU CoRE ¦ 4QU LoRE | Seismic - Red Flag Warning - Catastrophic Fires | Aggregated | Aggregated | 2050 | 9.8127e-09 | 0 | 1434.2134 | 1.4073e-05 | 2050 | Mitigation | 0.08575 | 30 | 0 | esc | 0 | 0 | 0.00060025 | 5.8901e-12 | 0.0015435 | 1.5146e-11
[35 empty] | 7.3.1.1 A summarized risk map that shows the overall ignition probability and estimated wildfire consequence along the electric lines and equipment | WLDFR | HFTD - Distribution - Tier 3 - 3QU CoRE ¦ 3QU LoRE | 2038 | 0.31657 | 0.0049416 | 0.53946 | 0 | 0.53946 | 0.0030759 | 0.33579 | 0 | 0.33579 | 0.0061108 | 0.66709 | 0 | 0.66709 | 0.0064172 | 0.70054 | 0 | 0.70054 | 0.17078 | 0.1063 | 0.21118 | 0.22177 | 0.0061108 | 0.0019345 | 0.66709 | 0.21118 | 0 | 0 | 0.66709 | 0.21118 | [11 empty] | WLDFR | HFTD - Distribution - Tier 2 - 1QU CoRE ¦ 4QU LoRE | Seismic - Non-Red Flag Warning - Catastrophic Fires | 2043 | 2.7314e-13 | 1.3657e-13 | 3.5118e-13 | 26191.7278 | 544.1291 | 16654.7414 | 8992.8573 | 0 | 0 | 0 | 2.2752e-10 |  | 7.154e-09 | 0 | 7.154e-09 | 3.577e-09 | 0 | 3.577e-09 | 9.198e-09 | 0 | 9.198e-09 | [16 empty] | 7.3.1.3 Ignition probability mapping showing the probability of ignition along the electric lines and equipmentWLDFRAggregatedAggregated | WLDFR | HFTD - Distribution - Tier 2 - 1QU CoRE ¦ 4QU LoRE | Seismic - Red Flag Warning - Catastrophic Fires | Aggregated | Aggregated | 2051 | 9.8127e-09 | 0 | 1434.2134 | 1.4073e-05 | 2051 | Mitigation | 0.08575 | 30 | 0 | esc | 0 | 0 | 0 | 0 | 0.0015435 | 1.5146e-11
[35 empty] | 7.3.1.1 A summarized risk map that shows the overall ignition probability and estimated wildfire consequence along the electric lines and equipment | WLDFR | HFTD - Distribution - Tier 3 - 3QU CoRE ¦ 3QU LoRE | 2039 | 0.29586 | 0.0049416 | 0.53946 | 0 | 0.53946 | 0.0030759 | 0.33579 | 0 | 0.33579 | 0.0061108 | 0.66709 | 0 | 0.66709 | 0.0064172 | 0.70054 | 0 | 0.70054 | 0.15961 | 0.099347 | 0.19737 | 0.20726 | 0.0061108 | 0.001808 | 0.66709 | 0.19737 | 0 | 0 | 0.66709 | 0.19737 | [11 empty] | WLDFR | HFTD - Distribution - Tier 2 - 1QU CoRE ¦ 4QU LoRE | Seismic - Non-Red Flag Warning - Catastrophic Fires | 2044 | 2.7314e-13 | 1.3657e-13 | 3.5118e-13 | 26191.7278 | 544.1291 | 16654.7414 | 8992.8573 | 0 | 0 | 0 | 2.2752e-10 |  | 7.154e-09 | 0 | 7.154e-09 | 3.577e-09 | 0 | 3.577e-09 | 9.198e-09 | 0 | 9.198e-09 | [16 empty] | 7.3.1.3 Ignition probability mapping showing the probability of ignition along the electric lines and equipmentWLDFRAggregatedAggregated | WLDFR | HFTD - Distribution - Tier 2 - 1QU CoRE ¦ 5QU LoRE | Non-Red Flag Warning - Catastrophic Fires | Aggregated | Aggregated | 2021 | 6.21e-06 | 0 | 1628.5067 | 0.010113 | 2021 | Mitigation | 0.08575 | 30 | 0 | esc | 0.0012005 | 7.4551e-09 | 0.00060025 | 3.7275e-09 | 0 | 0
[35 empty] | 7.3.1.1 A summarized risk map that shows the overall ignition probability and estimated wildfire consequence along the electric lines and equipment | WLDFR | HFTD - Distribution - Tier 3 - 3QU CoRE ¦ 3QU LoRE | 2040 | 0.27651 | 0.0049416 | 0.53946 | 0 | 0.53946 | 0.0030759 | 0.33579 | 0 | 0.33579 | 0.0061108 | 0.66709 | 0 | 0.66709 | 0.0064172 | 0.70054 | 0 | 0.70054 | 0.14916 | 0.092848 | 0.18445 | 0.1937 | 0.0061108 | 0.0016897 | 0.66709 | 0.18445 | 0 | 0 | 0.66709 | 0.18445 | [11 empty] | WLDFR | HFTD - Distribution - Tier 2 - 1QU CoRE ¦ 4QU LoRE | Seismic - Non-Red Flag Warning - Catastrophic Fires | 2045 | 2.7314e-13 | 1.3657e-13 | 3.5118e-13 | 26191.7278 | 544.1291 | 16654.7414 | 8992.8573 | 0 | 0 | 0 | 2.2752e-10 |  | 7.154e-09 | 0 | 7.154e-09 | 3.577e-09 | 0 | 3.577e-09 | 9.198e-09 | 0 | 9.198e-09 | [16 empty] | 7.3.1.3 Ignition probability mapping showing the probability of ignition along the electric lines and equipmentWLDFRAggregatedAggregated | WLDFR | HFTD - Distribution - Tier 2 - 1QU CoRE ¦ 5QU LoRE | Non-Red Flag Warning - Catastrophic Fires | Aggregated | Aggregated | 2022 | 6.21e-06 | 0 | 1628.5067 | 0.010113 | 2022 | Mitigation | 0.08575 | 30 | 0 | esc | 0.0012005 | 7.4551e-09 | 0.00060025 | 3.7275e-09 | 0.0015435 | 9.5851e-09
[35 empty] | 7.3.1.1 A summarized risk map that shows the overall ignition probability and estimated wildfire consequence along the electric lines and equipment | WLDFR | HFTD - Distribution - Tier 3 - 3QU CoRE ¦ 3QU LoRE | 2041 | 0.25842 | 0.0049416 | 0.53946 | 0 | 0.53946 | 0.0030759 | 0.33579 | 0 | 0.33579 | 0.0061108 | 0.66709 | 0 | 0.66709 | 0.0064172 | 0.70054 | 0 | 0.70054 | 0.13941 | 0.086773 | 0.17239 | 0.18103 | 0.0061108 | 0.0015791 | 0.66709 | 0.17239 | 0 | 0 | 0.66709 | 0.17239 | [11 empty] | WLDFR | HFTD - Distribution - Tier 2 - 1QU CoRE ¦ 4QU LoRE | Seismic - Non-Red Flag Warning - Catastrophic Fires | 2046 | 2.7314e-13 | 1.3657e-13 | 3.5118e-13 | 26191.7278 | 544.1291 | 16654.7414 | 8992.8573 | 0 | 0 | 0 | 2.2752e-10 |  | 7.154e-09 | 0 | 7.154e-09 | 3.577e-09 | 0 | 3.577e-09 | 9.198e-09 | 0 | 9.198e-09 | [16 empty] | 7.3.1.3 Ignition probability mapping showing the probability of ignition along the electric lines and equipmentWLDFRAggregatedAggregated | WLDFR | HFTD - Distribution - Tier 2 - 1QU CoRE ¦ 5QU LoRE | Non-Red Flag Warning - Catastrophic Fires | Aggregated | Aggregated | 2023 | 6.21e-06 | 0 | 1628.5067 | 0.010113 | 2023 | Mitigation | 0.08575 | 30 | 0 | esc | 0.0012005 | 7.4551e-09 | 0.00060025 | 3.7275e-09 | 0.0015435 | 9.5851e-09
[35 empty] | 7.3.1.1 A summarized risk map that shows the overall ignition probability and estimated wildfire consequence along the electric lines and equipment | WLDFR | HFTD - Distribution - Tier 3 - 3QU CoRE ¦ 3QU LoRE | 2042 | 0.24151 | 0.0049416 | 0.53946 | 0 | 0.53946 | 0.0030759 | 0.33579 | 0 | 0.33579 | 0.0061108 | 0.66709 | 0 | 0.66709 | 0.0064172 | 0.70054 | 0 | 0.70054 | 0.13029 | 0.081097 | 0.16111 | 0.16919 | 0.0061108 | 0.0014758 | 0.66709 | 0.16111 | 0 | 0 | 0.66709 | 0.16111 | [11 empty] | WLDFR | HFTD - Distribution - Tier 2 - 1QU CoRE ¦ 4QU LoRE | Seismic - Non-Red Flag Warning - Catastrophic Fires | 2047 | 2.7314e-13 | 1.3657e-13 | 3.5118e-13 | 26191.7278 | 544.1291 | 16654.7414 | 8992.8573 | 0 | 0 | 0 | 2.2752e-10 |  | 7.154e-09 | 0 | 7.154e-09 | 3.577e-09 | 0 | 3.577e-09 | 9.198e-09 | 0 | 9.198e-09 | [16 empty] | 7.3.1.3 Ignition probability mapping showing the probability of ignition along the electric lines and equipmentWLDFRAggregatedAggregated | WLDFR | HFTD - Distribution - Tier 2 - 1QU CoRE ¦ 5QU LoRE | Non-Red Flag Warning - Catastrophic Fires | Aggregated | Aggregated | 2024 | 6.21e-06 | 0 | 1628.5067 | 0.010113 | 2024 | Mitigation | 0.08575 | 30 | 0 | esc | 0.0012005 | 7.4551e-09 | 0.00060025 | 3.7275e-09 | 0.0015435 | 9.5851e-09
[35 empty] | 7.3.1.1 A summarized risk map that shows the overall ignition probability and estimated wildfire consequence along the electric lines and equipment | WLDFR | HFTD - Distribution - Tier 3 - 3QU CoRE ¦ 3QU LoRE | 2043 | 0.22571 | 0.0049416 | 0.56635 | 0 | 0.56635 | 0.0030759 | 0.35253 | 0 | 0.35253 | 0.0061108 | 0.70035 | 0 | 0.70035 | 0.0064172 | 0.73547 | 0 | 0.73547 | 0.12783 | 0.079571 | 0.15808 | 0.166 | 0.0061108 | 0.0013793 | 0.70035 | 0.15808 | 0 | 0 | 0.70035 | 0.15808 | [11 empty] | WLDFR | HFTD - Distribution - Tier 2 - 1QU CoRE ¦ 4QU LoRE | Seismic - Non-Red Flag Warning - Catastrophic Fires | 2048 | 2.7314e-13 | 1.3657e-13 | 3.5118e-13 | 27464.7227 | 578.8407 | 17445.538 | 9440.3441 | 0 | 0 | 0 | 2.2752e-10 |  | 7.5017e-09 | 0 | 7.5017e-09 | 3.7508e-09 | 0 | 3.7508e-09 | 9.645e-09 | 0 | 9.645e-09 | [16 empty] | 7.3.1.3 Ignition probability mapping showing the probability of ignition along the electric lines and equipmentWLDFRAggregatedAggregated | WLDFR | HFTD - Distribution - Tier 2 - 1QU CoRE ¦ 5QU LoRE | Non-Red Flag Warning - Catastrophic Fires | Aggregated | Aggregated | 2025 | 6.21e-06 | 0 | 1628.5067 | 0.010113 | 2025 | Mitigation | 0.08575 | 30 | 0 | esc | 0.0012005 | 7.4551e-09 | 0.00060025 | 3.7275e-09 | 0.0015435 | 9.5851e-09
[35 empty] | 7.3.1.1 A summarized risk map that shows the overall ignition probability and estimated wildfire consequence along the electric lines and equipment | WLDFR | HFTD - Distribution - Tier 3 - 3QU CoRE ¦ 3QU LoRE | 2044 | 0.21095 | 0.0049416 | 0.56635 | 0 | 0.56635 | 0.0030759 | 0.35253 | 0 | 0.35253 | 0.0061108 | 0.70035 | 0 | 0.70035 | 0.0064172 | 0.73547 | 0 | 0.73547 | 0.11947 | 0.074365 | 0.14774 | 0.15514 | 0.0061108 | 0.001289 | 0.70035 | 0.14774 | 0 | 0 | 0.70035 | 0.14774 | [11 empty] | WLDFR | HFTD - Distribution - Tier 2 - 1QU CoRE ¦ 4QU LoRE | Seismic - Non-Red Flag Warning - Catastrophic Fires | 2049 | 2.7314e-13 | 1.3657e-13 | 3.5118e-13 | 27464.7227 | 578.8407 | 17445.538 | 9440.3441 | 0 | 0 | 0 | 2.2752e-10 |  | 7.5017e-09 | 0 | 7.5017e-09 | 3.7508e-09 | 0 | 3.7508e-09 | 9.645e-09 | 0 | 9.645e-09 | [16 empty] | 7.3.1.3 Ignition probability mapping showing the probability of ignition along the electric lines and equipmentWLDFRAggregatedAggregated | WLDFR | HFTD - Distribution - Tier 2 - 1QU CoRE ¦ 5QU LoRE | Non-Red Flag Warning - Catastrophic Fires | Aggregated | Aggregated | 2026 | 6.21e-06 | 0 | 1628.5067 | 0.010113 | 2026 | Mitigation | 0.08575 | 30 | 0 | esc | 0.0012005 | 7.4551e-09 | 0.00060025 | 3.7275e-09 | 0.0015435 | 9.5851e-09
[35 empty] | 7.3.1.1 A summarized risk map that shows the overall ignition probability and estimated wildfire consequence along the electric lines and equipment | WLDFR | HFTD - Distribution - Tier 3 - 3QU CoRE ¦ 3QU LoRE | 2045 | 0.19715 | 0.0049416 | 0.56635 | 0 | 0.56635 | 0.0030759 | 0.35253 | 0 | 0.35253 | 0.0061108 | 0.70035 | 0 | 0.70035 | 0.0064172 | 0.73547 | 0 | 0.73547 | 0.11165 | 0.0695 | 0.13807 | 0.14499 | 0.0061108 | 0.0012047 | 0.70035 | 0.13807 | 0 | 0 | 0.70035 | 0.13807 | [11 empty] | WLDFR | HFTD - Distribution - Tier 2 - 1QU CoRE ¦ 4QU LoRE | Seismic - Non-Red Flag Warning - Catastrophic Fires | 2050 | 0 | 1.3657e-13 | 3.5118e-13 | 27464.7227 | 578.8407 | 17445.538 | 9440.3441 | 0 | 0 | 0 | 2.2752e-10 |  | 0 | 0 | 0 | 3.7508e-09 | 0 | 3.7508e-09 | 9.645e-09 | 0 | 9.645e-09 | [16 empty] | 7.3.1.3 Ignition probability mapping showing the probability of ignition along the electric lines and equipmentWLDFRAggregatedAggregated | WLDFR | HFTD - Distribution - Tier 2 - 1QU CoRE ¦ 5QU LoRE | Non-Red Flag Warning - Catastrophic Fires | Aggregated | Aggregated | 2027 | 6.21e-06 | 0 | 1628.5067 | 0.010113 | 2027 | Mitigation | 0.08575 | 30 | 0 | esc | 0.0012005 | 7.4551e-09 | 0.00060025 | 3.7275e-09 | 0.0015435 | 9.5851e-09
[35 empty] | 7.3.1.1 A summarized risk map that shows the overall ignition probability and estimated wildfire consequence along the electric lines and equipment | WLDFR | HFTD - Distribution - Tier 3 - 3QU CoRE ¦ 3QU LoRE | 2046 | 0.18425 | 0.0049416 | 0.56635 | 0 | 0.56635 | 0.0030759 | 0.35253 | 0 | 0.35253 | 0.0061108 | 0.70035 | 0 | 0.70035 | 0.0064172 | 0.73547 | 0 | 0.73547 | 0.10435 | 0.064953 | 0.12904 | 0.13551 | 0.0061108 | 0.0011259 | 0.70035 | 0.12904 | 0 | 0 | 0.70035 | 0.12904 | [11 empty] | WLDFR | HFTD - Distribution - Tier 2 - 1QU CoRE ¦ 4QU LoRE | Seismic - Non-Red Flag Warning - Catastrophic Fires | 2051 | 0 | 0 | 3.5118e-13 | 27464.7227 | 578.8407 | 17445.538 | 9440.3441 | 0 | 0 | 0 | 2.2752e-10 |  | 0 | 0 | 0 | 0 | 0 | 0 | 9.645e-09 | 0 | 9.645e-09 | [16 empty] | 7.3.1.3 Ignition probability mapping showing the probability of ignition along the electric lines and equipmentWLDFRAggregatedAggregated | WLDFR | HFTD - Distribution - Tier 2 - 1QU CoRE ¦ 5QU LoRE | Non-Red Flag Warning - Catastrophic Fires | Aggregated | Aggregated | 2028 | 6.21e-06 | 0 | 1628.5067 | 0.010113 | 2028 | Mitigation | 0.08575 | 30 | 0 | esc | 0.0012005 | 7.4551e-09 | 0.00060025 | 3.7275e-09 | 0.0015435 | 9.5851e-09
[35 empty] | 7.3.1.1 A summarized risk map that shows the overall ignition probability and estimated wildfire consequence along the electric lines and equipment | WLDFR | HFTD - Distribution - Tier 3 - 3QU CoRE ¦ 3QU LoRE | 2047 | 0.1722 | 0.0049416 | 0.56635 | 0 | 0.56635 | 0.0030759 | 0.35253 | 0 | 0.35253 | 0.0061108 | 0.70035 | 0 | 0.70035 | 0.0064172 | 0.73547 | 0 | 0.73547 | 0.097524 | 0.060704 | 0.1206 | 0.12664 | 0.0061108 | 0.0010522 | 0.70035 | 0.1206 | 0 | 0 | 0.70035 | 0.1206 | [11 empty] | WLDFR | HFTD - Distribution - Tier 2 - 1QU CoRE ¦ 4QU LoRE | Seismic - Red Flag Warning - Catastrophic Fires | 2020 | 1.178e-11 | 0 | 0 | 21083.8428 | 409.2237 | 13469.0878 | 7205.5313 | 0 | 0 | 0 | 9.8127e-09 |  | 2.4837e-07 | 0 | 2.4837e-07 | 0 | 0 | 0 | 0 | 0 | 0 | [16 empty] | 7.3.1.3 Ignition probability mapping showing the probability of ignition along the electric lines and equipmentWLDFRAggregatedAggregated | WLDFR | HFTD - Distribution - Tier 2 - 1QU CoRE ¦ 5QU LoRE | Non-Red Flag Warning - Catastrophic Fires | Aggregated | Aggregated | 2029 | 6.21e-06 | 0 | 1628.5067 | 0.010113 | 2029 | Mitigation | 0.08575 | 30 | 0 | esc | 0.0012005 | 7.4551e-09 | 0.00060025 | 3.7275e-09 | 0.0015435 | 9.5851e-09
[35 empty] | 7.3.1.1 A summarized risk map that shows the overall ignition probability and estimated wildfire consequence along the electric lines and equipment | WLDFR | HFTD - Distribution - Tier 3 - 3QU CoRE ¦ 3QU LoRE | 2048 | 0.16093 | 0.0049416 | 0.59455 | 0 | 0.59455 | 0.0030759 | 0.37008 | 0 | 0.37008 | 0.0061108 | 0.73522 | 0 | 0.73522 | 0.0064172 | 0.77208 | 0 | 0.77208 | 0.095681 | 0.059557 | 0.11832 | 0.12425 | 0.0061108 | 0.00098341 | 0.73522 | 0.11832 | 0 | 0 | 0.73522 | 0.11832 | [11 empty] | WLDFR | HFTD - Distribution - Tier 2 - 1QU CoRE ¦ 4QU LoRE | Seismic - Red Flag Warning - Catastrophic Fires | 2021 | 1.178e-11 | 5.8901e-12 | 0 | 21083.8428 | 409.2237 | 13469.0878 | 7205.5313 | 0 | 0 | 0 | 9.8127e-09 |  | 2.4837e-07 | 0 | 2.4837e-07 | 1.2419e-07 | 0 | 1.2419e-07 | 0 | 0 | 0 | [16 empty] | 7.3.1.3 Ignition probability mapping showing the probability of ignition along the electric lines and equipmentWLDFRAggregatedAggregated | WLDFR | HFTD - Distribution - Tier 2 - 1QU CoRE ¦ 5QU LoRE | Non-Red Flag Warning - Catastrophic Fires | Aggregated | Aggregated | 2030 | 6.21e-06 | 0 | 1628.5067 | 0.010113 | 2030 | Mitigation | 0.08575 | 30 | 0 | esc | 0.0012005 | 7.4551e-09 | 0.00060025 | 3.7275e-09 | 0.0015435 | 9.5851e-09
[35 empty] | 7.3.1.1 A summarized risk map that shows the overall ignition probability and estimated wildfire consequence along the electric lines and equipment | WLDFR | HFTD - Distribution - Tier 3 - 3QU CoRE ¦ 3QU LoRE | 2049 | 0.1504 | 0.0049416 | 0.59455 | 0 | 0.59455 | 0.0030759 | 0.37008 | 0 | 0.37008 | 0.0061108 | 0.73522 | 0 | 0.73522 | 0.0064172 | 0.77208 | 0 | 0.77208 | 0.089422 | 0.055661 | 0.11058 | 0.11612 | 0.0061108 | 0.00091907 | 0.73522 | 0.11058 | 0 | 0 | 0.73522 | 0.11058 | [11 empty] | WLDFR | HFTD - Distribution - Tier 2 - 1QU CoRE ¦ 4QU LoRE | Seismic - Red Flag Warning - Catastrophic Fires | 2022 | 1.178e-11 | 5.8901e-12 | 1.5146e-11 | 21083.8428 | 409.2237 | 13469.0878 | 7205.5313 | 0 | 0 | 0 | 9.8127e-09 |  | 2.4837e-07 | 0 | 2.4837e-07 | 1.2419e-07 | 0 | 1.2419e-07 | 3.1933e-07 | 0 | 3.1933e-07 | [16 empty] | 7.3.1.3 Ignition probability mapping showing the probability of ignition along the electric lines and equipmentWLDFRAggregatedAggregated | WLDFR | HFTD - Distribution - Tier 2 - 1QU CoRE ¦ 5QU LoRE | Non-Red Flag Warning - Catastrophic Fires | Aggregated | Aggregated | 2031 | 6.21e-06 | 0 | 1628.5067 | 0.010113 | 2031 | Mitigation | 0.08575 | 30 | 0 | esc | 0.0012005 | 7.4551e-09 | 0.00060025 | 3.7275e-09 | 0.0015435 | 9.5851e-09
[35 empty] | 7.3.1.1 A summarized risk map that shows the overall ignition probability and estimated wildfire consequence along the electric lines and equipment | WLDFR | HFTD - Distribution - Tier 3 - 3QU CoRE ¦ 3QU LoRE | 2050 | 0.14056 | 0 | 0 | 0 | 0 | 0.0030759 | 0.37008 | 0 | 0.37008 | 0.0061108 | 0.73522 | 0 | 0.73522 | 0.0064172 | 0.77208 | 0 | 0.77208 | 0 | 0.05202 | 0.10334 | 0.10853 | 0.0061108 | 0.00085895 | 0.73522 | 0.10334 | 0 | 0 | 0.73522 | 0.10334 | [11 empty] | WLDFR | HFTD - Distribution - Tier 2 - 1QU CoRE ¦ 4QU LoRE | Seismic - Red Flag Warning - Catastrophic Fires | 2023 | 1.178e-11 | 5.8901e-12 | 1.5146e-11 | 21835.9781 | 428.6023 | 13939.561 | 7467.8148 | 0 | 0 | 0 | 9.8127e-09 |  | 2.5723e-07 | 0 | 2.5723e-07 | 1.2862e-07 | 0 | 1.2862e-07 | 3.3073e-07 | 0 | 3.3073e-07 | [16 empty] | 7.3.1.3 Ignition probability mapping showing the probability of ignition along the electric lines and equipmentWLDFRAggregatedAggregated | WLDFR | HFTD - Distribution - Tier 2 - 1QU CoRE ¦ 5QU LoRE | Non-Red Flag Warning - Catastrophic Fires | Aggregated | Aggregated | 2032 | 6.21e-06 | 0 | 1628.5067 | 0.010113 | 2032 | Mitigation | 0.08575 | 30 | 0 | esc | 0.0012005 | 7.4551e-09 | 0.00060025 | 3.7275e-09 | 0.0015435 | 9.5851e-09
[35 empty] | 7.3.1.1 A summarized risk map that shows the overall ignition probability and estimated wildfire consequence along the electric lines and equipment | WLDFR | HFTD - Distribution - Tier 3 - 3QU CoRE ¦ 3QU LoRE | 2051 | 0.13137 | 0 | 0 | 0 | 0 | 0 | 0 | 0 | 0 | 0.0061108 | 0.73522 | 0 | 0.73522 | 0.0064172 | 0.77208 | 0 | 0.77208 | 0 | 0 | 0.096583 | 0.10143 | 0.0061108 | 0.00080275 | 0.73522 | 0.096583 | 0 | 0 | 0.73522 | 0.096583 | [11 empty] | WLDFR | HFTD - Distribution - Tier 2 - 1QU CoRE ¦ 4QU LoRE | Seismic - Red Flag Warning - Catastrophic Fires | 2024 | 1.178e-11 | 5.8901e-12 | 1.5146e-11 | 21835.9781 | 428.6023 | 13939.561 | 7467.8148 | 0 | 0 | 0 | 9.8127e-09 |  | 2.5723e-07 | 0 | 2.5723e-07 | 1.2862e-07 | 0 | 1.2862e-07 | 3.3073e-07 | 0 | 3.3073e-07 | [16 empty] | 7.3.1.3 Ignition probability mapping showing the probability of ignition along the electric lines and equipmentWLDFRAggregatedAggregated | WLDFR | HFTD - Distribution - Tier 2 - 1QU CoRE ¦ 5QU LoRE | Non-Red Flag Warning - Catastrophic Fires | Aggregated | Aggregated | 2033 | 6.21e-06 | 0 | 1628.5067 | 0.010113 | 2033 | Mitigation | 0.08575 | 30 | 0 | esc | 0.0012005 | 7.4551e-09 | 0.00060025 | 3.7275e-09 | 0.0015435 | 9.5851e-09
[35 empty] | 7.3.1.1 A summarized risk map that shows the overall ignition probability and estimated wildfire consequence along the electric lines and equipment | WLDFR | HFTD - Distribution - Tier 3 - 3QU CoRE ¦ 3QU LoRE | 2052 | 0.12277 | 0 | 0 | 0 | 0 | 0 | 0 | 0 | 0 | 0 | 0 | 0 | 0 | 0.0064172 | 0.77208 | 0 | 0.77208 | 0 | 0 | 0 | 0.094791 | 0 | 0 | 0 | 0 | 0 | 0 | 0 | 0 | [11 empty] | WLDFR | HFTD - Distribution - Tier 2 - 1QU CoRE ¦ 4QU LoRE | Seismic - Red Flag Warning - Catastrophic Fires | 2025 | 1.178e-11 | 5.8901e-12 | 1.5146e-11 | 21835.9781 | 428.6023 | 13939.561 | 7467.8148 | 0 | 0 | 0 | 9.8127e-09 |  | 2.5723e-07 | 0 | 2.5723e-07 | 1.2862e-07 | 0 | 1.2862e-07 | 3.3073e-07 | 0 | 3.3073e-07 | [16 empty] | 7.3.1.3 Ignition probability mapping showing the probability of ignition along the electric lines and equipmentWLDFRAggregatedAggregated | WLDFR | HFTD - Distribution - Tier 2 - 1QU CoRE ¦ 5QU LoRE | Non-Red Flag Warning - Catastrophic Fires | Aggregated | Aggregated | 2034 | 6.21e-06 | 0 | 1628.5067 | 0.010113 | 2034 | Mitigation | 0.08575 | 30 | 0 | esc | 0.0012005 | 7.4551e-09 | 0.00060025 | 3.7275e-09 | 0.0015435 | 9.5851e-09
[35 empty] | 7.3.1.1 A summarized risk map that shows the overall ignition probability and estimated wildfire consequence along the electric lines and equipment | WLDFR | HFTD - Distribution - Tier 3 - 3QU CoRE ¦ 4QU LoRE | 2020 | 1 | 0.0034097 | 0.36156 | 0 | 0.36156 | 0 | 0 | 0 | 0 | 0 | 0 | 0 | 0 | 0 | 0 | 0 | 0 | 0.36156 | 0 | 0 | 0 | 0 | 0 | 0 | 0 | 0 | 0 | 0 | 0 | [11 empty] | WLDFR | HFTD - Distribution - Tier 2 - 1QU CoRE ¦ 4QU LoRE | Seismic - Red Flag Warning - Catastrophic Fires | 2026 | 1.178e-11 | 5.8901e-12 | 1.5146e-11 | 21835.9781 | 428.6023 | 13939.561 | 7467.8148 | 0 | 0 | 0 | 9.8127e-09 |  | 2.5723e-07 | 0 | 2.5723e-07 | 1.2862e-07 | 0 | 1.2862e-07 | 3.3073e-07 | 0 | 3.3073e-07 | [16 empty] | 7.3.1.3 Ignition probability mapping showing the probability of ignition along the electric lines and equipmentWLDFRAggregatedAggregated | WLDFR | HFTD - Distribution - Tier 2 - 1QU CoRE ¦ 5QU LoRE | Non-Red Flag Warning - Catastrophic Fires | Aggregated | Aggregated | 2035 | 6.21e-06 | 0 | 1628.5067 | 0.010113 | 2035 | Mitigation | 0.08575 | 30 | 0 | esc | 0.0012005 | 7.4551e-09 | 0.00060025 | 3.7275e-09 | 0.0015435 | 9.5851e-09
[35 empty] | 7.3.1.1 A summarized risk map that shows the overall ignition probability and estimated wildfire consequence along the electric lines and equipment | WLDFR | HFTD - Distribution - Tier 3 - 3QU CoRE ¦ 4QU LoRE | 2021 | 1 | 0.0034097 | 0.36156 | 0 | 0.36156 | 0.0021224 | 0.22505 | 0 | 0.22505 | 0 | 0 | 0 | 0 | 0 | 0 | 0 | 0 | 0.36156 | 0.22505 | 0 | 0 | 0 | 0 | 0 | 0 | 0 | 0 | 0 | 0 | [11 empty] | WLDFR | HFTD - Distribution - Tier 2 - 1QU CoRE ¦ 4QU LoRE | Seismic - Red Flag Warning - Catastrophic Fires | 2027 | 1.178e-11 | 5.8901e-12 | 1.5146e-11 | 21835.9781 | 428.6023 | 13939.561 | 7467.8148 | 0 | 0 | 0 | 9.8127e-09 |  | 2.5723e-07 | 0 | 2.5723e-07 | 1.2862e-07 | 0 | 1.2862e-07 | 3.3073e-07 | 0 | 3.3073e-07 | [16 empty] | 7.3.1.3 Ignition probability mapping showing the probability of ignition along the electric lines and equipmentWLDFRAggregatedAggregated | WLDFR | HFTD - Distribution - Tier 2 - 1QU CoRE ¦ 5QU LoRE | Non-Red Flag Warning - Catastrophic Fires | Aggregated | Aggregated | 2036 | 6.21e-06 | 0 | 1628.5067 | 0.010113 | 2036 | Mitigation | 0.08575 | 30 | 0 | esc | 0.0012005 | 7.4551e-09 | 0.00060025 | 3.7275e-09 | 0.0015435 | 9.5851e-09
[35 empty] | 7.3.1.1 A summarized risk map that shows the overall ignition probability and estimated wildfire consequence along the electric lines and equipment | WLDFR | HFTD - Distribution - Tier 3 - 3QU CoRE ¦ 4QU LoRE | 2022 | 0.93458 | 0.0033739 | 0.355 | 0 | 0.355 | 0.0021001 | 0.22097 | 0 | 0.22097 | 0.0050102 | 0.52717 | 0 | 0.52717 | 0 | 0 | 0 | 0 | 0.33177 | 0.20651 | 0.49268 | 0 | 0.0050102 | 0.0046824 | 0.52717 | 0.49268 | 0 | 0 | 0.52717 | 0.49268 | [11 empty] | WLDFR | HFTD - Distribution - Tier 2 - 1QU CoRE ¦ 4QU LoRE | Seismic - Red Flag Warning - Catastrophic Fires | 2028 | 1.178e-11 | 5.8901e-12 | 1.5146e-11 | 22783.187 | 453.261 | 14531.3357 | 7798.5904 | 0 | 0 | 0 | 9.8127e-09 |  | 2.6839e-07 | 0 | 2.6839e-07 | 1.3419e-07 | 0 | 1.3419e-07 | 3.4507e-07 | 0 | 3.4507e-07 | [16 empty] | 7.3.1.3 Ignition probability mapping showing the probability of ignition along the electric lines and equipmentWLDFRAggregatedAggregated | WLDFR | HFTD - Distribution - Tier 2 - 1QU CoRE ¦ 5QU LoRE | Non-Red Flag Warning - Catastrophic Fires | Aggregated | Aggregated | 2037 | 6.21e-06 | 0 | 1628.5067 | 0.010113 | 2037 | Mitigation | 0.08575 | 30 | 0 | esc | 0.0012005 | 7.4551e-09 | 0.00060025 | 3.7275e-09 | 0.0015435 | 9.5851e-09
[35 empty] | 7.3.1.1 A summarized risk map that shows the overall ignition probability and estimated wildfire consequence along the electric lines and equipment | WLDFR | HFTD - Distribution - Tier 3 - 3QU CoRE ¦ 4QU LoRE | 2023 | 0.87344 | 0.0033739 | 0.36801 | 0 | 0.36801 | 0.0021001 | 0.22907 | 0 | 0.22907 | 0.0050102 | 0.54648 | 0 | 0.54648 | 0.0052614 | 0.57389 | 0 | 0.57389 | 0.32143 | 0.20008 | 0.47732 | 0.50125 | 0.0050102 | 0.0043761 | 0.54648 | 0.47732 | 0 | 0 | 0.54648 | 0.47732 | [11 empty] | WLDFR | HFTD - Distribution - Tier 2 - 1QU CoRE ¦ 4QU LoRE | Seismic - Red Flag Warning - Catastrophic Fires | 2029 | 1.178e-11 | 5.8901e-12 | 1.5146e-11 | 22783.187 | 453.261 | 14531.3357 | 7798.5904 | 0 | 0 | 0 | 9.8127e-09 |  | 2.6839e-07 | 0 | 2.6839e-07 | 1.3419e-07 | 0 | 1.3419e-07 | 3.4507e-07 | 0 | 3.4507e-07 | [16 empty] | 7.3.1.3 Ignition probability mapping showing the probability of ignition along the electric lines and equipmentWLDFRAggregatedAggregated | WLDFR | HFTD - Distribution - Tier 2 - 1QU CoRE ¦ 5QU LoRE | Non-Red Flag Warning - Catastrophic Fires | Aggregated | Aggregated | 2038 | 6.21e-06 | 0 | 1628.5067 | 0.010113 | 2038 | Mitigation | 0.08575 | 30 | 0 | esc | 0.0012005 | 7.4551e-09 | 0.00060025 | 3.7275e-09 | 0.0015435 | 9.5851e-09
[35 empty] | 7.3.1.1 A summarized risk map that shows the overall ignition probability and estimated wildfire consequence along the electric lines and equipment | WLDFR | HFTD - Distribution - Tier 3 - 3QU CoRE ¦ 4QU LoRE | 2024 | 0.8163 | 0.0033739 | 0.36801 | 0 | 0.36801 | 0.0021001 | 0.22907 | 0 | 0.22907 | 0.0050102 | 0.54648 | 0 | 0.54648 | 0.0052614 | 0.57389 | 0 | 0.57389 | 0.3004 | 0.18699 | 0.44609 | 0.46846 | 0.0050102 | 0.0040898 | 0.54648 | 0.44609 | 0 | 0 | 0.54648 | 0.44609 | [11 empty] | WLDFR | HFTD - Distribution - Tier 2 - 1QU CoRE ¦ 4QU LoRE | Seismic - Red Flag Warning - Catastrophic Fires | 2030 | 1.178e-11 | 5.8901e-12 | 1.5146e-11 | 22783.187 | 453.261 | 14531.3357 | 7798.5904 | 0 | 0 | 0 | 9.8127e-09 |  | 2.6839e-07 | 0 | 2.6839e-07 | 1.3419e-07 | 0 | 1.3419e-07 | 3.4507e-07 | 0 | 3.4507e-07 | [16 empty] | 7.3.1.3 Ignition probability mapping showing the probability of ignition along the electric lines and equipmentWLDFRAggregatedAggregated | WLDFR | HFTD - Distribution - Tier 2 - 1QU CoRE ¦ 5QU LoRE | Non-Red Flag Warning - Catastrophic Fires | Aggregated | Aggregated | 2039 | 6.21e-06 | 0 | 1628.5067 | 0.010113 | 2039 | Mitigation | 0.08575 | 30 | 0 | esc | 0.0012005 | 7.4551e-09 | 0.00060025 | 3.7275e-09 | 0.0015435 | 9.5851e-09
[35 empty] | 7.3.1.1 A summarized risk map that shows the overall ignition probability and estimated wildfire consequence along the electric lines and equipment | WLDFR | HFTD - Distribution - Tier 3 - 3QU CoRE ¦ 4QU LoRE | 2025 | 0.7629 | 0.0033739 | 0.36801 | 0 | 0.36801 | 0.0021001 | 0.22907 | 0 | 0.22907 | 0.0050102 | 0.54648 | 0 | 0.54648 | 0.0052614 | 0.57389 | 0 | 0.57389 | 0.28075 | 0.17475 | 0.41691 | 0.43781 | 0.0050102 | 0.0038222 | 0.54648 | 0.41691 | 0 | 0 | 0.54648 | 0.41691 | [11 empty] | WLDFR | HFTD - Distribution - Tier 2 - 1QU CoRE ¦ 4QU LoRE | Seismic - Red Flag Warning - Catastrophic Fires | 2031 | 1.178e-11 | 5.8901e-12 | 1.5146e-11 | 22783.187 | 453.261 | 14531.3357 | 7798.5904 | 0 | 0 | 0 | 9.8127e-09 |  | 2.6839e-07 | 0 | 2.6839e-07 | 1.3419e-07 | 0 | 1.3419e-07 | 3.4507e-07 | 0 | 3.4507e-07 | [16 empty] | 7.3.1.3 Ignition probability mapping showing the probability of ignition along the electric lines and equipmentWLDFRAggregatedAggregated | WLDFR | HFTD - Distribution - Tier 2 - 1QU CoRE ¦ 5QU LoRE | Non-Red Flag Warning - Catastrophic Fires | Aggregated | Aggregated | 2040 | 6.21e-06 | 0 | 1628.5067 | 0.010113 | 2040 | Mitigation | 0.08575 | 30 | 0 | esc | 0.0012005 | 7.4551e-09 | 0.00060025 | 3.7275e-09 | 0.0015435 | 9.5851e-09
[35 empty] | 7.3.1.1 A summarized risk map that shows the overall ignition probability and estimated wildfire consequence along the electric lines and equipment | WLDFR | HFTD - Distribution - Tier 3 - 3QU CoRE ¦ 4QU LoRE | 2026 | 0.71299 | 0.0033739 | 0.36801 | 0 | 0.36801 | 0.0021001 | 0.22907 | 0 | 0.22907 | 0.0050102 | 0.54648 | 0 | 0.54648 | 0.0052614 | 0.57389 | 0 | 0.57389 | 0.26238 | 0.16332 | 0.38963 | 0.40917 | 0.0050102 | 0.0035722 | 0.54648 | 0.38963 | 0 | 0 | 0.54648 | 0.38963 | [11 empty] | WLDFR | HFTD - Distribution - Tier 2 - 1QU CoRE ¦ 4QU LoRE | Seismic - Red Flag Warning - Catastrophic Fires | 2032 | 1.178e-11 | 5.8901e-12 | 1.5146e-11 | 22783.187 | 453.261 | 14531.3357 | 7798.5904 | 0 | 0 | 0 | 9.8127e-09 |  | 2.6839e-07 | 0 | 2.6839e-07 | 1.3419e-07 | 0 | 1.3419e-07 | 3.4507e-07 | 0 | 3.4507e-07 | [16 empty] | 7.3.1.3 Ignition probability mapping showing the probability of ignition along the electric lines and equipmentWLDFRAggregatedAggregated | WLDFR | HFTD - Distribution - Tier 2 - 1QU CoRE ¦ 5QU LoRE | Non-Red Flag Warning - Catastrophic Fires | Aggregated | Aggregated | 2041 | 6.21e-06 | 0 | 1628.5067 | 0.010113 | 2041 | Mitigation | 0.08575 | 30 | 0 | esc | 0.0012005 | 7.4551e-09 | 0.00060025 | 3.7275e-09 | 0.0015435 | 9.5851e-09
[35 empty] | 7.3.1.1 A summarized risk map that shows the overall ignition probability and estimated wildfire consequence along the electric lines and equipment | WLDFR | HFTD - Distribution - Tier 3 - 3QU CoRE ¦ 4QU LoRE | 2027 | 0.66634 | 0.0033739 | 0.36801 | 0 | 0.36801 | 0.0021001 | 0.22907 | 0 | 0.22907 | 0.0050102 | 0.54648 | 0 | 0.54648 | 0.0052614 | 0.57389 | 0 | 0.57389 | 0.24522 | 0.15264 | 0.36414 | 0.3824 | 0.0050102 | 0.0033385 | 0.54648 | 0.36414 | 0 | 0 | 0.54648 | 0.36414 | [11 empty] | WLDFR | HFTD - Distribution - Tier 2 - 1QU CoRE ¦ 4QU LoRE | Seismic - Red Flag Warning - Catastrophic Fires | 2033 | 1.178e-11 | 5.8901e-12 | 1.5146e-11 | 23835.2641 | 480.9649 | 15187.7294 | 8166.5698 | 0 | 0 | 0 | 9.8127e-09 |  | 2.8078e-07 | 0 | 2.8078e-07 | 1.4039e-07 | 0 | 1.4039e-07 | 3.6101e-07 | 0 | 3.6101e-07 | [16 empty] | 7.3.1.3 Ignition probability mapping showing the probability of ignition along the electric lines and equipmentWLDFRAggregatedAggregated | WLDFR | HFTD - Distribution - Tier 2 - 1QU CoRE ¦ 5QU LoRE | Non-Red Flag Warning - Catastrophic Fires | Aggregated | Aggregated | 2042 | 6.21e-06 | 0 | 1628.5067 | 0.010113 | 2042 | Mitigation | 0.08575 | 30 | 0 | esc | 0.0012005 | 7.4551e-09 | 0.00060025 | 3.7275e-09 | 0.0015435 | 9.5851e-09
[35 empty] | 7.3.1.1 A summarized risk map that shows the overall ignition probability and estimated wildfire consequence along the electric lines and equipment | WLDFR | HFTD - Distribution - Tier 3 - 3QU CoRE ¦ 4QU LoRE | 2028 | 0.62275 | 0.0033739 | 0.3844 | 0 | 0.3844 | 0.0021001 | 0.23927 | 0 | 0.23927 | 0.0050102 | 0.57082 | 0 | 0.57082 | 0.0052614 | 0.59944 | 0 | 0.59944 | 0.23938 | 0.149 | 0.35548 | 0.3733 | 0.0050102 | 0.0031201 | 0.57082 | 0.35548 | 0 | 0 | 0.57082 | 0.35548 | [11 empty] | WLDFR | HFTD - Distribution - Tier 2 - 1QU CoRE ¦ 4QU LoRE | Seismic - Red Flag Warning - Catastrophic Fires | 2034 | 1.178e-11 | 5.8901e-12 | 1.5146e-11 | 23835.2641 | 480.9649 | 15187.7294 | 8166.5698 | 0 | 0 | 0 | 9.8127e-09 |  | 2.8078e-07 | 0 | 2.8078e-07 | 1.4039e-07 | 0 | 1.4039e-07 | 3.6101e-07 | 0 | 3.6101e-07 | [16 empty] | 7.3.1.3 Ignition probability mapping showing the probability of ignition along the electric lines and equipmentWLDFRAggregatedAggregated | WLDFR | HFTD - Distribution - Tier 2 - 1QU CoRE ¦ 5QU LoRE | Non-Red Flag Warning - Catastrophic Fires | Aggregated | Aggregated | 2043 | 6.21e-06 | 0 | 1628.5067 | 0.010113 | 2043 | Mitigation | 0.08575 | 30 | 0 | esc | 0.0012005 | 7.4551e-09 | 0.00060025 | 3.7275e-09 | 0.0015435 | 9.5851e-09
[35 empty] | 7.3.1.1 A summarized risk map that shows the overall ignition probability and estimated wildfire consequence along the electric lines and equipment | WLDFR | HFTD - Distribution - Tier 3 - 3QU CoRE ¦ 4QU LoRE | 2029 | 0.58201 | 0.0033739 | 0.3844 | 0 | 0.3844 | 0.0021001 | 0.23927 | 0 | 0.23927 | 0.0050102 | 0.57082 | 0 | 0.57082 | 0.0052614 | 0.59944 | 0 | 0.59944 | 0.22372 | 0.13926 | 0.33222 | 0.34888 | 0.0050102 | 0.002916 | 0.57082 | 0.33222 | 0 | 0 | 0.57082 | 0.33222 | [11 empty] | WLDFR | HFTD - Distribution - Tier 2 - 1QU CoRE ¦ 4QU LoRE | Seismic - Red Flag Warning - Catastrophic Fires | 2035 | 1.178e-11 | 5.8901e-12 | 1.5146e-11 | 23835.2641 | 480.9649 | 15187.7294 | 8166.5698 | 0 | 0 | 0 | 9.8127e-09 |  | 2.8078e-07 | 0 | 2.8078e-07 | 1.4039e-07 | 0 | 1.4039e-07 | 3.6101e-07 | 0 | 3.6101e-07 | [16 empty] | 7.3.1.3 Ignition probability mapping showing the probability of ignition along the electric lines and equipmentWLDFRAggregatedAggregated | WLDFR | HFTD - Distribution - Tier 2 - 1QU CoRE ¦ 5QU LoRE | Non-Red Flag Warning - Catastrophic Fires | Aggregated | Aggregated | 2044 | 6.21e-06 | 0 | 1628.5067 | 0.010113 | 2044 | Mitigation | 0.08575 | 30 | 0 | esc | 0.0012005 | 7.4551e-09 | 0.00060025 | 3.7275e-09 | 0.0015435 | 9.5851e-09
[35 empty] | 7.3.1.1 A summarized risk map that shows the overall ignition probability and estimated wildfire consequence along the electric lines and equipment | WLDFR | HFTD - Distribution - Tier 3 - 3QU CoRE ¦ 4QU LoRE | 2030 | 0.54393 | 0.0033739 | 0.3844 | 0 | 0.3844 | 0.0021001 | 0.23927 | 0 | 0.23927 | 0.0050102 | 0.57082 | 0 | 0.57082 | 0.0052614 | 0.59944 | 0 | 0.59944 | 0.20909 | 0.13015 | 0.31049 | 0.32606 | 0.0050102 | 0.0027252 | 0.57082 | 0.31049 | 0 | 0 | 0.57082 | 0.31049 | [11 empty] | WLDFR | HFTD - Distribution - Tier 2 - 1QU CoRE ¦ 4QU LoRE | Seismic - Red Flag Warning - Catastrophic Fires | 2036 | 1.178e-11 | 5.8901e-12 | 1.5146e-11 | 23835.2641 | 480.9649 | 15187.7294 | 8166.5698 | 0 | 0 | 0 | 9.8127e-09 |  | 2.8078e-07 | 0 | 2.8078e-07 | 1.4039e-07 | 0 | 1.4039e-07 | 3.6101e-07 | 0 | 3.6101e-07 | [16 empty] | 7.3.1.3 Ignition probability mapping showing the probability of ignition along the electric lines and equipmentWLDFRAggregatedAggregated | WLDFR | HFTD - Distribution - Tier 2 - 1QU CoRE ¦ 5QU LoRE | Non-Red Flag Warning - Catastrophic Fires | Aggregated | Aggregated | 2045 | 6.21e-06 | 0 | 1628.5067 | 0.010113 | 2045 | Mitigation | 0.08575 | 30 | 0 | esc | 0.0012005 | 7.4551e-09 | 0.00060025 | 3.7275e-09 | 0.0015435 | 9.5851e-09
[35 empty] | 7.3.1.1 A summarized risk map that shows the overall ignition probability and estimated wildfire consequence along the electric lines and equipment | WLDFR | HFTD - Distribution - Tier 3 - 3QU CoRE ¦ 4QU LoRE | 2031 | 0.50835 | 0.0033739 | 0.3844 | 0 | 0.3844 | 0.0021001 | 0.23927 | 0 | 0.23927 | 0.0050102 | 0.57082 | 0 | 0.57082 | 0.0052614 | 0.59944 | 0 | 0.59944 | 0.19541 | 0.12163 | 0.29018 | 0.30473 | 0.0050102 | 0.0025469 | 0.57082 | 0.29018 | 0 | 0 | 0.57082 | 0.29018 | [11 empty] | WLDFR | HFTD - Distribution - Tier 2 - 1QU CoRE ¦ 4QU LoRE | Seismic - Red Flag Warning - Catastrophic Fires | 2037 | 1.178e-11 | 5.8901e-12 | 1.5146e-11 | 23835.2641 | 480.9649 | 15187.7294 | 8166.5698 | 0 | 0 | 0 | 9.8127e-09 |  | 2.8078e-07 | 0 | 2.8078e-07 | 1.4039e-07 | 0 | 1.4039e-07 | 3.6101e-07 | 0 | 3.6101e-07 | [16 empty] | 7.3.1.3 Ignition probability mapping showing the probability of ignition along the electric lines and equipmentWLDFRAggregatedAggregated | WLDFR | HFTD - Distribution - Tier 2 - 1QU CoRE ¦ 5QU LoRE | Non-Red Flag Warning - Catastrophic Fires | Aggregated | Aggregated | 2046 | 6.21e-06 | 0 | 1628.5067 | 0.010113 | 2046 | Mitigation | 0.08575 | 30 | 0 | esc | 0.0012005 | 7.4551e-09 | 0.00060025 | 3.7275e-09 | 0.0015435 | 9.5851e-09
[35 empty] | 7.3.1.1 A summarized risk map that shows the overall ignition probability and estimated wildfire consequence along the electric lines and equipment | WLDFR | HFTD - Distribution - Tier 3 - 3QU CoRE ¦ 4QU LoRE | 2032 | 0.47509 | 0.0033739 | 0.3844 | 0 | 0.3844 | 0.0021001 | 0.23927 | 0 | 0.23927 | 0.0050102 | 0.57082 | 0 | 0.57082 | 0.0052614 | 0.59944 | 0 | 0.59944 | 0.18262 | 0.11367 | 0.27119 | 0.28479 | 0.0050102 | 0.0023803 | 0.57082 | 0.27119 | 0 | 0 | 0.57082 | 0.27119 | [11 empty] | WLDFR | HFTD - Distribution - Tier 2 - 1QU CoRE ¦ 4QU LoRE | Seismic - Red Flag Warning - Catastrophic Fires | 2038 | 1.178e-11 | 5.8901e-12 | 1.5146e-11 | 24976.6418 | 511.3745 | 15898.8237 | 8566.4437 | 0 | 0 | 0 | 9.8127e-09 |  | 2.9423e-07 | 0 | 2.9423e-07 | 1.4711e-07 | 0 | 1.4711e-07 | 3.7829e-07 | 0 | 3.7829e-07 | [16 empty] | 7.3.1.3 Ignition probability mapping showing the probability of ignition along the electric lines and equipmentWLDFRAggregatedAggregated | WLDFR | HFTD - Distribution - Tier 2 - 1QU CoRE ¦ 5QU LoRE | Non-Red Flag Warning - Catastrophic Fires | Aggregated | Aggregated | 2047 | 6.21e-06 | 0 | 1628.5067 | 0.010113 | 2047 | Mitigation | 0.08575 | 30 | 0 | esc | 0.0012005 | 7.4551e-09 | 0.00060025 | 3.7275e-09 | 0.0015435 | 9.5851e-09
[35 empty] | 7.3.1.1 A summarized risk map that shows the overall ignition probability and estimated wildfire consequence along the electric lines and equipment | WLDFR | HFTD - Distribution - Tier 3 - 3QU CoRE ¦ 4QU LoRE | 2033 | 0.44401 | 0.0033739 | 0.40261 | 0 | 0.40261 | 0.0021001 | 0.25061 | 0 | 0.25061 | 0.0050102 | 0.59787 | 0 | 0.59787 | 0.0052614 | 0.62785 | 0 | 0.62785 | 0.17876 | 0.11127 | 0.26546 | 0.27877 | 0.0050102 | 0.0022246 | 0.59787 | 0.26546 | 0 | 0 | 0.59787 | 0.26546 | [11 empty] | WLDFR | HFTD - Distribution - Tier 2 - 1QU CoRE ¦ 4QU LoRE | Seismic - Red Flag Warning - Catastrophic Fires | 2039 | 1.178e-11 | 5.8901e-12 | 1.5146e-11 | 24976.6418 | 511.3745 | 15898.8237 | 8566.4437 | 0 | 0 | 0 | 9.8127e-09 |  | 2.9423e-07 | 0 | 2.9423e-07 | 1.4711e-07 | 0 | 1.4711e-07 | 3.7829e-07 | 0 | 3.7829e-07 | [16 empty] | 7.3.1.3 Ignition probability mapping showing the probability of ignition along the electric lines and equipmentWLDFRAggregatedAggregated | WLDFR | HFTD - Distribution - Tier 2 - 1QU CoRE ¦ 5QU LoRE | Non-Red Flag Warning - Catastrophic Fires | Aggregated | Aggregated | 2048 | 6.21e-06 | 0 | 1628.5067 | 0.010113 | 2048 | Mitigation | 0.08575 | 30 | 0 | esc | 0.0012005 | 7.4551e-09 | 0.00060025 | 3.7275e-09 | 0.0015435 | 9.5851e-09
[35 empty] | 7.3.1.1 A summarized risk map that shows the overall ignition probability and estimated wildfire consequence along the electric lines and equipment | WLDFR | HFTD - Distribution - Tier 3 - 3QU CoRE ¦ 4QU LoRE | 2034 | 0.41496 | 0.0033739 | 0.40261 | 0 | 0.40261 | 0.0021001 | 0.25061 | 0 | 0.25061 | 0.0050102 | 0.59787 | 0 | 0.59787 | 0.0052614 | 0.62785 | 0 | 0.62785 | 0.16707 | 0.10399 | 0.24809 | 0.26053 | 0.0050102 | 0.002079 | 0.59787 | 0.24809 | 0 | 0 | 0.59787 | 0.24809 | [11 empty] | WLDFR | HFTD - Distribution - Tier 2 - 1QU CoRE ¦ 4QU LoRE | Seismic - Red Flag Warning - Catastrophic Fires | 2040 | 1.178e-11 | 5.8901e-12 | 1.5146e-11 | 24976.6418 | 511.3745 | 15898.8237 | 8566.4437 | 0 | 0 | 0 | 9.8127e-09 |  | 2.9423e-07 | 0 | 2.9423e-07 | 1.4711e-07 | 0 | 1.4711e-07 | 3.7829e-07 | 0 | 3.7829e-07 | [16 empty] | 7.3.1.3 Ignition probability mapping showing the probability of ignition along the electric lines and equipmentWLDFRAggregatedAggregated | WLDFR | HFTD - Distribution - Tier 2 - 1QU CoRE ¦ 5QU LoRE | Non-Red Flag Warning - Catastrophic Fires | Aggregated | Aggregated | 2049 | 6.21e-06 | 0 | 1628.5067 | 0.010113 | 2049 | Mitigation | 0.08575 | 30 | 0 | esc | 0.0012005 | 7.4551e-09 | 0.00060025 | 3.7275e-09 | 0.0015435 | 9.5851e-09
[35 empty] | 7.3.1.1 A summarized risk map that shows the overall ignition probability and estimated wildfire consequence along the electric lines and equipment | WLDFR | HFTD - Distribution - Tier 3 - 3QU CoRE ¦ 4QU LoRE | 2035 | 0.38782 | 0.0033739 | 0.40261 | 0 | 0.40261 | 0.0021001 | 0.25061 | 0 | 0.25061 | 0.0050102 | 0.59787 | 0 | 0.59787 | 0.0052614 | 0.62785 | 0 | 0.62785 | 0.15614 | 0.097189 | 0.23186 | 0.24349 | 0.0050102 | 0.001943 | 0.59787 | 0.23186 | 0 | 0 | 0.59787 | 0.23186 | [11 empty] | WLDFR | HFTD - Distribution - Tier 2 - 1QU CoRE ¦ 4QU LoRE | Seismic - Red Flag Warning - Catastrophic Fires | 2041 | 1.178e-11 | 5.8901e-12 | 1.5146e-11 | 24976.6418 | 511.3745 | 15898.8237 | 8566.4437 | 0 | 0 | 0 | 9.8127e-09 |  | 2.9423e-07 | 0 | 2.9423e-07 | 1.4711e-07 | 0 | 1.4711e-07 | 3.7829e-07 | 0 | 3.7829e-07 | [16 empty] | 7.3.1.3 Ignition probability mapping showing the probability of ignition along the electric lines and equipmentWLDFRAggregatedAggregated | WLDFR | HFTD - Distribution - Tier 2 - 1QU CoRE ¦ 5QU LoRE | Non-Red Flag Warning - Catastrophic Fires | Aggregated | Aggregated | 2050 | 6.21e-06 | 0 | 1628.5067 | 0.010113 | 2050 | Mitigation | 0.08575 | 30 | 0 | esc | 0 | 0 | 0.00060025 | 3.7275e-09 | 0.0015435 | 9.5851e-09
[35 empty] | 7.3.1.1 A summarized risk map that shows the overall ignition probability and estimated wildfire consequence along the electric lines and equipment | WLDFR | HFTD - Distribution - Tier 3 - 3QU CoRE ¦ 4QU LoRE | 2036 | 0.36245 | 0.0033739 | 0.40261 | 0 | 0.40261 | 0.0021001 | 0.25061 | 0 | 0.25061 | 0.0050102 | 0.59787 | 0 | 0.59787 | 0.0052614 | 0.62785 | 0 | 0.62785 | 0.14592 | 0.090831 | 0.21669 | 0.22756 | 0.0050102 | 0.0018159 | 0.59787 | 0.21669 | 0 | 0 | 0.59787 | 0.21669 | [11 empty] | WLDFR | HFTD - Distribution - Tier 2 - 1QU CoRE ¦ 4QU LoRE | Seismic - Red Flag Warning - Catastrophic Fires | 2042 | 1.178e-11 | 5.8901e-12 | 1.5146e-11 | 24976.6418 | 511.3745 | 15898.8237 | 8566.4437 | 0 | 0 | 0 | 9.8127e-09 |  | 2.9423e-07 | 0 | 2.9423e-07 | 1.4711e-07 | 0 | 1.4711e-07 | 3.7829e-07 | 0 | 3.7829e-07 | [16 empty] | 7.3.1.3 Ignition probability mapping showing the probability of ignition along the electric lines and equipmentWLDFRAggregatedAggregated | WLDFR | HFTD - Distribution - Tier 2 - 1QU CoRE ¦ 5QU LoRE | Non-Red Flag Warning - Catastrophic Fires | Aggregated | Aggregated | 2051 | 6.21e-06 | 0 | 1628.5067 | 0.010113 | 2051 | Mitigation | 0.08575 | 30 | 0 | esc | 0 | 0 | 0 | 0 | 0.0015435 | 9.5851e-09
[35 empty] | 7.3.1.1 A summarized risk map that shows the overall ignition probability and estimated wildfire consequence along the electric lines and equipment | WLDFR | HFTD - Distribution - Tier 3 - 3QU CoRE ¦ 4QU LoRE | 2037 | 0.33873 | 0.0033739 | 0.40261 | 0 | 0.40261 | 0.0021001 | 0.25061 | 0 | 0.25061 | 0.0050102 | 0.59787 | 0 | 0.59787 | 0.0052614 | 0.62785 | 0 | 0.62785 | 0.13638 | 0.084889 | 0.20252 | 0.21267 | 0.0050102 | 0.0016971 | 0.59787 | 0.20252 | 0 | 0 | 0.59787 | 0.20252 | [11 empty] | WLDFR | HFTD - Distribution - Tier 2 - 1QU CoRE ¦ 4QU LoRE | Seismic - Red Flag Warning - Catastrophic Fires | 2043 | 1.178e-11 | 5.8901e-12 | 1.5146e-11 | 26191.7278 | 544.1291 | 16654.7414 | 8992.8573 | 0 | 0 | 0 | 9.8127e-09 |  | 3.0854e-07 | 0 | 3.0854e-07 | 1.5427e-07 | 0 | 1.5427e-07 | 3.967e-07 | 0 | 3.967e-07 | [16 empty] | 7.3.1.3 Ignition probability mapping showing the probability of ignition along the electric lines and equipmentWLDFRAggregatedAggregated | WLDFR | HFTD - Distribution - Tier 2 - 1QU CoRE ¦ 5QU LoRE | Non-Red Flag Warning - Destructive Fires | Aggregated | Aggregated | 2021 | 5.6755e-06 | 0 | 1628.5067 | 0.0092426 | 2021 | Mitigation | 0.08575 | 30 | 0 | esc | 0.0012005 | 6.8134e-09 | 0.00060025 | 3.4067e-09 | 0 | 0
[35 empty] | 7.3.1.1 A summarized risk map that shows the overall ignition probability and estimated wildfire consequence along the electric lines and equipment | WLDFR | HFTD - Distribution - Tier 3 - 3QU CoRE ¦ 4QU LoRE | 2038 | 0.31657 | 0.0033739 | 0.42238 | 0 | 0.42238 | 0.0021001 | 0.26291 | 0 | 0.26291 | 0.0050102 | 0.62723 | 0 | 0.62723 | 0.0052614 | 0.65868 | 0 | 0.65868 | 0.13371 | 0.083231 | 0.19856 | 0.20852 | 0.0050102 | 0.0015861 | 0.62723 | 0.19856 | 0 | 0 | 0.62723 | 0.19856 | [11 empty] | WLDFR | HFTD - Distribution - Tier 2 - 1QU CoRE ¦ 4QU LoRE | Seismic - Red Flag Warning - Catastrophic Fires | 2044 | 1.178e-11 | 5.8901e-12 | 1.5146e-11 | 26191.7278 | 544.1291 | 16654.7414 | 8992.8573 | 0 | 0 | 0 | 9.8127e-09 |  | 3.0854e-07 | 0 | 3.0854e-07 | 1.5427e-07 | 0 | 1.5427e-07 | 3.967e-07 | 0 | 3.967e-07 | [16 empty] | 7.3.1.3 Ignition probability mapping showing the probability of ignition along the electric lines and equipmentWLDFRAggregatedAggregated | WLDFR | HFTD - Distribution - Tier 2 - 1QU CoRE ¦ 5QU LoRE | Non-Red Flag Warning - Destructive Fires | Aggregated | Aggregated | 2022 | 5.6755e-06 | 0 | 1628.5067 | 0.0092426 | 2022 | Mitigation | 0.08575 | 30 | 0 | esc | 0.0012005 | 6.8134e-09 | 0.00060025 | 3.4067e-09 | 0.0015435 | 8.7601e-09
[35 empty] | 7.3.1.1 A summarized risk map that shows the overall ignition probability and estimated wildfire consequence along the electric lines and equipment | WLDFR | HFTD - Distribution - Tier 3 - 3QU CoRE ¦ 4QU LoRE | 2039 | 0.29586 | 0.0033739 | 0.42238 | 0 | 0.42238 | 0.0021001 | 0.26291 | 0 | 0.26291 | 0.0050102 | 0.62723 | 0 | 0.62723 | 0.0052614 | 0.65868 | 0 | 0.65868 | 0.12497 | 0.077786 | 0.18557 | 0.19488 | 0.0050102 | 0.0014823 | 0.62723 | 0.18557 | 0 | 0 | 0.62723 | 0.18557 | [11 empty] | WLDFR | HFTD - Distribution - Tier 2 - 1QU CoRE ¦ 4QU LoRE | Seismic - Red Flag Warning - Catastrophic Fires | 2045 | 1.178e-11 | 5.8901e-12 | 1.5146e-11 | 26191.7278 | 544.1291 | 16654.7414 | 8992.8573 | 0 | 0 | 0 | 9.8127e-09 |  | 3.0854e-07 | 0 | 3.0854e-07 | 1.5427e-07 | 0 | 1.5427e-07 | 3.967e-07 | 0 | 3.967e-07 | [16 empty] | 7.3.1.3 Ignition probability mapping showing the probability of ignition along the electric lines and equipmentWLDFRAggregatedAggregated | WLDFR | HFTD - Distribution - Tier 2 - 1QU CoRE ¦ 5QU LoRE | Non-Red Flag Warning - Destructive Fires | Aggregated | Aggregated | 2023 | 5.6755e-06 | 0 | 1628.5067 | 0.0092426 | 2023 | Mitigation | 0.08575 | 30 | 0 | esc | 0.0012005 | 6.8134e-09 | 0.00060025 | 3.4067e-09 | 0.0015435 | 8.7601e-09
[35 empty] | 7.3.1.1 A summarized risk map that shows the overall ignition probability and estimated wildfire consequence along the electric lines and equipment | WLDFR | HFTD - Distribution - Tier 3 - 3QU CoRE ¦ 4QU LoRE | 2040 | 0.27651 | 0.0033739 | 0.42238 | 0 | 0.42238 | 0.0021001 | 0.26291 | 0 | 0.26291 | 0.0050102 | 0.62723 | 0 | 0.62723 | 0.0052614 | 0.65868 | 0 | 0.65868 | 0.11679 | 0.072698 | 0.17343 | 0.18213 | 0.0050102 | 0.0013854 | 0.62723 | 0.17343 | 0 | 0 | 0.62723 | 0.17343 | [11 empty] | WLDFR | HFTD - Distribution - Tier 2 - 1QU CoRE ¦ 4QU LoRE | Seismic - Red Flag Warning - Catastrophic Fires | 2046 | 1.178e-11 | 5.8901e-12 | 1.5146e-11 | 26191.7278 | 544.1291 | 16654.7414 | 8992.8573 | 0 | 0 | 0 | 9.8127e-09 |  | 3.0854e-07 | 0 | 3.0854e-07 | 1.5427e-07 | 0 | 1.5427e-07 | 3.967e-07 | 0 | 3.967e-07 | [16 empty] | 7.3.1.3 Ignition probability mapping showing the probability of ignition along the electric lines and equipmentWLDFRAggregatedAggregated | WLDFR | HFTD - Distribution - Tier 2 - 1QU CoRE ¦ 5QU LoRE | Non-Red Flag Warning - Destructive Fires | Aggregated | Aggregated | 2024 | 5.6755e-06 | 0 | 1628.5067 | 0.0092426 | 2024 | Mitigation | 0.08575 | 30 | 0 | esc | 0.0012005 | 6.8134e-09 | 0.00060025 | 3.4067e-09 | 0.0015435 | 8.7601e-09
[35 empty] | 7.3.1.1 A summarized risk map that shows the overall ignition probability and estimated wildfire consequence along the electric lines and equipment | WLDFR | HFTD - Distribution - Tier 3 - 3QU CoRE ¦ 4QU LoRE | 2041 | 0.25842 | 0.0033739 | 0.42238 | 0 | 0.42238 | 0.0021001 | 0.26291 | 0 | 0.26291 | 0.0050102 | 0.62723 | 0 | 0.62723 | 0.0052614 | 0.65868 | 0 | 0.65868 | 0.10915 | 0.067942 | 0.16209 | 0.17022 | 0.0050102 | 0.0012947 | 0.62723 | 0.16209 | 0 | 0 | 0.62723 | 0.16209 | [11 empty] | WLDFR | HFTD - Distribution - Tier 2 - 1QU CoRE ¦ 4QU LoRE | Seismic - Red Flag Warning - Catastrophic Fires | 2047 | 1.178e-11 | 5.8901e-12 | 1.5146e-11 | 26191.7278 | 544.1291 | 16654.7414 | 8992.8573 | 0 | 0 | 0 | 9.8127e-09 |  | 3.0854e-07 | 0 | 3.0854e-07 | 1.5427e-07 | 0 | 1.5427e-07 | 3.967e-07 | 0 | 3.967e-07 | [16 empty] | 7.3.1.3 Ignition probability mapping showing the probability of ignition along the electric lines and equipmentWLDFRAggregatedAggregated | WLDFR | HFTD - Distribution - Tier 2 - 1QU CoRE ¦ 5QU LoRE | Non-Red Flag Warning - Destructive Fires | Aggregated | Aggregated | 2025 | 5.6755e-06 | 0 | 1628.5067 | 0.0092426 | 2025 | Mitigation | 0.08575 | 30 | 0 | esc | 0.0012005 | 6.8134e-09 | 0.00060025 | 3.4067e-09 | 0.0015435 | 8.7601e-09
[35 empty] | 7.3.1.1 A summarized risk map that shows the overall ignition probability and estimated wildfire consequence along the electric lines and equipment | WLDFR | HFTD - Distribution - Tier 3 - 3QU CoRE ¦ 4QU LoRE | 2042 | 0.24151 | 0.0033739 | 0.42238 | 0 | 0.42238 | 0.0021001 | 0.26291 | 0 | 0.26291 | 0.0050102 | 0.62723 | 0 | 0.62723 | 0.0052614 | 0.65868 | 0 | 0.65868 | 0.10201 | 0.063497 | 0.15148 | 0.15908 | 0.0050102 | 0.00121 | 0.62723 | 0.15148 | 0 | 0 | 0.62723 | 0.15148 | [11 empty] | WLDFR | HFTD - Distribution - Tier 2 - 1QU CoRE ¦ 4QU LoRE | Seismic - Red Flag Warning - Catastrophic Fires | 2048 | 1.178e-11 | 5.8901e-12 | 1.5146e-11 | 27464.7227 | 578.8407 | 17445.538 | 9440.3441 | 0 | 0 | 0 | 9.8127e-09 |  | 3.2354e-07 | 0 | 3.2354e-07 | 1.6177e-07 | 0 | 1.6177e-07 | 4.1598e-07 | 0 | 4.1598e-07 | [16 empty] | 7.3.1.3 Ignition probability mapping showing the probability of ignition along the electric lines and equipmentWLDFRAggregatedAggregated | WLDFR | HFTD - Distribution - Tier 2 - 1QU CoRE ¦ 5QU LoRE | Non-Red Flag Warning - Destructive Fires | Aggregated | Aggregated | 2026 | 5.6755e-06 | 0 | 1628.5067 | 0.0092426 | 2026 | Mitigation | 0.08575 | 30 | 0 | esc | 0.0012005 | 6.8134e-09 | 0.00060025 | 3.4067e-09 | 0.0015435 | 8.7601e-09
[35 empty] | 7.3.1.1 A summarized risk map that shows the overall ignition probability and estimated wildfire consequence along the electric lines and equipment | WLDFR | HFTD - Distribution - Tier 3 - 3QU CoRE ¦ 4QU LoRE | 2043 | 0.22571 | 0.0033739 | 0.44344 | 0 | 0.44344 | 0.0021001 | 0.27602 | 0 | 0.27602 | 0.0050102 | 0.6585 | 0 | 0.6585 | 0.0052614 | 0.69152 | 0 | 0.69152 | 0.10009 | 0.062302 | 0.14863 | 0.15609 | 0.0050102 | 0.0011309 | 0.6585 | 0.14863 | 0 | 0 | 0.6585 | 0.14863 | [11 empty] | WLDFR | HFTD - Distribution - Tier 2 - 1QU CoRE ¦ 4QU LoRE | Seismic - Red Flag Warning - Catastrophic Fires | 2049 | 1.178e-11 | 5.8901e-12 | 1.5146e-11 | 27464.7227 | 578.8407 | 17445.538 | 9440.3441 | 0 | 0 | 0 | 9.8127e-09 |  | 3.2354e-07 | 0 | 3.2354e-07 | 1.6177e-07 | 0 | 1.6177e-07 | 4.1598e-07 | 0 | 4.1598e-07 | [16 empty] | 7.3.1.3 Ignition probability mapping showing the probability of ignition along the electric lines and equipmentWLDFRAggregatedAggregated | WLDFR | HFTD - Distribution - Tier 2 - 1QU CoRE ¦ 5QU LoRE | Non-Red Flag Warning - Destructive Fires | Aggregated | Aggregated | 2027 | 5.6755e-06 | 0 | 1628.5067 | 0.0092426 | 2027 | Mitigation | 0.08575 | 30 | 0 | esc | 0.0012005 | 6.8134e-09 | 0.00060025 | 3.4067e-09 | 0.0015435 | 8.7601e-09
[35 empty] | 7.3.1.1 A summarized risk map that shows the overall ignition probability and estimated wildfire consequence along the electric lines and equipment | WLDFR | HFTD - Distribution - Tier 3 - 3QU CoRE ¦ 4QU LoRE | 2044 | 0.21095 | 0.0033739 | 0.44344 | 0 | 0.44344 | 0.0021001 | 0.27602 | 0 | 0.27602 | 0.0050102 | 0.6585 | 0 | 0.6585 | 0.0052614 | 0.69152 | 0 | 0.69152 | 0.093542 | 0.058226 | 0.13891 | 0.14587 | 0.0050102 | 0.0010569 | 0.6585 | 0.13891 | 0 | 0 | 0.6585 | 0.13891 | [11 empty] | WLDFR | HFTD - Distribution - Tier 2 - 1QU CoRE ¦ 4QU LoRE | Seismic - Red Flag Warning - Catastrophic Fires | 2050 | 0 | 5.8901e-12 | 1.5146e-11 | 27464.7227 | 578.8407 | 17445.538 | 9440.3441 | 0 | 0 | 0 | 9.8127e-09 |  | 0 | 0 | 0 | 1.6177e-07 | 0 | 1.6177e-07 | 4.1598e-07 | 0 | 4.1598e-07 | [16 empty] | 7.3.1.3 Ignition probability mapping showing the probability of ignition along the electric lines and equipmentWLDFRAggregatedAggregated | WLDFR | HFTD - Distribution - Tier 2 - 1QU CoRE ¦ 5QU LoRE | Non-Red Flag Warning - Destructive Fires | Aggregated | Aggregated | 2028 | 5.6755e-06 | 0 | 1628.5067 | 0.0092426 | 2028 | Mitigation | 0.08575 | 30 | 0 | esc | 0.0012005 | 6.8134e-09 | 0.00060025 | 3.4067e-09 | 0.0015435 | 8.7601e-09
[35 empty] | 7.3.1.1 A summarized risk map that shows the overall ignition probability and estimated wildfire consequence along the electric lines and equipment | WLDFR | HFTD - Distribution - Tier 3 - 3QU CoRE ¦ 4QU LoRE | 2045 | 0.19715 | 0.0033739 | 0.44344 | 0 | 0.44344 | 0.0021001 | 0.27602 | 0 | 0.27602 | 0.0050102 | 0.6585 | 0 | 0.6585 | 0.0052614 | 0.69152 | 0 | 0.69152 | 0.087423 | 0.054417 | 0.12982 | 0.13633 | 0.0050102 | 0.00098774 | 0.6585 | 0.12982 | 0 | 0 | 0.6585 | 0.12982 | [11 empty] | WLDFR | HFTD - Distribution - Tier 2 - 1QU CoRE ¦ 4QU LoRE | Seismic - Red Flag Warning - Catastrophic Fires | 2051 | 0 | 0 | 1.5146e-11 | 27464.7227 | 578.8407 | 17445.538 | 9440.3441 | 0 | 0 | 0 | 9.8127e-09 |  | 0 | 0 | 0 | 0 | 0 | 0 | 4.1598e-07 | 0 | 4.1598e-07 | [16 empty] | 7.3.1.3 Ignition probability mapping showing the probability of ignition along the electric lines and equipmentWLDFRAggregatedAggregated | WLDFR | HFTD - Distribution - Tier 2 - 1QU CoRE ¦ 5QU LoRE | Non-Red Flag Warning - Destructive Fires | Aggregated | Aggregated | 2029 | 5.6755e-06 | 0 | 1628.5067 | 0.0092426 | 2029 | Mitigation | 0.08575 | 30 | 0 | esc | 0.0012005 | 6.8134e-09 | 0.00060025 | 3.4067e-09 | 0.0015435 | 8.7601e-09
[35 empty] | 7.3.1.1 A summarized risk map that shows the overall ignition probability and estimated wildfire consequence along the electric lines and equipment | WLDFR | HFTD - Distribution - Tier 3 - 3QU CoRE ¦ 4QU LoRE | 2046 | 0.18425 | 0.0033739 | 0.44344 | 0 | 0.44344 | 0.0021001 | 0.27602 | 0 | 0.27602 | 0.0050102 | 0.6585 | 0 | 0.6585 | 0.0052614 | 0.69152 | 0 | 0.69152 | 0.081704 | 0.050857 | 0.12133 | 0.12741 | 0.0050102 | 0.00092312 | 0.6585 | 0.12133 | 0 | 0 | 0.6585 | 0.12133 | [11 empty] | WLDFR | HFTD - Distribution - Tier 2 - 1QU CoRE ¦ 5QU LoRE | Non-Red Flag Warning - Catastrophic Fires | 2020 | 7.4551e-09 | 0 | 0 | 14146.1306 | 222.2294 | 8585.7228 | 5338.1784 | 0 | 0 | 0 | 6.21e-06 |  | 0.00010546 | 0 | 0.00010546 | 0 | 0 | 0 | 0 | 0 | 0 | [16 empty] | 7.3.1.3 Ignition probability mapping showing the probability of ignition along the electric lines and equipmentWLDFRAggregatedAggregated | WLDFR | HFTD - Distribution - Tier 2 - 1QU CoRE ¦ 5QU LoRE | Non-Red Flag Warning - Destructive Fires | Aggregated | Aggregated | 2030 | 5.6755e-06 | 0 | 1628.5067 | 0.0092426 | 2030 | Mitigation | 0.08575 | 30 | 0 | esc | 0.0012005 | 6.8134e-09 | 0.00060025 | 3.4067e-09 | 0.0015435 | 8.7601e-09
[35 empty] | 7.3.1.1 A summarized risk map that shows the overall ignition probability and estimated wildfire consequence along the electric lines and equipment | WLDFR | HFTD - Distribution - Tier 3 - 3QU CoRE ¦ 4QU LoRE | 2047 | 0.1722 | 0.0033739 | 0.44344 | 0 | 0.44344 | 0.0021001 | 0.27602 | 0 | 0.27602 | 0.0050102 | 0.6585 | 0 | 0.6585 | 0.0052614 | 0.69152 | 0 | 0.69152 | 0.076358 | 0.04753 | 0.11339 | 0.11908 | 0.0050102 | 0.00086273 | 0.6585 | 0.11339 | 0 | 0 | 0.6585 | 0.11339 | [11 empty] | WLDFR | HFTD - Distribution - Tier 2 - 1QU CoRE ¦ 5QU LoRE | Non-Red Flag Warning - Catastrophic Fires | 2021 | 7.4551e-09 | 3.7275e-09 | 0 | 14146.1306 | 222.2294 | 8585.7228 | 5338.1784 | 0 | 0 | 0 | 6.21e-06 |  | 0.00010546 | 0 | 0.00010546 | 5.273e-05 | 0 | 5.273e-05 | 0 | 0 | 0 | [16 empty] | 7.3.1.3 Ignition probability mapping showing the probability of ignition along the electric lines and equipmentWLDFRAggregatedAggregated | WLDFR | HFTD - Distribution - Tier 2 - 1QU CoRE ¦ 5QU LoRE | Non-Red Flag Warning - Destructive Fires | Aggregated | Aggregated | 2031 | 5.6755e-06 | 0 | 1628.5067 | 0.0092426 | 2031 | Mitigation | 0.08575 | 30 | 0 | esc | 0.0012005 | 6.8134e-09 | 0.00060025 | 3.4067e-09 | 0.0015435 | 8.7601e-09
[35 empty] | 7.3.1.1 A summarized risk map that shows the overall ignition probability and estimated wildfire consequence along the electric lines and equipment | WLDFR | HFTD - Distribution - Tier 3 - 3QU CoRE ¦ 4QU LoRE | 2048 | 0.16093 | 0.0033739 | 0.46552 | 0 | 0.46552 | 0.0021001 | 0.28976 | 0 | 0.28976 | 0.0050102 | 0.69128 | 0 | 0.69128 | 0.0052614 | 0.72595 | 0 | 0.72595 | 0.074916 | 0.046632 | 0.11125 | 0.11683 | 0.0050102 | 0.00080629 | 0.69128 | 0.11125 | 0 | 0 | 0.69128 | 0.11125 | [11 empty] | WLDFR | HFTD - Distribution - Tier 2 - 1QU CoRE ¦ 5QU LoRE | Non-Red Flag Warning - Catastrophic Fires | 2022 | 7.4551e-09 | 3.7275e-09 | 9.5851e-09 | 14146.1306 | 222.2294 | 8585.7228 | 5338.1784 | 0 | 0 | 0 | 6.21e-06 |  | 0.00010546 | 0 | 0.00010546 | 5.273e-05 | 0 | 5.273e-05 | 0.00013559 | 0 | 0.00013559 | [16 empty] | 7.3.1.3 Ignition probability mapping showing the probability of ignition along the electric lines and equipmentWLDFRAggregatedAggregated | WLDFR | HFTD - Distribution - Tier 2 - 1QU CoRE ¦ 5QU LoRE | Non-Red Flag Warning - Destructive Fires | Aggregated | Aggregated | 2032 | 5.6755e-06 | 0 | 1628.5067 | 0.0092426 | 2032 | Mitigation | 0.08575 | 30 | 0 | esc | 0.0012005 | 6.8134e-09 | 0.00060025 | 3.4067e-09 | 0.0015435 | 8.7601e-09
[35 empty] | 7.3.1.1 A summarized risk map that shows the overall ignition probability and estimated wildfire consequence along the electric lines and equipment | WLDFR | HFTD - Distribution - Tier 3 - 3QU CoRE ¦ 4QU LoRE | 2049 | 0.1504 | 0.0033739 | 0.46552 | 0 | 0.46552 | 0.0021001 | 0.28976 | 0 | 0.28976 | 0.0050102 | 0.69128 | 0 | 0.69128 | 0.0052614 | 0.72595 | 0 | 0.72595 | 0.070015 | 0.043581 | 0.10397 | 0.10918 | 0.0050102 | 0.00075354 | 0.69128 | 0.10397 | 0 | 0 | 0.69128 | 0.10397 | [11 empty] | WLDFR | HFTD - Distribution - Tier 2 - 1QU CoRE ¦ 5QU LoRE | Non-Red Flag Warning - Catastrophic Fires | 2023 | 7.4551e-09 | 3.7275e-09 | 9.5851e-09 | 14664.6376 | 233.2301 | 8896.516 | 5534.8915 | 0 | 0 | 0 | 6.21e-06 |  | 0.00010933 | 0 | 0.00010933 | 5.4663e-05 | 0 | 5.4663e-05 | 0.00014056 | 0 | 0.00014056 | [16 empty] | 7.3.1.3 Ignition probability mapping showing the probability of ignition along the electric lines and equipmentWLDFRAggregatedAggregated | WLDFR | HFTD - Distribution - Tier 2 - 1QU CoRE ¦ 5QU LoRE | Non-Red Flag Warning - Destructive Fires | Aggregated | Aggregated | 2033 | 5.6755e-06 | 0 | 1628.5067 | 0.0092426 | 2033 | Mitigation | 0.08575 | 30 | 0 | esc | 0.0012005 | 6.8134e-09 | 0.00060025 | 3.4067e-09 | 0.0015435 | 8.7601e-09
[35 empty] | 7.3.1.1 A summarized risk map that shows the overall ignition probability and estimated wildfire consequence along the electric lines and equipment | WLDFR | HFTD - Distribution - Tier 3 - 3QU CoRE ¦ 4QU LoRE | 2050 | 0.14056 | 0 | 0 | 0 | 0 | 0.0021001 | 0.28976 | 0 | 0.28976 | 0.0050102 | 0.69128 | 0 | 0.69128 | 0.0052614 | 0.72595 | 0 | 0.72595 | 0 | 0.04073 | 0.097169 | 0.10204 | 0.0050102 | 0.00070424 | 0.69128 | 0.097169 | 0 | 0 | 0.69128 | 0.097169 | [11 empty] | WLDFR | HFTD - Distribution - Tier 2 - 1QU CoRE ¦ 5QU LoRE | Non-Red Flag Warning - Catastrophic Fires | 2024 | 7.4551e-09 | 3.7275e-09 | 9.5851e-09 | 14664.6376 | 233.2301 | 8896.516 | 5534.8915 | 0 | 0 | 0 | 6.21e-06 |  | 0.00010933 | 0 | 0.00010933 | 5.4663e-05 | 0 | 5.4663e-05 | 0.00014056 | 0 | 0.00014056 | [16 empty] | 7.3.1.3 Ignition probability mapping showing the probability of ignition along the electric lines and equipmentWLDFRAggregatedAggregated | WLDFR | HFTD - Distribution - Tier 2 - 1QU CoRE ¦ 5QU LoRE | Non-Red Flag Warning - Destructive Fires | Aggregated | Aggregated | 2034 | 5.6755e-06 | 0 | 1628.5067 | 0.0092426 | 2034 | Mitigation | 0.08575 | 30 | 0 | esc | 0.0012005 | 6.8134e-09 | 0.00060025 | 3.4067e-09 | 0.0015435 | 8.7601e-09
[35 empty] | 7.3.1.1 A summarized risk map that shows the overall ignition probability and estimated wildfire consequence along the electric lines and equipment | WLDFR | HFTD - Distribution - Tier 3 - 3QU CoRE ¦ 4QU LoRE | 2051 | 0.13137 | 0 | 0 | 0 | 0 | 0 | 0 | 0 | 0 | 0.0050102 | 0.69128 | 0 | 0.69128 | 0.0052614 | 0.72595 | 0 | 0.72595 | 0 | 0 | 0.090812 | 0.095366 | 0.0050102 | 0.00065817 | 0.69128 | 0.090812 | 0 | 0 | 0.69128 | 0.090812 | [11 empty] | WLDFR | HFTD - Distribution - Tier 2 - 1QU CoRE ¦ 5QU LoRE | Non-Red Flag Warning - Catastrophic Fires | 2025 | 7.4551e-09 | 3.7275e-09 | 9.5851e-09 | 14664.6376 | 233.2301 | 8896.516 | 5534.8915 | 0 | 0 | 0 | 6.21e-06 |  | 0.00010933 | 0 | 0.00010933 | 5.4663e-05 | 0 | 5.4663e-05 | 0.00014056 | 0 | 0.00014056 | [16 empty] | 7.3.1.3 Ignition probability mapping showing the probability of ignition along the electric lines and equipmentWLDFRAggregatedAggregated | WLDFR | HFTD - Distribution - Tier 2 - 1QU CoRE ¦ 5QU LoRE | Non-Red Flag Warning - Destructive Fires | Aggregated | Aggregated | 2035 | 5.6755e-06 | 0 | 1628.5067 | 0.0092426 | 2035 | Mitigation | 0.08575 | 30 | 0 | esc | 0.0012005 | 6.8134e-09 | 0.00060025 | 3.4067e-09 | 0.0015435 | 8.7601e-09
[35 empty] | 7.3.1.1 A summarized risk map that shows the overall ignition probability and estimated wildfire consequence along the electric lines and equipment | WLDFR | HFTD - Distribution - Tier 3 - 3QU CoRE ¦ 4QU LoRE | 2052 | 0.12277 | 0 | 0 | 0 | 0 | 0 | 0 | 0 | 0 | 0 | 0 | 0 | 0 | 0.0052614 | 0.72595 | 0 | 0.72595 | 0 | 0 | 0 | 0.089127 | 0 | 0 | 0 | 0 | 0 | 0 | 0 | 0 | [11 empty] | WLDFR | HFTD - Distribution - Tier 2 - 1QU CoRE ¦ 5QU LoRE | Non-Red Flag Warning - Catastrophic Fires | 2026 | 7.4551e-09 | 3.7275e-09 | 9.5851e-09 | 14664.6376 | 233.2301 | 8896.516 | 5534.8915 | 0 | 0 | 0 | 6.21e-06 |  | 0.00010933 | 0 | 0.00010933 | 5.4663e-05 | 0 | 5.4663e-05 | 0.00014056 | 0 | 0.00014056 | [16 empty] | 7.3.1.3 Ignition probability mapping showing the probability of ignition along the electric lines and equipmentWLDFRAggregatedAggregated | WLDFR | HFTD - Distribution - Tier 2 - 1QU CoRE ¦ 5QU LoRE | Non-Red Flag Warning - Destructive Fires | Aggregated | Aggregated | 2036 | 5.6755e-06 | 0 | 1628.5067 | 0.0092426 | 2036 | Mitigation | 0.08575 | 30 | 0 | esc | 0.0012005 | 6.8134e-09 | 0.00060025 | 3.4067e-09 | 0.0015435 | 8.7601e-09
[35 empty] | 7.3.1.1 A summarized risk map that shows the overall ignition probability and estimated wildfire consequence along the electric lines and equipment | WLDFR | HFTD - Distribution - Tier 3 - 3QU CoRE ¦ 5QU LoRE | 2020 | 1 | 0.0012592 | 0.1136 | 0 | 0.1136 | 0 | 0 | 0 | 0 | 0 | 0 | 0 | 0 | 0 | 0 | 0 | 0 | 0.1136 | 0 | 0 | 0 | 0 | 0 | 0 | 0 | 0 | 0 | 0 | 0 | [11 empty] | WLDFR | HFTD - Distribution - Tier 2 - 1QU CoRE ¦ 5QU LoRE | Non-Red Flag Warning - Catastrophic Fires | 2027 | 7.4551e-09 | 3.7275e-09 | 9.5851e-09 | 14664.6376 | 233.2301 | 8896.516 | 5534.8915 | 0 | 0 | 0 | 6.21e-06 |  | 0.00010933 | 0 | 0.00010933 | 5.4663e-05 | 0 | 5.4663e-05 | 0.00014056 | 0 | 0.00014056 | [16 empty] | 7.3.1.3 Ignition probability mapping showing the probability of ignition along the electric lines and equipmentWLDFRAggregatedAggregated | WLDFR | HFTD - Distribution - Tier 2 - 1QU CoRE ¦ 5QU LoRE | Non-Red Flag Warning - Destructive Fires | Aggregated | Aggregated | 2037 | 5.6755e-06 | 0 | 1628.5067 | 0.0092426 | 2037 | Mitigation | 0.08575 | 30 | 0 | esc | 0.0012005 | 6.8134e-09 | 0.00060025 | 3.4067e-09 | 0.0015435 | 8.7601e-09
[35 empty] | 7.3.1.1 A summarized risk map that shows the overall ignition probability and estimated wildfire consequence along the electric lines and equipment | WLDFR | HFTD - Distribution - Tier 3 - 3QU CoRE ¦ 5QU LoRE | 2021 | 1 | 0.0012592 | 0.1136 | 0 | 0.1136 | 0.00078382 | 0.070711 | 0 | 0.070711 | 0 | 0 | 0 | 0 | 0 | 0 | 0 | 0 | 0.1136 | 0.070711 | 0 | 0 | 0 | 0 | 0 | 0 | 0 | 0 | 0 | 0 | [11 empty] | WLDFR | HFTD - Distribution - Tier 2 - 1QU CoRE ¦ 5QU LoRE | Non-Red Flag Warning - Catastrophic Fires | 2028 | 7.4551e-09 | 3.7275e-09 | 9.5851e-09 | 15317.9909 | 247.273 | 9287.6491 | 5783.0689 | 0 | 0 | 0 | 6.21e-06 |  | 0.0001142 | 0 | 0.0001142 | 5.7098e-05 | 0 | 5.7098e-05 | 0.00014682 | 0 | 0.00014682 | [16 empty] | 7.3.1.3 Ignition probability mapping showing the probability of ignition along the electric lines and equipmentWLDFRAggregatedAggregated | WLDFR | HFTD - Distribution - Tier 2 - 1QU CoRE ¦ 5QU LoRE | Non-Red Flag Warning - Destructive Fires | Aggregated | Aggregated | 2038 | 5.6755e-06 | 0 | 1628.5067 | 0.0092426 | 2038 | Mitigation | 0.08575 | 30 | 0 | esc | 0.0012005 | 6.8134e-09 | 0.00060025 | 3.4067e-09 | 0.0015435 | 8.7601e-09
[35 empty] | 7.3.1.1 A summarized risk map that shows the overall ignition probability and estimated wildfire consequence along the electric lines and equipment | WLDFR | HFTD - Distribution - Tier 3 - 3QU CoRE ¦ 5QU LoRE | 2022 | 0.93458 | 0.0010844 | 0.097074 | 0 | 0.097074 | 0.00067496 | 0.060424 | 0 | 0.060424 | 0.0019622 | 0.17566 | 0 | 0.17566 | 0 | 0 | 0 | 0 | 0.090724 | 0.056471 | 0.16417 | 0 | 0.0019622 | 0.0018338 | 0.17566 | 0.16417 | 0 | 0 | 0.17566 | 0.16417 | [11 empty] | WLDFR | HFTD - Distribution - Tier 2 - 1QU CoRE ¦ 5QU LoRE | Non-Red Flag Warning - Catastrophic Fires | 2029 | 7.4551e-09 | 3.7275e-09 | 9.5851e-09 | 15317.9909 | 247.273 | 9287.6491 | 5783.0689 | 0 | 0 | 0 | 6.21e-06 |  | 0.0001142 | 0 | 0.0001142 | 5.7098e-05 | 0 | 5.7098e-05 | 0.00014682 | 0 | 0.00014682 | [16 empty] | 7.3.1.3 Ignition probability mapping showing the probability of ignition along the electric lines and equipmentWLDFRAggregatedAggregated | WLDFR | HFTD - Distribution - Tier 2 - 1QU CoRE ¦ 5QU LoRE | Non-Red Flag Warning - Destructive Fires | Aggregated | Aggregated | 2039 | 5.6755e-06 | 0 | 1628.5067 | 0.0092426 | 2039 | Mitigation | 0.08575 | 30 | 0 | esc | 0.0012005 | 6.8134e-09 | 0.00060025 | 3.4067e-09 | 0.0015435 | 8.7601e-09
[35 empty] | 7.3.1.1 A summarized risk map that shows the overall ignition probability and estimated wildfire consequence along the electric lines and equipment | WLDFR | HFTD - Distribution - Tier 3 - 3QU CoRE ¦ 5QU LoRE | 2023 | 0.87344 | 0.0010844 | 0.10063 | 0 | 0.10063 | 0.00067496 | 0.062638 | 0 | 0.062638 | 0.0019622 | 0.1821 | 0 | 0.1821 | 0.0020606 | 0.19123 | 0 | 0.19123 | 0.087895 | 0.054711 | 0.15905 | 0.16703 | 0.0019622 | 0.0017139 | 0.1821 | 0.15905 | 0 | 0 | 0.1821 | 0.15905 | [11 empty] | WLDFR | HFTD - Distribution - Tier 2 - 1QU CoRE ¦ 5QU LoRE | Non-Red Flag Warning - Catastrophic Fires | 2030 | 7.4551e-09 | 3.7275e-09 | 9.5851e-09 | 15317.9909 | 247.273 | 9287.6491 | 5783.0689 | 0 | 0 | 0 | 6.21e-06 |  | 0.0001142 | 0 | 0.0001142 | 5.7098e-05 | 0 | 5.7098e-05 | 0.00014682 | 0 | 0.00014682 | [16 empty] | 7.3.1.3 Ignition probability mapping showing the probability of ignition along the electric lines and equipmentWLDFRAggregatedAggregated | WLDFR | HFTD - Distribution - Tier 2 - 1QU CoRE ¦ 5QU LoRE | Non-Red Flag Warning - Destructive Fires | Aggregated | Aggregated | 2040 | 5.6755e-06 | 0 | 1628.5067 | 0.0092426 | 2040 | Mitigation | 0.08575 | 30 | 0 | esc | 0.0012005 | 6.8134e-09 | 0.00060025 | 3.4067e-09 | 0.0015435 | 8.7601e-09
[35 empty] | 7.3.1.1 A summarized risk map that shows the overall ignition probability and estimated wildfire consequence along the electric lines and equipment | WLDFR | HFTD - Distribution - Tier 3 - 3QU CoRE ¦ 5QU LoRE | 2024 | 0.8163 | 0.0010844 | 0.10063 | 0 | 0.10063 | 0.00067496 | 0.062638 | 0 | 0.062638 | 0.0019622 | 0.1821 | 0 | 0.1821 | 0.0020606 | 0.19123 | 0 | 0.19123 | 0.082145 | 0.051131 | 0.14865 | 0.1561 | 0.0019622 | 0.0016017 | 0.1821 | 0.14865 | 0 | 0 | 0.1821 | 0.14865 | [11 empty] | WLDFR | HFTD - Distribution - Tier 2 - 1QU CoRE ¦ 5QU LoRE | Non-Red Flag Warning - Catastrophic Fires | 2031 | 7.4551e-09 | 3.7275e-09 | 9.5851e-09 | 15317.9909 | 247.273 | 9287.6491 | 5783.0689 | 0 | 0 | 0 | 6.21e-06 |  | 0.0001142 | 0 | 0.0001142 | 5.7098e-05 | 0 | 5.7098e-05 | 0.00014682 | 0 | 0.00014682 | [16 empty] | 7.3.1.3 Ignition probability mapping showing the probability of ignition along the electric lines and equipmentWLDFRAggregatedAggregated | WLDFR | HFTD - Distribution - Tier 2 - 1QU CoRE ¦ 5QU LoRE | Non-Red Flag Warning - Destructive Fires | Aggregated | Aggregated | 2041 | 5.6755e-06 | 0 | 1628.5067 | 0.0092426 | 2041 | Mitigation | 0.08575 | 30 | 0 | esc | 0.0012005 | 6.8134e-09 | 0.00060025 | 3.4067e-09 | 0.0015435 | 8.7601e-09
[35 empty] | 7.3.1.1 A summarized risk map that shows the overall ignition probability and estimated wildfire consequence along the electric lines and equipment | WLDFR | HFTD - Distribution - Tier 3 - 3QU CoRE ¦ 5QU LoRE | 2025 | 0.7629 | 0.0010844 | 0.10063 | 0 | 0.10063 | 0.00067496 | 0.062638 | 0 | 0.062638 | 0.0019622 | 0.1821 | 0 | 0.1821 | 0.0020606 | 0.19123 | 0 | 0.19123 | 0.076771 | 0.047786 | 0.13892 | 0.14589 | 0.0019622 | 0.001497 | 0.1821 | 0.13892 | 0 | 0 | 0.1821 | 0.13892 | [11 empty] | WLDFR | HFTD - Distribution - Tier 2 - 1QU CoRE ¦ 5QU LoRE | Non-Red Flag Warning - Catastrophic Fires | 2032 | 7.4551e-09 | 3.7275e-09 | 9.5851e-09 | 15317.9909 | 247.273 | 9287.6491 | 5783.0689 | 0 | 0 | 0 | 6.21e-06 |  | 0.0001142 | 0 | 0.0001142 | 5.7098e-05 | 0 | 5.7098e-05 | 0.00014682 | 0 | 0.00014682 | [16 empty] | 7.3.1.3 Ignition probability mapping showing the probability of ignition along the electric lines and equipmentWLDFRAggregatedAggregated | WLDFR | HFTD - Distribution - Tier 2 - 1QU CoRE ¦ 5QU LoRE | Non-Red Flag Warning - Destructive Fires | Aggregated | Aggregated | 2042 | 5.6755e-06 | 0 | 1628.5067 | 0.0092426 | 2042 | Mitigation | 0.08575 | 30 | 0 | esc | 0.0012005 | 6.8134e-09 | 0.00060025 | 3.4067e-09 | 0.0015435 | 8.7601e-09
[35 empty] | 7.3.1.1 A summarized risk map that shows the overall ignition probability and estimated wildfire consequence along the electric lines and equipment | WLDFR | HFTD - Distribution - Tier 3 - 3QU CoRE ¦ 5QU LoRE | 2026 | 0.71299 | 0.0010844 | 0.10063 | 0 | 0.10063 | 0.00067496 | 0.062638 | 0 | 0.062638 | 0.0019622 | 0.1821 | 0 | 0.1821 | 0.0020606 | 0.19123 | 0 | 0.19123 | 0.071749 | 0.04466 | 0.12983 | 0.13634 | 0.0019622 | 0.001399 | 0.1821 | 0.12983 | 0 | 0 | 0.1821 | 0.12983 | [11 empty] | WLDFR | HFTD - Distribution - Tier 2 - 1QU CoRE ¦ 5QU LoRE | Non-Red Flag Warning - Catastrophic Fires | 2033 | 7.4551e-09 | 3.7275e-09 | 9.5851e-09 | 16044.1264 | 263.1074 | 9721.74 | 6059.2791 | 0 | 0 | 0 | 6.21e-06 |  | 0.00011961 | 0 | 0.00011961 | 5.9805e-05 | 0 | 5.9805e-05 | 0.00015378 | 0 | 0.00015378 | [16 empty] | 7.3.1.3 Ignition probability mapping showing the probability of ignition along the electric lines and equipmentWLDFRAggregatedAggregated | WLDFR | HFTD - Distribution - Tier 2 - 1QU CoRE ¦ 5QU LoRE | Non-Red Flag Warning - Destructive Fires | Aggregated | Aggregated | 2043 | 5.6755e-06 | 0 | 1628.5067 | 0.0092426 | 2043 | Mitigation | 0.08575 | 30 | 0 | esc | 0.0012005 | 6.8134e-09 | 0.00060025 | 3.4067e-09 | 0.0015435 | 8.7601e-09
[35 empty] | 7.3.1.1 A summarized risk map that shows the overall ignition probability and estimated wildfire consequence along the electric lines and equipment | WLDFR | HFTD - Distribution - Tier 3 - 3QU CoRE ¦ 5QU LoRE | 2027 | 0.66634 | 0.0010844 | 0.10063 | 0 | 0.10063 | 0.00067496 | 0.062638 | 0 | 0.062638 | 0.0019622 | 0.1821 | 0 | 0.1821 | 0.0020606 | 0.19123 | 0 | 0.19123 | 0.067055 | 0.041738 | 0.12134 | 0.12742 | 0.0019622 | 0.0013075 | 0.1821 | 0.12134 | 0 | 0 | 0.1821 | 0.12134 | [11 empty] | WLDFR | HFTD - Distribution - Tier 2 - 1QU CoRE ¦ 5QU LoRE | Non-Red Flag Warning - Catastrophic Fires | 2034 | 7.4551e-09 | 3.7275e-09 | 9.5851e-09 | 16044.1264 | 263.1074 | 9721.74 | 6059.2791 | 0 | 0 | 0 | 6.21e-06 |  | 0.00011961 | 0 | 0.00011961 | 5.9805e-05 | 0 | 5.9805e-05 | 0.00015378 | 0 | 0.00015378 | [16 empty] | 7.3.1.3 Ignition probability mapping showing the probability of ignition along the electric lines and equipmentWLDFRAggregatedAggregated | WLDFR | HFTD - Distribution - Tier 2 - 1QU CoRE ¦ 5QU LoRE | Non-Red Flag Warning - Destructive Fires | Aggregated | Aggregated | 2044 | 5.6755e-06 | 0 | 1628.5067 | 0.0092426 | 2044 | Mitigation | 0.08575 | 30 | 0 | esc | 0.0012005 | 6.8134e-09 | 0.00060025 | 3.4067e-09 | 0.0015435 | 8.7601e-09
[35 empty] | 7.3.1.1 A summarized risk map that shows the overall ignition probability and estimated wildfire consequence along the electric lines and equipment | WLDFR | HFTD - Distribution - Tier 3 - 3QU CoRE ¦ 5QU LoRE | 2028 | 0.62275 | 0.0010844 | 0.10511 | 0 | 0.10511 | 0.00067496 | 0.065428 | 0 | 0.065428 | 0.0019622 | 0.19021 | 0 | 0.19021 | 0.0020606 | 0.19975 | 0 | 0.19975 | 0.065459 | 0.040745 | 0.11845 | 0.12439 | 0.0019622 | 0.001222 | 0.19021 | 0.11845 | 0 | 0 | 0.19021 | 0.11845 | [11 empty] | WLDFR | HFTD - Distribution - Tier 2 - 1QU CoRE ¦ 5QU LoRE | Non-Red Flag Warning - Catastrophic Fires | 2035 | 7.4551e-09 | 3.7275e-09 | 9.5851e-09 | 16044.1264 | 263.1074 | 9721.74 | 6059.2791 | 0 | 0 | 0 | 6.21e-06 |  | 0.00011961 | 0 | 0.00011961 | 5.9805e-05 | 0 | 5.9805e-05 | 0.00015378 | 0 | 0.00015378 | [16 empty] | 7.3.1.3 Ignition probability mapping showing the probability of ignition along the electric lines and equipmentWLDFRAggregatedAggregated | WLDFR | HFTD - Distribution - Tier 2 - 1QU CoRE ¦ 5QU LoRE | Non-Red Flag Warning - Destructive Fires | Aggregated | Aggregated | 2045 | 5.6755e-06 | 0 | 1628.5067 | 0.0092426 | 2045 | Mitigation | 0.08575 | 30 | 0 | esc | 0.0012005 | 6.8134e-09 | 0.00060025 | 3.4067e-09 | 0.0015435 | 8.7601e-09
[35 empty] | 7.3.1.1 A summarized risk map that shows the overall ignition probability and estimated wildfire consequence along the electric lines and equipment | WLDFR | HFTD - Distribution - Tier 3 - 3QU CoRE ¦ 5QU LoRE | 2029 | 0.58201 | 0.0010844 | 0.10511 | 0 | 0.10511 | 0.00067496 | 0.065428 | 0 | 0.065428 | 0.0019622 | 0.19021 | 0 | 0.19021 | 0.0020606 | 0.19975 | 0 | 0.19975 | 0.061177 | 0.03808 | 0.1107 | 0.11625 | 0.0019622 | 0.001142 | 0.19021 | 0.1107 | 0 | 0 | 0.19021 | 0.1107 | [11 empty] | WLDFR | HFTD - Distribution - Tier 2 - 1QU CoRE ¦ 5QU LoRE | Non-Red Flag Warning - Catastrophic Fires | 2036 | 7.4551e-09 | 3.7275e-09 | 9.5851e-09 | 16044.1264 | 263.1074 | 9721.74 | 6059.2791 | 0 | 0 | 0 | 6.21e-06 |  | 0.00011961 | 0 | 0.00011961 | 5.9805e-05 | 0 | 5.9805e-05 | 0.00015378 | 0 | 0.00015378 | [16 empty] | 7.3.1.3 Ignition probability mapping showing the probability of ignition along the electric lines and equipmentWLDFRAggregatedAggregated | WLDFR | HFTD - Distribution - Tier 2 - 1QU CoRE ¦ 5QU LoRE | Non-Red Flag Warning - Destructive Fires | Aggregated | Aggregated | 2046 | 5.6755e-06 | 0 | 1628.5067 | 0.0092426 | 2046 | Mitigation | 0.08575 | 30 | 0 | esc | 0.0012005 | 6.8134e-09 | 0.00060025 | 3.4067e-09 | 0.0015435 | 8.7601e-09
[35 empty] | 7.3.1.1 A summarized risk map that shows the overall ignition probability and estimated wildfire consequence along the electric lines and equipment | WLDFR | HFTD - Distribution - Tier 3 - 3QU CoRE ¦ 5QU LoRE | 2030 | 0.54393 | 0.0010844 | 0.10511 | 0 | 0.10511 | 0.00067496 | 0.065428 | 0 | 0.065428 | 0.0019622 | 0.19021 | 0 | 0.19021 | 0.0020606 | 0.19975 | 0 | 0.19975 | 0.057174 | 0.035588 | 0.10346 | 0.10865 | 0.0019622 | 0.0010673 | 0.19021 | 0.10346 | 0 | 0 | 0.19021 | 0.10346 | [11 empty] | WLDFR | HFTD - Distribution - Tier 2 - 1QU CoRE ¦ 5QU LoRE | Non-Red Flag Warning - Catastrophic Fires | 2037 | 7.4551e-09 | 3.7275e-09 | 9.5851e-09 | 16044.1264 | 263.1074 | 9721.74 | 6059.2791 | 0 | 0 | 0 | 6.21e-06 |  | 0.00011961 | 0 | 0.00011961 | 5.9805e-05 | 0 | 5.9805e-05 | 0.00015378 | 0 | 0.00015378 | [16 empty] | 7.3.1.3 Ignition probability mapping showing the probability of ignition along the electric lines and equipmentWLDFRAggregatedAggregated | WLDFR | HFTD - Distribution - Tier 2 - 1QU CoRE ¦ 5QU LoRE | Non-Red Flag Warning - Destructive Fires | Aggregated | Aggregated | 2047 | 5.6755e-06 | 0 | 1628.5067 | 0.0092426 | 2047 | Mitigation | 0.08575 | 30 | 0 | esc | 0.0012005 | 6.8134e-09 | 0.00060025 | 3.4067e-09 | 0.0015435 | 8.7601e-09
[35 empty] | 7.3.1.1 A summarized risk map that shows the overall ignition probability and estimated wildfire consequence along the electric lines and equipment | WLDFR | HFTD - Distribution - Tier 3 - 3QU CoRE ¦ 5QU LoRE | 2031 | 0.50835 | 0.0010844 | 0.10511 | 0 | 0.10511 | 0.00067496 | 0.065428 | 0 | 0.065428 | 0.0019622 | 0.19021 | 0 | 0.19021 | 0.0020606 | 0.19975 | 0 | 0.19975 | 0.053434 | 0.03326 | 0.096692 | 0.10154 | 0.0019622 | 0.00099749 | 0.19021 | 0.096692 | 0 | 0 | 0.19021 | 0.096692 | [11 empty] | WLDFR | HFTD - Distribution - Tier 2 - 1QU CoRE ¦ 5QU LoRE | Non-Red Flag Warning - Catastrophic Fires | 2038 | 7.4551e-09 | 3.7275e-09 | 9.5851e-09 | 16832.3912 | 280.5544 | 10192.2718 | 6359.5651 | 0 | 0 | 0 | 6.21e-06 |  | 0.00012549 | 0 | 0.00012549 | 6.2743e-05 | 0 | 6.2743e-05 | 0.00016134 | 0 | 0.00016134 | [16 empty] | 7.3.1.3 Ignition probability mapping showing the probability of ignition along the electric lines and equipmentWLDFRAggregatedAggregated | WLDFR | HFTD - Distribution - Tier 2 - 1QU CoRE ¦ 5QU LoRE | Non-Red Flag Warning - Destructive Fires | Aggregated | Aggregated | 2048 | 5.6755e-06 | 0 | 1628.5067 | 0.0092426 | 2048 | Mitigation | 0.08575 | 30 | 0 | esc | 0.0012005 | 6.8134e-09 | 0.00060025 | 3.4067e-09 | 0.0015435 | 8.7601e-09
[35 empty] | 7.3.1.1 A summarized risk map that shows the overall ignition probability and estimated wildfire consequence along the electric lines and equipment | WLDFR | HFTD - Distribution - Tier 3 - 3QU CoRE ¦ 5QU LoRE | 2032 | 0.47509 | 0.0010844 | 0.10511 | 0 | 0.10511 | 0.00067496 | 0.065428 | 0 | 0.065428 | 0.0019622 | 0.19021 | 0 | 0.19021 | 0.0020606 | 0.19975 | 0 | 0.19975 | 0.049938 | 0.031084 | 0.090367 | 0.094898 | 0.0019622 | 0.00093223 | 0.19021 | 0.090367 | 0 | 0 | 0.19021 | 0.090367 | [11 empty] | WLDFR | HFTD - Distribution - Tier 2 - 1QU CoRE ¦ 5QU LoRE | Non-Red Flag Warning - Catastrophic Fires | 2039 | 7.4551e-09 | 3.7275e-09 | 9.5851e-09 | 16832.3912 | 280.5544 | 10192.2718 | 6359.5651 | 0 | 0 | 0 | 6.21e-06 |  | 0.00012549 | 0 | 0.00012549 | 6.2743e-05 | 0 | 6.2743e-05 | 0.00016134 | 0 | 0.00016134 | [16 empty] | 7.3.1.3 Ignition probability mapping showing the probability of ignition along the electric lines and equipmentWLDFRAggregatedAggregated | WLDFR | HFTD - Distribution - Tier 2 - 1QU CoRE ¦ 5QU LoRE | Non-Red Flag Warning - Destructive Fires | Aggregated | Aggregated | 2049 | 5.6755e-06 | 0 | 1628.5067 | 0.0092426 | 2049 | Mitigation | 0.08575 | 30 | 0 | esc | 0.0012005 | 6.8134e-09 | 0.00060025 | 3.4067e-09 | 0.0015435 | 8.7601e-09
[35 empty] | 7.3.1.1 A summarized risk map that shows the overall ignition probability and estimated wildfire consequence along the electric lines and equipment | WLDFR | HFTD - Distribution - Tier 3 - 3QU CoRE ¦ 5QU LoRE | 2033 | 0.44401 | 0.0010844 | 0.11009 | 0 | 0.11009 | 0.00067496 | 0.068528 | 0 | 0.068528 | 0.0019622 | 0.19922 | 0 | 0.19922 | 0.0020606 | 0.20921 | 0 | 0.20921 | 0.048883 | 0.030427 | 0.088456 | 0.092892 | 0.0019622 | 0.00087125 | 0.19922 | 0.088456 | 0 | 0 | 0.19922 | 0.088456 | [11 empty] | WLDFR | HFTD - Distribution - Tier 2 - 1QU CoRE ¦ 5QU LoRE | Non-Red Flag Warning - Catastrophic Fires | 2040 | 7.4551e-09 | 3.7275e-09 | 9.5851e-09 | 16832.3912 | 280.5544 | 10192.2718 | 6359.5651 | 0 | 0 | 0 | 6.21e-06 |  | 0.00012549 | 0 | 0.00012549 | 6.2743e-05 | 0 | 6.2743e-05 | 0.00016134 | 0 | 0.00016134 | [16 empty] | 7.3.1.3 Ignition probability mapping showing the probability of ignition along the electric lines and equipmentWLDFRAggregatedAggregated | WLDFR | HFTD - Distribution - Tier 2 - 1QU CoRE ¦ 5QU LoRE | Non-Red Flag Warning - Destructive Fires | Aggregated | Aggregated | 2050 | 5.6755e-06 | 0 | 1628.5067 | 0.0092426 | 2050 | Mitigation | 0.08575 | 30 | 0 | esc | 0 | 0 | 0.00060025 | 3.4067e-09 | 0.0015435 | 8.7601e-09
[35 empty] | 7.3.1.1 A summarized risk map that shows the overall ignition probability and estimated wildfire consequence along the electric lines and equipment | WLDFR | HFTD - Distribution - Tier 3 - 3QU CoRE ¦ 5QU LoRE | 2034 | 0.41496 | 0.0010844 | 0.11009 | 0 | 0.11009 | 0.00067496 | 0.068528 | 0 | 0.068528 | 0.0019622 | 0.19922 | 0 | 0.19922 | 0.0020606 | 0.20921 | 0 | 0.20921 | 0.045685 | 0.028437 | 0.08267 | 0.086815 | 0.0019622 | 0.00081425 | 0.19922 | 0.08267 | 0 | 0 | 0.19922 | 0.08267 | [11 empty] | WLDFR | HFTD - Distribution - Tier 2 - 1QU CoRE ¦ 5QU LoRE | Non-Red Flag Warning - Catastrophic Fires | 2041 | 7.4551e-09 | 3.7275e-09 | 9.5851e-09 | 16832.3912 | 280.5544 | 10192.2718 | 6359.5651 | 0 | 0 | 0 | 6.21e-06 |  | 0.00012549 | 0 | 0.00012549 | 6.2743e-05 | 0 | 6.2743e-05 | 0.00016134 | 0 | 0.00016134 | [16 empty] | 7.3.1.3 Ignition probability mapping showing the probability of ignition along the electric lines and equipmentWLDFRAggregatedAggregated | WLDFR | HFTD - Distribution - Tier 2 - 1QU CoRE ¦ 5QU LoRE | Non-Red Flag Warning - Destructive Fires | Aggregated | Aggregated | 2051 | 5.6755e-06 | 0 | 1628.5067 | 0.0092426 | 2051 | Mitigation | 0.08575 | 30 | 0 | esc | 0 | 0 | 0 | 0 | 0.0015435 | 8.7601e-09
[35 empty] | 7.3.1.1 A summarized risk map that shows the overall ignition probability and estimated wildfire consequence along the electric lines and equipment | WLDFR | HFTD - Distribution - Tier 3 - 3QU CoRE ¦ 5QU LoRE | 2035 | 0.38782 | 0.0010844 | 0.11009 | 0 | 0.11009 | 0.00067496 | 0.068528 | 0 | 0.068528 | 0.0019622 | 0.19922 | 0 | 0.19922 | 0.0020606 | 0.20921 | 0 | 0.20921 | 0.042696 | 0.026576 | 0.077261 | 0.081136 | 0.0019622 | 0.00076098 | 0.19922 | 0.077261 | 0 | 0 | 0.19922 | 0.077261 | [11 empty] | WLDFR | HFTD - Distribution - Tier 2 - 1QU CoRE ¦ 5QU LoRE | Non-Red Flag Warning - Catastrophic Fires | 2042 | 7.4551e-09 | 3.7275e-09 | 9.5851e-09 | 16832.3912 | 280.5544 | 10192.2718 | 6359.5651 | 0 | 0 | 0 | 6.21e-06 |  | 0.00012549 | 0 | 0.00012549 | 6.2743e-05 | 0 | 6.2743e-05 | 0.00016134 | 0 | 0.00016134 | [16 empty] | 7.3.1.3 Ignition probability mapping showing the probability of ignition along the electric lines and equipmentWLDFRAggregatedAggregated | WLDFR | HFTD - Distribution - Tier 2 - 1QU CoRE ¦ 5QU LoRE | Non-Red Flag Warning - Large Fires | Aggregated | Aggregated | 2021 | 3.5448e-05 | 0 | 1628.5067 | 0.057727 | 2021 | Mitigation | 0.08575 | 30 | 0 | esc | 0.0012005 | 4.2555e-08 | 0.00060025 | 2.1278e-08 | 0 | 0
[35 empty] | 7.3.1.1 A summarized risk map that shows the overall ignition probability and estimated wildfire consequence along the electric lines and equipment | WLDFR | HFTD - Distribution - Tier 3 - 3QU CoRE ¦ 5QU LoRE | 2036 | 0.36245 | 0.0010844 | 0.11009 | 0 | 0.11009 | 0.00067496 | 0.068528 | 0 | 0.068528 | 0.0019622 | 0.19922 | 0 | 0.19922 | 0.0020606 | 0.20921 | 0 | 0.20921 | 0.039903 | 0.024838 | 0.072207 | 0.075828 | 0.0019622 | 0.0007112 | 0.19922 | 0.072207 | 0 | 0 | 0.19922 | 0.072207 | [11 empty] | WLDFR | HFTD - Distribution - Tier 2 - 1QU CoRE ¦ 5QU LoRE | Non-Red Flag Warning - Catastrophic Fires | 2043 | 7.4551e-09 | 3.7275e-09 | 9.5851e-09 | 17672.0852 | 299.42 | 10692.7362 | 6679.929 | 0 | 0 | 0 | 6.21e-06 |  | 0.00013175 | 0 | 0.00013175 | 6.5873e-05 | 0 | 6.5873e-05 | 0.00016939 | 0 | 0.00016939 | [16 empty] | 7.3.1.3 Ignition probability mapping showing the probability of ignition along the electric lines and equipmentWLDFRAggregatedAggregated | WLDFR | HFTD - Distribution - Tier 2 - 1QU CoRE ¦ 5QU LoRE | Non-Red Flag Warning - Large Fires | Aggregated | Aggregated | 2022 | 3.5448e-05 | 0 | 1628.5067 | 0.057727 | 2022 | Mitigation | 0.08575 | 30 | 0 | esc | 0.0012005 | 4.2555e-08 | 0.00060025 | 2.1278e-08 | 0.0015435 | 5.4714e-08
[35 empty] | 7.3.1.1 A summarized risk map that shows the overall ignition probability and estimated wildfire consequence along the electric lines and equipment | WLDFR | HFTD - Distribution - Tier 3 - 3QU CoRE ¦ 5QU LoRE | 2037 | 0.33873 | 0.0010844 | 0.11009 | 0 | 0.11009 | 0.00067496 | 0.068528 | 0 | 0.068528 | 0.0019622 | 0.19922 | 0 | 0.19922 | 0.0020606 | 0.20921 | 0 | 0.20921 | 0.037292 | 0.023213 | 0.067483 | 0.070867 | 0.0019622 | 0.00066467 | 0.19922 | 0.067483 | 0 | 0 | 0.19922 | 0.067483 | [11 empty] | WLDFR | HFTD - Distribution - Tier 2 - 1QU CoRE ¦ 5QU LoRE | Non-Red Flag Warning - Catastrophic Fires | 2044 | 7.4551e-09 | 3.7275e-09 | 9.5851e-09 | 17672.0852 | 299.42 | 10692.7362 | 6679.929 | 0 | 0 | 0 | 6.21e-06 |  | 0.00013175 | 0 | 0.00013175 | 6.5873e-05 | 0 | 6.5873e-05 | 0.00016939 | 0 | 0.00016939 | [16 empty] | 7.3.1.3 Ignition probability mapping showing the probability of ignition along the electric lines and equipmentWLDFRAggregatedAggregated | WLDFR | HFTD - Distribution - Tier 2 - 1QU CoRE ¦ 5QU LoRE | Non-Red Flag Warning - Large Fires | Aggregated | Aggregated | 2023 | 3.5448e-05 | 0 | 1628.5067 | 0.057727 | 2023 | Mitigation | 0.08575 | 30 | 0 | esc | 0.0012005 | 4.2555e-08 | 0.00060025 | 2.1278e-08 | 0.0015435 | 5.4714e-08
[35 empty] | 7.3.1.1 A summarized risk map that shows the overall ignition probability and estimated wildfire consequence along the electric lines and equipment | WLDFR | HFTD - Distribution - Tier 3 - 3QU CoRE ¦ 5QU LoRE | 2038 | 0.31657 | 0.0010844 | 0.1155 | 0 | 0.1155 | 0.00067496 | 0.071893 | 0 | 0.071893 | 0.0019622 | 0.209 | 0 | 0.209 | 0.0020606 | 0.21948 | 0 | 0.21948 | 0.036564 | 0.02276 | 0.066165 | 0.069483 | 0.0019622 | 0.00062119 | 0.209 | 0.066165 | 0 | 0 | 0.209 | 0.066165 | [11 empty] | WLDFR | HFTD - Distribution - Tier 2 - 1QU CoRE ¦ 5QU LoRE | Non-Red Flag Warning - Catastrophic Fires | 2045 | 7.4551e-09 | 3.7275e-09 | 9.5851e-09 | 17672.0852 | 299.42 | 10692.7362 | 6679.929 | 0 | 0 | 0 | 6.21e-06 |  | 0.00013175 | 0 | 0.00013175 | 6.5873e-05 | 0 | 6.5873e-05 | 0.00016939 | 0 | 0.00016939 | [16 empty] | 7.3.1.3 Ignition probability mapping showing the probability of ignition along the electric lines and equipmentWLDFRAggregatedAggregated | WLDFR | HFTD - Distribution - Tier 2 - 1QU CoRE ¦ 5QU LoRE | Non-Red Flag Warning - Large Fires | Aggregated | Aggregated | 2024 | 3.5448e-05 | 0 | 1628.5067 | 0.057727 | 2024 | Mitigation | 0.08575 | 30 | 0 | esc | 0.0012005 | 4.2555e-08 | 0.00060025 | 2.1278e-08 | 0.0015435 | 5.4714e-08
[35 empty] | 7.3.1.1 A summarized risk map that shows the overall ignition probability and estimated wildfire consequence along the electric lines and equipment | WLDFR | HFTD - Distribution - Tier 3 - 3QU CoRE ¦ 5QU LoRE | 2039 | 0.29586 | 0.0010844 | 0.1155 | 0 | 0.1155 | 0.00067496 | 0.071893 | 0 | 0.071893 | 0.0019622 | 0.209 | 0 | 0.209 | 0.0020606 | 0.21948 | 0 | 0.21948 | 0.034172 | 0.021271 | 0.061837 | 0.064938 | 0.0019622 | 0.00058055 | 0.209 | 0.061837 | 0 | 0 | 0.209 | 0.061837 | [11 empty] | WLDFR | HFTD - Distribution - Tier 2 - 1QU CoRE ¦ 5QU LoRE | Non-Red Flag Warning - Catastrophic Fires | 2046 | 7.4551e-09 | 3.7275e-09 | 9.5851e-09 | 17672.0852 | 299.42 | 10692.7362 | 6679.929 | 0 | 0 | 0 | 6.21e-06 |  | 0.00013175 | 0 | 0.00013175 | 6.5873e-05 | 0 | 6.5873e-05 | 0.00016939 | 0 | 0.00016939 | [16 empty] | 7.3.1.3 Ignition probability mapping showing the probability of ignition along the electric lines and equipmentWLDFRAggregatedAggregated | WLDFR | HFTD - Distribution - Tier 2 - 1QU CoRE ¦ 5QU LoRE | Non-Red Flag Warning - Large Fires | Aggregated | Aggregated | 2025 | 3.5448e-05 | 0 | 1628.5067 | 0.057727 | 2025 | Mitigation | 0.08575 | 30 | 0 | esc | 0.0012005 | 4.2555e-08 | 0.00060025 | 2.1278e-08 | 0.0015435 | 5.4714e-08
[35 empty] | 7.3.1.1 A summarized risk map that shows the overall ignition probability and estimated wildfire consequence along the electric lines and equipment | WLDFR | HFTD - Distribution - Tier 3 - 3QU CoRE ¦ 5QU LoRE | 2040 | 0.27651 | 0.0010844 | 0.1155 | 0 | 0.1155 | 0.00067496 | 0.071893 | 0 | 0.071893 | 0.0019622 | 0.209 | 0 | 0.209 | 0.0020606 | 0.21948 | 0 | 0.21948 | 0.031937 | 0.019879 | 0.057791 | 0.060689 | 0.0019622 | 0.00054257 | 0.209 | 0.057791 | 0 | 0 | 0.209 | 0.057791 | [11 empty] | WLDFR | HFTD - Distribution - Tier 2 - 1QU CoRE ¦ 5QU LoRE | Non-Red Flag Warning - Catastrophic Fires | 2047 | 7.4551e-09 | 3.7275e-09 | 9.5851e-09 | 17672.0852 | 299.42 | 10692.7362 | 6679.929 | 0 | 0 | 0 | 6.21e-06 |  | 0.00013175 | 0 | 0.00013175 | 6.5873e-05 | 0 | 6.5873e-05 | 0.00016939 | 0 | 0.00016939 | [16 empty] | 7.3.1.3 Ignition probability mapping showing the probability of ignition along the electric lines and equipmentWLDFRAggregatedAggregated | WLDFR | HFTD - Distribution - Tier 2 - 1QU CoRE ¦ 5QU LoRE | Non-Red Flag Warning - Large Fires | Aggregated | Aggregated | 2026 | 3.5448e-05 | 0 | 1628.5067 | 0.057727 | 2026 | Mitigation | 0.08575 | 30 | 0 | esc | 0.0012005 | 4.2555e-08 | 0.00060025 | 2.1278e-08 | 0.0015435 | 5.4714e-08
[35 empty] | 7.3.1.1 A summarized risk map that shows the overall ignition probability and estimated wildfire consequence along the electric lines and equipment | WLDFR | HFTD - Distribution - Tier 3 - 3QU CoRE ¦ 5QU LoRE | 2041 | 0.25842 | 0.0010844 | 0.1155 | 0 | 0.1155 | 0.00067496 | 0.071893 | 0 | 0.071893 | 0.0019622 | 0.209 | 0 | 0.209 | 0.0020606 | 0.21948 | 0 | 0.21948 | 0.029847 | 0.018579 | 0.054011 | 0.056719 | 0.0019622 | 0.00050707 | 0.209 | 0.054011 | 0 | 0 | 0.209 | 0.054011 | [11 empty] | WLDFR | HFTD - Distribution - Tier 2 - 1QU CoRE ¦ 5QU LoRE | Non-Red Flag Warning - Catastrophic Fires | 2048 | 7.4551e-09 | 3.7275e-09 | 9.5851e-09 | 18552.3348 | 319.4911 | 11216.5626 | 7016.281 | 0 | 0 | 0 | 6.21e-06 |  | 0.00013831 | 0 | 0.00013831 | 6.9154e-05 | 0 | 6.9154e-05 | 0.00017783 | 0 | 0.00017783 | [16 empty] | 7.3.1.3 Ignition probability mapping showing the probability of ignition along the electric lines and equipmentWLDFRAggregatedAggregated | WLDFR | HFTD - Distribution - Tier 2 - 1QU CoRE ¦ 5QU LoRE | Non-Red Flag Warning - Large Fires | Aggregated | Aggregated | 2027 | 3.5448e-05 | 0 | 1628.5067 | 0.057727 | 2027 | Mitigation | 0.08575 | 30 | 0 | esc | 0.0012005 | 4.2555e-08 | 0.00060025 | 2.1278e-08 | 0.0015435 | 5.4714e-08
[35 empty] | 7.3.1.1 A summarized risk map that shows the overall ignition probability and estimated wildfire consequence along the electric lines and equipment | WLDFR | HFTD - Distribution - Tier 3 - 3QU CoRE ¦ 5QU LoRE | 2042 | 0.24151 | 0.0010844 | 0.1155 | 0 | 0.1155 | 0.00067496 | 0.071893 | 0 | 0.071893 | 0.0019622 | 0.209 | 0 | 0.209 | 0.0020606 | 0.21948 | 0 | 0.21948 | 0.027895 | 0.017363 | 0.050477 | 0.053008 | 0.0019622 | 0.0004739 | 0.209 | 0.050477 | 0 | 0 | 0.209 | 0.050477 | [11 empty] | WLDFR | HFTD - Distribution - Tier 2 - 1QU CoRE ¦ 5QU LoRE | Non-Red Flag Warning - Catastrophic Fires | 2049 | 7.4551e-09 | 3.7275e-09 | 9.5851e-09 | 18552.3348 | 319.4911 | 11216.5626 | 7016.281 | 0 | 0 | 0 | 6.21e-06 |  | 0.00013831 | 0 | 0.00013831 | 6.9154e-05 | 0 | 6.9154e-05 | 0.00017783 | 0 | 0.00017783 | [16 empty] | 7.3.1.3 Ignition probability mapping showing the probability of ignition along the electric lines and equipmentWLDFRAggregatedAggregated | WLDFR | HFTD - Distribution - Tier 2 - 1QU CoRE ¦ 5QU LoRE | Non-Red Flag Warning - Large Fires | Aggregated | Aggregated | 2028 | 3.5448e-05 | 0 | 1628.5067 | 0.057727 | 2028 | Mitigation | 0.08575 | 30 | 0 | esc | 0.0012005 | 4.2555e-08 | 0.00060025 | 2.1278e-08 | 0.0015435 | 5.4714e-08
[35 empty] | 7.3.1.1 A summarized risk map that shows the overall ignition probability and estimated wildfire consequence along the electric lines and equipment | WLDFR | HFTD - Distribution - Tier 3 - 3QU CoRE ¦ 5QU LoRE | 2043 | 0.22571 | 0.0010844 | 0.12126 | 0 | 0.12126 | 0.00067496 | 0.075478 | 0 | 0.075478 | 0.0019622 | 0.21942 | 0 | 0.21942 | 0.0020606 | 0.23043 | 0 | 0.23043 | 0.02737 | 0.017036 | 0.049527 | 0.052011 | 0.0019622 | 0.0004429 | 0.21942 | 0.049527 | 0 | 0 | 0.21942 | 0.049527 | [11 empty] | WLDFR | HFTD - Distribution - Tier 2 - 1QU CoRE ¦ 5QU LoRE | Non-Red Flag Warning - Catastrophic Fires | 2050 | 0 | 3.7275e-09 | 9.5851e-09 | 18552.3348 | 319.4911 | 11216.5626 | 7016.281 | 0 | 0 | 0 | 6.21e-06 |  | 0 | 0 | 0 | 6.9154e-05 | 0 | 6.9154e-05 | 0.00017783 | 0 | 0.00017783 | [16 empty] | 7.3.1.3 Ignition probability mapping showing the probability of ignition along the electric lines and equipmentWLDFRAggregatedAggregated | WLDFR | HFTD - Distribution - Tier 2 - 1QU CoRE ¦ 5QU LoRE | Non-Red Flag Warning - Large Fires | Aggregated | Aggregated | 2029 | 3.5448e-05 | 0 | 1628.5067 | 0.057727 | 2029 | Mitigation | 0.08575 | 30 | 0 | esc | 0.0012005 | 4.2555e-08 | 0.00060025 | 2.1278e-08 | 0.0015435 | 5.4714e-08
[35 empty] | 7.3.1.1 A summarized risk map that shows the overall ignition probability and estimated wildfire consequence along the electric lines and equipment | WLDFR | HFTD - Distribution - Tier 3 - 3QU CoRE ¦ 5QU LoRE | 2044 | 0.21095 | 0.0010844 | 0.12126 | 0 | 0.12126 | 0.00067496 | 0.075478 | 0 | 0.075478 | 0.0019622 | 0.21942 | 0 | 0.21942 | 0.0020606 | 0.23043 | 0 | 0.23043 | 0.025579 | 0.015922 | 0.046287 | 0.048608 | 0.0019622 | 0.00041392 | 0.21942 | 0.046287 | 0 | 0 | 0.21942 | 0.046287 | [11 empty] | WLDFR | HFTD - Distribution - Tier 2 - 1QU CoRE ¦ 5QU LoRE | Non-Red Flag Warning - Catastrophic Fires | 2051 | 0 | 0 | 9.5851e-09 | 18552.3348 | 319.4911 | 11216.5626 | 7016.281 | 0 | 0 | 0 | 6.21e-06 |  | 0 | 0 | 0 | 0 | 0 | 0 | 0.00017783 | 0 | 0.00017783 | [16 empty] | 7.3.1.3 Ignition probability mapping showing the probability of ignition along the electric lines and equipmentWLDFRAggregatedAggregated | WLDFR | HFTD - Distribution - Tier 2 - 1QU CoRE ¦ 5QU LoRE | Non-Red Flag Warning - Large Fires | Aggregated | Aggregated | 2030 | 3.5448e-05 | 0 | 1628.5067 | 0.057727 | 2030 | Mitigation | 0.08575 | 30 | 0 | esc | 0.0012005 | 4.2555e-08 | 0.00060025 | 2.1278e-08 | 0.0015435 | 5.4714e-08
[35 empty] | 7.3.1.1 A summarized risk map that shows the overall ignition probability and estimated wildfire consequence along the electric lines and equipment | WLDFR | HFTD - Distribution - Tier 3 - 3QU CoRE ¦ 5QU LoRE | 2045 | 0.19715 | 0.0010844 | 0.12126 | 0 | 0.12126 | 0.00067496 | 0.075478 | 0 | 0.075478 | 0.0019622 | 0.21942 | 0 | 0.21942 | 0.0020606 | 0.23043 | 0 | 0.23043 | 0.023906 | 0.01488 | 0.043259 | 0.045428 | 0.0019622 | 0.00038684 | 0.21942 | 0.043259 | 0 | 0 | 0.21942 | 0.043259 | [11 empty] | WLDFR | HFTD - Distribution - Tier 2 - 1QU CoRE ¦ 5QU LoRE | Non-Red Flag Warning - Destructive Fires | 2020 | 6.8134e-09 | 0 | 0 | 8807.9522 | 222.2294 | 8585.7228 | 0 | 0 | 0 | 0 | 5.6755e-06 |  | 6.0012e-05 | 0 | 6.0012e-05 | 0 | 0 | 0 | 0 | 0 | 0 | [16 empty] | 7.3.1.3 Ignition probability mapping showing the probability of ignition along the electric lines and equipmentWLDFRAggregatedAggregated | WLDFR | HFTD - Distribution - Tier 2 - 1QU CoRE ¦ 5QU LoRE | Non-Red Flag Warning - Large Fires | Aggregated | Aggregated | 2031 | 3.5448e-05 | 0 | 1628.5067 | 0.057727 | 2031 | Mitigation | 0.08575 | 30 | 0 | esc | 0.0012005 | 4.2555e-08 | 0.00060025 | 2.1278e-08 | 0.0015435 | 5.4714e-08
[35 empty] | 7.3.1.1 A summarized risk map that shows the overall ignition probability and estimated wildfire consequence along the electric lines and equipment | WLDFR | HFTD - Distribution - Tier 3 - 3QU CoRE ¦ 5QU LoRE | 2046 | 0.18425 | 0.0010844 | 0.12126 | 0 | 0.12126 | 0.00067496 | 0.075478 | 0 | 0.075478 | 0.0019622 | 0.21942 | 0 | 0.21942 | 0.0020606 | 0.23043 | 0 | 0.23043 | 0.022342 | 0.013907 | 0.040429 | 0.042456 | 0.0019622 | 0.00036154 | 0.21942 | 0.040429 | 0 | 0 | 0.21942 | 0.040429 | [11 empty] | WLDFR | HFTD - Distribution - Tier 2 - 1QU CoRE ¦ 5QU LoRE | Non-Red Flag Warning - Destructive Fires | 2021 | 6.8134e-09 | 3.4067e-09 | 0 | 8807.9522 | 222.2294 | 8585.7228 | 0 | 0 | 0 | 0 | 5.6755e-06 |  | 6.0012e-05 | 0 | 6.0012e-05 | 3.0006e-05 | 0 | 3.0006e-05 | 0 | 0 | 0 | [16 empty] | 7.3.1.3 Ignition probability mapping showing the probability of ignition along the electric lines and equipmentWLDFRAggregatedAggregated | WLDFR | HFTD - Distribution - Tier 2 - 1QU CoRE ¦ 5QU LoRE | Non-Red Flag Warning - Large Fires | Aggregated | Aggregated | 2032 | 3.5448e-05 | 0 | 1628.5067 | 0.057727 | 2032 | Mitigation | 0.08575 | 30 | 0 | esc | 0.0012005 | 4.2555e-08 | 0.00060025 | 2.1278e-08 | 0.0015435 | 5.4714e-08
[35 empty] | 7.3.1.1 A summarized risk map that shows the overall ignition probability and estimated wildfire consequence along the electric lines and equipment | WLDFR | HFTD - Distribution - Tier 3 - 3QU CoRE ¦ 5QU LoRE | 2047 | 0.1722 | 0.0010844 | 0.12126 | 0 | 0.12126 | 0.00067496 | 0.075478 | 0 | 0.075478 | 0.0019622 | 0.21942 | 0 | 0.21942 | 0.0020606 | 0.23043 | 0 | 0.23043 | 0.02088 | 0.012997 | 0.037784 | 0.039679 | 0.0019622 | 0.00033788 | 0.21942 | 0.037784 | 0 | 0 | 0.21942 | 0.037784 | [11 empty] | WLDFR | HFTD - Distribution - Tier 2 - 1QU CoRE ¦ 5QU LoRE | Non-Red Flag Warning - Destructive Fires | 2022 | 6.8134e-09 | 3.4067e-09 | 8.7601e-09 | 8807.9522 | 222.2294 | 8585.7228 | 0 | 0 | 0 | 0 | 5.6755e-06 |  | 6.0012e-05 | 0 | 6.0012e-05 | 3.0006e-05 | 0 | 3.0006e-05 | 7.7159e-05 | 0 | 7.7159e-05 | [16 empty] | 7.3.1.3 Ignition probability mapping showing the probability of ignition along the electric lines and equipmentWLDFRAggregatedAggregated | WLDFR | HFTD - Distribution - Tier 2 - 1QU CoRE ¦ 5QU LoRE | Non-Red Flag Warning - Large Fires | Aggregated | Aggregated | 2033 | 3.5448e-05 | 0 | 1628.5067 | 0.057727 | 2033 | Mitigation | 0.08575 | 30 | 0 | esc | 0.0012005 | 4.2555e-08 | 0.00060025 | 2.1278e-08 | 0.0015435 | 5.4714e-08
[35 empty] | 7.3.1.1 A summarized risk map that shows the overall ignition probability and estimated wildfire consequence along the electric lines and equipment | WLDFR | HFTD - Distribution - Tier 3 - 3QU CoRE ¦ 5QU LoRE | 2048 | 0.16093 | 0.0010844 | 0.1273 | 0 | 0.1273 | 0.00067496 | 0.079235 | 0 | 0.079235 | 0.0019622 | 0.23035 | 0 | 0.23035 | 0.0020606 | 0.2419 | 0 | 0.2419 | 0.020486 | 0.012751 | 0.03707 | 0.038929 | 0.0019622 | 0.00031578 | 0.23035 | 0.03707 | 0 | 0 | 0.23035 | 0.03707 | [11 empty] | WLDFR | HFTD - Distribution - Tier 2 - 1QU CoRE ¦ 5QU LoRE | Non-Red Flag Warning - Destructive Fires | 2023 | 6.8134e-09 | 3.4067e-09 | 8.7601e-09 | 9129.7461 | 233.2301 | 8896.516 | 0 | 0 | 0 | 0 | 5.6755e-06 |  | 6.2205e-05 | 0 | 6.2205e-05 | 3.1102e-05 | 0 | 3.1102e-05 | 7.9978e-05 | 0 | 7.9978e-05 | [16 empty] | 7.3.1.3 Ignition probability mapping showing the probability of ignition along the electric lines and equipmentWLDFRAggregatedAggregated | WLDFR | HFTD - Distribution - Tier 2 - 1QU CoRE ¦ 5QU LoRE | Non-Red Flag Warning - Large Fires | Aggregated | Aggregated | 2034 | 3.5448e-05 | 0 | 1628.5067 | 0.057727 | 2034 | Mitigation | 0.08575 | 30 | 0 | esc | 0.0012005 | 4.2555e-08 | 0.00060025 | 2.1278e-08 | 0.0015435 | 5.4714e-08
[35 empty] | 7.3.1.1 A summarized risk map that shows the overall ignition probability and estimated wildfire consequence along the electric lines and equipment | WLDFR | HFTD - Distribution - Tier 3 - 3QU CoRE ¦ 5QU LoRE | 2049 | 0.1504 | 0.0010844 | 0.1273 | 0 | 0.1273 | 0.00067496 | 0.079235 | 0 | 0.079235 | 0.0019622 | 0.23035 | 0 | 0.23035 | 0.0020606 | 0.2419 | 0 | 0.2419 | 0.019145 | 0.011917 | 0.034645 | 0.036382 | 0.0019622 | 0.00029512 | 0.23035 | 0.034645 | 0 | 0 | 0.23035 | 0.034645 | [11 empty] | WLDFR | HFTD - Distribution - Tier 2 - 1QU CoRE ¦ 5QU LoRE | Non-Red Flag Warning - Destructive Fires | 2024 | 6.8134e-09 | 3.4067e-09 | 8.7601e-09 | 9129.7461 | 233.2301 | 8896.516 | 0 | 0 | 0 | 0 | 5.6755e-06 |  | 6.2205e-05 | 0 | 6.2205e-05 | 3.1102e-05 | 0 | 3.1102e-05 | 7.9978e-05 | 0 | 7.9978e-05 | [16 empty] | 7.3.1.3 Ignition probability mapping showing the probability of ignition along the electric lines and equipmentWLDFRAggregatedAggregated | WLDFR | HFTD - Distribution - Tier 2 - 1QU CoRE ¦ 5QU LoRE | Non-Red Flag Warning - Large Fires | Aggregated | Aggregated | 2035 | 3.5448e-05 | 0 | 1628.5067 | 0.057727 | 2035 | Mitigation | 0.08575 | 30 | 0 | esc | 0.0012005 | 4.2555e-08 | 0.00060025 | 2.1278e-08 | 0.0015435 | 5.4714e-08
[35 empty] | 7.3.1.1 A summarized risk map that shows the overall ignition probability and estimated wildfire consequence along the electric lines and equipment | WLDFR | HFTD - Distribution - Tier 3 - 3QU CoRE ¦ 5QU LoRE | 2050 | 0.14056 | 0 | 0 | 0 | 0 | 0.00067496 | 0.079235 | 0 | 0.079235 | 0.0019622 | 0.23035 | 0 | 0.23035 | 0.0020606 | 0.2419 | 0 | 0.2419 | 0 | 0.011138 | 0.032378 | 0.034002 | 0.0019622 | 0.00027581 | 0.23035 | 0.032378 | 0 | 0 | 0.23035 | 0.032378 | [11 empty] | WLDFR | HFTD - Distribution - Tier 2 - 1QU CoRE ¦ 5QU LoRE | Non-Red Flag Warning - Destructive Fires | 2025 | 6.8134e-09 | 3.4067e-09 | 8.7601e-09 | 9129.7461 | 233.2301 | 8896.516 | 0 | 0 | 0 | 0 | 5.6755e-06 |  | 6.2205e-05 | 0 | 6.2205e-05 | 3.1102e-05 | 0 | 3.1102e-05 | 7.9978e-05 | 0 | 7.9978e-05 | [16 empty] | 7.3.1.3 Ignition probability mapping showing the probability of ignition along the electric lines and equipmentWLDFRAggregatedAggregated | WLDFR | HFTD - Distribution - Tier 2 - 1QU CoRE ¦ 5QU LoRE | Non-Red Flag Warning - Large Fires | Aggregated | Aggregated | 2036 | 3.5448e-05 | 0 | 1628.5067 | 0.057727 | 2036 | Mitigation | 0.08575 | 30 | 0 | esc | 0.0012005 | 4.2555e-08 | 0.00060025 | 2.1278e-08 | 0.0015435 | 5.4714e-08
[35 empty] | 7.3.1.1 A summarized risk map that shows the overall ignition probability and estimated wildfire consequence along the electric lines and equipment | WLDFR | HFTD - Distribution - Tier 3 - 3QU CoRE ¦ 5QU LoRE | 2051 | 0.13137 | 0 | 0 | 0 | 0 | 0 | 0 | 0 | 0 | 0.0019622 | 0.23035 | 0 | 0.23035 | 0.0020606 | 0.2419 | 0 | 0.2419 | 0 | 0 | 0.03026 | 0.031778 | 0.0019622 | 0.00025777 | 0.23035 | 0.03026 | 0 | 0 | 0.23035 | 0.03026 | [11 empty] | WLDFR | HFTD - Distribution - Tier 2 - 1QU CoRE ¦ 5QU LoRE | Non-Red Flag Warning - Destructive Fires | 2026 | 6.8134e-09 | 3.4067e-09 | 8.7601e-09 | 9129.7461 | 233.2301 | 8896.516 | 0 | 0 | 0 | 0 | 5.6755e-06 |  | 6.2205e-05 | 0 | 6.2205e-05 | 3.1102e-05 | 0 | 3.1102e-05 | 7.9978e-05 | 0 | 7.9978e-05 | [16 empty] | 7.3.1.3 Ignition probability mapping showing the probability of ignition along the electric lines and equipmentWLDFRAggregatedAggregated | WLDFR | HFTD - Distribution - Tier 2 - 1QU CoRE ¦ 5QU LoRE | Non-Red Flag Warning - Large Fires | Aggregated | Aggregated | 2037 | 3.5448e-05 | 0 | 1628.5067 | 0.057727 | 2037 | Mitigation | 0.08575 | 30 | 0 | esc | 0.0012005 | 4.2555e-08 | 0.00060025 | 2.1278e-08 | 0.0015435 | 5.4714e-08
[35 empty] | 7.3.1.1 A summarized risk map that shows the overall ignition probability and estimated wildfire consequence along the electric lines and equipment | WLDFR | HFTD - Distribution - Tier 3 - 3QU CoRE ¦ 5QU LoRE | 2052 | 0.12277 | 0 | 0 | 0 | 0 | 0 | 0 | 0 | 0 | 0 | 0 | 0 | 0 | 0.0020606 | 0.2419 | 0 | 0.2419 | 0 | 0 | 0 | 0.029699 | 0 | 0 | 0 | 0 | 0 | 0 | 0 | 0 | [11 empty] | WLDFR | HFTD - Distribution - Tier 2 - 1QU CoRE ¦ 5QU LoRE | Non-Red Flag Warning - Destructive Fires | 2027 | 6.8134e-09 | 3.4067e-09 | 8.7601e-09 | 9129.7461 | 233.2301 | 8896.516 | 0 | 0 | 0 | 0 | 5.6755e-06 |  | 6.2205e-05 | 0 | 6.2205e-05 | 3.1102e-05 | 0 | 3.1102e-05 | 7.9978e-05 | 0 | 7.9978e-05 | [16 empty] | 7.3.1.3 Ignition probability mapping showing the probability of ignition along the electric lines and equipmentWLDFRAggregatedAggregated | WLDFR | HFTD - Distribution - Tier 2 - 1QU CoRE ¦ 5QU LoRE | Non-Red Flag Warning - Large Fires | Aggregated | Aggregated | 2038 | 3.5448e-05 | 0 | 1628.5067 | 0.057727 | 2038 | Mitigation | 0.08575 | 30 | 0 | esc | 0.0012005 | 4.2555e-08 | 0.00060025 | 2.1278e-08 | 0.0015435 | 5.4714e-08
[35 empty] | 7.3.1.1 A summarized risk map that shows the overall ignition probability and estimated wildfire consequence along the electric lines and equipment | WLDFR | HFTD - Distribution - Tier 3 - 4QU CoRE ¦ 1QU LoRE | 2020 | 1 | 0.021975 | 0.76368 | 0 | 0.76368 | 0 | 0 | 0 | 0 | 0 | 0 | 0 | 0 | 0 | 0 | 0 | 0 | 0.76368 | 0 | 0 | 0 | 0 | 0 | 0 | 0 | 0 | 0 | 0 | 0 | [11 empty] | WLDFR | HFTD - Distribution - Tier 2 - 1QU CoRE ¦ 5QU LoRE | Non-Red Flag Warning - Destructive Fires | 2028 | 6.8134e-09 | 3.4067e-09 | 8.7601e-09 | 9534.9221 | 247.273 | 9287.6491 | 0 | 0 | 0 | 0 | 5.6755e-06 |  | 6.4965e-05 | 0 | 6.4965e-05 | 3.2483e-05 | 0 | 3.2483e-05 | 8.3527e-05 | 0 | 8.3527e-05 | [16 empty] | 7.3.1.3 Ignition probability mapping showing the probability of ignition along the electric lines and equipmentWLDFRAggregatedAggregated | WLDFR | HFTD - Distribution - Tier 2 - 1QU CoRE ¦ 5QU LoRE | Non-Red Flag Warning - Large Fires | Aggregated | Aggregated | 2039 | 3.5448e-05 | 0 | 1628.5067 | 0.057727 | 2039 | Mitigation | 0.08575 | 30 | 0 | esc | 0.0012005 | 4.2555e-08 | 0.00060025 | 2.1278e-08 | 0.0015435 | 5.4714e-08
[35 empty] | 7.3.1.1 A summarized risk map that shows the overall ignition probability and estimated wildfire consequence along the electric lines and equipment | WLDFR | HFTD - Distribution - Tier 3 - 4QU CoRE ¦ 1QU LoRE | 2021 | 1 | 0.021975 | 0.76368 | 0 | 0.76368 | 0.013679 | 0.47536 | 0 | 0.47536 | 0 | 0 | 0 | 0 | 0 | 0 | 0 | 0 | 0.76368 | 0.47536 | 0 | 0 | 0 | 0 | 0 | 0 | 0 | 0 | 0 | 0 | [11 empty] | WLDFR | HFTD - Distribution - Tier 2 - 1QU CoRE ¦ 5QU LoRE | Non-Red Flag Warning - Destructive Fires | 2029 | 6.8134e-09 | 3.4067e-09 | 8.7601e-09 | 9534.9221 | 247.273 | 9287.6491 | 0 | 0 | 0 | 0 | 5.6755e-06 |  | 6.4965e-05 | 0 | 6.4965e-05 | 3.2483e-05 | 0 | 3.2483e-05 | 8.3527e-05 | 0 | 8.3527e-05 | [16 empty] | 7.3.1.3 Ignition probability mapping showing the probability of ignition along the electric lines and equipmentWLDFRAggregatedAggregated | WLDFR | HFTD - Distribution - Tier 2 - 1QU CoRE ¦ 5QU LoRE | Non-Red Flag Warning - Large Fires | Aggregated | Aggregated | 2040 | 3.5448e-05 | 0 | 1628.5067 | 0.057727 | 2040 | Mitigation | 0.08575 | 30 | 0 | esc | 0.0012005 | 4.2555e-08 | 0.00060025 | 2.1278e-08 | 0.0015435 | 5.4714e-08
[35 empty] | 7.3.1.1 A summarized risk map that shows the overall ignition probability and estimated wildfire consequence along the electric lines and equipment | WLDFR | HFTD - Distribution - Tier 3 - 4QU CoRE ¦ 1QU LoRE | 2022 | 0.93458 | 0.021886 | 0.75407 | 0 | 0.75407 | 0.013623 | 0.46938 | 0 | 0.46938 | 0.031054 | 1.0699 | 0 | 1.0699 | 0 | 0 | 0 | 0 | 0.70474 | 0.43867 | 0.99994 | 0 | 0.031054 | 0.029022 | 1.0699 | 0.99994 | 0 | 0 | 1.0699 | 0.99994 | [11 empty] | WLDFR | HFTD - Distribution - Tier 2 - 1QU CoRE ¦ 5QU LoRE | Non-Red Flag Warning - Destructive Fires | 2030 | 6.8134e-09 | 3.4067e-09 | 8.7601e-09 | 9534.9221 | 247.273 | 9287.6491 | 0 | 0 | 0 | 0 | 5.6755e-06 |  | 6.4965e-05 | 0 | 6.4965e-05 | 3.2483e-05 | 0 | 3.2483e-05 | 8.3527e-05 | 0 | 8.3527e-05 | [16 empty] | 7.3.1.3 Ignition probability mapping showing the probability of ignition along the electric lines and equipmentWLDFRAggregatedAggregated | WLDFR | HFTD - Distribution - Tier 2 - 1QU CoRE ¦ 5QU LoRE | Non-Red Flag Warning - Large Fires | Aggregated | Aggregated | 2041 | 3.5448e-05 | 0 | 1628.5067 | 0.057727 | 2041 | Mitigation | 0.08575 | 30 | 0 | esc | 0.0012005 | 4.2555e-08 | 0.00060025 | 2.1278e-08 | 0.0015435 | 5.4714e-08
[35 empty] | 7.3.1.1 A summarized risk map that shows the overall ignition probability and estimated wildfire consequence along the electric lines and equipment | WLDFR | HFTD - Distribution - Tier 3 - 4QU CoRE ¦ 1QU LoRE | 2023 | 0.87344 | 0.021886 | 0.7817 | 0 | 0.7817 | 0.013623 | 0.48657 | 0 | 0.48657 | 0.031054 | 1.1091 | 0 | 1.1091 | 0.032611 | 1.1647 | 0 | 1.1647 | 0.68277 | 0.42499 | 0.96876 | 1.0173 | 0.031054 | 0.027124 | 1.1091 | 0.96876 | 0 | 0 | 1.1091 | 0.96876 | [11 empty] | WLDFR | HFTD - Distribution - Tier 2 - 1QU CoRE ¦ 5QU LoRE | Non-Red Flag Warning - Destructive Fires | 2031 | 6.8134e-09 | 3.4067e-09 | 8.7601e-09 | 9534.9221 | 247.273 | 9287.6491 | 0 | 0 | 0 | 0 | 5.6755e-06 |  | 6.4965e-05 | 0 | 6.4965e-05 | 3.2483e-05 | 0 | 3.2483e-05 | 8.3527e-05 | 0 | 8.3527e-05 | [16 empty] | 7.3.1.3 Ignition probability mapping showing the probability of ignition along the electric lines and equipmentWLDFRAggregatedAggregated | WLDFR | HFTD - Distribution - Tier 2 - 1QU CoRE ¦ 5QU LoRE | Non-Red Flag Warning - Large Fires | Aggregated | Aggregated | 2042 | 3.5448e-05 | 0 | 1628.5067 | 0.057727 | 2042 | Mitigation | 0.08575 | 30 | 0 | esc | 0.0012005 | 4.2555e-08 | 0.00060025 | 2.1278e-08 | 0.0015435 | 5.4714e-08
[35 empty] | 7.3.1.1 A summarized risk map that shows the overall ignition probability and estimated wildfire consequence along the electric lines and equipment | WLDFR | HFTD - Distribution - Tier 3 - 4QU CoRE ¦ 1QU LoRE | 2024 | 0.8163 | 0.021886 | 0.7817 | 0 | 0.7817 | 0.013623 | 0.48657 | 0 | 0.48657 | 0.031054 | 1.1091 | 0 | 1.1091 | 0.032611 | 1.1647 | 0 | 1.1647 | 0.6381 | 0.39719 | 0.90538 | 0.95078 | 0.031054 | 0.025349 | 1.1091 | 0.90538 | 0 | 0 | 1.1091 | 0.90538 | [11 empty] | WLDFR | HFTD - Distribution - Tier 2 - 1QU CoRE ¦ 5QU LoRE | Non-Red Flag Warning - Destructive Fires | 2032 | 6.8134e-09 | 3.4067e-09 | 8.7601e-09 | 9534.9221 | 247.273 | 9287.6491 | 0 | 0 | 0 | 0 | 5.6755e-06 |  | 6.4965e-05 | 0 | 6.4965e-05 | 3.2483e-05 | 0 | 3.2483e-05 | 8.3527e-05 | 0 | 8.3527e-05 | [16 empty] | 7.3.1.3 Ignition probability mapping showing the probability of ignition along the electric lines and equipmentWLDFRAggregatedAggregated | WLDFR | HFTD - Distribution - Tier 2 - 1QU CoRE ¦ 5QU LoRE | Non-Red Flag Warning - Large Fires | Aggregated | Aggregated | 2043 | 3.5448e-05 | 0 | 1628.5067 | 0.057727 | 2043 | Mitigation | 0.08575 | 30 | 0 | esc | 0.0012005 | 4.2555e-08 | 0.00060025 | 2.1278e-08 | 0.0015435 | 5.4714e-08
[35 empty] | 7.3.1.1 A summarized risk map that shows the overall ignition probability and estimated wildfire consequence along the electric lines and equipment | WLDFR | HFTD - Distribution - Tier 3 - 4QU CoRE ¦ 1QU LoRE | 2025 | 0.7629 | 0.021886 | 0.7817 | 0 | 0.7817 | 0.013623 | 0.48657 | 0 | 0.48657 | 0.031054 | 1.1091 | 0 | 1.1091 | 0.032611 | 1.1647 | 0 | 1.1647 | 0.59636 | 0.3712 | 0.84615 | 0.88858 | 0.031054 | 0.023691 | 1.1091 | 0.84615 | 0 | 0 | 1.1091 | 0.84615 | [11 empty] | WLDFR | HFTD - Distribution - Tier 2 - 1QU CoRE ¦ 5QU LoRE | Non-Red Flag Warning - Destructive Fires | 2033 | 6.8134e-09 | 3.4067e-09 | 8.7601e-09 | 9984.8474 | 263.1074 | 9721.74 | 0 | 0 | 0 | 0 | 5.6755e-06 |  | 6.8031e-05 | 0 | 6.8031e-05 | 3.4015e-05 | 0 | 3.4015e-05 | 8.7468e-05 | 0 | 8.7468e-05 | [16 empty] | 7.3.1.3 Ignition probability mapping showing the probability of ignition along the electric lines and equipmentWLDFRAggregatedAggregated | WLDFR | HFTD - Distribution - Tier 2 - 1QU CoRE ¦ 5QU LoRE | Non-Red Flag Warning - Large Fires | Aggregated | Aggregated | 2044 | 3.5448e-05 | 0 | 1628.5067 | 0.057727 | 2044 | Mitigation | 0.08575 | 30 | 0 | esc | 0.0012005 | 4.2555e-08 | 0.00060025 | 2.1278e-08 | 0.0015435 | 5.4714e-08
[35 empty] | 7.3.1.1 A summarized risk map that shows the overall ignition probability and estimated wildfire consequence along the electric lines and equipment | WLDFR | HFTD - Distribution - Tier 3 - 4QU CoRE ¦ 1QU LoRE | 2026 | 0.71299 | 0.021886 | 0.7817 | 0 | 0.7817 | 0.013623 | 0.48657 | 0 | 0.48657 | 0.031054 | 1.1091 | 0 | 1.1091 | 0.032611 | 1.1647 | 0 | 1.1647 | 0.55734 | 0.34692 | 0.79079 | 0.83045 | 0.031054 | 0.022141 | 1.1091 | 0.79079 | 0 | 0 | 1.1091 | 0.79079 | [11 empty] | WLDFR | HFTD - Distribution - Tier 2 - 1QU CoRE ¦ 5QU LoRE | Non-Red Flag Warning - Destructive Fires | 2034 | 6.8134e-09 | 3.4067e-09 | 8.7601e-09 | 9984.8474 | 263.1074 | 9721.74 | 0 | 0 | 0 | 0 | 5.6755e-06 |  | 6.8031e-05 | 0 | 6.8031e-05 | 3.4015e-05 | 0 | 3.4015e-05 | 8.7468e-05 | 0 | 8.7468e-05 | [16 empty] | 7.3.1.3 Ignition probability mapping showing the probability of ignition along the electric lines and equipmentWLDFRAggregatedAggregated | WLDFR | HFTD - Distribution - Tier 2 - 1QU CoRE ¦ 5QU LoRE | Non-Red Flag Warning - Large Fires | Aggregated | Aggregated | 2045 | 3.5448e-05 | 0 | 1628.5067 | 0.057727 | 2045 | Mitigation | 0.08575 | 30 | 0 | esc | 0.0012005 | 4.2555e-08 | 0.00060025 | 2.1278e-08 | 0.0015435 | 5.4714e-08
[35 empty] | 7.3.1.1 A summarized risk map that shows the overall ignition probability and estimated wildfire consequence along the electric lines and equipment | WLDFR | HFTD - Distribution - Tier 3 - 4QU CoRE ¦ 1QU LoRE | 2027 | 0.66634 | 0.021886 | 0.7817 | 0 | 0.7817 | 0.013623 | 0.48657 | 0 | 0.48657 | 0.031054 | 1.1091 | 0 | 1.1091 | 0.032611 | 1.1647 | 0 | 1.1647 | 0.52088 | 0.32422 | 0.73906 | 0.77612 | 0.031054 | 0.020692 | 1.1091 | 0.73906 | 0 | 0 | 1.1091 | 0.73906 | [11 empty] | WLDFR | HFTD - Distribution - Tier 2 - 1QU CoRE ¦ 5QU LoRE | Non-Red Flag Warning - Destructive Fires | 2035 | 6.8134e-09 | 3.4067e-09 | 8.7601e-09 | 9984.8474 | 263.1074 | 9721.74 | 0 | 0 | 0 | 0 | 5.6755e-06 |  | 6.8031e-05 | 0 | 6.8031e-05 | 3.4015e-05 | 0 | 3.4015e-05 | 8.7468e-05 | 0 | 8.7468e-05 | [16 empty] | 7.3.1.3 Ignition probability mapping showing the probability of ignition along the electric lines and equipmentWLDFRAggregatedAggregated | WLDFR | HFTD - Distribution - Tier 2 - 1QU CoRE ¦ 5QU LoRE | Non-Red Flag Warning - Large Fires | Aggregated | Aggregated | 2046 | 3.5448e-05 | 0 | 1628.5067 | 0.057727 | 2046 | Mitigation | 0.08575 | 30 | 0 | esc | 0.0012005 | 4.2555e-08 | 0.00060025 | 2.1278e-08 | 0.0015435 | 5.4714e-08
[35 empty] | 7.3.1.1 A summarized risk map that shows the overall ignition probability and estimated wildfire consequence along the electric lines and equipment | WLDFR | HFTD - Distribution - Tier 3 - 4QU CoRE ¦ 1QU LoRE | 2028 | 0.62275 | 0.021886 | 0.81651 | 0 | 0.81651 | 0.013623 | 0.50824 | 0 | 0.50824 | 0.031054 | 1.1585 | 0 | 1.1585 | 0.032611 | 1.2166 | 0 | 1.2166 | 0.50848 | 0.31651 | 0.72147 | 0.75765 | 0.031054 | 0.019339 | 1.1585 | 0.72147 | 0 | 0 | 1.1585 | 0.72147 | [11 empty] | WLDFR | HFTD - Distribution - Tier 2 - 1QU CoRE ¦ 5QU LoRE | Non-Red Flag Warning - Destructive Fires | 2036 | 6.8134e-09 | 3.4067e-09 | 8.7601e-09 | 9984.8474 | 263.1074 | 9721.74 | 0 | 0 | 0 | 0 | 5.6755e-06 |  | 6.8031e-05 | 0 | 6.8031e-05 | 3.4015e-05 | 0 | 3.4015e-05 | 8.7468e-05 | 0 | 8.7468e-05 | [16 empty] | 7.3.1.3 Ignition probability mapping showing the probability of ignition along the electric lines and equipmentWLDFRAggregatedAggregated | WLDFR | HFTD - Distribution - Tier 2 - 1QU CoRE ¦ 5QU LoRE | Non-Red Flag Warning - Large Fires | Aggregated | Aggregated | 2047 | 3.5448e-05 | 0 | 1628.5067 | 0.057727 | 2047 | Mitigation | 0.08575 | 30 | 0 | esc | 0.0012005 | 4.2555e-08 | 0.00060025 | 2.1278e-08 | 0.0015435 | 5.4714e-08
[35 empty] | 7.3.1.1 A summarized risk map that shows the overall ignition probability and estimated wildfire consequence along the electric lines and equipment | WLDFR | HFTD - Distribution - Tier 3 - 4QU CoRE ¦ 1QU LoRE | 2029 | 0.58201 | 0.021886 | 0.81651 | 0 | 0.81651 | 0.013623 | 0.50824 | 0 | 0.50824 | 0.031054 | 1.1585 | 0 | 1.1585 | 0.032611 | 1.2166 | 0 | 1.2166 | 0.47522 | 0.2958 | 0.67427 | 0.70808 | 0.031054 | 0.018074 | 1.1585 | 0.67427 | 0 | 0 | 1.1585 | 0.67427 | [11 empty] | WLDFR | HFTD - Distribution - Tier 2 - 1QU CoRE ¦ 5QU LoRE | Non-Red Flag Warning - Destructive Fires | 2037 | 6.8134e-09 | 3.4067e-09 | 8.7601e-09 | 9984.8474 | 263.1074 | 9721.74 | 0 | 0 | 0 | 0 | 5.6755e-06 |  | 6.8031e-05 | 0 | 6.8031e-05 | 3.4015e-05 | 0 | 3.4015e-05 | 8.7468e-05 | 0 | 8.7468e-05 | [16 empty] | 7.3.1.3 Ignition probability mapping showing the probability of ignition along the electric lines and equipmentWLDFRAggregatedAggregated | WLDFR | HFTD - Distribution - Tier 2 - 1QU CoRE ¦ 5QU LoRE | Non-Red Flag Warning - Large Fires | Aggregated | Aggregated | 2048 | 3.5448e-05 | 0 | 1628.5067 | 0.057727 | 2048 | Mitigation | 0.08575 | 30 | 0 | esc | 0.0012005 | 4.2555e-08 | 0.00060025 | 2.1278e-08 | 0.0015435 | 5.4714e-08
[35 empty] | 7.3.1.1 A summarized risk map that shows the overall ignition probability and estimated wildfire consequence along the electric lines and equipment | WLDFR | HFTD - Distribution - Tier 3 - 4QU CoRE ¦ 1QU LoRE | 2030 | 0.54393 | 0.021886 | 0.81651 | 0 | 0.81651 | 0.013623 | 0.50824 | 0 | 0.50824 | 0.031054 | 1.1585 | 0 | 1.1585 | 0.032611 | 1.2166 | 0 | 1.2166 | 0.44413 | 0.27645 | 0.63016 | 0.66176 | 0.031054 | 0.016891 | 1.1585 | 0.63016 | 0 | 0 | 1.1585 | 0.63016 | [11 empty] | WLDFR | HFTD - Distribution - Tier 2 - 1QU CoRE ¦ 5QU LoRE | Non-Red Flag Warning - Destructive Fires | 2038 | 6.8134e-09 | 3.4067e-09 | 8.7601e-09 | 10472.8261 | 280.5544 | 10192.2718 | 0 | 0 | 0 | 0 | 5.6755e-06 |  | 7.1356e-05 | 0 | 7.1356e-05 | 3.5678e-05 | 0 | 3.5678e-05 | 9.1743e-05 | 0 | 9.1743e-05 | [16 empty] | 7.3.1.3 Ignition probability mapping showing the probability of ignition along the electric lines and equipmentWLDFRAggregatedAggregated | WLDFR | HFTD - Distribution - Tier 2 - 1QU CoRE ¦ 5QU LoRE | Non-Red Flag Warning - Large Fires | Aggregated | Aggregated | 2049 | 3.5448e-05 | 0 | 1628.5067 | 0.057727 | 2049 | Mitigation | 0.08575 | 30 | 0 | esc | 0.0012005 | 4.2555e-08 | 0.00060025 | 2.1278e-08 | 0.0015435 | 5.4714e-08
[35 empty] | 7.3.1.1 A summarized risk map that shows the overall ignition probability and estimated wildfire consequence along the electric lines and equipment | WLDFR | HFTD - Distribution - Tier 3 - 4QU CoRE ¦ 1QU LoRE | 2031 | 0.50835 | 0.021886 | 0.81651 | 0 | 0.81651 | 0.013623 | 0.50824 | 0 | 0.50824 | 0.031054 | 1.1585 | 0 | 1.1585 | 0.032611 | 1.2166 | 0 | 1.2166 | 0.41507 | 0.25836 | 0.58893 | 0.61847 | 0.031054 | 0.015786 | 1.1585 | 0.58893 | 0 | 0 | 1.1585 | 0.58893 | [11 empty] | WLDFR | HFTD - Distribution - Tier 2 - 1QU CoRE ¦ 5QU LoRE | Non-Red Flag Warning - Destructive Fires | 2039 | 6.8134e-09 | 3.4067e-09 | 8.7601e-09 | 10472.8261 | 280.5544 | 10192.2718 | 0 | 0 | 0 | 0 | 5.6755e-06 |  | 7.1356e-05 | 0 | 7.1356e-05 | 3.5678e-05 | 0 | 3.5678e-05 | 9.1743e-05 | 0 | 9.1743e-05 | [16 empty] | 7.3.1.3 Ignition probability mapping showing the probability of ignition along the electric lines and equipmentWLDFRAggregatedAggregated | WLDFR | HFTD - Distribution - Tier 2 - 1QU CoRE ¦ 5QU LoRE | Non-Red Flag Warning - Large Fires | Aggregated | Aggregated | 2050 | 3.5448e-05 | 0 | 1628.5067 | 0.057727 | 2050 | Mitigation | 0.08575 | 30 | 0 | esc | 0 | 0 | 0.00060025 | 2.1278e-08 | 0.0015435 | 5.4714e-08
[35 empty] | 7.3.1.1 A summarized risk map that shows the overall ignition probability and estimated wildfire consequence along the electric lines and equipment | WLDFR | HFTD - Distribution - Tier 3 - 4QU CoRE ¦ 1QU LoRE | 2032 | 0.47509 | 0.021886 | 0.81651 | 0 | 0.81651 | 0.013623 | 0.50824 | 0 | 0.50824 | 0.031054 | 1.1585 | 0 | 1.1585 | 0.032611 | 1.2166 | 0 | 1.2166 | 0.38792 | 0.24146 | 0.5504 | 0.578 | 0.031054 | 0.014753 | 1.1585 | 0.5504 | 0 | 0 | 1.1585 | 0.5504 | [11 empty] | WLDFR | HFTD - Distribution - Tier 2 - 1QU CoRE ¦ 5QU LoRE | Non-Red Flag Warning - Destructive Fires | 2040 | 6.8134e-09 | 3.4067e-09 | 8.7601e-09 | 10472.8261 | 280.5544 | 10192.2718 | 0 | 0 | 0 | 0 | 5.6755e-06 |  | 7.1356e-05 | 0 | 7.1356e-05 | 3.5678e-05 | 0 | 3.5678e-05 | 9.1743e-05 | 0 | 9.1743e-05 | [16 empty] | 7.3.1.3 Ignition probability mapping showing the probability of ignition along the electric lines and equipmentWLDFRAggregatedAggregated | WLDFR | HFTD - Distribution - Tier 2 - 1QU CoRE ¦ 5QU LoRE | Non-Red Flag Warning - Large Fires | Aggregated | Aggregated | 2051 | 3.5448e-05 | 0 | 1628.5067 | 0.057727 | 2051 | Mitigation | 0.08575 | 30 | 0 | esc | 0 | 0 | 0 | 0 | 0.0015435 | 5.4714e-08
[35 empty] | 7.3.1.1 A summarized risk map that shows the overall ignition probability and estimated wildfire consequence along the electric lines and equipment | WLDFR | HFTD - Distribution - Tier 3 - 4QU CoRE ¦ 1QU LoRE | 2033 | 0.44401 | 0.021886 | 0.8552 | 0 | 0.8552 | 0.013623 | 0.53232 | 0 | 0.53232 | 0.031054 | 1.2134 | 0 | 1.2134 | 0.032611 | 1.2743 | 0 | 1.2743 | 0.37972 | 0.23636 | 0.53877 | 0.56579 | 0.031054 | 0.013788 | 1.2134 | 0.53877 | 0 | 0 | 1.2134 | 0.53877 | [11 empty] | WLDFR | HFTD - Distribution - Tier 2 - 1QU CoRE ¦ 5QU LoRE | Non-Red Flag Warning - Destructive Fires | 2041 | 6.8134e-09 | 3.4067e-09 | 8.7601e-09 | 10472.8261 | 280.5544 | 10192.2718 | 0 | 0 | 0 | 0 | 5.6755e-06 |  | 7.1356e-05 | 0 | 7.1356e-05 | 3.5678e-05 | 0 | 3.5678e-05 | 9.1743e-05 | 0 | 9.1743e-05 | [16 empty] | 7.3.1.3 Ignition probability mapping showing the probability of ignition along the electric lines and equipmentWLDFRAggregatedAggregated | WLDFR | HFTD - Distribution - Tier 2 - 1QU CoRE ¦ 5QU LoRE | Non-Red Flag Warning - Small Fires | Aggregated | Aggregated | 2021 | 0.002131 | 0 | 1628.5067 | 3.4703 | 2021 | Mitigation | 0.08575 | 30 | 0 | esc | 0.0012005 | 2.5583e-06 | 0.00060025 | 1.2791e-06 | 0 | 0
[35 empty] | 7.3.1.1 A summarized risk map that shows the overall ignition probability and estimated wildfire consequence along the electric lines and equipment | WLDFR | HFTD - Distribution - Tier 3 - 4QU CoRE ¦ 1QU LoRE | 2034 | 0.41496 | 0.021886 | 0.8552 | 0 | 0.8552 | 0.013623 | 0.53232 | 0 | 0.53232 | 0.031054 | 1.2134 | 0 | 1.2134 | 0.032611 | 1.2743 | 0 | 1.2743 | 0.35488 | 0.22089 | 0.50352 | 0.52877 | 0.031054 | 0.012886 | 1.2134 | 0.50352 | 0 | 0 | 1.2134 | 0.50352 | [11 empty] | WLDFR | HFTD - Distribution - Tier 2 - 1QU CoRE ¦ 5QU LoRE | Non-Red Flag Warning - Destructive Fires | 2042 | 6.8134e-09 | 3.4067e-09 | 8.7601e-09 | 10472.8261 | 280.5544 | 10192.2718 | 0 | 0 | 0 | 0 | 5.6755e-06 |  | 7.1356e-05 | 0 | 7.1356e-05 | 3.5678e-05 | 0 | 3.5678e-05 | 9.1743e-05 | 0 | 9.1743e-05 | [16 empty] | 7.3.1.3 Ignition probability mapping showing the probability of ignition along the electric lines and equipmentWLDFRAggregatedAggregated | WLDFR | HFTD - Distribution - Tier 2 - 1QU CoRE ¦ 5QU LoRE | Non-Red Flag Warning - Small Fires | Aggregated | Aggregated | 2022 | 0.002131 | 0 | 1628.5067 | 3.4703 | 2022 | Mitigation | 0.08575 | 30 | 0 | esc | 0.0012005 | 2.5583e-06 | 0.00060025 | 1.2791e-06 | 0.0015435 | 3.2892e-06
[35 empty] | 7.3.1.1 A summarized risk map that shows the overall ignition probability and estimated wildfire consequence along the electric lines and equipment | WLDFR | HFTD - Distribution - Tier 3 - 4QU CoRE ¦ 1QU LoRE | 2035 | 0.38782 | 0.021886 | 0.8552 | 0 | 0.8552 | 0.013623 | 0.53232 | 0 | 0.53232 | 0.031054 | 1.2134 | 0 | 1.2134 | 0.032611 | 1.2743 | 0 | 1.2743 | 0.33166 | 0.20644 | 0.47058 | 0.49418 | 0.031054 | 0.012043 | 1.2134 | 0.47058 | 0 | 0 | 1.2134 | 0.47058 | [11 empty] | WLDFR | HFTD - Distribution - Tier 2 - 1QU CoRE ¦ 5QU LoRE | Non-Red Flag Warning - Destructive Fires | 2043 | 6.8134e-09 | 3.4067e-09 | 8.7601e-09 | 10992.1562 | 299.42 | 10692.7362 | 0 | 0 | 0 | 0 | 5.6755e-06 |  | 7.4894e-05 | 0 | 7.4894e-05 | 3.7447e-05 | 0 | 3.7447e-05 | 9.6292e-05 | 0 | 9.6292e-05 | [16 empty] | 7.3.1.3 Ignition probability mapping showing the probability of ignition along the electric lines and equipmentWLDFRAggregatedAggregated | WLDFR | HFTD - Distribution - Tier 2 - 1QU CoRE ¦ 5QU LoRE | Non-Red Flag Warning - Small Fires | Aggregated | Aggregated | 2023 | 0.002131 | 0 | 1628.5067 | 3.4703 | 2023 | Mitigation | 0.08575 | 30 | 0 | esc | 0.0012005 | 2.5583e-06 | 0.00060025 | 1.2791e-06 | 0.0015435 | 3.2892e-06
[35 empty] | 7.3.1.1 A summarized risk map that shows the overall ignition probability and estimated wildfire consequence along the electric lines and equipment | WLDFR | HFTD - Distribution - Tier 3 - 4QU CoRE ¦ 1QU LoRE | 2036 | 0.36245 | 0.021886 | 0.8552 | 0 | 0.8552 | 0.013623 | 0.53232 | 0 | 0.53232 | 0.031054 | 1.2134 | 0 | 1.2134 | 0.032611 | 1.2743 | 0 | 1.2743 | 0.30996 | 0.19294 | 0.4398 | 0.46185 | 0.031054 | 0.011255 | 1.2134 | 0.4398 | 0 | 0 | 1.2134 | 0.4398 | [11 empty] | WLDFR | HFTD - Distribution - Tier 2 - 1QU CoRE ¦ 5QU LoRE | Non-Red Flag Warning - Destructive Fires | 2044 | 6.8134e-09 | 3.4067e-09 | 8.7601e-09 | 10992.1562 | 299.42 | 10692.7362 | 0 | 0 | 0 | 0 | 5.6755e-06 |  | 7.4894e-05 | 0 | 7.4894e-05 | 3.7447e-05 | 0 | 3.7447e-05 | 9.6292e-05 | 0 | 9.6292e-05 | [16 empty] | 7.3.1.3 Ignition probability mapping showing the probability of ignition along the electric lines and equipmentWLDFRAggregatedAggregated | WLDFR | HFTD - Distribution - Tier 2 - 1QU CoRE ¦ 5QU LoRE | Non-Red Flag Warning - Small Fires | Aggregated | Aggregated | 2024 | 0.002131 | 0 | 1628.5067 | 3.4703 | 2024 | Mitigation | 0.08575 | 30 | 0 | esc | 0.0012005 | 2.5583e-06 | 0.00060025 | 1.2791e-06 | 0.0015435 | 3.2892e-06
[35 empty] | 7.3.1.1 A summarized risk map that shows the overall ignition probability and estimated wildfire consequence along the electric lines and equipment | WLDFR | HFTD - Distribution - Tier 3 - 4QU CoRE ¦ 1QU LoRE | 2037 | 0.33873 | 0.021886 | 0.8552 | 0 | 0.8552 | 0.013623 | 0.53232 | 0 | 0.53232 | 0.031054 | 1.2134 | 0 | 1.2134 | 0.032611 | 1.2743 | 0 | 1.2743 | 0.28968 | 0.18032 | 0.41102 | 0.43164 | 0.031054 | 0.010519 | 1.2134 | 0.41102 | 0 | 0 | 1.2134 | 0.41102 | [11 empty] | WLDFR | HFTD - Distribution - Tier 2 - 1QU CoRE ¦ 5QU LoRE | Non-Red Flag Warning - Destructive Fires | 2045 | 6.8134e-09 | 3.4067e-09 | 8.7601e-09 | 10992.1562 | 299.42 | 10692.7362 | 0 | 0 | 0 | 0 | 5.6755e-06 |  | 7.4894e-05 | 0 | 7.4894e-05 | 3.7447e-05 | 0 | 3.7447e-05 | 9.6292e-05 | 0 | 9.6292e-05 | [16 empty] | 7.3.1.3 Ignition probability mapping showing the probability of ignition along the electric lines and equipmentWLDFRAggregatedAggregated | WLDFR | HFTD - Distribution - Tier 2 - 1QU CoRE ¦ 5QU LoRE | Non-Red Flag Warning - Small Fires | Aggregated | Aggregated | 2025 | 0.002131 | 0 | 1628.5067 | 3.4703 | 2025 | Mitigation | 0.08575 | 30 | 0 | esc | 0.0012005 | 2.5583e-06 | 0.00060025 | 1.2791e-06 | 0.0015435 | 3.2892e-06
[35 empty] | 7.3.1.1 A summarized risk map that shows the overall ignition probability and estimated wildfire consequence along the electric lines and equipment | WLDFR | HFTD - Distribution - Tier 3 - 4QU CoRE ¦ 1QU LoRE | 2038 | 0.31657 | 0.021886 | 0.89719 | 0 | 0.89719 | 0.013623 | 0.55846 | 0 | 0.55846 | 0.031054 | 1.273 | 0 | 1.273 | 0.032611 | 1.3368 | 0 | 1.3368 | 0.28403 | 0.17679 | 0.403 | 0.42321 | 0.031054 | 0.0098308 | 1.273 | 0.403 | 0 | 0 | 1.273 | 0.403 | [11 empty] | WLDFR | HFTD - Distribution - Tier 2 - 1QU CoRE ¦ 5QU LoRE | Non-Red Flag Warning - Destructive Fires | 2046 | 6.8134e-09 | 3.4067e-09 | 8.7601e-09 | 10992.1562 | 299.42 | 10692.7362 | 0 | 0 | 0 | 0 | 5.6755e-06 |  | 7.4894e-05 | 0 | 7.4894e-05 | 3.7447e-05 | 0 | 3.7447e-05 | 9.6292e-05 | 0 | 9.6292e-05 | [16 empty] | 7.3.1.3 Ignition probability mapping showing the probability of ignition along the electric lines and equipmentWLDFRAggregatedAggregated | WLDFR | HFTD - Distribution - Tier 2 - 1QU CoRE ¦ 5QU LoRE | Non-Red Flag Warning - Small Fires | Aggregated | Aggregated | 2026 | 0.002131 | 0 | 1628.5067 | 3.4703 | 2026 | Mitigation | 0.08575 | 30 | 0 | esc | 0.0012005 | 2.5583e-06 | 0.00060025 | 1.2791e-06 | 0.0015435 | 3.2892e-06
[35 empty] | 7.3.1.1 A summarized risk map that shows the overall ignition probability and estimated wildfire consequence along the electric lines and equipment | WLDFR | HFTD - Distribution - Tier 3 - 4QU CoRE ¦ 1QU LoRE | 2039 | 0.29586 | 0.021886 | 0.89719 | 0 | 0.89719 | 0.013623 | 0.55846 | 0 | 0.55846 | 0.031054 | 1.273 | 0 | 1.273 | 0.032611 | 1.3368 | 0 | 1.3368 | 0.26545 | 0.16523 | 0.37663 | 0.39552 | 0.031054 | 0.0091877 | 1.273 | 0.37663 | 0 | 0 | 1.273 | 0.37663 | [11 empty] | WLDFR | HFTD - Distribution - Tier 2 - 1QU CoRE ¦ 5QU LoRE | Non-Red Flag Warning - Destructive Fires | 2047 | 6.8134e-09 | 3.4067e-09 | 8.7601e-09 | 10992.1562 | 299.42 | 10692.7362 | 0 | 0 | 0 | 0 | 5.6755e-06 |  | 7.4894e-05 | 0 | 7.4894e-05 | 3.7447e-05 | 0 | 3.7447e-05 | 9.6292e-05 | 0 | 9.6292e-05 | [16 empty] | 7.3.1.3 Ignition probability mapping showing the probability of ignition along the electric lines and equipmentWLDFRAggregatedAggregated | WLDFR | HFTD - Distribution - Tier 2 - 1QU CoRE ¦ 5QU LoRE | Non-Red Flag Warning - Small Fires | Aggregated | Aggregated | 2027 | 0.002131 | 0 | 1628.5067 | 3.4703 | 2027 | Mitigation | 0.08575 | 30 | 0 | esc | 0.0012005 | 2.5583e-06 | 0.00060025 | 1.2791e-06 | 0.0015435 | 3.2892e-06
[35 empty] | 7.3.1.1 A summarized risk map that shows the overall ignition probability and estimated wildfire consequence along the electric lines and equipment | WLDFR | HFTD - Distribution - Tier 3 - 4QU CoRE ¦ 1QU LoRE | 2040 | 0.27651 | 0.021886 | 0.89719 | 0 | 0.89719 | 0.013623 | 0.55846 | 0 | 0.55846 | 0.031054 | 1.273 | 0 | 1.273 | 0.032611 | 1.3368 | 0 | 1.3368 | 0.24808 | 0.15442 | 0.35199 | 0.36965 | 0.031054 | 0.0085866 | 1.273 | 0.35199 | 0 | 0 | 1.273 | 0.35199 | [11 empty] | WLDFR | HFTD - Distribution - Tier 2 - 1QU CoRE ¦ 5QU LoRE | Non-Red Flag Warning - Destructive Fires | 2048 | 6.8134e-09 | 3.4067e-09 | 8.7601e-09 | 11536.0538 | 319.4911 | 11216.5626 | 0 | 0 | 0 | 0 | 5.6755e-06 |  | 7.86e-05 | 0 | 7.86e-05 | 3.93e-05 | 0 | 3.93e-05 | 0.00010106 | 0 | 0.00010106 | [16 empty] | 7.3.1.3 Ignition probability mapping showing the probability of ignition along the electric lines and equipmentWLDFRAggregatedAggregated | WLDFR | HFTD - Distribution - Tier 2 - 1QU CoRE ¦ 5QU LoRE | Non-Red Flag Warning - Small Fires | Aggregated | Aggregated | 2028 | 0.002131 | 0 | 1628.5067 | 3.4703 | 2028 | Mitigation | 0.08575 | 30 | 0 | esc | 0.0012005 | 2.5583e-06 | 0.00060025 | 1.2791e-06 | 0.0015435 | 3.2892e-06
[35 empty] | 7.3.1.1 A summarized risk map that shows the overall ignition probability and estimated wildfire consequence along the electric lines and equipment | WLDFR | HFTD - Distribution - Tier 3 - 4QU CoRE ¦ 1QU LoRE | 2041 | 0.25842 | 0.021886 | 0.89719 | 0 | 0.89719 | 0.013623 | 0.55846 | 0 | 0.55846 | 0.031054 | 1.273 | 0 | 1.273 | 0.032611 | 1.3368 | 0 | 1.3368 | 0.23185 | 0.14432 | 0.32897 | 0.34546 | 0.031054 | 0.0080249 | 1.273 | 0.32897 | 0 | 0 | 1.273 | 0.32897 | [11 empty] | WLDFR | HFTD - Distribution - Tier 2 - 1QU CoRE ¦ 5QU LoRE | Non-Red Flag Warning - Destructive Fires | 2049 | 6.8134e-09 | 3.4067e-09 | 8.7601e-09 | 11536.0538 | 319.4911 | 11216.5626 | 0 | 0 | 0 | 0 | 5.6755e-06 |  | 7.86e-05 | 0 | 7.86e-05 | 3.93e-05 | 0 | 3.93e-05 | 0.00010106 | 0 | 0.00010106 | [16 empty] | 7.3.1.3 Ignition probability mapping showing the probability of ignition along the electric lines and equipmentWLDFRAggregatedAggregated | WLDFR | HFTD - Distribution - Tier 2 - 1QU CoRE ¦ 5QU LoRE | Non-Red Flag Warning - Small Fires | Aggregated | Aggregated | 2029 | 0.002131 | 0 | 1628.5067 | 3.4703 | 2029 | Mitigation | 0.08575 | 30 | 0 | esc | 0.0012005 | 2.5583e-06 | 0.00060025 | 1.2791e-06 | 0.0015435 | 3.2892e-06
[35 empty] | 7.3.1.1 A summarized risk map that shows the overall ignition probability and estimated wildfire consequence along the electric lines and equipment | WLDFR | HFTD - Distribution - Tier 3 - 4QU CoRE ¦ 1QU LoRE | 2042 | 0.24151 | 0.021886 | 0.89719 | 0 | 0.89719 | 0.013623 | 0.55846 | 0 | 0.55846 | 0.031054 | 1.273 | 0 | 1.273 | 0.032611 | 1.3368 | 0 | 1.3368 | 0.21668 | 0.13488 | 0.30745 | 0.32286 | 0.031054 | 0.0074999 | 1.273 | 0.30745 | 0 | 0 | 1.273 | 0.30745 | [11 empty] | WLDFR | HFTD - Distribution - Tier 2 - 1QU CoRE ¦ 5QU LoRE | Non-Red Flag Warning - Destructive Fires | 2050 | 0 | 3.4067e-09 | 8.7601e-09 | 11536.0538 | 319.4911 | 11216.5626 | 0 | 0 | 0 | 0 | 5.6755e-06 |  | 0 | 0 | 0 | 3.93e-05 | 0 | 3.93e-05 | 0.00010106 | 0 | 0.00010106 | [16 empty] | 7.3.1.3 Ignition probability mapping showing the probability of ignition along the electric lines and equipmentWLDFRAggregatedAggregated | WLDFR | HFTD - Distribution - Tier 2 - 1QU CoRE ¦ 5QU LoRE | Non-Red Flag Warning - Small Fires | Aggregated | Aggregated | 2030 | 0.002131 | 0 | 1628.5067 | 3.4703 | 2030 | Mitigation | 0.08575 | 30 | 0 | esc | 0.0012005 | 2.5583e-06 | 0.00060025 | 1.2791e-06 | 0.0015435 | 3.2892e-06
[35 empty] | 7.3.1.1 A summarized risk map that shows the overall ignition probability and estimated wildfire consequence along the electric lines and equipment | WLDFR | HFTD - Distribution - Tier 3 - 4QU CoRE ¦ 1QU LoRE | 2043 | 0.22571 | 0.021886 | 0.94192 | 0 | 0.94192 | 0.013623 | 0.5863 | 0 | 0.5863 | 0.031054 | 1.3365 | 0 | 1.3365 | 0.032611 | 1.4035 | 0 | 1.4035 | 0.2126 | 0.13234 | 0.30166 | 0.31679 | 0.031054 | 0.0070093 | 1.3365 | 0.30166 | 0 | 0 | 1.3365 | 0.30166 | [11 empty] | WLDFR | HFTD - Distribution - Tier 2 - 1QU CoRE ¦ 5QU LoRE | Non-Red Flag Warning - Destructive Fires | 2051 | 0 | 0 | 8.7601e-09 | 11536.0538 | 319.4911 | 11216.5626 | 0 | 0 | 0 | 0 | 5.6755e-06 |  | 0 | 0 | 0 | 0 | 0 | 0 | 0.00010106 | 0 | 0.00010106 | [16 empty] | 7.3.1.3 Ignition probability mapping showing the probability of ignition along the electric lines and equipmentWLDFRAggregatedAggregated | WLDFR | HFTD - Distribution - Tier 2 - 1QU CoRE ¦ 5QU LoRE | Non-Red Flag Warning - Small Fires | Aggregated | Aggregated | 2031 | 0.002131 | 0 | 1628.5067 | 3.4703 | 2031 | Mitigation | 0.08575 | 30 | 0 | esc | 0.0012005 | 2.5583e-06 | 0.00060025 | 1.2791e-06 | 0.0015435 | 3.2892e-06
[35 empty] | 7.3.1.1 A summarized risk map that shows the overall ignition probability and estimated wildfire consequence along the electric lines and equipment | WLDFR | HFTD - Distribution - Tier 3 - 4QU CoRE ¦ 1QU LoRE | 2044 | 0.21095 | 0.021886 | 0.94192 | 0 | 0.94192 | 0.013623 | 0.5863 | 0 | 0.5863 | 0.031054 | 1.3365 | 0 | 1.3365 | 0.032611 | 1.4035 | 0 | 1.4035 | 0.1987 | 0.12368 | 0.28192 | 0.29606 | 0.031054 | 0.0065507 | 1.3365 | 0.28192 | 0 | 0 | 1.3365 | 0.28192 | [11 empty] | WLDFR | HFTD - Distribution - Tier 2 - 1QU CoRE ¦ 5QU LoRE | Non-Red Flag Warning - Large Fires | 2020 | 4.2555e-08 | 0 | 0 | 5.2406 | 0.69642 | 2.942 | 1.6022 | 0 | 0 | 0 | 3.5448e-05 |  | 2.2301e-07 | 0 | 2.2301e-07 | 0 | 0 | 0 | 0 | 0 | 0 | [16 empty] | 7.3.1.3 Ignition probability mapping showing the probability of ignition along the electric lines and equipmentWLDFRAggregatedAggregated | WLDFR | HFTD - Distribution - Tier 2 - 1QU CoRE ¦ 5QU LoRE | Non-Red Flag Warning - Small Fires | Aggregated | Aggregated | 2032 | 0.002131 | 0 | 1628.5067 | 3.4703 | 2032 | Mitigation | 0.08575 | 30 | 0 | esc | 0.0012005 | 2.5583e-06 | 0.00060025 | 1.2791e-06 | 0.0015435 | 3.2892e-06
[35 empty] | 7.3.1.1 A summarized risk map that shows the overall ignition probability and estimated wildfire consequence along the electric lines and equipment | WLDFR | HFTD - Distribution - Tier 3 - 4QU CoRE ¦ 1QU LoRE | 2045 | 0.19715 | 0.021886 | 0.94192 | 0 | 0.94192 | 0.013623 | 0.5863 | 0 | 0.5863 | 0.031054 | 1.3365 | 0 | 1.3365 | 0.032611 | 1.4035 | 0 | 1.4035 | 0.1857 | 0.11559 | 0.26348 | 0.27669 | 0.031054 | 0.0061222 | 1.3365 | 0.26348 | 0 | 0 | 1.3365 | 0.26348 | [11 empty] | WLDFR | HFTD - Distribution - Tier 2 - 1QU CoRE ¦ 5QU LoRE | Non-Red Flag Warning - Large Fires | 2021 | 4.2555e-08 | 2.1278e-08 | 0 | 5.2406 | 0.69642 | 2.942 | 1.6022 | 0 | 0 | 0 | 3.5448e-05 |  | 2.2301e-07 | 0 | 2.2301e-07 | 1.1151e-07 | 0 | 1.1151e-07 | 0 | 0 | 0 | [16 empty] | 7.3.1.3 Ignition probability mapping showing the probability of ignition along the electric lines and equipmentWLDFRAggregatedAggregated | WLDFR | HFTD - Distribution - Tier 2 - 1QU CoRE ¦ 5QU LoRE | Non-Red Flag Warning - Small Fires | Aggregated | Aggregated | 2033 | 0.002131 | 0 | 1628.5067 | 3.4703 | 2033 | Mitigation | 0.08575 | 30 | 0 | esc | 0.0012005 | 2.5583e-06 | 0.00060025 | 1.2791e-06 | 0.0015435 | 3.2892e-06
[35 empty] | 7.3.1.1 A summarized risk map that shows the overall ignition probability and estimated wildfire consequence along the electric lines and equipment | WLDFR | HFTD - Distribution - Tier 3 - 4QU CoRE ¦ 1QU LoRE | 2046 | 0.18425 | 0.021886 | 0.94192 | 0 | 0.94192 | 0.013623 | 0.5863 | 0 | 0.5863 | 0.031054 | 1.3365 | 0 | 1.3365 | 0.032611 | 1.4035 | 0 | 1.4035 | 0.17355 | 0.10803 | 0.24624 | 0.25859 | 0.031054 | 0.0057216 | 1.3365 | 0.24624 | 0 | 0 | 1.3365 | 0.24624 | [11 empty] | WLDFR | HFTD - Distribution - Tier 2 - 1QU CoRE ¦ 5QU LoRE | Non-Red Flag Warning - Large Fires | 2022 | 4.2555e-08 | 2.1278e-08 | 5.4714e-08 | 5.2406 | 0.69642 | 2.942 | 1.6022 | 0 | 0 | 0 | 3.5448e-05 |  | 2.2301e-07 | 0 | 2.2301e-07 | 1.1151e-07 | 0 | 1.1151e-07 | 2.8673e-07 | 0 | 2.8673e-07 | [16 empty] | 7.3.1.3 Ignition probability mapping showing the probability of ignition along the electric lines and equipmentWLDFRAggregatedAggregated | WLDFR | HFTD - Distribution - Tier 2 - 1QU CoRE ¦ 5QU LoRE | Non-Red Flag Warning - Small Fires | Aggregated | Aggregated | 2034 | 0.002131 | 0 | 1628.5067 | 3.4703 | 2034 | Mitigation | 0.08575 | 30 | 0 | esc | 0.0012005 | 2.5583e-06 | 0.00060025 | 1.2791e-06 | 0.0015435 | 3.2892e-06
[35 empty] | 7.3.1.1 A summarized risk map that shows the overall ignition probability and estimated wildfire consequence along the electric lines and equipment | WLDFR | HFTD - Distribution - Tier 3 - 4QU CoRE ¦ 1QU LoRE | 2047 | 0.1722 | 0.021886 | 0.94192 | 0 | 0.94192 | 0.013623 | 0.5863 | 0 | 0.5863 | 0.031054 | 1.3365 | 0 | 1.3365 | 0.032611 | 1.4035 | 0 | 1.4035 | 0.1622 | 0.10096 | 0.23013 | 0.24167 | 0.031054 | 0.0053473 | 1.3365 | 0.23013 | 0 | 0 | 1.3365 | 0.23013 | [11 empty] | WLDFR | HFTD - Distribution - Tier 2 - 1QU CoRE ¦ 5QU LoRE | Non-Red Flag Warning - Large Fires | 2023 | 4.2555e-08 | 2.1278e-08 | 5.4714e-08 | 5.475 | 0.71896 | 3.0715 | 1.6846 | 0 | 0 | 0 | 3.5448e-05 |  | 2.3299e-07 | 0 | 2.3299e-07 | 1.165e-07 | 0 | 1.165e-07 | 2.9956e-07 | 0 | 2.9956e-07 | [16 empty] | 7.3.1.3 Ignition probability mapping showing the probability of ignition along the electric lines and equipmentWLDFRAggregatedAggregated | WLDFR | HFTD - Distribution - Tier 2 - 1QU CoRE ¦ 5QU LoRE | Non-Red Flag Warning - Small Fires | Aggregated | Aggregated | 2035 | 0.002131 | 0 | 1628.5067 | 3.4703 | 2035 | Mitigation | 0.08575 | 30 | 0 | esc | 0.0012005 | 2.5583e-06 | 0.00060025 | 1.2791e-06 | 0.0015435 | 3.2892e-06
[35 empty] | 7.3.1.1 A summarized risk map that shows the overall ignition probability and estimated wildfire consequence along the electric lines and equipment | WLDFR | HFTD - Distribution - Tier 3 - 4QU CoRE ¦ 1QU LoRE | 2048 | 0.16093 | 0.021886 | 0.98882 | 0 | 0.98882 | 0.013623 | 0.61549 | 0 | 0.61549 | 0.031054 | 1.403 | 0 | 1.403 | 0.032611 | 1.4734 | 0 | 1.4734 | 0.15913 | 0.099052 | 0.22579 | 0.23711 | 0.031054 | 0.0049975 | 1.403 | 0.22579 | 0 | 0 | 1.403 | 0.22579 | [11 empty] | WLDFR | HFTD - Distribution - Tier 2 - 1QU CoRE ¦ 5QU LoRE | Non-Red Flag Warning - Large Fires | 2024 | 4.2555e-08 | 2.1278e-08 | 5.4714e-08 | 5.475 | 0.71896 | 3.0715 | 1.6846 | 0 | 0 | 0 | 3.5448e-05 |  | 2.3299e-07 | 0 | 2.3299e-07 | 1.165e-07 | 0 | 1.165e-07 | 2.9956e-07 | 0 | 2.9956e-07 | [16 empty] | 7.3.1.3 Ignition probability mapping showing the probability of ignition along the electric lines and equipmentWLDFRAggregatedAggregated | WLDFR | HFTD - Distribution - Tier 2 - 1QU CoRE ¦ 5QU LoRE | Non-Red Flag Warning - Small Fires | Aggregated | Aggregated | 2036 | 0.002131 | 0 | 1628.5067 | 3.4703 | 2036 | Mitigation | 0.08575 | 30 | 0 | esc | 0.0012005 | 2.5583e-06 | 0.00060025 | 1.2791e-06 | 0.0015435 | 3.2892e-06
[35 empty] | 7.3.1.1 A summarized risk map that shows the overall ignition probability and estimated wildfire consequence along the electric lines and equipment | WLDFR | HFTD - Distribution - Tier 3 - 4QU CoRE ¦ 1QU LoRE | 2049 | 0.1504 | 0.021886 | 0.98882 | 0 | 0.98882 | 0.013623 | 0.61549 | 0 | 0.61549 | 0.031054 | 1.403 | 0 | 1.403 | 0.032611 | 1.4734 | 0 | 1.4734 | 0.14872 | 0.092572 | 0.21101 | 0.2216 | 0.031054 | 0.0046706 | 1.403 | 0.21101 | 0 | 0 | 1.403 | 0.21101 | [11 empty] | WLDFR | HFTD - Distribution - Tier 2 - 1QU CoRE ¦ 5QU LoRE | Non-Red Flag Warning - Large Fires | 2025 | 4.2555e-08 | 2.1278e-08 | 5.4714e-08 | 5.475 | 0.71896 | 3.0715 | 1.6846 | 0 | 0 | 0 | 3.5448e-05 |  | 2.3299e-07 | 0 | 2.3299e-07 | 1.165e-07 | 0 | 1.165e-07 | 2.9956e-07 | 0 | 2.9956e-07 | [16 empty] | 7.3.1.3 Ignition probability mapping showing the probability of ignition along the electric lines and equipmentWLDFRAggregatedAggregated | WLDFR | HFTD - Distribution - Tier 2 - 1QU CoRE ¦ 5QU LoRE | Non-Red Flag Warning - Small Fires | Aggregated | Aggregated | 2037 | 0.002131 | 0 | 1628.5067 | 3.4703 | 2037 | Mitigation | 0.08575 | 30 | 0 | esc | 0.0012005 | 2.5583e-06 | 0.00060025 | 1.2791e-06 | 0.0015435 | 3.2892e-06
[35 empty] | 7.3.1.1 A summarized risk map that shows the overall ignition probability and estimated wildfire consequence along the electric lines and equipment | WLDFR | HFTD - Distribution - Tier 3 - 4QU CoRE ¦ 1QU LoRE | 2050 | 0.14056 | 0 | 0 | 0 | 0 | 0.013623 | 0.61549 | 0 | 0.61549 | 0.031054 | 1.403 | 0 | 1.403 | 0.032611 | 1.4734 | 0 | 1.4734 | 0 | 0.086515 | 0.19721 | 0.2071 | 0.031054 | 0.004365 | 1.403 | 0.19721 | 0 | 0 | 1.403 | 0.19721 | [11 empty] | WLDFR | HFTD - Distribution - Tier 2 - 1QU CoRE ¦ 5QU LoRE | Non-Red Flag Warning - Large Fires | 2026 | 4.2555e-08 | 2.1278e-08 | 5.4714e-08 | 5.475 | 0.71896 | 3.0715 | 1.6846 | 0 | 0 | 0 | 3.5448e-05 |  | 2.3299e-07 | 0 | 2.3299e-07 | 1.165e-07 | 0 | 1.165e-07 | 2.9956e-07 | 0 | 2.9956e-07 | [16 empty] | 7.3.1.3 Ignition probability mapping showing the probability of ignition along the electric lines and equipmentWLDFRAggregatedAggregated | WLDFR | HFTD - Distribution - Tier 2 - 1QU CoRE ¦ 5QU LoRE | Non-Red Flag Warning - Small Fires | Aggregated | Aggregated | 2038 | 0.002131 | 0 | 1628.5067 | 3.4703 | 2038 | Mitigation | 0.08575 | 30 | 0 | esc | 0.0012005 | 2.5583e-06 | 0.00060025 | 1.2791e-06 | 0.0015435 | 3.2892e-06
[35 empty] | 7.3.1.1 A summarized risk map that shows the overall ignition probability and estimated wildfire consequence along the electric lines and equipment | WLDFR | HFTD - Distribution - Tier 3 - 4QU CoRE ¦ 1QU LoRE | 2051 | 0.13137 | 0 | 0 | 0 | 0 | 0 | 0 | 0 | 0 | 0.031054 | 1.403 | 0 | 1.403 | 0.032611 | 1.4734 | 0 | 1.4734 | 0 | 0 | 0.18431 | 0.19355 | 0.031054 | 0.0040794 | 1.403 | 0.18431 | 0 | 0 | 1.403 | 0.18431 | [11 empty] | WLDFR | HFTD - Distribution - Tier 2 - 1QU CoRE ¦ 5QU LoRE | Non-Red Flag Warning - Large Fires | 2027 | 4.2555e-08 | 2.1278e-08 | 5.4714e-08 | 5.475 | 0.71896 | 3.0715 | 1.6846 | 0 | 0 | 0 | 3.5448e-05 |  | 2.3299e-07 | 0 | 2.3299e-07 | 1.165e-07 | 0 | 1.165e-07 | 2.9956e-07 | 0 | 2.9956e-07 | [16 empty] | 7.3.1.3 Ignition probability mapping showing the probability of ignition along the electric lines and equipmentWLDFRAggregatedAggregated | WLDFR | HFTD - Distribution - Tier 2 - 1QU CoRE ¦ 5QU LoRE | Non-Red Flag Warning - Small Fires | Aggregated | Aggregated | 2039 | 0.002131 | 0 | 1628.5067 | 3.4703 | 2039 | Mitigation | 0.08575 | 30 | 0 | esc | 0.0012005 | 2.5583e-06 | 0.00060025 | 1.2791e-06 | 0.0015435 | 3.2892e-06
[35 empty] | 7.3.1.1 A summarized risk map that shows the overall ignition probability and estimated wildfire consequence along the electric lines and equipment | WLDFR | HFTD - Distribution - Tier 3 - 4QU CoRE ¦ 1QU LoRE | 2052 | 0.12277 | 0 | 0 | 0 | 0 | 0 | 0 | 0 | 0 | 0 | 0 | 0 | 0 | 0.032611 | 1.4734 | 0 | 1.4734 | 0 | 0 | 0 | 0.18089 | 0 | 0 | 0 | 0 | 0 | 0 | 0 | 0 | [11 empty] | WLDFR | HFTD - Distribution - Tier 2 - 1QU CoRE ¦ 5QU LoRE | Non-Red Flag Warning - Large Fires | 2028 | 4.2555e-08 | 2.1278e-08 | 5.4714e-08 | 5.777 | 0.74734 | 3.238 | 1.7917 | 0 | 0 | 0 | 3.5448e-05 |  | 2.4584e-07 | 0 | 2.4584e-07 | 1.2292e-07 | 0 | 1.2292e-07 | 3.1608e-07 | 0 | 3.1608e-07 | [16 empty] | 7.3.1.3 Ignition probability mapping showing the probability of ignition along the electric lines and equipmentWLDFRAggregatedAggregated | WLDFR | HFTD - Distribution - Tier 2 - 1QU CoRE ¦ 5QU LoRE | Non-Red Flag Warning - Small Fires | Aggregated | Aggregated | 2040 | 0.002131 | 0 | 1628.5067 | 3.4703 | 2040 | Mitigation | 0.08575 | 30 | 0 | esc | 0.0012005 | 2.5583e-06 | 0.00060025 | 1.2791e-06 | 0.0015435 | 3.2892e-06
[35 empty] | 7.3.1.1 A summarized risk map that shows the overall ignition probability and estimated wildfire consequence along the electric lines and equipment | WLDFR | HFTD - Distribution - Tier 3 - 4QU CoRE ¦ 2QU LoRE | 2020 | 1 | 0.014526 | 0.42389 | 0 | 0.42389 | 0 | 0 | 0 | 0 | 0 | 0 | 0 | 0 | 0 | 0 | 0 | 0 | 0.42389 | 0 | 0 | 0 | 0 | 0 | 0 | 0 | 0 | 0 | 0 | 0 | [11 empty] | WLDFR | HFTD - Distribution - Tier 2 - 1QU CoRE ¦ 5QU LoRE | Non-Red Flag Warning - Large Fires | 2029 | 4.2555e-08 | 2.1278e-08 | 5.4714e-08 | 5.777 | 0.74734 | 3.238 | 1.7917 | 0 | 0 | 0 | 3.5448e-05 |  | 2.4584e-07 | 0 | 2.4584e-07 | 1.2292e-07 | 0 | 1.2292e-07 | 3.1608e-07 | 0 | 3.1608e-07 | [16 empty] | 7.3.1.3 Ignition probability mapping showing the probability of ignition along the electric lines and equipmentWLDFRAggregatedAggregated | WLDFR | HFTD - Distribution - Tier 2 - 1QU CoRE ¦ 5QU LoRE | Non-Red Flag Warning - Small Fires | Aggregated | Aggregated | 2041 | 0.002131 | 0 | 1628.5067 | 3.4703 | 2041 | Mitigation | 0.08575 | 30 | 0 | esc | 0.0012005 | 2.5583e-06 | 0.00060025 | 1.2791e-06 | 0.0015435 | 3.2892e-06
[35 empty] | 7.3.1.1 A summarized risk map that shows the overall ignition probability and estimated wildfire consequence along the electric lines and equipment | WLDFR | HFTD - Distribution - Tier 3 - 4QU CoRE ¦ 2QU LoRE | 2021 | 1 | 0.014526 | 0.42389 | 0 | 0.42389 | 0.0090415 | 0.26385 | 0 | 0.26385 | 0 | 0 | 0 | 0 | 0 | 0 | 0 | 0 | 0.42389 | 0.26385 | 0 | 0 | 0 | 0 | 0 | 0 | 0 | 0 | 0 | 0 | [11 empty] | WLDFR | HFTD - Distribution - Tier 2 - 1QU CoRE ¦ 5QU LoRE | Non-Red Flag Warning - Large Fires | 2030 | 4.2555e-08 | 2.1278e-08 | 5.4714e-08 | 5.777 | 0.74734 | 3.238 | 1.7917 | 0 | 0 | 0 | 3.5448e-05 |  | 2.4584e-07 | 0 | 2.4584e-07 | 1.2292e-07 | 0 | 1.2292e-07 | 3.1608e-07 | 0 | 3.1608e-07 | [16 empty] | 7.3.1.3 Ignition probability mapping showing the probability of ignition along the electric lines and equipmentWLDFRAggregatedAggregated | WLDFR | HFTD - Distribution - Tier 2 - 1QU CoRE ¦ 5QU LoRE | Non-Red Flag Warning - Small Fires | Aggregated | Aggregated | 2042 | 0.002131 | 0 | 1628.5067 | 3.4703 | 2042 | Mitigation | 0.08575 | 30 | 0 | esc | 0.0012005 | 2.5583e-06 | 0.00060025 | 1.2791e-06 | 0.0015435 | 3.2892e-06
[35 empty] | 7.3.1.1 A summarized risk map that shows the overall ignition probability and estimated wildfire consequence along the electric lines and equipment | WLDFR | HFTD - Distribution - Tier 3 - 4QU CoRE ¦ 2QU LoRE | 2022 | 0.93458 | 0.014214 | 0.4129 | 0 | 0.4129 | 0.0088477 | 0.25701 | 0 | 0.25701 | 0.020938 | 0.60823 | 0 | 0.60823 | 0 | 0 | 0 | 0 | 0.38589 | 0.2402 | 0.56844 | 0 | 0.020938 | 0.019569 | 0.60823 | 0.56844 | 0 | 0 | 0.60823 | 0.56844 | [11 empty] | WLDFR | HFTD - Distribution - Tier 2 - 1QU CoRE ¦ 5QU LoRE | Non-Red Flag Warning - Large Fires | 2031 | 4.2555e-08 | 2.1278e-08 | 5.4714e-08 | 5.777 | 0.74734 | 3.238 | 1.7917 | 0 | 0 | 0 | 3.5448e-05 |  | 2.4584e-07 | 0 | 2.4584e-07 | 1.2292e-07 | 0 | 1.2292e-07 | 3.1608e-07 | 0 | 3.1608e-07 | [16 empty] | 7.3.1.3 Ignition probability mapping showing the probability of ignition along the electric lines and equipmentWLDFRAggregatedAggregated | WLDFR | HFTD - Distribution - Tier 2 - 1QU CoRE ¦ 5QU LoRE | Non-Red Flag Warning - Small Fires | Aggregated | Aggregated | 2043 | 0.002131 | 0 | 1628.5067 | 3.4703 | 2043 | Mitigation | 0.08575 | 30 | 0 | esc | 0.0012005 | 2.5583e-06 | 0.00060025 | 1.2791e-06 | 0.0015435 | 3.2892e-06
[35 empty] | 7.3.1.1 A summarized risk map that shows the overall ignition probability and estimated wildfire consequence along the electric lines and equipment | WLDFR | HFTD - Distribution - Tier 3 - 4QU CoRE ¦ 2QU LoRE | 2023 | 0.87344 | 0.014214 | 0.42803 | 0 | 0.42803 | 0.0088477 | 0.26643 | 0 | 0.26643 | 0.020938 | 0.63051 | 0 | 0.63051 | 0.021988 | 0.66213 | 0 | 0.66213 | 0.37386 | 0.23271 | 0.55071 | 0.57833 | 0.020938 | 0.018288 | 0.63051 | 0.55071 | 0 | 0 | 0.63051 | 0.55071 | [11 empty] | WLDFR | HFTD - Distribution - Tier 2 - 1QU CoRE ¦ 5QU LoRE | Non-Red Flag Warning - Large Fires | 2032 | 4.2555e-08 | 2.1278e-08 | 5.4714e-08 | 5.777 | 0.74734 | 3.238 | 1.7917 | 0 | 0 | 0 | 3.5448e-05 |  | 2.4584e-07 | 0 | 2.4584e-07 | 1.2292e-07 | 0 | 1.2292e-07 | 3.1608e-07 | 0 | 3.1608e-07 | [16 empty] | 7.3.1.3 Ignition probability mapping showing the probability of ignition along the electric lines and equipmentWLDFRAggregatedAggregated | WLDFR | HFTD - Distribution - Tier 2 - 1QU CoRE ¦ 5QU LoRE | Non-Red Flag Warning - Small Fires | Aggregated | Aggregated | 2044 | 0.002131 | 0 | 1628.5067 | 3.4703 | 2044 | Mitigation | 0.08575 | 30 | 0 | esc | 0.0012005 | 2.5583e-06 | 0.00060025 | 1.2791e-06 | 0.0015435 | 3.2892e-06
[35 empty] | 7.3.1.1 A summarized risk map that shows the overall ignition probability and estimated wildfire consequence along the electric lines and equipment | WLDFR | HFTD - Distribution - Tier 3 - 4QU CoRE ¦ 2QU LoRE | 2024 | 0.8163 | 0.014214 | 0.42803 | 0 | 0.42803 | 0.0088477 | 0.26643 | 0 | 0.26643 | 0.020938 | 0.63051 | 0 | 0.63051 | 0.021988 | 0.66213 | 0 | 0.66213 | 0.3494 | 0.21749 | 0.51468 | 0.54049 | 0.020938 | 0.017092 | 0.63051 | 0.51468 | 0 | 0 | 0.63051 | 0.51468 | [11 empty] | WLDFR | HFTD - Distribution - Tier 2 - 1QU CoRE ¦ 5QU LoRE | Non-Red Flag Warning - Large Fires | 2033 | 4.2555e-08 | 2.1278e-08 | 5.4714e-08 | 6.1205 | 0.77885 | 3.4265 | 1.9151 | 0 | 0 | 0 | 3.5448e-05 |  | 2.6046e-07 | 0 | 2.6046e-07 | 1.3023e-07 | 0 | 1.3023e-07 | 3.3488e-07 | 0 | 3.3488e-07 | [16 empty] | 7.3.1.3 Ignition probability mapping showing the probability of ignition along the electric lines and equipmentWLDFRAggregatedAggregated | WLDFR | HFTD - Distribution - Tier 2 - 1QU CoRE ¦ 5QU LoRE | Non-Red Flag Warning - Small Fires | Aggregated | Aggregated | 2045 | 0.002131 | 0 | 1628.5067 | 3.4703 | 2045 | Mitigation | 0.08575 | 30 | 0 | esc | 0.0012005 | 2.5583e-06 | 0.00060025 | 1.2791e-06 | 0.0015435 | 3.2892e-06
[35 empty] | 7.3.1.1 A summarized risk map that shows the overall ignition probability and estimated wildfire consequence along the electric lines and equipment | WLDFR | HFTD - Distribution - Tier 3 - 4QU CoRE ¦ 2QU LoRE | 2025 | 0.7629 | 0.014214 | 0.42803 | 0 | 0.42803 | 0.0088477 | 0.26643 | 0 | 0.26643 | 0.020938 | 0.63051 | 0 | 0.63051 | 0.021988 | 0.66213 | 0 | 0.66213 | 0.32654 | 0.20326 | 0.48101 | 0.50513 | 0.020938 | 0.015974 | 0.63051 | 0.48101 | 0 | 0 | 0.63051 | 0.48101 | [11 empty] | WLDFR | HFTD - Distribution - Tier 2 - 1QU CoRE ¦ 5QU LoRE | Non-Red Flag Warning - Large Fires | 2034 | 4.2555e-08 | 2.1278e-08 | 5.4714e-08 | 6.1205 | 0.77885 | 3.4265 | 1.9151 | 0 | 0 | 0 | 3.5448e-05 |  | 2.6046e-07 | 0 | 2.6046e-07 | 1.3023e-07 | 0 | 1.3023e-07 | 3.3488e-07 | 0 | 3.3488e-07 | [16 empty] | 7.3.1.3 Ignition probability mapping showing the probability of ignition along the electric lines and equipmentWLDFRAggregatedAggregated | WLDFR | HFTD - Distribution - Tier 2 - 1QU CoRE ¦ 5QU LoRE | Non-Red Flag Warning - Small Fires | Aggregated | Aggregated | 2046 | 0.002131 | 0 | 1628.5067 | 3.4703 | 2046 | Mitigation | 0.08575 | 30 | 0 | esc | 0.0012005 | 2.5583e-06 | 0.00060025 | 1.2791e-06 | 0.0015435 | 3.2892e-06
[35 empty] | 7.3.1.1 A summarized risk map that shows the overall ignition probability and estimated wildfire consequence along the electric lines and equipment | WLDFR | HFTD - Distribution - Tier 3 - 4QU CoRE ¦ 2QU LoRE | 2026 | 0.71299 | 0.014214 | 0.42803 | 0 | 0.42803 | 0.0088477 | 0.26643 | 0 | 0.26643 | 0.020938 | 0.63051 | 0 | 0.63051 | 0.021988 | 0.66213 | 0 | 0.66213 | 0.30518 | 0.18996 | 0.44954 | 0.47209 | 0.020938 | 0.014929 | 0.63051 | 0.44954 | 0 | 0 | 0.63051 | 0.44954 | [11 empty] | WLDFR | HFTD - Distribution - Tier 2 - 1QU CoRE ¦ 5QU LoRE | Non-Red Flag Warning - Large Fires | 2035 | 4.2555e-08 | 2.1278e-08 | 5.4714e-08 | 6.1205 | 0.77885 | 3.4265 | 1.9151 | 0 | 0 | 0 | 3.5448e-05 |  | 2.6046e-07 | 0 | 2.6046e-07 | 1.3023e-07 | 0 | 1.3023e-07 | 3.3488e-07 | 0 | 3.3488e-07 | [16 empty] | 7.3.1.3 Ignition probability mapping showing the probability of ignition along the electric lines and equipmentWLDFRAggregatedAggregated | WLDFR | HFTD - Distribution - Tier 2 - 1QU CoRE ¦ 5QU LoRE | Non-Red Flag Warning - Small Fires | Aggregated | Aggregated | 2047 | 0.002131 | 0 | 1628.5067 | 3.4703 | 2047 | Mitigation | 0.08575 | 30 | 0 | esc | 0.0012005 | 2.5583e-06 | 0.00060025 | 1.2791e-06 | 0.0015435 | 3.2892e-06
[35 empty] | 7.3.1.1 A summarized risk map that shows the overall ignition probability and estimated wildfire consequence along the electric lines and equipment | WLDFR | HFTD - Distribution - Tier 3 - 4QU CoRE ¦ 2QU LoRE | 2027 | 0.66634 | 0.014214 | 0.42803 | 0 | 0.42803 | 0.0088477 | 0.26643 | 0 | 0.26643 | 0.020938 | 0.63051 | 0 | 0.63051 | 0.021988 | 0.66213 | 0 | 0.66213 | 0.28521 | 0.17753 | 0.42014 | 0.4412 | 0.020938 | 0.013952 | 0.63051 | 0.42014 | 0 | 0 | 0.63051 | 0.42014 | [11 empty] | WLDFR | HFTD - Distribution - Tier 2 - 1QU CoRE ¦ 5QU LoRE | Non-Red Flag Warning - Large Fires | 2036 | 4.2555e-08 | 2.1278e-08 | 5.4714e-08 | 6.1205 | 0.77885 | 3.4265 | 1.9151 | 0 | 0 | 0 | 3.5448e-05 |  | 2.6046e-07 | 0 | 2.6046e-07 | 1.3023e-07 | 0 | 1.3023e-07 | 3.3488e-07 | 0 | 3.3488e-07 | [16 empty] | 7.3.1.3 Ignition probability mapping showing the probability of ignition along the electric lines and equipmentWLDFRAggregatedAggregated | WLDFR | HFTD - Distribution - Tier 2 - 1QU CoRE ¦ 5QU LoRE | Non-Red Flag Warning - Small Fires | Aggregated | Aggregated | 2048 | 0.002131 | 0 | 1628.5067 | 3.4703 | 2048 | Mitigation | 0.08575 | 30 | 0 | esc | 0.0012005 | 2.5583e-06 | 0.00060025 | 1.2791e-06 | 0.0015435 | 3.2892e-06
[35 empty] | 7.3.1.1 A summarized risk map that shows the overall ignition probability and estimated wildfire consequence along the electric lines and equipment | WLDFR | HFTD - Distribution - Tier 3 - 4QU CoRE ¦ 2QU LoRE | 2028 | 0.62275 | 0.014214 | 0.44709 | 0 | 0.44709 | 0.0088477 | 0.27829 | 0 | 0.27829 | 0.020938 | 0.65859 | 0 | 0.65859 | 0.021988 | 0.69161 | 0 | 0.69161 | 0.27843 | 0.17331 | 0.41014 | 0.4307 | 0.020938 | 0.013039 | 0.65859 | 0.41014 | 0 | 0 | 0.65859 | 0.41014 | [11 empty] | WLDFR | HFTD - Distribution - Tier 2 - 1QU CoRE ¦ 5QU LoRE | Non-Red Flag Warning - Large Fires | 2037 | 4.2555e-08 | 2.1278e-08 | 5.4714e-08 | 6.1205 | 0.77885 | 3.4265 | 1.9151 | 0 | 0 | 0 | 3.5448e-05 |  | 2.6046e-07 | 0 | 2.6046e-07 | 1.3023e-07 | 0 | 1.3023e-07 | 3.3488e-07 | 0 | 3.3488e-07 | [16 empty] | 7.3.1.3 Ignition probability mapping showing the probability of ignition along the electric lines and equipmentWLDFRAggregatedAggregated | WLDFR | HFTD - Distribution - Tier 2 - 1QU CoRE ¦ 5QU LoRE | Non-Red Flag Warning - Small Fires | Aggregated | Aggregated | 2049 | 0.002131 | 0 | 1628.5067 | 3.4703 | 2049 | Mitigation | 0.08575 | 30 | 0 | esc | 0.0012005 | 2.5583e-06 | 0.00060025 | 1.2791e-06 | 0.0015435 | 3.2892e-06
[35 empty] | 7.3.1.1 A summarized risk map that shows the overall ignition probability and estimated wildfire consequence along the electric lines and equipment | WLDFR | HFTD - Distribution - Tier 3 - 4QU CoRE ¦ 2QU LoRE | 2029 | 0.58201 | 0.014214 | 0.44709 | 0 | 0.44709 | 0.0088477 | 0.27829 | 0 | 0.27829 | 0.020938 | 0.65859 | 0 | 0.65859 | 0.021988 | 0.69161 | 0 | 0.69161 | 0.26021 | 0.16197 | 0.3833 | 0.40252 | 0.020938 | 0.012186 | 0.65859 | 0.3833 | 0 | 0 | 0.65859 | 0.3833 | [11 empty] | WLDFR | HFTD - Distribution - Tier 2 - 1QU CoRE ¦ 5QU LoRE | Non-Red Flag Warning - Large Fires | 2038 | 4.2555e-08 | 2.1278e-08 | 5.4714e-08 | 6.5028 | 0.81304 | 3.6355 | 2.0543 | 0 | 0 | 0 | 3.5448e-05 |  | 2.7673e-07 | 0 | 2.7673e-07 | 1.3836e-07 | 0 | 1.3836e-07 | 3.5579e-07 | 0 | 3.5579e-07 | [16 empty] | 7.3.1.3 Ignition probability mapping showing the probability of ignition along the electric lines and equipmentWLDFRAggregatedAggregated | WLDFR | HFTD - Distribution - Tier 2 - 1QU CoRE ¦ 5QU LoRE | Non-Red Flag Warning - Small Fires | Aggregated | Aggregated | 2050 | 0.002131 | 0 | 1628.5067 | 3.4703 | 2050 | Mitigation | 0.08575 | 30 | 0 | esc | 0 | 0 | 0.00060025 | 1.2791e-06 | 0.0015435 | 3.2892e-06
[35 empty] | 7.3.1.1 A summarized risk map that shows the overall ignition probability and estimated wildfire consequence along the electric lines and equipment | WLDFR | HFTD - Distribution - Tier 3 - 4QU CoRE ¦ 2QU LoRE | 2030 | 0.54393 | 0.014214 | 0.44709 | 0 | 0.44709 | 0.0088477 | 0.27829 | 0 | 0.27829 | 0.020938 | 0.65859 | 0 | 0.65859 | 0.021988 | 0.69161 | 0 | 0.69161 | 0.24319 | 0.15137 | 0.35823 | 0.37619 | 0.020938 | 0.011389 | 0.65859 | 0.35823 | 0 | 0 | 0.65859 | 0.35823 | [11 empty] | WLDFR | HFTD - Distribution - Tier 2 - 1QU CoRE ¦ 5QU LoRE | Non-Red Flag Warning - Large Fires | 2039 | 4.2555e-08 | 2.1278e-08 | 5.4714e-08 | 6.5028 | 0.81304 | 3.6355 | 2.0543 | 0 | 0 | 0 | 3.5448e-05 |  | 2.7673e-07 | 0 | 2.7673e-07 | 1.3836e-07 | 0 | 1.3836e-07 | 3.5579e-07 | 0 | 3.5579e-07 | [16 empty] | 7.3.1.3 Ignition probability mapping showing the probability of ignition along the electric lines and equipmentWLDFRAggregatedAggregated | WLDFR | HFTD - Distribution - Tier 2 - 1QU CoRE ¦ 5QU LoRE | Non-Red Flag Warning - Small Fires | Aggregated | Aggregated | 2051 | 0.002131 | 0 | 1628.5067 | 3.4703 | 2051 | Mitigation | 0.08575 | 30 | 0 | esc | 0 | 0 | 0 | 0 | 0.0015435 | 3.2892e-06
[35 empty] | 7.3.1.1 A summarized risk map that shows the overall ignition probability and estimated wildfire consequence along the electric lines and equipment | WLDFR | HFTD - Distribution - Tier 3 - 4QU CoRE ¦ 2QU LoRE | 2031 | 0.50835 | 0.014214 | 0.44709 | 0 | 0.44709 | 0.0088477 | 0.27829 | 0 | 0.27829 | 0.020938 | 0.65859 | 0 | 0.65859 | 0.021988 | 0.69161 | 0 | 0.69161 | 0.22728 | 0.14147 | 0.33479 | 0.35158 | 0.020938 | 0.010644 | 0.65859 | 0.33479 | 0 | 0 | 0.65859 | 0.33479 | [11 empty] | WLDFR | HFTD - Distribution - Tier 2 - 1QU CoRE ¦ 5QU LoRE | Non-Red Flag Warning - Large Fires | 2040 | 4.2555e-08 | 2.1278e-08 | 5.4714e-08 | 6.5028 | 0.81304 | 3.6355 | 2.0543 | 0 | 0 | 0 | 3.5448e-05 |  | 2.7673e-07 | 0 | 2.7673e-07 | 1.3836e-07 | 0 | 1.3836e-07 | 3.5579e-07 | 0 | 3.5579e-07 | [16 empty] | 7.3.1.3 Ignition probability mapping showing the probability of ignition along the electric lines and equipmentWLDFRAggregatedAggregated | WLDFR | HFTD - Distribution - Tier 2 - 1QU CoRE ¦ 5QU LoRE | Red Flag Warning - Catastrophic Fires | Aggregated | Aggregated | 2021 | 0.00011667 | 0 | 1628.5067 | 0.18999 | 2021 | Mitigation | 0.08575 | 30 | 0 | esc | 0.0012005 | 1.4006e-07 | 0.00060025 | 7.003e-08 | 0 | 0
[35 empty] | 7.3.1.1 A summarized risk map that shows the overall ignition probability and estimated wildfire consequence along the electric lines and equipment | WLDFR | HFTD - Distribution - Tier 3 - 4QU CoRE ¦ 2QU LoRE | 2032 | 0.47509 | 0.014214 | 0.44709 | 0 | 0.44709 | 0.0088477 | 0.27829 | 0 | 0.27829 | 0.020938 | 0.65859 | 0 | 0.65859 | 0.021988 | 0.69161 | 0 | 0.69161 | 0.21241 | 0.13222 | 0.31289 | 0.32858 | 0.020938 | 0.0099477 | 0.65859 | 0.31289 | 0 | 0 | 0.65859 | 0.31289 | [11 empty] | WLDFR | HFTD - Distribution - Tier 2 - 1QU CoRE ¦ 5QU LoRE | Non-Red Flag Warning - Large Fires | 2041 | 4.2555e-08 | 2.1278e-08 | 5.4714e-08 | 6.5028 | 0.81304 | 3.6355 | 2.0543 | 0 | 0 | 0 | 3.5448e-05 |  | 2.7673e-07 | 0 | 2.7673e-07 | 1.3836e-07 | 0 | 1.3836e-07 | 3.5579e-07 | 0 | 3.5579e-07 | [16 empty] | 7.3.1.3 Ignition probability mapping showing the probability of ignition along the electric lines and equipmentWLDFRAggregatedAggregated | WLDFR | HFTD - Distribution - Tier 2 - 1QU CoRE ¦ 5QU LoRE | Red Flag Warning - Catastrophic Fires | Aggregated | Aggregated | 2022 | 0.00011667 | 0 | 1628.5067 | 0.18999 | 2022 | Mitigation | 0.08575 | 30 | 0 | esc | 0.0012005 | 1.4006e-07 | 0.00060025 | 7.003e-08 | 0.0015435 | 1.8008e-07
[35 empty] | 7.3.1.1 A summarized risk map that shows the overall ignition probability and estimated wildfire consequence along the electric lines and equipment | WLDFR | HFTD - Distribution - Tier 3 - 4QU CoRE ¦ 2QU LoRE | 2033 | 0.44401 | 0.014214 | 0.46827 | 0 | 0.46827 | 0.0088477 | 0.29148 | 0 | 0.29148 | 0.020938 | 0.68979 | 0 | 0.68979 | 0.021988 | 0.72438 | 0 | 0.72438 | 0.20792 | 0.12942 | 0.30628 | 0.32163 | 0.020938 | 0.0092969 | 0.68979 | 0.30628 | 0 | 0 | 0.68979 | 0.30628 | [11 empty] | WLDFR | HFTD - Distribution - Tier 2 - 1QU CoRE ¦ 5QU LoRE | Non-Red Flag Warning - Large Fires | 2042 | 4.2555e-08 | 2.1278e-08 | 5.4714e-08 | 6.5028 | 0.81304 | 3.6355 | 2.0543 | 0 | 0 | 0 | 3.5448e-05 |  | 2.7673e-07 | 0 | 2.7673e-07 | 1.3836e-07 | 0 | 1.3836e-07 | 3.5579e-07 | 0 | 3.5579e-07 | [16 empty] | 7.3.1.3 Ignition probability mapping showing the probability of ignition along the electric lines and equipmentWLDFRAggregatedAggregated | WLDFR | HFTD - Distribution - Tier 2 - 1QU CoRE ¦ 5QU LoRE | Red Flag Warning - Catastrophic Fires | Aggregated | Aggregated | 2023 | 0.00011667 | 0 | 1628.5067 | 0.18999 | 2023 | Mitigation | 0.08575 | 30 | 0 | esc | 0.0012005 | 1.4006e-07 | 0.00060025 | 7.003e-08 | 0.0015435 | 1.8008e-07
[35 empty] | 7.3.1.1 A summarized risk map that shows the overall ignition probability and estimated wildfire consequence along the electric lines and equipment | WLDFR | HFTD - Distribution - Tier 3 - 4QU CoRE ¦ 2QU LoRE | 2034 | 0.41496 | 0.014214 | 0.46827 | 0 | 0.46827 | 0.0088477 | 0.29148 | 0 | 0.29148 | 0.020938 | 0.68979 | 0 | 0.68979 | 0.021988 | 0.72438 | 0 | 0.72438 | 0.19432 | 0.12095 | 0.28624 | 0.30059 | 0.020938 | 0.0086887 | 0.68979 | 0.28624 | 0 | 0 | 0.68979 | 0.28624 | [11 empty] | WLDFR | HFTD - Distribution - Tier 2 - 1QU CoRE ¦ 5QU LoRE | Non-Red Flag Warning - Large Fires | 2043 | 4.2555e-08 | 2.1278e-08 | 5.4714e-08 | 6.9209 | 0.84944 | 3.8632 | 2.2083 | 0 | 0 | 0 | 3.5448e-05 |  | 2.9452e-07 | 0 | 2.9452e-07 | 1.4726e-07 | 0 | 1.4726e-07 | 3.7867e-07 | 0 | 3.7867e-07 | [16 empty] | 7.3.1.3 Ignition probability mapping showing the probability of ignition along the electric lines and equipmentWLDFRAggregatedAggregated | WLDFR | HFTD - Distribution - Tier 2 - 1QU CoRE ¦ 5QU LoRE | Red Flag Warning - Catastrophic Fires | Aggregated | Aggregated | 2024 | 0.00011667 | 0 | 1628.5067 | 0.18999 | 2024 | Mitigation | 0.08575 | 30 | 0 | esc | 0.0012005 | 1.4006e-07 | 0.00060025 | 7.003e-08 | 0.0015435 | 1.8008e-07
[35 empty] | 7.3.1.1 A summarized risk map that shows the overall ignition probability and estimated wildfire consequence along the electric lines and equipment | WLDFR | HFTD - Distribution - Tier 3 - 4QU CoRE ¦ 2QU LoRE | 2035 | 0.38782 | 0.014214 | 0.46827 | 0 | 0.46827 | 0.0088477 | 0.29148 | 0 | 0.29148 | 0.020938 | 0.68979 | 0 | 0.68979 | 0.021988 | 0.72438 | 0 | 0.72438 | 0.1816 | 0.11304 | 0.26751 | 0.28093 | 0.020938 | 0.0081203 | 0.68979 | 0.26751 | 0 | 0 | 0.68979 | 0.26751 | [11 empty] | WLDFR | HFTD - Distribution - Tier 2 - 1QU CoRE ¦ 5QU LoRE | Non-Red Flag Warning - Large Fires | 2044 | 4.2555e-08 | 2.1278e-08 | 5.4714e-08 | 6.9209 | 0.84944 | 3.8632 | 2.2083 | 0 | 0 | 0 | 3.5448e-05 |  | 2.9452e-07 | 0 | 2.9452e-07 | 1.4726e-07 | 0 | 1.4726e-07 | 3.7867e-07 | 0 | 3.7867e-07 | [16 empty] | 7.3.1.3 Ignition probability mapping showing the probability of ignition along the electric lines and equipmentWLDFRAggregatedAggregated | WLDFR | HFTD - Distribution - Tier 2 - 1QU CoRE ¦ 5QU LoRE | Red Flag Warning - Catastrophic Fires | Aggregated | Aggregated | 2025 | 0.00011667 | 0 | 1628.5067 | 0.18999 | 2025 | Mitigation | 0.08575 | 30 | 0 | esc | 0.0012005 | 1.4006e-07 | 0.00060025 | 7.003e-08 | 0.0015435 | 1.8008e-07
[35 empty] | 7.3.1.1 A summarized risk map that shows the overall ignition probability and estimated wildfire consequence along the electric lines and equipment | WLDFR | HFTD - Distribution - Tier 3 - 4QU CoRE ¦ 2QU LoRE | 2036 | 0.36245 | 0.014214 | 0.46827 | 0 | 0.46827 | 0.0088477 | 0.29148 | 0 | 0.29148 | 0.020938 | 0.68979 | 0 | 0.68979 | 0.021988 | 0.72438 | 0 | 0.72438 | 0.16972 | 0.10565 | 0.25001 | 0.26255 | 0.020938 | 0.007589 | 0.68979 | 0.25001 | 0 | 0 | 0.68979 | 0.25001 | [11 empty] | WLDFR | HFTD - Distribution - Tier 2 - 1QU CoRE ¦ 5QU LoRE | Non-Red Flag Warning - Large Fires | 2045 | 4.2555e-08 | 2.1278e-08 | 5.4714e-08 | 6.9209 | 0.84944 | 3.8632 | 2.2083 | 0 | 0 | 0 | 3.5448e-05 |  | 2.9452e-07 | 0 | 2.9452e-07 | 1.4726e-07 | 0 | 1.4726e-07 | 3.7867e-07 | 0 | 3.7867e-07 | [16 empty] | 7.3.1.3 Ignition probability mapping showing the probability of ignition along the electric lines and equipmentWLDFRAggregatedAggregated | WLDFR | HFTD - Distribution - Tier 2 - 1QU CoRE ¦ 5QU LoRE | Red Flag Warning - Catastrophic Fires | Aggregated | Aggregated | 2026 | 0.00011667 | 0 | 1628.5067 | 0.18999 | 2026 | Mitigation | 0.08575 | 30 | 0 | esc | 0.0012005 | 1.4006e-07 | 0.00060025 | 7.003e-08 | 0.0015435 | 1.8008e-07
[35 empty] | 7.3.1.1 A summarized risk map that shows the overall ignition probability and estimated wildfire consequence along the electric lines and equipment | WLDFR | HFTD - Distribution - Tier 3 - 4QU CoRE ¦ 2QU LoRE | 2037 | 0.33873 | 0.014214 | 0.46827 | 0 | 0.46827 | 0.0088477 | 0.29148 | 0 | 0.29148 | 0.020938 | 0.68979 | 0 | 0.68979 | 0.021988 | 0.72438 | 0 | 0.72438 | 0.15862 | 0.098734 | 0.23366 | 0.24537 | 0.020938 | 0.0070926 | 0.68979 | 0.23366 | 0 | 0 | 0.68979 | 0.23366 | [11 empty] | WLDFR | HFTD - Distribution - Tier 2 - 1QU CoRE ¦ 5QU LoRE | Non-Red Flag Warning - Large Fires | 2046 | 4.2555e-08 | 2.1278e-08 | 5.4714e-08 | 6.9209 | 0.84944 | 3.8632 | 2.2083 | 0 | 0 | 0 | 3.5448e-05 |  | 2.9452e-07 | 0 | 2.9452e-07 | 1.4726e-07 | 0 | 1.4726e-07 | 3.7867e-07 | 0 | 3.7867e-07 | [16 empty] | 7.3.1.3 Ignition probability mapping showing the probability of ignition along the electric lines and equipmentWLDFRAggregatedAggregated | WLDFR | HFTD - Distribution - Tier 2 - 1QU CoRE ¦ 5QU LoRE | Red Flag Warning - Catastrophic Fires | Aggregated | Aggregated | 2027 | 0.00011667 | 0 | 1628.5067 | 0.18999 | 2027 | Mitigation | 0.08575 | 30 | 0 | esc | 0.0012005 | 1.4006e-07 | 0.00060025 | 7.003e-08 | 0.0015435 | 1.8008e-07
[35 empty] | 7.3.1.1 A summarized risk map that shows the overall ignition probability and estimated wildfire consequence along the electric lines and equipment | WLDFR | HFTD - Distribution - Tier 3 - 4QU CoRE ¦ 2QU LoRE | 2038 | 0.31657 | 0.014214 | 0.49127 | 0 | 0.49127 | 0.0088477 | 0.30579 | 0 | 0.30579 | 0.020938 | 0.72366 | 0 | 0.72366 | 0.021988 | 0.75995 | 0 | 0.75995 | 0.15552 | 0.096806 | 0.22909 | 0.24058 | 0.020938 | 0.0066286 | 0.72366 | 0.22909 | 0 | 0 | 0.72366 | 0.22909 | [11 empty] | WLDFR | HFTD - Distribution - Tier 2 - 1QU CoRE ¦ 5QU LoRE | Non-Red Flag Warning - Large Fires | 2047 | 4.2555e-08 | 2.1278e-08 | 5.4714e-08 | 6.9209 | 0.84944 | 3.8632 | 2.2083 | 0 | 0 | 0 | 3.5448e-05 |  | 2.9452e-07 | 0 | 2.9452e-07 | 1.4726e-07 | 0 | 1.4726e-07 | 3.7867e-07 | 0 | 3.7867e-07 | [16 empty] | 7.3.1.3 Ignition probability mapping showing the probability of ignition along the electric lines and equipmentWLDFRAggregatedAggregated | WLDFR | HFTD - Distribution - Tier 2 - 1QU CoRE ¦ 5QU LoRE | Red Flag Warning - Catastrophic Fires | Aggregated | Aggregated | 2028 | 0.00011667 | 0 | 1628.5067 | 0.18999 | 2028 | Mitigation | 0.08575 | 30 | 0 | esc | 0.0012005 | 1.4006e-07 | 0.00060025 | 7.003e-08 | 0.0015435 | 1.8008e-07
[35 empty] | 7.3.1.1 A summarized risk map that shows the overall ignition probability and estimated wildfire consequence along the electric lines and equipment | WLDFR | HFTD - Distribution - Tier 3 - 4QU CoRE ¦ 2QU LoRE | 2039 | 0.29586 | 0.014214 | 0.49127 | 0 | 0.49127 | 0.0088477 | 0.30579 | 0 | 0.30579 | 0.020938 | 0.72366 | 0 | 0.72366 | 0.021988 | 0.75995 | 0 | 0.75995 | 0.14535 | 0.090473 | 0.21411 | 0.22484 | 0.020938 | 0.0061949 | 0.72366 | 0.21411 | 0 | 0 | 0.72366 | 0.21411 | [11 empty] | WLDFR | HFTD - Distribution - Tier 2 - 1QU CoRE ¦ 5QU LoRE | Non-Red Flag Warning - Large Fires | 2048 | 4.2555e-08 | 2.1278e-08 | 5.4714e-08 | 7.3713 | 0.88759 | 4.1075 | 2.3763 | 0 | 0 | 0 | 3.5448e-05 |  | 3.1369e-07 | 0 | 3.1369e-07 | 1.5684e-07 | 0 | 1.5684e-07 | 4.0331e-07 | 0 | 4.0331e-07 | [16 empty] | 7.3.1.3 Ignition probability mapping showing the probability of ignition along the electric lines and equipmentWLDFRAggregatedAggregated | WLDFR | HFTD - Distribution - Tier 2 - 1QU CoRE ¦ 5QU LoRE | Red Flag Warning - Catastrophic Fires | Aggregated | Aggregated | 2029 | 0.00011667 | 0 | 1628.5067 | 0.18999 | 2029 | Mitigation | 0.08575 | 30 | 0 | esc | 0.0012005 | 1.4006e-07 | 0.00060025 | 7.003e-08 | 0.0015435 | 1.8008e-07
[35 empty] | 7.3.1.1 A summarized risk map that shows the overall ignition probability and estimated wildfire consequence along the electric lines and equipment | WLDFR | HFTD - Distribution - Tier 3 - 4QU CoRE ¦ 2QU LoRE | 2040 | 0.27651 | 0.014214 | 0.49127 | 0 | 0.49127 | 0.0088477 | 0.30579 | 0 | 0.30579 | 0.020938 | 0.72366 | 0 | 0.72366 | 0.021988 | 0.75995 | 0 | 0.75995 | 0.13584 | 0.084554 | 0.2001 | 0.21013 | 0.020938 | 0.0057896 | 0.72366 | 0.2001 | 0 | 0 | 0.72366 | 0.2001 | [11 empty] | WLDFR | HFTD - Distribution - Tier 2 - 1QU CoRE ¦ 5QU LoRE | Non-Red Flag Warning - Large Fires | 2049 | 4.2555e-08 | 2.1278e-08 | 5.4714e-08 | 7.3713 | 0.88759 | 4.1075 | 2.3763 | 0 | 0 | 0 | 3.5448e-05 |  | 3.1369e-07 | 0 | 3.1369e-07 | 1.5684e-07 | 0 | 1.5684e-07 | 4.0331e-07 | 0 | 4.0331e-07 | [16 empty] | 7.3.1.3 Ignition probability mapping showing the probability of ignition along the electric lines and equipmentWLDFRAggregatedAggregated | WLDFR | HFTD - Distribution - Tier 2 - 1QU CoRE ¦ 5QU LoRE | Red Flag Warning - Catastrophic Fires | Aggregated | Aggregated | 2030 | 0.00011667 | 0 | 1628.5067 | 0.18999 | 2030 | Mitigation | 0.08575 | 30 | 0 | esc | 0.0012005 | 1.4006e-07 | 0.00060025 | 7.003e-08 | 0.0015435 | 1.8008e-07
[35 empty] | 7.3.1.1 A summarized risk map that shows the overall ignition probability and estimated wildfire consequence along the electric lines and equipment | WLDFR | HFTD - Distribution - Tier 3 - 4QU CoRE ¦ 2QU LoRE | 2041 | 0.25842 | 0.014214 | 0.49127 | 0 | 0.49127 | 0.0088477 | 0.30579 | 0 | 0.30579 | 0.020938 | 0.72366 | 0 | 0.72366 | 0.021988 | 0.75995 | 0 | 0.75995 | 0.12695 | 0.079022 | 0.18701 | 0.19639 | 0.020938 | 0.0054109 | 0.72366 | 0.18701 | 0 | 0 | 0.72366 | 0.18701 | [11 empty] | WLDFR | HFTD - Distribution - Tier 2 - 1QU CoRE ¦ 5QU LoRE | Non-Red Flag Warning - Large Fires | 2050 | 0 | 2.1278e-08 | 5.4714e-08 | 7.3713 | 0.88759 | 4.1075 | 2.3763 | 0 | 0 | 0 | 3.5448e-05 |  | 0 | 0 | 0 | 1.5684e-07 | 0 | 1.5684e-07 | 4.0331e-07 | 0 | 4.0331e-07 | [16 empty] | 7.3.1.3 Ignition probability mapping showing the probability of ignition along the electric lines and equipmentWLDFRAggregatedAggregated | WLDFR | HFTD - Distribution - Tier 2 - 1QU CoRE ¦ 5QU LoRE | Red Flag Warning - Catastrophic Fires | Aggregated | Aggregated | 2031 | 0.00011667 | 0 | 1628.5067 | 0.18999 | 2031 | Mitigation | 0.08575 | 30 | 0 | esc | 0.0012005 | 1.4006e-07 | 0.00060025 | 7.003e-08 | 0.0015435 | 1.8008e-07
[35 empty] | 7.3.1.1 A summarized risk map that shows the overall ignition probability and estimated wildfire consequence along the electric lines and equipment | WLDFR | HFTD - Distribution - Tier 3 - 4QU CoRE ¦ 2QU LoRE | 2042 | 0.24151 | 0.014214 | 0.49127 | 0 | 0.49127 | 0.0088477 | 0.30579 | 0 | 0.30579 | 0.020938 | 0.72366 | 0 | 0.72366 | 0.021988 | 0.75995 | 0 | 0.75995 | 0.11865 | 0.073853 | 0.17477 | 0.18354 | 0.020938 | 0.0050569 | 0.72366 | 0.17477 | 0 | 0 | 0.72366 | 0.17477 | [11 empty] | WLDFR | HFTD - Distribution - Tier 2 - 1QU CoRE ¦ 5QU LoRE | Non-Red Flag Warning - Large Fires | 2051 | 0 | 0 | 5.4714e-08 | 7.3713 | 0.88759 | 4.1075 | 2.3763 | 0 | 0 | 0 | 3.5448e-05 |  | 0 | 0 | 0 | 0 | 0 | 0 | 4.0331e-07 | 0 | 4.0331e-07 | [16 empty] | 7.3.1.3 Ignition probability mapping showing the probability of ignition along the electric lines and equipmentWLDFRAggregatedAggregated | WLDFR | HFTD - Distribution - Tier 2 - 1QU CoRE ¦ 5QU LoRE | Red Flag Warning - Catastrophic Fires | Aggregated | Aggregated | 2032 | 0.00011667 | 0 | 1628.5067 | 0.18999 | 2032 | Mitigation | 0.08575 | 30 | 0 | esc | 0.0012005 | 1.4006e-07 | 0.00060025 | 7.003e-08 | 0.0015435 | 1.8008e-07
[35 empty] | 7.3.1.1 A summarized risk map that shows the overall ignition probability and estimated wildfire consequence along the electric lines and equipment | WLDFR | HFTD - Distribution - Tier 3 - 4QU CoRE ¦ 2QU LoRE | 2043 | 0.22571 | 0.014214 | 0.51576 | 0 | 0.51576 | 0.0088477 | 0.32104 | 0 | 0.32104 | 0.020938 | 0.75975 | 0 | 0.75975 | 0.021988 | 0.79784 | 0 | 0.79784 | 0.11641 | 0.072463 | 0.17148 | 0.18008 | 0.020938 | 0.0047261 | 0.75975 | 0.17148 | 0 | 0 | 0.75975 | 0.17148 | [11 empty] | WLDFR | HFTD - Distribution - Tier 2 - 1QU CoRE ¦ 5QU LoRE | Non-Red Flag Warning - Small Fires | 2020 | 2.5583e-06 | 0 | 0 | 0.077901 | 0.036425 | 0.0015809 | 0.039895 | 0 | 0 | 0 | 0.002131 |  | 1.9929e-07 | 0 | 1.9929e-07 | 0 | 0 | 0 | 0 | 0 | 0 | [16 empty] | 7.3.1.3 Ignition probability mapping showing the probability of ignition along the electric lines and equipmentWLDFRAggregatedAggregated | WLDFR | HFTD - Distribution - Tier 2 - 1QU CoRE ¦ 5QU LoRE | Red Flag Warning - Catastrophic Fires | Aggregated | Aggregated | 2033 | 0.00011667 | 0 | 1628.5067 | 0.18999 | 2033 | Mitigation | 0.08575 | 30 | 0 | esc | 0.0012005 | 1.4006e-07 | 0.00060025 | 7.003e-08 | 0.0015435 | 1.8008e-07
[35 empty] | 7.3.1.1 A summarized risk map that shows the overall ignition probability and estimated wildfire consequence along the electric lines and equipment | WLDFR | HFTD - Distribution - Tier 3 - 4QU CoRE ¦ 2QU LoRE | 2044 | 0.21095 | 0.014214 | 0.51576 | 0 | 0.51576 | 0.0088477 | 0.32104 | 0 | 0.32104 | 0.020938 | 0.75975 | 0 | 0.75975 | 0.021988 | 0.79784 | 0 | 0.79784 | 0.1088 | 0.067722 | 0.16027 | 0.1683 | 0.020938 | 0.0044169 | 0.75975 | 0.16027 | 0 | 0 | 0.75975 | 0.16027 | [11 empty] | WLDFR | HFTD - Distribution - Tier 2 - 1QU CoRE ¦ 5QU LoRE | Non-Red Flag Warning - Small Fires | 2021 | 2.5583e-06 | 1.2791e-06 | 0 | 0.077901 | 0.036425 | 0.0015809 | 0.039895 | 0 | 0 | 0 | 0.002131 |  | 1.9929e-07 | 0 | 1.9929e-07 | 9.9645e-08 | 0 | 9.9645e-08 | 0 | 0 | 0 | [16 empty] | 7.3.1.3 Ignition probability mapping showing the probability of ignition along the electric lines and equipmentWLDFRAggregatedAggregated | WLDFR | HFTD - Distribution - Tier 2 - 1QU CoRE ¦ 5QU LoRE | Red Flag Warning - Catastrophic Fires | Aggregated | Aggregated | 2034 | 0.00011667 | 0 | 1628.5067 | 0.18999 | 2034 | Mitigation | 0.08575 | 30 | 0 | esc | 0.0012005 | 1.4006e-07 | 0.00060025 | 7.003e-08 | 0.0015435 | 1.8008e-07
[35 empty] | 7.3.1.1 A summarized risk map that shows the overall ignition probability and estimated wildfire consequence along the electric lines and equipment | WLDFR | HFTD - Distribution - Tier 3 - 4QU CoRE ¦ 2QU LoRE | 2045 | 0.19715 | 0.014214 | 0.51576 | 0 | 0.51576 | 0.0088477 | 0.32104 | 0 | 0.32104 | 0.020938 | 0.75975 | 0 | 0.75975 | 0.021988 | 0.79784 | 0 | 0.79784 | 0.10168 | 0.063292 | 0.14978 | 0.15729 | 0.020938 | 0.0041279 | 0.75975 | 0.14978 | 0 | 0 | 0.75975 | 0.14978 | [11 empty] | WLDFR | HFTD - Distribution - Tier 2 - 1QU CoRE ¦ 5QU LoRE | Non-Red Flag Warning - Small Fires | 2022 | 2.5583e-06 | 1.2791e-06 | 3.2892e-06 | 0.077901 | 0.036425 | 0.0015809 | 0.039895 | 0 | 0 | 0 | 0.002131 |  | 1.9929e-07 | 0 | 1.9929e-07 | 9.9645e-08 | 0 | 9.9645e-08 | 2.5623e-07 | 0 | 2.5623e-07 | [16 empty] | 7.3.1.3 Ignition probability mapping showing the probability of ignition along the electric lines and equipmentWLDFRAggregatedAggregated | WLDFR | HFTD - Distribution - Tier 2 - 1QU CoRE ¦ 5QU LoRE | Red Flag Warning - Catastrophic Fires | Aggregated | Aggregated | 2035 | 0.00011667 | 0 | 1628.5067 | 0.18999 | 2035 | Mitigation | 0.08575 | 30 | 0 | esc | 0.0012005 | 1.4006e-07 | 0.00060025 | 7.003e-08 | 0.0015435 | 1.8008e-07
[35 empty] | 7.3.1.1 A summarized risk map that shows the overall ignition probability and estimated wildfire consequence along the electric lines and equipment | WLDFR | HFTD - Distribution - Tier 3 - 4QU CoRE ¦ 2QU LoRE | 2046 | 0.18425 | 0.014214 | 0.51576 | 0 | 0.51576 | 0.0088477 | 0.32104 | 0 | 0.32104 | 0.020938 | 0.75975 | 0 | 0.75975 | 0.021988 | 0.79784 | 0 | 0.79784 | 0.095029 | 0.059151 | 0.13998 | 0.147 | 0.020938 | 0.0038579 | 0.75975 | 0.13998 | 0 | 0 | 0.75975 | 0.13998 | [11 empty] | WLDFR | HFTD - Distribution - Tier 2 - 1QU CoRE ¦ 5QU LoRE | Non-Red Flag Warning - Small Fires | 2023 | 2.5583e-06 | 1.2791e-06 | 3.2892e-06 | 0.080408 | 0.03759 | 0.0016314 | 0.041187 | 0 | 0 | 0 | 0.002131 |  | 2.057e-07 | 0 | 2.057e-07 | 1.0285e-07 | 0 | 1.0285e-07 | 2.6448e-07 | 0 | 2.6448e-07 | [16 empty] | 7.3.1.3 Ignition probability mapping showing the probability of ignition along the electric lines and equipmentWLDFRAggregatedAggregated | WLDFR | HFTD - Distribution - Tier 2 - 1QU CoRE ¦ 5QU LoRE | Red Flag Warning - Catastrophic Fires | Aggregated | Aggregated | 2036 | 0.00011667 | 0 | 1628.5067 | 0.18999 | 2036 | Mitigation | 0.08575 | 30 | 0 | esc | 0.0012005 | 1.4006e-07 | 0.00060025 | 7.003e-08 | 0.0015435 | 1.8008e-07
[35 empty] | 7.3.1.1 A summarized risk map that shows the overall ignition probability and estimated wildfire consequence along the electric lines and equipment | WLDFR | HFTD - Distribution - Tier 3 - 4QU CoRE ¦ 2QU LoRE | 2047 | 0.1722 | 0.014214 | 0.51576 | 0 | 0.51576 | 0.0088477 | 0.32104 | 0 | 0.32104 | 0.020938 | 0.75975 | 0 | 0.75975 | 0.021988 | 0.79784 | 0 | 0.79784 | 0.088812 | 0.055281 | 0.13082 | 0.13739 | 0.020938 | 0.0036055 | 0.75975 | 0.13082 | 0 | 0 | 0.75975 | 0.13082 | [11 empty] | WLDFR | HFTD - Distribution - Tier 2 - 1QU CoRE ¦ 5QU LoRE | Non-Red Flag Warning - Small Fires | 2024 | 2.5583e-06 | 1.2791e-06 | 3.2892e-06 | 0.080408 | 0.03759 | 0.0016314 | 0.041187 | 0 | 0 | 0 | 0.002131 |  | 2.057e-07 | 0 | 2.057e-07 | 1.0285e-07 | 0 | 1.0285e-07 | 2.6448e-07 | 0 | 2.6448e-07 | [16 empty] | 7.3.1.3 Ignition probability mapping showing the probability of ignition along the electric lines and equipmentWLDFRAggregatedAggregated | WLDFR | HFTD - Distribution - Tier 2 - 1QU CoRE ¦ 5QU LoRE | Red Flag Warning - Catastrophic Fires | Aggregated | Aggregated | 2037 | 0.00011667 | 0 | 1628.5067 | 0.18999 | 2037 | Mitigation | 0.08575 | 30 | 0 | esc | 0.0012005 | 1.4006e-07 | 0.00060025 | 7.003e-08 | 0.0015435 | 1.8008e-07
[35 empty] | 7.3.1.1 A summarized risk map that shows the overall ignition probability and estimated wildfire consequence along the electric lines and equipment | WLDFR | HFTD - Distribution - Tier 3 - 4QU CoRE ¦ 2QU LoRE | 2048 | 0.16093 | 0.014214 | 0.54144 | 0 | 0.54144 | 0.0088477 | 0.33702 | 0 | 0.33702 | 0.020938 | 0.79757 | 0 | 0.79757 | 0.021988 | 0.83757 | 0 | 0.83757 | 0.087134 | 0.054237 | 0.12835 | 0.13479 | 0.020938 | 0.0033696 | 0.79757 | 0.12835 | 0 | 0 | 0.79757 | 0.12835 | [11 empty] | WLDFR | HFTD - Distribution - Tier 2 - 1QU CoRE ¦ 5QU LoRE | Non-Red Flag Warning - Small Fires | 2025 | 2.5583e-06 | 1.2791e-06 | 3.2892e-06 | 0.080408 | 0.03759 | 0.0016314 | 0.041187 | 0 | 0 | 0 | 0.002131 |  | 2.057e-07 | 0 | 2.057e-07 | 1.0285e-07 | 0 | 1.0285e-07 | 2.6448e-07 | 0 | 2.6448e-07 | [16 empty] | 7.3.1.3 Ignition probability mapping showing the probability of ignition along the electric lines and equipmentWLDFRAggregatedAggregated | WLDFR | HFTD - Distribution - Tier 2 - 1QU CoRE ¦ 5QU LoRE | Red Flag Warning - Catastrophic Fires | Aggregated | Aggregated | 2038 | 0.00011667 | 0 | 1628.5067 | 0.18999 | 2038 | Mitigation | 0.08575 | 30 | 0 | esc | 0.0012005 | 1.4006e-07 | 0.00060025 | 7.003e-08 | 0.0015435 | 1.8008e-07
[35 empty] | 7.3.1.1 A summarized risk map that shows the overall ignition probability and estimated wildfire consequence along the electric lines and equipment | WLDFR | HFTD - Distribution - Tier 3 - 4QU CoRE ¦ 2QU LoRE | 2049 | 0.1504 | 0.014214 | 0.54144 | 0 | 0.54144 | 0.0088477 | 0.33702 | 0 | 0.33702 | 0.020938 | 0.79757 | 0 | 0.79757 | 0.021988 | 0.83757 | 0 | 0.83757 | 0.081434 | 0.050689 | 0.11996 | 0.12597 | 0.020938 | 0.0031492 | 0.79757 | 0.11996 | 0 | 0 | 0.79757 | 0.11996 | [11 empty] | WLDFR | HFTD - Distribution - Tier 2 - 1QU CoRE ¦ 5QU LoRE | Non-Red Flag Warning - Small Fires | 2026 | 2.5583e-06 | 1.2791e-06 | 3.2892e-06 | 0.080408 | 0.03759 | 0.0016314 | 0.041187 | 0 | 0 | 0 | 0.002131 |  | 2.057e-07 | 0 | 2.057e-07 | 1.0285e-07 | 0 | 1.0285e-07 | 2.6448e-07 | 0 | 2.6448e-07 | [16 empty] | 7.3.1.3 Ignition probability mapping showing the probability of ignition along the electric lines and equipmentWLDFRAggregatedAggregated | WLDFR | HFTD - Distribution - Tier 2 - 1QU CoRE ¦ 5QU LoRE | Red Flag Warning - Catastrophic Fires | Aggregated | Aggregated | 2039 | 0.00011667 | 0 | 1628.5067 | 0.18999 | 2039 | Mitigation | 0.08575 | 30 | 0 | esc | 0.0012005 | 1.4006e-07 | 0.00060025 | 7.003e-08 | 0.0015435 | 1.8008e-07
[35 empty] | 7.3.1.1 A summarized risk map that shows the overall ignition probability and estimated wildfire consequence along the electric lines and equipment | WLDFR | HFTD - Distribution - Tier 3 - 4QU CoRE ¦ 2QU LoRE | 2050 | 0.14056 | 0 | 0 | 0 | 0 | 0.0088477 | 0.33702 | 0 | 0.33702 | 0.020938 | 0.79757 | 0 | 0.79757 | 0.021988 | 0.83757 | 0 | 0.83757 | 0 | 0.047373 | 0.11211 | 0.11773 | 0.020938 | 0.0029432 | 0.79757 | 0.11211 | 0 | 0 | 0.79757 | 0.11211 | [11 empty] | WLDFR | HFTD - Distribution - Tier 2 - 1QU CoRE ¦ 5QU LoRE | Non-Red Flag Warning - Small Fires | 2027 | 2.5583e-06 | 1.2791e-06 | 3.2892e-06 | 0.080408 | 0.03759 | 0.0016314 | 0.041187 | 0 | 0 | 0 | 0.002131 |  | 2.057e-07 | 0 | 2.057e-07 | 1.0285e-07 | 0 | 1.0285e-07 | 2.6448e-07 | 0 | 2.6448e-07 | [16 empty] | 7.3.1.3 Ignition probability mapping showing the probability of ignition along the electric lines and equipmentWLDFRAggregatedAggregated | WLDFR | HFTD - Distribution - Tier 2 - 1QU CoRE ¦ 5QU LoRE | Red Flag Warning - Catastrophic Fires | Aggregated | Aggregated | 2040 | 0.00011667 | 0 | 1628.5067 | 0.18999 | 2040 | Mitigation | 0.08575 | 30 | 0 | esc | 0.0012005 | 1.4006e-07 | 0.00060025 | 7.003e-08 | 0.0015435 | 1.8008e-07
[35 empty] | 7.3.1.1 A summarized risk map that shows the overall ignition probability and estimated wildfire consequence along the electric lines and equipment | WLDFR | HFTD - Distribution - Tier 3 - 4QU CoRE ¦ 2QU LoRE | 2051 | 0.13137 | 0 | 0 | 0 | 0 | 0 | 0 | 0 | 0 | 0.020938 | 0.79757 | 0 | 0.79757 | 0.021988 | 0.83757 | 0 | 0.83757 | 0 | 0 | 0.10477 | 0.11003 | 0.020938 | 0.0027506 | 0.79757 | 0.10477 | 0 | 0 | 0.79757 | 0.10477 | [11 empty] | WLDFR | HFTD - Distribution - Tier 2 - 1QU CoRE ¦ 5QU LoRE | Non-Red Flag Warning - Small Fires | 2028 | 2.5583e-06 | 1.2791e-06 | 3.2892e-06 | 0.083606 | 0.039055 | 0.001695 | 0.042856 | 0 | 0 | 0 | 0.002131 |  | 2.1389e-07 | 0 | 2.1389e-07 | 1.0694e-07 | 0 | 1.0694e-07 | 2.75e-07 | 0 | 2.75e-07 | [16 empty] | 7.3.1.3 Ignition probability mapping showing the probability of ignition along the electric lines and equipmentWLDFRAggregatedAggregated | WLDFR | HFTD - Distribution - Tier 2 - 1QU CoRE ¦ 5QU LoRE | Red Flag Warning - Catastrophic Fires | Aggregated | Aggregated | 2041 | 0.00011667 | 0 | 1628.5067 | 0.18999 | 2041 | Mitigation | 0.08575 | 30 | 0 | esc | 0.0012005 | 1.4006e-07 | 0.00060025 | 7.003e-08 | 0.0015435 | 1.8008e-07
[35 empty] | 7.3.1.1 A summarized risk map that shows the overall ignition probability and estimated wildfire consequence along the electric lines and equipment | WLDFR | HFTD - Distribution - Tier 3 - 4QU CoRE ¦ 2QU LoRE | 2052 | 0.12277 | 0 | 0 | 0 | 0 | 0 | 0 | 0 | 0 | 0 | 0 | 0 | 0 | 0.021988 | 0.83757 | 0 | 0.83757 | 0 | 0 | 0 | 0.10283 | 0 | 0 | 0 | 0 | 0 | 0 | 0 | 0 | [11 empty] | WLDFR | HFTD - Distribution - Tier 2 - 1QU CoRE ¦ 5QU LoRE | Non-Red Flag Warning - Small Fires | 2029 | 2.5583e-06 | 1.2791e-06 | 3.2892e-06 | 0.083606 | 0.039055 | 0.001695 | 0.042856 | 0 | 0 | 0 | 0.002131 |  | 2.1389e-07 | 0 | 2.1389e-07 | 1.0694e-07 | 0 | 1.0694e-07 | 2.75e-07 | 0 | 2.75e-07 | [16 empty] | 7.3.1.3 Ignition probability mapping showing the probability of ignition along the electric lines and equipmentWLDFRAggregatedAggregated | WLDFR | HFTD - Distribution - Tier 2 - 1QU CoRE ¦ 5QU LoRE | Red Flag Warning - Catastrophic Fires | Aggregated | Aggregated | 2042 | 0.00011667 | 0 | 1628.5067 | 0.18999 | 2042 | Mitigation | 0.08575 | 30 | 0 | esc | 0.0012005 | 1.4006e-07 | 0.00060025 | 7.003e-08 | 0.0015435 | 1.8008e-07
[35 empty] | 7.3.1.1 A summarized risk map that shows the overall ignition probability and estimated wildfire consequence along the electric lines and equipment | WLDFR | HFTD - Distribution - Tier 3 - 4QU CoRE ¦ 3QU LoRE | 2020 | 1 | 0.0082234 | 0.22881 | 0 | 0.22881 | 0 | 0 | 0 | 0 | 0 | 0 | 0 | 0 | 0 | 0 | 0 | 0 | 0.22881 | 0 | 0 | 0 | 0 | 0 | 0 | 0 | 0 | 0 | 0 | 0 | [11 empty] | WLDFR | HFTD - Distribution - Tier 2 - 1QU CoRE ¦ 5QU LoRE | Non-Red Flag Warning - Small Fires | 2030 | 2.5583e-06 | 1.2791e-06 | 3.2892e-06 | 0.083606 | 0.039055 | 0.001695 | 0.042856 | 0 | 0 | 0 | 0.002131 |  | 2.1389e-07 | 0 | 2.1389e-07 | 1.0694e-07 | 0 | 1.0694e-07 | 2.75e-07 | 0 | 2.75e-07 | [16 empty] | 7.3.1.3 Ignition probability mapping showing the probability of ignition along the electric lines and equipmentWLDFRAggregatedAggregated | WLDFR | HFTD - Distribution - Tier 2 - 1QU CoRE ¦ 5QU LoRE | Red Flag Warning - Catastrophic Fires | Aggregated | Aggregated | 2043 | 0.00011667 | 0 | 1628.5067 | 0.18999 | 2043 | Mitigation | 0.08575 | 30 | 0 | esc | 0.0012005 | 1.4006e-07 | 0.00060025 | 7.003e-08 | 0.0015435 | 1.8008e-07
[35 empty] | 7.3.1.1 A summarized risk map that shows the overall ignition probability and estimated wildfire consequence along the electric lines and equipment | WLDFR | HFTD - Distribution - Tier 3 - 4QU CoRE ¦ 3QU LoRE | 2021 | 1 | 0.0082234 | 0.22881 | 0 | 0.22881 | 0.0051187 | 0.14242 | 0 | 0.14242 | 0 | 0 | 0 | 0 | 0 | 0 | 0 | 0 | 0.22881 | 0.14242 | 0 | 0 | 0 | 0 | 0 | 0 | 0 | 0 | 0 | 0 | [11 empty] | WLDFR | HFTD - Distribution - Tier 2 - 1QU CoRE ¦ 5QU LoRE | Non-Red Flag Warning - Small Fires | 2031 | 2.5583e-06 | 1.2791e-06 | 3.2892e-06 | 0.083606 | 0.039055 | 0.001695 | 0.042856 | 0 | 0 | 0 | 0.002131 |  | 2.1389e-07 | 0 | 2.1389e-07 | 1.0694e-07 | 0 | 1.0694e-07 | 2.75e-07 | 0 | 2.75e-07 | [16 empty] | 7.3.1.3 Ignition probability mapping showing the probability of ignition along the electric lines and equipmentWLDFRAggregatedAggregated | WLDFR | HFTD - Distribution - Tier 2 - 1QU CoRE ¦ 5QU LoRE | Red Flag Warning - Catastrophic Fires | Aggregated | Aggregated | 2044 | 0.00011667 | 0 | 1628.5067 | 0.18999 | 2044 | Mitigation | 0.08575 | 30 | 0 | esc | 0.0012005 | 1.4006e-07 | 0.00060025 | 7.003e-08 | 0.0015435 | 1.8008e-07
[35 empty] | 7.3.1.1 A summarized risk map that shows the overall ignition probability and estimated wildfire consequence along the electric lines and equipment | WLDFR | HFTD - Distribution - Tier 3 - 4QU CoRE ¦ 3QU LoRE | 2022 | 0.93458 | 0.0081184 | 0.22941 | 0 | 0.22941 | 0.0050533 | 0.1428 | 0 | 0.1428 | 0.011084 | 0.31321 | 0 | 0.31321 | 0 | 0 | 0 | 0 | 0.2144 | 0.13346 | 0.29272 | 0 | 0.011084 | 0.010359 | 0.31321 | 0.29272 | 0 | 0 | 0.31321 | 0.29272 | [11 empty] | WLDFR | HFTD - Distribution - Tier 2 - 1QU CoRE ¦ 5QU LoRE | Non-Red Flag Warning - Small Fires | 2032 | 2.5583e-06 | 1.2791e-06 | 3.2892e-06 | 0.083606 | 0.039055 | 0.001695 | 0.042856 | 0 | 0 | 0 | 0.002131 |  | 2.1389e-07 | 0 | 2.1389e-07 | 1.0694e-07 | 0 | 1.0694e-07 | 2.75e-07 | 0 | 2.75e-07 | [16 empty] | 7.3.1.3 Ignition probability mapping showing the probability of ignition along the electric lines and equipmentWLDFRAggregatedAggregated | WLDFR | HFTD - Distribution - Tier 2 - 1QU CoRE ¦ 5QU LoRE | Red Flag Warning - Catastrophic Fires | Aggregated | Aggregated | 2045 | 0.00011667 | 0 | 1628.5067 | 0.18999 | 2045 | Mitigation | 0.08575 | 30 | 0 | esc | 0.0012005 | 1.4006e-07 | 0.00060025 | 7.003e-08 | 0.0015435 | 1.8008e-07
[35 empty] | 7.3.1.1 A summarized risk map that shows the overall ignition probability and estimated wildfire consequence along the electric lines and equipment | WLDFR | HFTD - Distribution - Tier 3 - 4QU CoRE ¦ 3QU LoRE | 2023 | 0.87344 | 0.0081184 | 0.23782 | 0 | 0.23782 | 0.0050533 | 0.14803 | 0 | 0.14803 | 0.011084 | 0.32469 | 0 | 0.32469 | 0.01164 | 0.34097 | 0 | 0.34097 | 0.20772 | 0.12929 | 0.2836 | 0.29782 | 0.011084 | 0.0096812 | 0.32469 | 0.2836 | 0 | 0 | 0.32469 | 0.2836 | [11 empty] | WLDFR | HFTD - Distribution - Tier 2 - 1QU CoRE ¦ 5QU LoRE | Non-Red Flag Warning - Small Fires | 2033 | 2.5583e-06 | 1.2791e-06 | 3.2892e-06 | 0.087211 | 0.040679 | 0.0017655 | 0.044766 | 0 | 0 | 0 | 0.002131 |  | 2.2311e-07 | 0 | 2.2311e-07 | 1.1155e-07 | 0 | 1.1155e-07 | 2.8685e-07 | 0 | 2.8685e-07 | [16 empty] | 7.3.1.3 Ignition probability mapping showing the probability of ignition along the electric lines and equipmentWLDFRAggregatedAggregated | WLDFR | HFTD - Distribution - Tier 2 - 1QU CoRE ¦ 5QU LoRE | Red Flag Warning - Catastrophic Fires | Aggregated | Aggregated | 2046 | 0.00011667 | 0 | 1628.5067 | 0.18999 | 2046 | Mitigation | 0.08575 | 30 | 0 | esc | 0.0012005 | 1.4006e-07 | 0.00060025 | 7.003e-08 | 0.0015435 | 1.8008e-07
[35 empty] | 7.3.1.1 A summarized risk map that shows the overall ignition probability and estimated wildfire consequence along the electric lines and equipment | WLDFR | HFTD - Distribution - Tier 3 - 4QU CoRE ¦ 3QU LoRE | 2024 | 0.8163 | 0.0081184 | 0.23782 | 0 | 0.23782 | 0.0050533 | 0.14803 | 0 | 0.14803 | 0.011084 | 0.32469 | 0 | 0.32469 | 0.01164 | 0.34097 | 0 | 0.34097 | 0.19413 | 0.12084 | 0.26504 | 0.27833 | 0.011084 | 0.0090479 | 0.32469 | 0.26504 | 0 | 0 | 0.32469 | 0.26504 | [11 empty] | WLDFR | HFTD - Distribution - Tier 2 - 1QU CoRE ¦ 5QU LoRE | Non-Red Flag Warning - Small Fires | 2034 | 2.5583e-06 | 1.2791e-06 | 3.2892e-06 | 0.087211 | 0.040679 | 0.0017655 | 0.044766 | 0 | 0 | 0 | 0.002131 |  | 2.2311e-07 | 0 | 2.2311e-07 | 1.1155e-07 | 0 | 1.1155e-07 | 2.8685e-07 | 0 | 2.8685e-07 | [16 empty] | 7.3.1.3 Ignition probability mapping showing the probability of ignition along the electric lines and equipmentWLDFRAggregatedAggregated | WLDFR | HFTD - Distribution - Tier 2 - 1QU CoRE ¦ 5QU LoRE | Red Flag Warning - Catastrophic Fires | Aggregated | Aggregated | 2047 | 0.00011667 | 0 | 1628.5067 | 0.18999 | 2047 | Mitigation | 0.08575 | 30 | 0 | esc | 0.0012005 | 1.4006e-07 | 0.00060025 | 7.003e-08 | 0.0015435 | 1.8008e-07
[35 empty] | 7.3.1.1 A summarized risk map that shows the overall ignition probability and estimated wildfire consequence along the electric lines and equipment | WLDFR | HFTD - Distribution - Tier 3 - 4QU CoRE ¦ 3QU LoRE | 2025 | 0.7629 | 0.0081184 | 0.23782 | 0 | 0.23782 | 0.0050533 | 0.14803 | 0 | 0.14803 | 0.011084 | 0.32469 | 0 | 0.32469 | 0.01164 | 0.34097 | 0 | 0.34097 | 0.18143 | 0.11293 | 0.2477 | 0.26013 | 0.011084 | 0.0084559 | 0.32469 | 0.2477 | 0 | 0 | 0.32469 | 0.2477 | [11 empty] | WLDFR | HFTD - Distribution - Tier 2 - 1QU CoRE ¦ 5QU LoRE | Non-Red Flag Warning - Small Fires | 2035 | 2.5583e-06 | 1.2791e-06 | 3.2892e-06 | 0.087211 | 0.040679 | 0.0017655 | 0.044766 | 0 | 0 | 0 | 0.002131 |  | 2.2311e-07 | 0 | 2.2311e-07 | 1.1155e-07 | 0 | 1.1155e-07 | 2.8685e-07 | 0 | 2.8685e-07 | [16 empty] | 7.3.1.3 Ignition probability mapping showing the probability of ignition along the electric lines and equipmentWLDFRAggregatedAggregated | WLDFR | HFTD - Distribution - Tier 2 - 1QU CoRE ¦ 5QU LoRE | Red Flag Warning - Catastrophic Fires | Aggregated | Aggregated | 2048 | 0.00011667 | 0 | 1628.5067 | 0.18999 | 2048 | Mitigation | 0.08575 | 30 | 0 | esc | 0.0012005 | 1.4006e-07 | 0.00060025 | 7.003e-08 | 0.0015435 | 1.8008e-07
[35 empty] | 7.3.1.1 A summarized risk map that shows the overall ignition probability and estimated wildfire consequence along the electric lines and equipment | WLDFR | HFTD - Distribution - Tier 3 - 4QU CoRE ¦ 3QU LoRE | 2026 | 0.71299 | 0.0081184 | 0.23782 | 0 | 0.23782 | 0.0050533 | 0.14803 | 0 | 0.14803 | 0.011084 | 0.32469 | 0 | 0.32469 | 0.01164 | 0.34097 | 0 | 0.34097 | 0.16956 | 0.10554 | 0.2315 | 0.24311 | 0.011084 | 0.0079028 | 0.32469 | 0.2315 | 0 | 0 | 0.32469 | 0.2315 | [11 empty] | WLDFR | HFTD - Distribution - Tier 2 - 1QU CoRE ¦ 5QU LoRE | Non-Red Flag Warning - Small Fires | 2036 | 2.5583e-06 | 1.2791e-06 | 3.2892e-06 | 0.087211 | 0.040679 | 0.0017655 | 0.044766 | 0 | 0 | 0 | 0.002131 |  | 2.2311e-07 | 0 | 2.2311e-07 | 1.1155e-07 | 0 | 1.1155e-07 | 2.8685e-07 | 0 | 2.8685e-07 | [16 empty] | 7.3.1.3 Ignition probability mapping showing the probability of ignition along the electric lines and equipmentWLDFRAggregatedAggregated | WLDFR | HFTD - Distribution - Tier 2 - 1QU CoRE ¦ 5QU LoRE | Red Flag Warning - Catastrophic Fires | Aggregated | Aggregated | 2049 | 0.00011667 | 0 | 1628.5067 | 0.18999 | 2049 | Mitigation | 0.08575 | 30 | 0 | esc | 0.0012005 | 1.4006e-07 | 0.00060025 | 7.003e-08 | 0.0015435 | 1.8008e-07
[35 empty] | 7.3.1.1 A summarized risk map that shows the overall ignition probability and estimated wildfire consequence along the electric lines and equipment | WLDFR | HFTD - Distribution - Tier 3 - 4QU CoRE ¦ 3QU LoRE | 2027 | 0.66634 | 0.0081184 | 0.23782 | 0 | 0.23782 | 0.0050533 | 0.14803 | 0 | 0.14803 | 0.011084 | 0.32469 | 0 | 0.32469 | 0.01164 | 0.34097 | 0 | 0.34097 | 0.15847 | 0.098638 | 0.21635 | 0.2272 | 0.011084 | 0.0073858 | 0.32469 | 0.21635 | 0 | 0 | 0.32469 | 0.21635 | [11 empty] | WLDFR | HFTD - Distribution - Tier 2 - 1QU CoRE ¦ 5QU LoRE | Non-Red Flag Warning - Small Fires | 2037 | 2.5583e-06 | 1.2791e-06 | 3.2892e-06 | 0.087211 | 0.040679 | 0.0017655 | 0.044766 | 0 | 0 | 0 | 0.002131 |  | 2.2311e-07 | 0 | 2.2311e-07 | 1.1155e-07 | 0 | 1.1155e-07 | 2.8685e-07 | 0 | 2.8685e-07 | [16 empty] | 7.3.1.3 Ignition probability mapping showing the probability of ignition along the electric lines and equipmentWLDFRAggregatedAggregated | WLDFR | HFTD - Distribution - Tier 2 - 1QU CoRE ¦ 5QU LoRE | Red Flag Warning - Catastrophic Fires | Aggregated | Aggregated | 2050 | 0.00011667 | 0 | 1628.5067 | 0.18999 | 2050 | Mitigation | 0.08575 | 30 | 0 | esc | 0 | 0 | 0.00060025 | 7.003e-08 | 0.0015435 | 1.8008e-07
[35 empty] | 7.3.1.1 A summarized risk map that shows the overall ignition probability and estimated wildfire consequence along the electric lines and equipment | WLDFR | HFTD - Distribution - Tier 3 - 4QU CoRE ¦ 3QU LoRE | 2028 | 0.62275 | 0.0081184 | 0.24841 | 0 | 0.24841 | 0.0050533 | 0.15462 | 0 | 0.15462 | 0.011084 | 0.33915 | 0 | 0.33915 | 0.01164 | 0.35615 | 0 | 0.35615 | 0.15469 | 0.09629 | 0.2112 | 0.2218 | 0.011084 | 0.0069026 | 0.33915 | 0.2112 | 0 | 0 | 0.33915 | 0.2112 | [11 empty] | WLDFR | HFTD - Distribution - Tier 2 - 1QU CoRE ¦ 5QU LoRE | Non-Red Flag Warning - Small Fires | 2038 | 2.5583e-06 | 1.2791e-06 | 3.2892e-06 | 0.091184 | 0.042438 | 0.0018418 | 0.046905 | 0 | 0 | 0 | 0.002131 |  | 2.3327e-07 | 0 | 2.3327e-07 | 1.1664e-07 | 0 | 1.1664e-07 | 2.9992e-07 | 0 | 2.9992e-07 | [16 empty] | 7.3.1.3 Ignition probability mapping showing the probability of ignition along the electric lines and equipmentWLDFRAggregatedAggregated | WLDFR | HFTD - Distribution - Tier 2 - 1QU CoRE ¦ 5QU LoRE | Red Flag Warning - Catastrophic Fires | Aggregated | Aggregated | 2051 | 0.00011667 | 0 | 1628.5067 | 0.18999 | 2051 | Mitigation | 0.08575 | 30 | 0 | esc | 0 | 0 | 0 | 0 | 0.0015435 | 1.8008e-07
[35 empty] | 7.3.1.1 A summarized risk map that shows the overall ignition probability and estimated wildfire consequence along the electric lines and equipment | WLDFR | HFTD - Distribution - Tier 3 - 4QU CoRE ¦ 3QU LoRE | 2029 | 0.58201 | 0.0081184 | 0.24841 | 0 | 0.24841 | 0.0050533 | 0.15462 | 0 | 0.15462 | 0.011084 | 0.33915 | 0 | 0.33915 | 0.01164 | 0.35615 | 0 | 0.35615 | 0.14457 | 0.089991 | 0.19739 | 0.20729 | 0.011084 | 0.006451 | 0.33915 | 0.19739 | 0 | 0 | 0.33915 | 0.19739 | [11 empty] | WLDFR | HFTD - Distribution - Tier 2 - 1QU CoRE ¦ 5QU LoRE | Non-Red Flag Warning - Small Fires | 2039 | 2.5583e-06 | 1.2791e-06 | 3.2892e-06 | 0.091184 | 0.042438 | 0.0018418 | 0.046905 | 0 | 0 | 0 | 0.002131 |  | 2.3327e-07 | 0 | 2.3327e-07 | 1.1664e-07 | 0 | 1.1664e-07 | 2.9992e-07 | 0 | 2.9992e-07 | [16 empty] | 7.3.1.3 Ignition probability mapping showing the probability of ignition along the electric lines and equipmentWLDFRAggregatedAggregated | WLDFR | HFTD - Distribution - Tier 2 - 1QU CoRE ¦ 5QU LoRE | Red Flag Warning - Destructive Fires | Aggregated | Aggregated | 2021 | 1.5517e-05 | 0 | 1628.5067 | 0.02527 | 2021 | Mitigation | 0.08575 | 30 | 0 | esc | 0.0012005 | 1.8628e-08 | 0.00060025 | 9.3141e-09 | 0 | 0
[35 empty] | 7.3.1.1 A summarized risk map that shows the overall ignition probability and estimated wildfire consequence along the electric lines and equipment | WLDFR | HFTD - Distribution - Tier 3 - 4QU CoRE ¦ 3QU LoRE | 2030 | 0.54393 | 0.0081184 | 0.24841 | 0 | 0.24841 | 0.0050533 | 0.15462 | 0 | 0.15462 | 0.011084 | 0.33915 | 0 | 0.33915 | 0.01164 | 0.35615 | 0 | 0.35615 | 0.13512 | 0.084103 | 0.18447 | 0.19372 | 0.011084 | 0.006029 | 0.33915 | 0.18447 | 0 | 0 | 0.33915 | 0.18447 | [11 empty] | WLDFR | HFTD - Distribution - Tier 2 - 1QU CoRE ¦ 5QU LoRE | Non-Red Flag Warning - Small Fires | 2040 | 2.5583e-06 | 1.2791e-06 | 3.2892e-06 | 0.091184 | 0.042438 | 0.0018418 | 0.046905 | 0 | 0 | 0 | 0.002131 |  | 2.3327e-07 | 0 | 2.3327e-07 | 1.1664e-07 | 0 | 1.1664e-07 | 2.9992e-07 | 0 | 2.9992e-07 | [16 empty] | 7.3.1.3 Ignition probability mapping showing the probability of ignition along the electric lines and equipmentWLDFRAggregatedAggregated | WLDFR | HFTD - Distribution - Tier 2 - 1QU CoRE ¦ 5QU LoRE | Red Flag Warning - Destructive Fires | Aggregated | Aggregated | 2022 | 1.5517e-05 | 0 | 1628.5067 | 0.02527 | 2022 | Mitigation | 0.08575 | 30 | 0 | esc | 0.0012005 | 1.8628e-08 | 0.00060025 | 9.3141e-09 | 0.0015435 | 2.3951e-08
[35 empty] | 7.3.1.1 A summarized risk map that shows the overall ignition probability and estimated wildfire consequence along the electric lines and equipment | WLDFR | HFTD - Distribution - Tier 3 - 4QU CoRE ¦ 3QU LoRE | 2031 | 0.50835 | 0.0081184 | 0.24841 | 0 | 0.24841 | 0.0050533 | 0.15462 | 0 | 0.15462 | 0.011084 | 0.33915 | 0 | 0.33915 | 0.01164 | 0.35615 | 0 | 0.35615 | 0.12628 | 0.078601 | 0.17241 | 0.18105 | 0.011084 | 0.0056346 | 0.33915 | 0.17241 | 0 | 0 | 0.33915 | 0.17241 | [11 empty] | WLDFR | HFTD - Distribution - Tier 2 - 1QU CoRE ¦ 5QU LoRE | Non-Red Flag Warning - Small Fires | 2041 | 2.5583e-06 | 1.2791e-06 | 3.2892e-06 | 0.091184 | 0.042438 | 0.0018418 | 0.046905 | 0 | 0 | 0 | 0.002131 |  | 2.3327e-07 | 0 | 2.3327e-07 | 1.1664e-07 | 0 | 1.1664e-07 | 2.9992e-07 | 0 | 2.9992e-07 | [16 empty] | 7.3.1.3 Ignition probability mapping showing the probability of ignition along the electric lines and equipmentWLDFRAggregatedAggregated | WLDFR | HFTD - Distribution - Tier 2 - 1QU CoRE ¦ 5QU LoRE | Red Flag Warning - Destructive Fires | Aggregated | Aggregated | 2023 | 1.5517e-05 | 0 | 1628.5067 | 0.02527 | 2023 | Mitigation | 0.08575 | 30 | 0 | esc | 0.0012005 | 1.8628e-08 | 0.00060025 | 9.3141e-09 | 0.0015435 | 2.3951e-08
[35 empty] | 7.3.1.1 A summarized risk map that shows the overall ignition probability and estimated wildfire consequence along the electric lines and equipment | WLDFR | HFTD - Distribution - Tier 3 - 4QU CoRE ¦ 3QU LoRE | 2032 | 0.47509 | 0.0081184 | 0.24841 | 0 | 0.24841 | 0.0050533 | 0.15462 | 0 | 0.15462 | 0.011084 | 0.33915 | 0 | 0.33915 | 0.01164 | 0.35615 | 0 | 0.35615 | 0.11802 | 0.073459 | 0.16113 | 0.16921 | 0.011084 | 0.0052659 | 0.33915 | 0.16113 | 0 | 0 | 0.33915 | 0.16113 | [11 empty] | WLDFR | HFTD - Distribution - Tier 2 - 1QU CoRE ¦ 5QU LoRE | Non-Red Flag Warning - Small Fires | 2042 | 2.5583e-06 | 1.2791e-06 | 3.2892e-06 | 0.091184 | 0.042438 | 0.0018418 | 0.046905 | 0 | 0 | 0 | 0.002131 |  | 2.3327e-07 | 0 | 2.3327e-07 | 1.1664e-07 | 0 | 1.1664e-07 | 2.9992e-07 | 0 | 2.9992e-07 | [16 empty] | 7.3.1.3 Ignition probability mapping showing the probability of ignition along the electric lines and equipmentWLDFRAggregatedAggregated | WLDFR | HFTD - Distribution - Tier 2 - 1QU CoRE ¦ 5QU LoRE | Red Flag Warning - Destructive Fires | Aggregated | Aggregated | 2024 | 1.5517e-05 | 0 | 1628.5067 | 0.02527 | 2024 | Mitigation | 0.08575 | 30 | 0 | esc | 0.0012005 | 1.8628e-08 | 0.00060025 | 9.3141e-09 | 0.0015435 | 2.3951e-08
[35 empty] | 7.3.1.1 A summarized risk map that shows the overall ignition probability and estimated wildfire consequence along the electric lines and equipment | WLDFR | HFTD - Distribution - Tier 3 - 4QU CoRE ¦ 3QU LoRE | 2033 | 0.44401 | 0.0081184 | 0.26017 | 0 | 0.26017 | 0.0050533 | 0.16195 | 0 | 0.16195 | 0.011084 | 0.35522 | 0 | 0.35522 | 0.01164 | 0.37303 | 0 | 0.37303 | 0.11552 | 0.071906 | 0.15772 | 0.16563 | 0.011084 | 0.0049214 | 0.35522 | 0.15772 | 0 | 0 | 0.35522 | 0.15772 | [11 empty] | WLDFR | HFTD - Distribution - Tier 2 - 1QU CoRE ¦ 5QU LoRE | Non-Red Flag Warning - Small Fires | 2043 | 2.5583e-06 | 1.2791e-06 | 3.2892e-06 | 0.095486 | 0.044306 | 0.0019228 | 0.049257 | 0 | 0 | 0 | 0.002131 |  | 2.4428e-07 | 0 | 2.4428e-07 | 1.2214e-07 | 0 | 1.2214e-07 | 3.1407e-07 | 0 | 3.1407e-07 | [16 empty] | 7.3.1.3 Ignition probability mapping showing the probability of ignition along the electric lines and equipmentWLDFRAggregatedAggregated | WLDFR | HFTD - Distribution - Tier 2 - 1QU CoRE ¦ 5QU LoRE | Red Flag Warning - Destructive Fires | Aggregated | Aggregated | 2025 | 1.5517e-05 | 0 | 1628.5067 | 0.02527 | 2025 | Mitigation | 0.08575 | 30 | 0 | esc | 0.0012005 | 1.8628e-08 | 0.00060025 | 9.3141e-09 | 0.0015435 | 2.3951e-08
[35 empty] | 7.3.1.1 A summarized risk map that shows the overall ignition probability and estimated wildfire consequence along the electric lines and equipment | WLDFR | HFTD - Distribution - Tier 3 - 4QU CoRE ¦ 3QU LoRE | 2034 | 0.41496 | 0.0081184 | 0.26017 | 0 | 0.26017 | 0.0050533 | 0.16195 | 0 | 0.16195 | 0.011084 | 0.35522 | 0 | 0.35522 | 0.01164 | 0.37303 | 0 | 0.37303 | 0.10796 | 0.067202 | 0.1474 | 0.15479 | 0.011084 | 0.0045995 | 0.35522 | 0.1474 | 0 | 0 | 0.35522 | 0.1474 | [11 empty] | WLDFR | HFTD - Distribution - Tier 2 - 1QU CoRE ¦ 5QU LoRE | Non-Red Flag Warning - Small Fires | 2044 | 2.5583e-06 | 1.2791e-06 | 3.2892e-06 | 0.095486 | 0.044306 | 0.0019228 | 0.049257 | 0 | 0 | 0 | 0.002131 |  | 2.4428e-07 | 0 | 2.4428e-07 | 1.2214e-07 | 0 | 1.2214e-07 | 3.1407e-07 | 0 | 3.1407e-07 | [16 empty] | 7.3.1.3 Ignition probability mapping showing the probability of ignition along the electric lines and equipmentWLDFRAggregatedAggregated | WLDFR | HFTD - Distribution - Tier 2 - 1QU CoRE ¦ 5QU LoRE | Red Flag Warning - Destructive Fires | Aggregated | Aggregated | 2026 | 1.5517e-05 | 0 | 1628.5067 | 0.02527 | 2026 | Mitigation | 0.08575 | 30 | 0 | esc | 0.0012005 | 1.8628e-08 | 0.00060025 | 9.3141e-09 | 0.0015435 | 2.3951e-08
[35 empty] | 7.3.1.1 A summarized risk map that shows the overall ignition probability and estimated wildfire consequence along the electric lines and equipment | WLDFR | HFTD - Distribution - Tier 3 - 4QU CoRE ¦ 3QU LoRE | 2035 | 0.38782 | 0.0081184 | 0.26017 | 0 | 0.26017 | 0.0050533 | 0.16195 | 0 | 0.16195 | 0.011084 | 0.35522 | 0 | 0.35522 | 0.01164 | 0.37303 | 0 | 0.37303 | 0.1009 | 0.062806 | 0.13776 | 0.14467 | 0.011084 | 0.0042986 | 0.35522 | 0.13776 | 0 | 0 | 0.35522 | 0.13776 | [11 empty] | WLDFR | HFTD - Distribution - Tier 2 - 1QU CoRE ¦ 5QU LoRE | Non-Red Flag Warning - Small Fires | 2045 | 2.5583e-06 | 1.2791e-06 | 3.2892e-06 | 0.095486 | 0.044306 | 0.0019228 | 0.049257 | 0 | 0 | 0 | 0.002131 |  | 2.4428e-07 | 0 | 2.4428e-07 | 1.2214e-07 | 0 | 1.2214e-07 | 3.1407e-07 | 0 | 3.1407e-07 | [16 empty] | 7.3.1.3 Ignition probability mapping showing the probability of ignition along the electric lines and equipmentWLDFRAggregatedAggregated | WLDFR | HFTD - Distribution - Tier 2 - 1QU CoRE ¦ 5QU LoRE | Red Flag Warning - Destructive Fires | Aggregated | Aggregated | 2027 | 1.5517e-05 | 0 | 1628.5067 | 0.02527 | 2027 | Mitigation | 0.08575 | 30 | 0 | esc | 0.0012005 | 1.8628e-08 | 0.00060025 | 9.3141e-09 | 0.0015435 | 2.3951e-08
[35 empty] | 7.3.1.1 A summarized risk map that shows the overall ignition probability and estimated wildfire consequence along the electric lines and equipment | WLDFR | HFTD - Distribution - Tier 3 - 4QU CoRE ¦ 3QU LoRE | 2036 | 0.36245 | 0.0081184 | 0.26017 | 0 | 0.26017 | 0.0050533 | 0.16195 | 0 | 0.16195 | 0.011084 | 0.35522 | 0 | 0.35522 | 0.01164 | 0.37303 | 0 | 0.37303 | 0.094299 | 0.058697 | 0.12875 | 0.1352 | 0.011084 | 0.0040174 | 0.35522 | 0.12875 | 0 | 0 | 0.35522 | 0.12875 | [11 empty] | WLDFR | HFTD - Distribution - Tier 2 - 1QU CoRE ¦ 5QU LoRE | Non-Red Flag Warning - Small Fires | 2046 | 2.5583e-06 | 1.2791e-06 | 3.2892e-06 | 0.095486 | 0.044306 | 0.0019228 | 0.049257 | 0 | 0 | 0 | 0.002131 |  | 2.4428e-07 | 0 | 2.4428e-07 | 1.2214e-07 | 0 | 1.2214e-07 | 3.1407e-07 | 0 | 3.1407e-07 | [16 empty] | 7.3.1.3 Ignition probability mapping showing the probability of ignition along the electric lines and equipmentWLDFRAggregatedAggregated | WLDFR | HFTD - Distribution - Tier 2 - 1QU CoRE ¦ 5QU LoRE | Red Flag Warning - Destructive Fires | Aggregated | Aggregated | 2028 | 1.5517e-05 | 0 | 1628.5067 | 0.02527 | 2028 | Mitigation | 0.08575 | 30 | 0 | esc | 0.0012005 | 1.8628e-08 | 0.00060025 | 9.3141e-09 | 0.0015435 | 2.3951e-08
[35 empty] | 7.3.1.1 A summarized risk map that shows the overall ignition probability and estimated wildfire consequence along the electric lines and equipment | WLDFR | HFTD - Distribution - Tier 3 - 4QU CoRE ¦ 3QU LoRE | 2037 | 0.33873 | 0.0081184 | 0.26017 | 0 | 0.26017 | 0.0050533 | 0.16195 | 0 | 0.16195 | 0.011084 | 0.35522 | 0 | 0.35522 | 0.01164 | 0.37303 | 0 | 0.37303 | 0.08813 | 0.054857 | 0.12032 | 0.12636 | 0.011084 | 0.0037545 | 0.35522 | 0.12032 | 0 | 0 | 0.35522 | 0.12032 | [11 empty] | WLDFR | HFTD - Distribution - Tier 2 - 1QU CoRE ¦ 5QU LoRE | Non-Red Flag Warning - Small Fires | 2047 | 2.5583e-06 | 1.2791e-06 | 3.2892e-06 | 0.095486 | 0.044306 | 0.0019228 | 0.049257 | 0 | 0 | 0 | 0.002131 |  | 2.4428e-07 | 0 | 2.4428e-07 | 1.2214e-07 | 0 | 1.2214e-07 | 3.1407e-07 | 0 | 3.1407e-07 | [16 empty] | 7.3.1.3 Ignition probability mapping showing the probability of ignition along the electric lines and equipmentWLDFRAggregatedAggregated | WLDFR | HFTD - Distribution - Tier 2 - 1QU CoRE ¦ 5QU LoRE | Red Flag Warning - Destructive Fires | Aggregated | Aggregated | 2029 | 1.5517e-05 | 0 | 1628.5067 | 0.02527 | 2029 | Mitigation | 0.08575 | 30 | 0 | esc | 0.0012005 | 1.8628e-08 | 0.00060025 | 9.3141e-09 | 0.0015435 | 2.3951e-08
[35 empty] | 7.3.1.1 A summarized risk map that shows the overall ignition probability and estimated wildfire consequence along the electric lines and equipment | WLDFR | HFTD - Distribution - Tier 3 - 4QU CoRE ¦ 3QU LoRE | 2038 | 0.31657 | 0.0081184 | 0.27295 | 0 | 0.27295 | 0.0050533 | 0.1699 | 0 | 0.1699 | 0.011084 | 0.37266 | 0 | 0.37266 | 0.01164 | 0.39135 | 0 | 0.39135 | 0.086409 | 0.053786 | 0.11797 | 0.12389 | 0.011084 | 0.0035089 | 0.37266 | 0.11797 | 0 | 0 | 0.37266 | 0.11797 | [11 empty] | WLDFR | HFTD - Distribution - Tier 2 - 1QU CoRE ¦ 5QU LoRE | Non-Red Flag Warning - Small Fires | 2048 | 2.5583e-06 | 1.2791e-06 | 3.2892e-06 | 0.10007 | 0.04626 | 0.0020076 | 0.051804 | 0 | 0 | 0 | 0.002131 |  | 2.5601e-07 | 0 | 2.5601e-07 | 1.28e-07 | 0 | 1.28e-07 | 3.2915e-07 | 0 | 3.2915e-07 | [16 empty] | 7.3.1.3 Ignition probability mapping showing the probability of ignition along the electric lines and equipmentWLDFRAggregatedAggregated | WLDFR | HFTD - Distribution - Tier 2 - 1QU CoRE ¦ 5QU LoRE | Red Flag Warning - Destructive Fires | Aggregated | Aggregated | 2030 | 1.5517e-05 | 0 | 1628.5067 | 0.02527 | 2030 | Mitigation | 0.08575 | 30 | 0 | esc | 0.0012005 | 1.8628e-08 | 0.00060025 | 9.3141e-09 | 0.0015435 | 2.3951e-08
[35 empty] | 7.3.1.1 A summarized risk map that shows the overall ignition probability and estimated wildfire consequence along the electric lines and equipment | WLDFR | HFTD - Distribution - Tier 3 - 4QU CoRE ¦ 3QU LoRE | 2039 | 0.29586 | 0.0081184 | 0.27295 | 0 | 0.27295 | 0.0050533 | 0.1699 | 0 | 0.1699 | 0.011084 | 0.37266 | 0 | 0.37266 | 0.01164 | 0.39135 | 0 | 0.39135 | 0.080756 | 0.050267 | 0.11026 | 0.11579 | 0.011084 | 0.0032794 | 0.37266 | 0.11026 | 0 | 0 | 0.37266 | 0.11026 | [11 empty] | WLDFR | HFTD - Distribution - Tier 2 - 1QU CoRE ¦ 5QU LoRE | Non-Red Flag Warning - Small Fires | 2049 | 2.5583e-06 | 1.2791e-06 | 3.2892e-06 | 0.10007 | 0.04626 | 0.0020076 | 0.051804 | 0 | 0 | 0 | 0.002131 |  | 2.5601e-07 | 0 | 2.5601e-07 | 1.28e-07 | 0 | 1.28e-07 | 3.2915e-07 | 0 | 3.2915e-07 | [16 empty] | 7.3.1.3 Ignition probability mapping showing the probability of ignition along the electric lines and equipmentWLDFRAggregatedAggregated | WLDFR | HFTD - Distribution - Tier 2 - 1QU CoRE ¦ 5QU LoRE | Red Flag Warning - Destructive Fires | Aggregated | Aggregated | 2031 | 1.5517e-05 | 0 | 1628.5067 | 0.02527 | 2031 | Mitigation | 0.08575 | 30 | 0 | esc | 0.0012005 | 1.8628e-08 | 0.00060025 | 9.3141e-09 | 0.0015435 | 2.3951e-08
[35 empty] | 7.3.1.1 A summarized risk map that shows the overall ignition probability and estimated wildfire consequence along the electric lines and equipment | WLDFR | HFTD - Distribution - Tier 3 - 4QU CoRE ¦ 3QU LoRE | 2040 | 0.27651 | 0.0081184 | 0.27295 | 0 | 0.27295 | 0.0050533 | 0.1699 | 0 | 0.1699 | 0.011084 | 0.37266 | 0 | 0.37266 | 0.01164 | 0.39135 | 0 | 0.39135 | 0.075473 | 0.046978 | 0.10304 | 0.10821 | 0.011084 | 0.0030648 | 0.37266 | 0.10304 | 0 | 0 | 0.37266 | 0.10304 | [11 empty] | WLDFR | HFTD - Distribution - Tier 2 - 1QU CoRE ¦ 5QU LoRE | Non-Red Flag Warning - Small Fires | 2050 | 0 | 1.2791e-06 | 3.2892e-06 | 0.10007 | 0.04626 | 0.0020076 | 0.051804 | 0 | 0 | 0 | 0.002131 |  | 0 | 0 | 0 | 1.28e-07 | 0 | 1.28e-07 | 3.2915e-07 | 0 | 3.2915e-07 | [16 empty] | 7.3.1.3 Ignition probability mapping showing the probability of ignition along the electric lines and equipmentWLDFRAggregatedAggregated | WLDFR | HFTD - Distribution - Tier 2 - 1QU CoRE ¦ 5QU LoRE | Red Flag Warning - Destructive Fires | Aggregated | Aggregated | 2032 | 1.5517e-05 | 0 | 1628.5067 | 0.02527 | 2032 | Mitigation | 0.08575 | 30 | 0 | esc | 0.0012005 | 1.8628e-08 | 0.00060025 | 9.3141e-09 | 0.0015435 | 2.3951e-08
[35 empty] | 7.3.1.1 A summarized risk map that shows the overall ignition probability and estimated wildfire consequence along the electric lines and equipment | WLDFR | HFTD - Distribution - Tier 3 - 4QU CoRE ¦ 3QU LoRE | 2041 | 0.25842 | 0.0081184 | 0.27295 | 0 | 0.27295 | 0.0050533 | 0.1699 | 0 | 0.1699 | 0.011084 | 0.37266 | 0 | 0.37266 | 0.01164 | 0.39135 | 0 | 0.39135 | 0.070536 | 0.043905 | 0.096302 | 0.10113 | 0.011084 | 0.0028643 | 0.37266 | 0.096302 | 0 | 0 | 0.37266 | 0.096302 | [11 empty] | WLDFR | HFTD - Distribution - Tier 2 - 1QU CoRE ¦ 5QU LoRE | Non-Red Flag Warning - Small Fires | 2051 | 0 | 0 | 3.2892e-06 | 0.10007 | 0.04626 | 0.0020076 | 0.051804 | 0 | 0 | 0 | 0.002131 |  | 0 | 0 | 0 | 0 | 0 | 0 | 3.2915e-07 | 0 | 3.2915e-07 | [16 empty] | 7.3.1.3 Ignition probability mapping showing the probability of ignition along the electric lines and equipmentWLDFRAggregatedAggregated | WLDFR | HFTD - Distribution - Tier 2 - 1QU CoRE ¦ 5QU LoRE | Red Flag Warning - Destructive Fires | Aggregated | Aggregated | 2033 | 1.5517e-05 | 0 | 1628.5067 | 0.02527 | 2033 | Mitigation | 0.08575 | 30 | 0 | esc | 0.0012005 | 1.8628e-08 | 0.00060025 | 9.3141e-09 | 0.0015435 | 2.3951e-08
[35 empty] | 7.3.1.1 A summarized risk map that shows the overall ignition probability and estimated wildfire consequence along the electric lines and equipment | WLDFR | HFTD - Distribution - Tier 3 - 4QU CoRE ¦ 3QU LoRE | 2042 | 0.24151 | 0.0081184 | 0.27295 | 0 | 0.27295 | 0.0050533 | 0.1699 | 0 | 0.1699 | 0.011084 | 0.37266 | 0 | 0.37266 | 0.01164 | 0.39135 | 0 | 0.39135 | 0.065921 | 0.041033 | 0.090002 | 0.094515 | 0.011084 | 0.0026769 | 0.37266 | 0.090002 | 0 | 0 | 0.37266 | 0.090002 | [11 empty] | WLDFR | HFTD - Distribution - Tier 2 - 1QU CoRE ¦ 5QU LoRE | Red Flag Warning - Catastrophic Fires | 2020 | 1.4006e-07 | 0 | 0 | 14146.1306 | 222.2294 | 8585.7228 | 5338.1784 | 0 | 0 | 0 | 0.00011667 |  | 0.0019813 | 0 | 0.0019813 | 0 | 0 | 0 | 0 | 0 | 0 | [16 empty] | 7.3.1.3 Ignition probability mapping showing the probability of ignition along the electric lines and equipmentWLDFRAggregatedAggregated | WLDFR | HFTD - Distribution - Tier 2 - 1QU CoRE ¦ 5QU LoRE | Red Flag Warning - Destructive Fires | Aggregated | Aggregated | 2034 | 1.5517e-05 | 0 | 1628.5067 | 0.02527 | 2034 | Mitigation | 0.08575 | 30 | 0 | esc | 0.0012005 | 1.8628e-08 | 0.00060025 | 9.3141e-09 | 0.0015435 | 2.3951e-08
[35 empty] | 7.3.1.1 A summarized risk map that shows the overall ignition probability and estimated wildfire consequence along the electric lines and equipment | WLDFR | HFTD - Distribution - Tier 3 - 4QU CoRE ¦ 3QU LoRE | 2043 | 0.22571 | 0.0081184 | 0.28656 | 0 | 0.28656 | 0.0050533 | 0.17837 | 0 | 0.17837 | 0.011084 | 0.39124 | 0 | 0.39124 | 0.01164 | 0.41086 | 0 | 0.41086 | 0.06468 | 0.04026 | 0.088308 | 0.092736 | 0.011084 | 0.0025018 | 0.39124 | 0.088308 | 0 | 0 | 0.39124 | 0.088308 | [11 empty] | WLDFR | HFTD - Distribution - Tier 2 - 1QU CoRE ¦ 5QU LoRE | Red Flag Warning - Catastrophic Fires | 2021 | 1.4006e-07 | 7.003e-08 | 0 | 14146.1306 | 222.2294 | 8585.7228 | 5338.1784 | 0 | 0 | 0 | 0.00011667 |  | 0.0019813 | 0 | 0.0019813 | 0.00099065 | 0 | 0.00099065 | 0 | 0 | 0 | [16 empty] | 7.3.1.3 Ignition probability mapping showing the probability of ignition along the electric lines and equipmentWLDFRAggregatedAggregated | WLDFR | HFTD - Distribution - Tier 2 - 1QU CoRE ¦ 5QU LoRE | Red Flag Warning - Destructive Fires | Aggregated | Aggregated | 2035 | 1.5517e-05 | 0 | 1628.5067 | 0.02527 | 2035 | Mitigation | 0.08575 | 30 | 0 | esc | 0.0012005 | 1.8628e-08 | 0.00060025 | 9.3141e-09 | 0.0015435 | 2.3951e-08
[35 empty] | 7.3.1.1 A summarized risk map that shows the overall ignition probability and estimated wildfire consequence along the electric lines and equipment | WLDFR | HFTD - Distribution - Tier 3 - 4QU CoRE ¦ 3QU LoRE | 2044 | 0.21095 | 0.0081184 | 0.28656 | 0 | 0.28656 | 0.0050533 | 0.17837 | 0 | 0.17837 | 0.011084 | 0.39124 | 0 | 0.39124 | 0.01164 | 0.41086 | 0 | 0.41086 | 0.060449 | 0.037627 | 0.082531 | 0.086669 | 0.011084 | 0.0023381 | 0.39124 | 0.082531 | 0 | 0 | 0.39124 | 0.082531 | [11 empty] | WLDFR | HFTD - Distribution - Tier 2 - 1QU CoRE ¦ 5QU LoRE | Red Flag Warning - Catastrophic Fires | 2022 | 1.4006e-07 | 7.003e-08 | 1.8008e-07 | 14146.1306 | 222.2294 | 8585.7228 | 5338.1784 | 0 | 0 | 0 | 0.00011667 |  | 0.0019813 | 0 | 0.0019813 | 0.00099065 | 0 | 0.00099065 | 0.0025474 | 0 | 0.0025474 | [16 empty] | 7.3.1.3 Ignition probability mapping showing the probability of ignition along the electric lines and equipmentWLDFRAggregatedAggregated | WLDFR | HFTD - Distribution - Tier 2 - 1QU CoRE ¦ 5QU LoRE | Red Flag Warning - Destructive Fires | Aggregated | Aggregated | 2036 | 1.5517e-05 | 0 | 1628.5067 | 0.02527 | 2036 | Mitigation | 0.08575 | 30 | 0 | esc | 0.0012005 | 1.8628e-08 | 0.00060025 | 9.3141e-09 | 0.0015435 | 2.3951e-08
[35 empty] | 7.3.1.1 A summarized risk map that shows the overall ignition probability and estimated wildfire consequence along the electric lines and equipment | WLDFR | HFTD - Distribution - Tier 3 - 4QU CoRE ¦ 3QU LoRE | 2045 | 0.19715 | 0.0081184 | 0.28656 | 0 | 0.28656 | 0.0050533 | 0.17837 | 0 | 0.17837 | 0.011084 | 0.39124 | 0 | 0.39124 | 0.01164 | 0.41086 | 0 | 0.41086 | 0.056494 | 0.035165 | 0.077132 | 0.080999 | 0.011084 | 0.0021852 | 0.39124 | 0.077132 | 0 | 0 | 0.39124 | 0.077132 | [11 empty] | WLDFR | HFTD - Distribution - Tier 2 - 1QU CoRE ¦ 5QU LoRE | Red Flag Warning - Catastrophic Fires | 2023 | 1.4006e-07 | 7.003e-08 | 1.8008e-07 | 14664.6376 | 233.2301 | 8896.516 | 5534.8915 | 0 | 0 | 0 | 0.00011667 |  | 0.0020539 | 0 | 0.0020539 | 0.001027 | 0 | 0.001027 | 0.0026408 | 0 | 0.0026408 | [16 empty] | 7.3.1.3 Ignition probability mapping showing the probability of ignition along the electric lines and equipmentWLDFRAggregatedAggregated | WLDFR | HFTD - Distribution - Tier 2 - 1QU CoRE ¦ 5QU LoRE | Red Flag Warning - Destructive Fires | Aggregated | Aggregated | 2037 | 1.5517e-05 | 0 | 1628.5067 | 0.02527 | 2037 | Mitigation | 0.08575 | 30 | 0 | esc | 0.0012005 | 1.8628e-08 | 0.00060025 | 9.3141e-09 | 0.0015435 | 2.3951e-08
[35 empty] | 7.3.1.1 A summarized risk map that shows the overall ignition probability and estimated wildfire consequence along the electric lines and equipment | WLDFR | HFTD - Distribution - Tier 3 - 4QU CoRE ¦ 3QU LoRE | 2046 | 0.18425 | 0.0081184 | 0.28656 | 0 | 0.28656 | 0.0050533 | 0.17837 | 0 | 0.17837 | 0.011084 | 0.39124 | 0 | 0.39124 | 0.01164 | 0.41086 | 0 | 0.41086 | 0.052798 | 0.032865 | 0.072086 | 0.0757 | 0.011084 | 0.0020422 | 0.39124 | 0.072086 | 0 | 0 | 0.39124 | 0.072086 | [11 empty] | WLDFR | HFTD - Distribution - Tier 2 - 1QU CoRE ¦ 5QU LoRE | Red Flag Warning - Catastrophic Fires | 2024 | 1.4006e-07 | 7.003e-08 | 1.8008e-07 | 14664.6376 | 233.2301 | 8896.516 | 5534.8915 | 0 | 0 | 0 | 0.00011667 |  | 0.0020539 | 0 | 0.0020539 | 0.001027 | 0 | 0.001027 | 0.0026408 | 0 | 0.0026408 | [16 empty] | 7.3.1.3 Ignition probability mapping showing the probability of ignition along the electric lines and equipmentWLDFRAggregatedAggregated | WLDFR | HFTD - Distribution - Tier 2 - 1QU CoRE ¦ 5QU LoRE | Red Flag Warning - Destructive Fires | Aggregated | Aggregated | 2038 | 1.5517e-05 | 0 | 1628.5067 | 0.02527 | 2038 | Mitigation | 0.08575 | 30 | 0 | esc | 0.0012005 | 1.8628e-08 | 0.00060025 | 9.3141e-09 | 0.0015435 | 2.3951e-08
[35 empty] | 7.3.1.1 A summarized risk map that shows the overall ignition probability and estimated wildfire consequence along the electric lines and equipment | WLDFR | HFTD - Distribution - Tier 3 - 4QU CoRE ¦ 3QU LoRE | 2047 | 0.1722 | 0.0081184 | 0.28656 | 0 | 0.28656 | 0.0050533 | 0.17837 | 0 | 0.17837 | 0.011084 | 0.39124 | 0 | 0.39124 | 0.01164 | 0.41086 | 0 | 0.41086 | 0.049344 | 0.030715 | 0.06737 | 0.070748 | 0.011084 | 0.0019086 | 0.39124 | 0.06737 | 0 | 0 | 0.39124 | 0.06737 | [11 empty] | WLDFR | HFTD - Distribution - Tier 2 - 1QU CoRE ¦ 5QU LoRE | Red Flag Warning - Catastrophic Fires | 2025 | 1.4006e-07 | 7.003e-08 | 1.8008e-07 | 14664.6376 | 233.2301 | 8896.516 | 5534.8915 | 0 | 0 | 0 | 0.00011667 |  | 0.0020539 | 0 | 0.0020539 | 0.001027 | 0 | 0.001027 | 0.0026408 | 0 | 0.0026408 | [16 empty] | 7.3.1.3 Ignition probability mapping showing the probability of ignition along the electric lines and equipmentWLDFRAggregatedAggregated | WLDFR | HFTD - Distribution - Tier 2 - 1QU CoRE ¦ 5QU LoRE | Red Flag Warning - Destructive Fires | Aggregated | Aggregated | 2039 | 1.5517e-05 | 0 | 1628.5067 | 0.02527 | 2039 | Mitigation | 0.08575 | 30 | 0 | esc | 0.0012005 | 1.8628e-08 | 0.00060025 | 9.3141e-09 | 0.0015435 | 2.3951e-08
[35 empty] | 7.3.1.1 A summarized risk map that shows the overall ignition probability and estimated wildfire consequence along the electric lines and equipment | WLDFR | HFTD - Distribution - Tier 3 - 4QU CoRE ¦ 3QU LoRE | 2048 | 0.16093 | 0.0081184 | 0.30083 | 0 | 0.30083 | 0.0050533 | 0.18725 | 0 | 0.18725 | 0.011084 | 0.41072 | 0 | 0.41072 | 0.01164 | 0.43131 | 0 | 0.43131 | 0.048412 | 0.030134 | 0.066097 | 0.069411 | 0.011084 | 0.0017838 | 0.41072 | 0.066097 | 0 | 0 | 0.41072 | 0.066097 | [11 empty] | WLDFR | HFTD - Distribution - Tier 2 - 1QU CoRE ¦ 5QU LoRE | Red Flag Warning - Catastrophic Fires | 2026 | 1.4006e-07 | 7.003e-08 | 1.8008e-07 | 14664.6376 | 233.2301 | 8896.516 | 5534.8915 | 0 | 0 | 0 | 0.00011667 |  | 0.0020539 | 0 | 0.0020539 | 0.001027 | 0 | 0.001027 | 0.0026408 | 0 | 0.0026408 | [16 empty] | 7.3.1.3 Ignition probability mapping showing the probability of ignition along the electric lines and equipmentWLDFRAggregatedAggregated | WLDFR | HFTD - Distribution - Tier 2 - 1QU CoRE ¦ 5QU LoRE | Red Flag Warning - Destructive Fires | Aggregated | Aggregated | 2040 | 1.5517e-05 | 0 | 1628.5067 | 0.02527 | 2040 | Mitigation | 0.08575 | 30 | 0 | esc | 0.0012005 | 1.8628e-08 | 0.00060025 | 9.3141e-09 | 0.0015435 | 2.3951e-08
[35 empty] | 7.3.1.1 A summarized risk map that shows the overall ignition probability and estimated wildfire consequence along the electric lines and equipment | WLDFR | HFTD - Distribution - Tier 3 - 4QU CoRE ¦ 3QU LoRE | 2049 | 0.1504 | 0.0081184 | 0.30083 | 0 | 0.30083 | 0.0050533 | 0.18725 | 0 | 0.18725 | 0.011084 | 0.41072 | 0 | 0.41072 | 0.01164 | 0.43131 | 0 | 0.43131 | 0.045245 | 0.028163 | 0.061773 | 0.06487 | 0.011084 | 0.0016671 | 0.41072 | 0.061773 | 0 | 0 | 0.41072 | 0.061773 | [11 empty] | WLDFR | HFTD - Distribution - Tier 2 - 1QU CoRE ¦ 5QU LoRE | Red Flag Warning - Catastrophic Fires | 2027 | 1.4006e-07 | 7.003e-08 | 1.8008e-07 | 14664.6376 | 233.2301 | 8896.516 | 5534.8915 | 0 | 0 | 0 | 0.00011667 |  | 0.0020539 | 0 | 0.0020539 | 0.001027 | 0 | 0.001027 | 0.0026408 | 0 | 0.0026408 | [16 empty] | 7.3.1.3 Ignition probability mapping showing the probability of ignition along the electric lines and equipmentWLDFRAggregatedAggregated | WLDFR | HFTD - Distribution - Tier 2 - 1QU CoRE ¦ 5QU LoRE | Red Flag Warning - Destructive Fires | Aggregated | Aggregated | 2041 | 1.5517e-05 | 0 | 1628.5067 | 0.02527 | 2041 | Mitigation | 0.08575 | 30 | 0 | esc | 0.0012005 | 1.8628e-08 | 0.00060025 | 9.3141e-09 | 0.0015435 | 2.3951e-08
[35 empty] | 7.3.1.1 A summarized risk map that shows the overall ignition probability and estimated wildfire consequence along the electric lines and equipment | WLDFR | HFTD - Distribution - Tier 3 - 4QU CoRE ¦ 3QU LoRE | 2050 | 0.14056 | 0 | 0 | 0 | 0 | 0.0050533 | 0.18725 | 0 | 0.18725 | 0.011084 | 0.41072 | 0 | 0.41072 | 0.01164 | 0.43131 | 0 | 0.43131 | 0 | 0.02632 | 0.057732 | 0.060627 | 0.011084 | 0.001558 | 0.41072 | 0.057732 | 0 | 0 | 0.41072 | 0.057732 | [11 empty] | WLDFR | HFTD - Distribution - Tier 2 - 1QU CoRE ¦ 5QU LoRE | Red Flag Warning - Catastrophic Fires | 2028 | 1.4006e-07 | 7.003e-08 | 1.8008e-07 | 15317.9909 | 247.273 | 9287.6491 | 5783.0689 | 0 | 0 | 0 | 0.00011667 |  | 0.0021454 | 0 | 0.0021454 | 0.0010727 | 0 | 0.0010727 | 0.0027584 | 0 | 0.0027584 | [16 empty] | 7.3.1.3 Ignition probability mapping showing the probability of ignition along the electric lines and equipmentWLDFRAggregatedAggregated | WLDFR | HFTD - Distribution - Tier 2 - 1QU CoRE ¦ 5QU LoRE | Red Flag Warning - Destructive Fires | Aggregated | Aggregated | 2042 | 1.5517e-05 | 0 | 1628.5067 | 0.02527 | 2042 | Mitigation | 0.08575 | 30 | 0 | esc | 0.0012005 | 1.8628e-08 | 0.00060025 | 9.3141e-09 | 0.0015435 | 2.3951e-08
[35 empty] | 7.3.1.1 A summarized risk map that shows the overall ignition probability and estimated wildfire consequence along the electric lines and equipment | WLDFR | HFTD - Distribution - Tier 3 - 4QU CoRE ¦ 3QU LoRE | 2051 | 0.13137 | 0 | 0 | 0 | 0 | 0 | 0 | 0 | 0 | 0.011084 | 0.41072 | 0 | 0.41072 | 0.01164 | 0.43131 | 0 | 0.43131 | 0 | 0 | 0.053955 | 0.05666 | 0.011084 | 0.0014561 | 0.41072 | 0.053955 | 0 | 0 | 0.41072 | 0.053955 | [11 empty] | WLDFR | HFTD - Distribution - Tier 2 - 1QU CoRE ¦ 5QU LoRE | Red Flag Warning - Catastrophic Fires | 2029 | 1.4006e-07 | 7.003e-08 | 1.8008e-07 | 15317.9909 | 247.273 | 9287.6491 | 5783.0689 | 0 | 0 | 0 | 0.00011667 |  | 0.0021454 | 0 | 0.0021454 | 0.0010727 | 0 | 0.0010727 | 0.0027584 | 0 | 0.0027584 | [16 empty] | 7.3.1.3 Ignition probability mapping showing the probability of ignition along the electric lines and equipmentWLDFRAggregatedAggregated | WLDFR | HFTD - Distribution - Tier 2 - 1QU CoRE ¦ 5QU LoRE | Red Flag Warning - Destructive Fires | Aggregated | Aggregated | 2043 | 1.5517e-05 | 0 | 1628.5067 | 0.02527 | 2043 | Mitigation | 0.08575 | 30 | 0 | esc | 0.0012005 | 1.8628e-08 | 0.00060025 | 9.3141e-09 | 0.0015435 | 2.3951e-08
[35 empty] | 7.3.1.1 A summarized risk map that shows the overall ignition probability and estimated wildfire consequence along the electric lines and equipment | WLDFR | HFTD - Distribution - Tier 3 - 4QU CoRE ¦ 3QU LoRE | 2052 | 0.12277 | 0 | 0 | 0 | 0 | 0 | 0 | 0 | 0 | 0 | 0 | 0 | 0 | 0.01164 | 0.43131 | 0 | 0.43131 | 0 | 0 | 0 | 0.052954 | 0 | 0 | 0 | 0 | 0 | 0 | 0 | 0 | [11 empty] | WLDFR | HFTD - Distribution - Tier 2 - 1QU CoRE ¦ 5QU LoRE | Red Flag Warning - Catastrophic Fires | 2030 | 1.4006e-07 | 7.003e-08 | 1.8008e-07 | 15317.9909 | 247.273 | 9287.6491 | 5783.0689 | 0 | 0 | 0 | 0.00011667 |  | 0.0021454 | 0 | 0.0021454 | 0.0010727 | 0 | 0.0010727 | 0.0027584 | 0 | 0.0027584 | [16 empty] | 7.3.1.3 Ignition probability mapping showing the probability of ignition along the electric lines and equipmentWLDFRAggregatedAggregated | WLDFR | HFTD - Distribution - Tier 2 - 1QU CoRE ¦ 5QU LoRE | Red Flag Warning - Destructive Fires | Aggregated | Aggregated | 2044 | 1.5517e-05 | 0 | 1628.5067 | 0.02527 | 2044 | Mitigation | 0.08575 | 30 | 0 | esc | 0.0012005 | 1.8628e-08 | 0.00060025 | 9.3141e-09 | 0.0015435 | 2.3951e-08
[35 empty] | 7.3.1.1 A summarized risk map that shows the overall ignition probability and estimated wildfire consequence along the electric lines and equipment | WLDFR | HFTD - Distribution - Tier 3 - 4QU CoRE ¦ 4QU LoRE | 2020 | 1 | 0.0034678 | 0.12119 | 0 | 0.12119 | 0 | 0 | 0 | 0 | 0 | 0 | 0 | 0 | 0 | 0 | 0 | 0 | 0.12119 | 0 | 0 | 0 | 0 | 0 | 0 | 0 | 0 | 0 | 0 | 0 | [11 empty] | WLDFR | HFTD - Distribution - Tier 2 - 1QU CoRE ¦ 5QU LoRE | Red Flag Warning - Catastrophic Fires | 2031 | 1.4006e-07 | 7.003e-08 | 1.8008e-07 | 15317.9909 | 247.273 | 9287.6491 | 5783.0689 | 0 | 0 | 0 | 0.00011667 |  | 0.0021454 | 0 | 0.0021454 | 0.0010727 | 0 | 0.0010727 | 0.0027584 | 0 | 0.0027584 | [16 empty] | 7.3.1.3 Ignition probability mapping showing the probability of ignition along the electric lines and equipmentWLDFRAggregatedAggregated | WLDFR | HFTD - Distribution - Tier 2 - 1QU CoRE ¦ 5QU LoRE | Red Flag Warning - Destructive Fires | Aggregated | Aggregated | 2045 | 1.5517e-05 | 0 | 1628.5067 | 0.02527 | 2045 | Mitigation | 0.08575 | 30 | 0 | esc | 0.0012005 | 1.8628e-08 | 0.00060025 | 9.3141e-09 | 0.0015435 | 2.3951e-08
[35 empty] | 7.3.1.1 A summarized risk map that shows the overall ignition probability and estimated wildfire consequence along the electric lines and equipment | WLDFR | HFTD - Distribution - Tier 3 - 4QU CoRE ¦ 4QU LoRE | 2021 | 1 | 0.0034678 | 0.12119 | 0 | 0.12119 | 0.0021586 | 0.075432 | 0 | 0.075432 | 0 | 0 | 0 | 0 | 0 | 0 | 0 | 0 | 0.12119 | 0.075432 | 0 | 0 | 0 | 0 | 0 | 0 | 0 | 0 | 0 | 0 | [11 empty] | WLDFR | HFTD - Distribution - Tier 2 - 1QU CoRE ¦ 5QU LoRE | Red Flag Warning - Catastrophic Fires | 2032 | 1.4006e-07 | 7.003e-08 | 1.8008e-07 | 15317.9909 | 247.273 | 9287.6491 | 5783.0689 | 0 | 0 | 0 | 0.00011667 |  | 0.0021454 | 0 | 0.0021454 | 0.0010727 | 0 | 0.0010727 | 0.0027584 | 0 | 0.0027584 | [16 empty] | 7.3.1.3 Ignition probability mapping showing the probability of ignition along the electric lines and equipmentWLDFRAggregatedAggregated | WLDFR | HFTD - Distribution - Tier 2 - 1QU CoRE ¦ 5QU LoRE | Red Flag Warning - Destructive Fires | Aggregated | Aggregated | 2046 | 1.5517e-05 | 0 | 1628.5067 | 0.02527 | 2046 | Mitigation | 0.08575 | 30 | 0 | esc | 0.0012005 | 1.8628e-08 | 0.00060025 | 9.3141e-09 | 0.0015435 | 2.3951e-08
[35 empty] | 7.3.1.1 A summarized risk map that shows the overall ignition probability and estimated wildfire consequence along the electric lines and equipment | WLDFR | HFTD - Distribution - Tier 3 - 4QU CoRE ¦ 4QU LoRE | 2022 | 0.93458 | 0.0034207 | 0.12404 | 0 | 0.12404 | 0.0021292 | 0.077212 | 0 | 0.077212 | 0.004628 | 0.16782 | 0 | 0.16782 | 0 | 0 | 0 | 0 | 0.11593 | 0.07216 | 0.15685 | 0 | 0.004628 | 0.0043252 | 0.16782 | 0.15685 | 0 | 0 | 0.16782 | 0.15685 | [11 empty] | WLDFR | HFTD - Distribution - Tier 2 - 1QU CoRE ¦ 5QU LoRE | Red Flag Warning - Catastrophic Fires | 2033 | 1.4006e-07 | 7.003e-08 | 1.8008e-07 | 16044.1264 | 263.1074 | 9721.74 | 6059.2791 | 0 | 0 | 0 | 0.00011667 |  | 0.0022471 | 0 | 0.0022471 | 0.0011236 | 0 | 0.0011236 | 0.0028892 | 0 | 0.0028892 | [16 empty] | 7.3.1.3 Ignition probability mapping showing the probability of ignition along the electric lines and equipmentWLDFRAggregatedAggregated | WLDFR | HFTD - Distribution - Tier 2 - 1QU CoRE ¦ 5QU LoRE | Red Flag Warning - Destructive Fires | Aggregated | Aggregated | 2047 | 1.5517e-05 | 0 | 1628.5067 | 0.02527 | 2047 | Mitigation | 0.08575 | 30 | 0 | esc | 0.0012005 | 1.8628e-08 | 0.00060025 | 9.3141e-09 | 0.0015435 | 2.3951e-08
[35 empty] | 7.3.1.1 A summarized risk map that shows the overall ignition probability and estimated wildfire consequence along the electric lines and equipment | WLDFR | HFTD - Distribution - Tier 3 - 4QU CoRE ¦ 4QU LoRE | 2023 | 0.87344 | 0.0034207 | 0.12859 | 0 | 0.12859 | 0.0021292 | 0.08004 | 0 | 0.08004 | 0.004628 | 0.17397 | 0 | 0.17397 | 0.0048601 | 0.1827 | 0 | 0.1827 | 0.11231 | 0.06991 | 0.15195 | 0.15957 | 0.004628 | 0.0040423 | 0.17397 | 0.15195 | 0 | 0 | 0.17397 | 0.15195 | [11 empty] | WLDFR | HFTD - Distribution - Tier 2 - 1QU CoRE ¦ 5QU LoRE | Red Flag Warning - Catastrophic Fires | 2034 | 1.4006e-07 | 7.003e-08 | 1.8008e-07 | 16044.1264 | 263.1074 | 9721.74 | 6059.2791 | 0 | 0 | 0 | 0.00011667 |  | 0.0022471 | 0 | 0.0022471 | 0.0011236 | 0 | 0.0011236 | 0.0028892 | 0 | 0.0028892 | [16 empty] | 7.3.1.3 Ignition probability mapping showing the probability of ignition along the electric lines and equipmentWLDFRAggregatedAggregated | WLDFR | HFTD - Distribution - Tier 2 - 1QU CoRE ¦ 5QU LoRE | Red Flag Warning - Destructive Fires | Aggregated | Aggregated | 2048 | 1.5517e-05 | 0 | 1628.5067 | 0.02527 | 2048 | Mitigation | 0.08575 | 30 | 0 | esc | 0.0012005 | 1.8628e-08 | 0.00060025 | 9.3141e-09 | 0.0015435 | 2.3951e-08
[35 empty] | 7.3.1.1 A summarized risk map that shows the overall ignition probability and estimated wildfire consequence along the electric lines and equipment | WLDFR | HFTD - Distribution - Tier 3 - 4QU CoRE ¦ 4QU LoRE | 2024 | 0.8163 | 0.0034207 | 0.12859 | 0 | 0.12859 | 0.0021292 | 0.08004 | 0 | 0.08004 | 0.004628 | 0.17397 | 0 | 0.17397 | 0.0048601 | 0.1827 | 0 | 0.1827 | 0.10497 | 0.065337 | 0.14201 | 0.14913 | 0.004628 | 0.0037778 | 0.17397 | 0.14201 | 0 | 0 | 0.17397 | 0.14201 | [11 empty] | WLDFR | HFTD - Distribution - Tier 2 - 1QU CoRE ¦ 5QU LoRE | Red Flag Warning - Catastrophic Fires | 2035 | 1.4006e-07 | 7.003e-08 | 1.8008e-07 | 16044.1264 | 263.1074 | 9721.74 | 6059.2791 | 0 | 0 | 0 | 0.00011667 |  | 0.0022471 | 0 | 0.0022471 | 0.0011236 | 0 | 0.0011236 | 0.0028892 | 0 | 0.0028892 | [16 empty] | 7.3.1.3 Ignition probability mapping showing the probability of ignition along the electric lines and equipmentWLDFRAggregatedAggregated | WLDFR | HFTD - Distribution - Tier 2 - 1QU CoRE ¦ 5QU LoRE | Red Flag Warning - Destructive Fires | Aggregated | Aggregated | 2049 | 1.5517e-05 | 0 | 1628.5067 | 0.02527 | 2049 | Mitigation | 0.08575 | 30 | 0 | esc | 0.0012005 | 1.8628e-08 | 0.00060025 | 9.3141e-09 | 0.0015435 | 2.3951e-08
[35 empty] | 7.3.1.1 A summarized risk map that shows the overall ignition probability and estimated wildfire consequence along the electric lines and equipment | WLDFR | HFTD - Distribution - Tier 3 - 4QU CoRE ¦ 4QU LoRE | 2025 | 0.7629 | 0.0034207 | 0.12859 | 0 | 0.12859 | 0.0021292 | 0.08004 | 0 | 0.08004 | 0.004628 | 0.17397 | 0 | 0.17397 | 0.0048601 | 0.1827 | 0 | 0.1827 | 0.098099 | 0.061062 | 0.13272 | 0.13938 | 0.004628 | 0.0035307 | 0.17397 | 0.13272 | 0 | 0 | 0.17397 | 0.13272 | [11 empty] | WLDFR | HFTD - Distribution - Tier 2 - 1QU CoRE ¦ 5QU LoRE | Red Flag Warning - Catastrophic Fires | 2036 | 1.4006e-07 | 7.003e-08 | 1.8008e-07 | 16044.1264 | 263.1074 | 9721.74 | 6059.2791 | 0 | 0 | 0 | 0.00011667 |  | 0.0022471 | 0 | 0.0022471 | 0.0011236 | 0 | 0.0011236 | 0.0028892 | 0 | 0.0028892 | [16 empty] | 7.3.1.3 Ignition probability mapping showing the probability of ignition along the electric lines and equipmentWLDFRAggregatedAggregated | WLDFR | HFTD - Distribution - Tier 2 - 1QU CoRE ¦ 5QU LoRE | Red Flag Warning - Destructive Fires | Aggregated | Aggregated | 2050 | 1.5517e-05 | 0 | 1628.5067 | 0.02527 | 2050 | Mitigation | 0.08575 | 30 | 0 | esc | 0 | 0 | 0.00060025 | 9.3141e-09 | 0.0015435 | 2.3951e-08
[35 empty] | 7.3.1.1 A summarized risk map that shows the overall ignition probability and estimated wildfire consequence along the electric lines and equipment | WLDFR | HFTD - Distribution - Tier 3 - 4QU CoRE ¦ 4QU LoRE | 2026 | 0.71299 | 0.0034207 | 0.12859 | 0 | 0.12859 | 0.0021292 | 0.08004 | 0 | 0.08004 | 0.004628 | 0.17397 | 0 | 0.17397 | 0.0048601 | 0.1827 | 0 | 0.1827 | 0.091682 | 0.057068 | 0.12404 | 0.13026 | 0.004628 | 0.0032997 | 0.17397 | 0.12404 | 0 | 0 | 0.17397 | 0.12404 | [11 empty] | WLDFR | HFTD - Distribution - Tier 2 - 1QU CoRE ¦ 5QU LoRE | Red Flag Warning - Catastrophic Fires | 2037 | 1.4006e-07 | 7.003e-08 | 1.8008e-07 | 16044.1264 | 263.1074 | 9721.74 | 6059.2791 | 0 | 0 | 0 | 0.00011667 |  | 0.0022471 | 0 | 0.0022471 | 0.0011236 | 0 | 0.0011236 | 0.0028892 | 0 | 0.0028892 | [16 empty] | 7.3.1.3 Ignition probability mapping showing the probability of ignition along the electric lines and equipmentWLDFRAggregatedAggregated | WLDFR | HFTD - Distribution - Tier 2 - 1QU CoRE ¦ 5QU LoRE | Red Flag Warning - Destructive Fires | Aggregated | Aggregated | 2051 | 1.5517e-05 | 0 | 1628.5067 | 0.02527 | 2051 | Mitigation | 0.08575 | 30 | 0 | esc | 0 | 0 | 0 | 0 | 0.0015435 | 2.3951e-08
[35 empty] | 7.3.1.1 A summarized risk map that shows the overall ignition probability and estimated wildfire consequence along the electric lines and equipment | WLDFR | HFTD - Distribution - Tier 3 - 4QU CoRE ¦ 4QU LoRE | 2027 | 0.66634 | 0.0034207 | 0.12859 | 0 | 0.12859 | 0.0021292 | 0.08004 | 0 | 0.08004 | 0.004628 | 0.17397 | 0 | 0.17397 | 0.0048601 | 0.1827 | 0 | 0.1827 | 0.085684 | 0.053334 | 0.11593 | 0.12174 | 0.004628 | 0.0030838 | 0.17397 | 0.11593 | 0 | 0 | 0.17397 | 0.11593 | [11 empty] | WLDFR | HFTD - Distribution - Tier 2 - 1QU CoRE ¦ 5QU LoRE | Red Flag Warning - Catastrophic Fires | 2038 | 1.4006e-07 | 7.003e-08 | 1.8008e-07 | 16832.3912 | 280.5544 | 10192.2718 | 6359.5651 | 0 | 0 | 0 | 0.00011667 |  | 0.0023575 | 0 | 0.0023575 | 0.0011788 | 0 | 0.0011788 | 0.0030311 | 0 | 0.0030311 | [16 empty] | 7.3.1.3 Ignition probability mapping showing the probability of ignition along the electric lines and equipmentWLDFRAggregatedAggregated | WLDFR | HFTD - Distribution - Tier 2 - 1QU CoRE ¦ 5QU LoRE | Red Flag Warning - Large Fires | Aggregated | Aggregated | 2021 | 5.9601e-05 | 0 | 1628.5067 | 0.09706 | 2021 | Mitigation | 0.08575 | 30 | 0 | esc | 0.0012005 | 7.1551e-08 | 0.00060025 | 3.5775e-08 | 0 | 0
[35 empty] | 7.3.1.1 A summarized risk map that shows the overall ignition probability and estimated wildfire consequence along the electric lines and equipment | WLDFR | HFTD - Distribution - Tier 3 - 4QU CoRE ¦ 4QU LoRE | 2028 | 0.62275 | 0.0034207 | 0.13431 | 0 | 0.13431 | 0.0021292 | 0.083605 | 0 | 0.083605 | 0.004628 | 0.18172 | 0 | 0.18172 | 0.0048601 | 0.19083 | 0 | 0.19083 | 0.083644 | 0.052065 | 0.11317 | 0.11884 | 0.004628 | 0.0028821 | 0.18172 | 0.11317 | 0 | 0 | 0.18172 | 0.11317 | [11 empty] | WLDFR | HFTD - Distribution - Tier 2 - 1QU CoRE ¦ 5QU LoRE | Red Flag Warning - Catastrophic Fires | 2039 | 1.4006e-07 | 7.003e-08 | 1.8008e-07 | 16832.3912 | 280.5544 | 10192.2718 | 6359.5651 | 0 | 0 | 0 | 0.00011667 |  | 0.0023575 | 0 | 0.0023575 | 0.0011788 | 0 | 0.0011788 | 0.0030311 | 0 | 0.0030311 | [16 empty] | 7.3.1.3 Ignition probability mapping showing the probability of ignition along the electric lines and equipmentWLDFRAggregatedAggregated | WLDFR | HFTD - Distribution - Tier 2 - 1QU CoRE ¦ 5QU LoRE | Red Flag Warning - Large Fires | Aggregated | Aggregated | 2022 | 5.9601e-05 | 0 | 1628.5067 | 0.09706 | 2022 | Mitigation | 0.08575 | 30 | 0 | esc | 0.0012005 | 7.1551e-08 | 0.00060025 | 3.5775e-08 | 0.0015435 | 9.1994e-08
[35 empty] | 7.3.1.1 A summarized risk map that shows the overall ignition probability and estimated wildfire consequence along the electric lines and equipment | WLDFR | HFTD - Distribution - Tier 3 - 4QU CoRE ¦ 4QU LoRE | 2029 | 0.58201 | 0.0034207 | 0.13431 | 0 | 0.13431 | 0.0021292 | 0.083605 | 0 | 0.083605 | 0.004628 | 0.18172 | 0 | 0.18172 | 0.0048601 | 0.19083 | 0 | 0.19083 | 0.078172 | 0.048659 | 0.10576 | 0.11107 | 0.004628 | 0.0026935 | 0.18172 | 0.10576 | 0 | 0 | 0.18172 | 0.10576 | [11 empty] | WLDFR | HFTD - Distribution - Tier 2 - 1QU CoRE ¦ 5QU LoRE | Red Flag Warning - Catastrophic Fires | 2040 | 1.4006e-07 | 7.003e-08 | 1.8008e-07 | 16832.3912 | 280.5544 | 10192.2718 | 6359.5651 | 0 | 0 | 0 | 0.00011667 |  | 0.0023575 | 0 | 0.0023575 | 0.0011788 | 0 | 0.0011788 | 0.0030311 | 0 | 0.0030311 | [16 empty] | 7.3.1.3 Ignition probability mapping showing the probability of ignition along the electric lines and equipmentWLDFRAggregatedAggregated | WLDFR | HFTD - Distribution - Tier 2 - 1QU CoRE ¦ 5QU LoRE | Red Flag Warning - Large Fires | Aggregated | Aggregated | 2023 | 5.9601e-05 | 0 | 1628.5067 | 0.09706 | 2023 | Mitigation | 0.08575 | 30 | 0 | esc | 0.0012005 | 7.1551e-08 | 0.00060025 | 3.5775e-08 | 0.0015435 | 9.1994e-08
[35 empty] | 7.3.1.1 A summarized risk map that shows the overall ignition probability and estimated wildfire consequence along the electric lines and equipment | WLDFR | HFTD - Distribution - Tier 3 - 4QU CoRE ¦ 4QU LoRE | 2030 | 0.54393 | 0.0034207 | 0.13431 | 0 | 0.13431 | 0.0021292 | 0.083605 | 0 | 0.083605 | 0.004628 | 0.18172 | 0 | 0.18172 | 0.0048601 | 0.19083 | 0 | 0.19083 | 0.073058 | 0.045475 | 0.098844 | 0.1038 | 0.004628 | 0.0025173 | 0.18172 | 0.098844 | 0 | 0 | 0.18172 | 0.098844 | [11 empty] | WLDFR | HFTD - Distribution - Tier 2 - 1QU CoRE ¦ 5QU LoRE | Red Flag Warning - Catastrophic Fires | 2041 | 1.4006e-07 | 7.003e-08 | 1.8008e-07 | 16832.3912 | 280.5544 | 10192.2718 | 6359.5651 | 0 | 0 | 0 | 0.00011667 |  | 0.0023575 | 0 | 0.0023575 | 0.0011788 | 0 | 0.0011788 | 0.0030311 | 0 | 0.0030311 | [16 empty] | 7.3.1.3 Ignition probability mapping showing the probability of ignition along the electric lines and equipmentWLDFRAggregatedAggregated | WLDFR | HFTD - Distribution - Tier 2 - 1QU CoRE ¦ 5QU LoRE | Red Flag Warning - Large Fires | Aggregated | Aggregated | 2024 | 5.9601e-05 | 0 | 1628.5067 | 0.09706 | 2024 | Mitigation | 0.08575 | 30 | 0 | esc | 0.0012005 | 7.1551e-08 | 0.00060025 | 3.5775e-08 | 0.0015435 | 9.1994e-08
[35 empty] | 7.3.1.1 A summarized risk map that shows the overall ignition probability and estimated wildfire consequence along the electric lines and equipment | WLDFR | HFTD - Distribution - Tier 3 - 4QU CoRE ¦ 4QU LoRE | 2031 | 0.50835 | 0.0034207 | 0.13431 | 0 | 0.13431 | 0.0021292 | 0.083605 | 0 | 0.083605 | 0.004628 | 0.18172 | 0 | 0.18172 | 0.0048601 | 0.19083 | 0 | 0.19083 | 0.068279 | 0.0425 | 0.092377 | 0.09701 | 0.004628 | 0.0023526 | 0.18172 | 0.092377 | 0 | 0 | 0.18172 | 0.092377 | [11 empty] | WLDFR | HFTD - Distribution - Tier 2 - 1QU CoRE ¦ 5QU LoRE | Red Flag Warning - Catastrophic Fires | 2042 | 1.4006e-07 | 7.003e-08 | 1.8008e-07 | 16832.3912 | 280.5544 | 10192.2718 | 6359.5651 | 0 | 0 | 0 | 0.00011667 |  | 0.0023575 | 0 | 0.0023575 | 0.0011788 | 0 | 0.0011788 | 0.0030311 | 0 | 0.0030311 | [16 empty] | 7.3.1.3 Ignition probability mapping showing the probability of ignition along the electric lines and equipmentWLDFRAggregatedAggregated | WLDFR | HFTD - Distribution - Tier 2 - 1QU CoRE ¦ 5QU LoRE | Red Flag Warning - Large Fires | Aggregated | Aggregated | 2025 | 5.9601e-05 | 0 | 1628.5067 | 0.09706 | 2025 | Mitigation | 0.08575 | 30 | 0 | esc | 0.0012005 | 7.1551e-08 | 0.00060025 | 3.5775e-08 | 0.0015435 | 9.1994e-08
[35 empty] | 7.3.1.1 A summarized risk map that shows the overall ignition probability and estimated wildfire consequence along the electric lines and equipment | WLDFR | HFTD - Distribution - Tier 3 - 4QU CoRE ¦ 4QU LoRE | 2032 | 0.47509 | 0.0034207 | 0.13431 | 0 | 0.13431 | 0.0021292 | 0.083605 | 0 | 0.083605 | 0.004628 | 0.18172 | 0 | 0.18172 | 0.0048601 | 0.19083 | 0 | 0.19083 | 0.063812 | 0.03972 | 0.086334 | 0.090663 | 0.004628 | 0.0021987 | 0.18172 | 0.086334 | 0 | 0 | 0.18172 | 0.086334 | [11 empty] | WLDFR | HFTD - Distribution - Tier 2 - 1QU CoRE ¦ 5QU LoRE | Red Flag Warning - Catastrophic Fires | 2043 | 1.4006e-07 | 7.003e-08 | 1.8008e-07 | 17672.0852 | 299.42 | 10692.7362 | 6679.929 | 0 | 0 | 0 | 0.00011667 |  | 0.0024751 | 0 | 0.0024751 | 0.0012376 | 0 | 0.0012376 | 0.0031823 | 0 | 0.0031823 | [16 empty] | 7.3.1.3 Ignition probability mapping showing the probability of ignition along the electric lines and equipmentWLDFRAggregatedAggregated | WLDFR | HFTD - Distribution - Tier 2 - 1QU CoRE ¦ 5QU LoRE | Red Flag Warning - Large Fires | Aggregated | Aggregated | 2026 | 5.9601e-05 | 0 | 1628.5067 | 0.09706 | 2026 | Mitigation | 0.08575 | 30 | 0 | esc | 0.0012005 | 7.1551e-08 | 0.00060025 | 3.5775e-08 | 0.0015435 | 9.1994e-08
[35 empty] | 7.3.1.1 A summarized risk map that shows the overall ignition probability and estimated wildfire consequence along the electric lines and equipment | WLDFR | HFTD - Distribution - Tier 3 - 4QU CoRE ¦ 4QU LoRE | 2033 | 0.44401 | 0.0034207 | 0.14068 | 0 | 0.14068 | 0.0021292 | 0.087566 | 0 | 0.087566 | 0.004628 | 0.19033 | 0 | 0.19033 | 0.0048601 | 0.19987 | 0 | 0.19987 | 0.062463 | 0.03888 | 0.084509 | 0.088746 | 0.004628 | 0.0020549 | 0.19033 | 0.084509 | 0 | 0 | 0.19033 | 0.084509 | [11 empty] | WLDFR | HFTD - Distribution - Tier 2 - 1QU CoRE ¦ 5QU LoRE | Red Flag Warning - Catastrophic Fires | 2044 | 1.4006e-07 | 7.003e-08 | 1.8008e-07 | 17672.0852 | 299.42 | 10692.7362 | 6679.929 | 0 | 0 | 0 | 0.00011667 |  | 0.0024751 | 0 | 0.0024751 | 0.0012376 | 0 | 0.0012376 | 0.0031823 | 0 | 0.0031823 | [16 empty] | 7.3.1.3 Ignition probability mapping showing the probability of ignition along the electric lines and equipmentWLDFRAggregatedAggregated | WLDFR | HFTD - Distribution - Tier 2 - 1QU CoRE ¦ 5QU LoRE | Red Flag Warning - Large Fires | Aggregated | Aggregated | 2027 | 5.9601e-05 | 0 | 1628.5067 | 0.09706 | 2027 | Mitigation | 0.08575 | 30 | 0 | esc | 0.0012005 | 7.1551e-08 | 0.00060025 | 3.5775e-08 | 0.0015435 | 9.1994e-08
[35 empty] | 7.3.1.1 A summarized risk map that shows the overall ignition probability and estimated wildfire consequence along the electric lines and equipment | WLDFR | HFTD - Distribution - Tier 3 - 4QU CoRE ¦ 4QU LoRE | 2034 | 0.41496 | 0.0034207 | 0.14068 | 0 | 0.14068 | 0.0021292 | 0.087566 | 0 | 0.087566 | 0.004628 | 0.19033 | 0 | 0.19033 | 0.0048601 | 0.19987 | 0 | 0.19987 | 0.058376 | 0.036337 | 0.07898 | 0.082941 | 0.004628 | 0.0019205 | 0.19033 | 0.07898 | 0 | 0 | 0.19033 | 0.07898 | [11 empty] | WLDFR | HFTD - Distribution - Tier 2 - 1QU CoRE ¦ 5QU LoRE | Red Flag Warning - Catastrophic Fires | 2045 | 1.4006e-07 | 7.003e-08 | 1.8008e-07 | 17672.0852 | 299.42 | 10692.7362 | 6679.929 | 0 | 0 | 0 | 0.00011667 |  | 0.0024751 | 0 | 0.0024751 | 0.0012376 | 0 | 0.0012376 | 0.0031823 | 0 | 0.0031823 | [16 empty] | 7.3.1.3 Ignition probability mapping showing the probability of ignition along the electric lines and equipmentWLDFRAggregatedAggregated | WLDFR | HFTD - Distribution - Tier 2 - 1QU CoRE ¦ 5QU LoRE | Red Flag Warning - Large Fires | Aggregated | Aggregated | 2028 | 5.9601e-05 | 0 | 1628.5067 | 0.09706 | 2028 | Mitigation | 0.08575 | 30 | 0 | esc | 0.0012005 | 7.1551e-08 | 0.00060025 | 3.5775e-08 | 0.0015435 | 9.1994e-08
[35 empty] | 7.3.1.1 A summarized risk map that shows the overall ignition probability and estimated wildfire consequence along the electric lines and equipment | WLDFR | HFTD - Distribution - Tier 3 - 4QU CoRE ¦ 4QU LoRE | 2035 | 0.38782 | 0.0034207 | 0.14068 | 0 | 0.14068 | 0.0021292 | 0.087566 | 0 | 0.087566 | 0.004628 | 0.19033 | 0 | 0.19033 | 0.0048601 | 0.19987 | 0 | 0.19987 | 0.054557 | 0.03396 | 0.073813 | 0.077515 | 0.004628 | 0.0017948 | 0.19033 | 0.073813 | 0 | 0 | 0.19033 | 0.073813 | [11 empty] | WLDFR | HFTD - Distribution - Tier 2 - 1QU CoRE ¦ 5QU LoRE | Red Flag Warning - Catastrophic Fires | 2046 | 1.4006e-07 | 7.003e-08 | 1.8008e-07 | 17672.0852 | 299.42 | 10692.7362 | 6679.929 | 0 | 0 | 0 | 0.00011667 |  | 0.0024751 | 0 | 0.0024751 | 0.0012376 | 0 | 0.0012376 | 0.0031823 | 0 | 0.0031823 | [16 empty] | 7.3.1.3 Ignition probability mapping showing the probability of ignition along the electric lines and equipmentWLDFRAggregatedAggregated | WLDFR | HFTD - Distribution - Tier 2 - 1QU CoRE ¦ 5QU LoRE | Red Flag Warning - Large Fires | Aggregated | Aggregated | 2029 | 5.9601e-05 | 0 | 1628.5067 | 0.09706 | 2029 | Mitigation | 0.08575 | 30 | 0 | esc | 0.0012005 | 7.1551e-08 | 0.00060025 | 3.5775e-08 | 0.0015435 | 9.1994e-08
[35 empty] | 7.3.1.1 A summarized risk map that shows the overall ignition probability and estimated wildfire consequence along the electric lines and equipment | WLDFR | HFTD - Distribution - Tier 3 - 4QU CoRE ¦ 4QU LoRE | 2036 | 0.36245 | 0.0034207 | 0.14068 | 0 | 0.14068 | 0.0021292 | 0.087566 | 0 | 0.087566 | 0.004628 | 0.19033 | 0 | 0.19033 | 0.0048601 | 0.19987 | 0 | 0.19987 | 0.050988 | 0.031738 | 0.068984 | 0.072444 | 0.004628 | 0.0016774 | 0.19033 | 0.068984 | 0 | 0 | 0.19033 | 0.068984 | [11 empty] | WLDFR | HFTD - Distribution - Tier 2 - 1QU CoRE ¦ 5QU LoRE | Red Flag Warning - Catastrophic Fires | 2047 | 1.4006e-07 | 7.003e-08 | 1.8008e-07 | 17672.0852 | 299.42 | 10692.7362 | 6679.929 | 0 | 0 | 0 | 0.00011667 |  | 0.0024751 | 0 | 0.0024751 | 0.0012376 | 0 | 0.0012376 | 0.0031823 | 0 | 0.0031823 | [16 empty] | 7.3.1.3 Ignition probability mapping showing the probability of ignition along the electric lines and equipmentWLDFRAggregatedAggregated | WLDFR | HFTD - Distribution - Tier 2 - 1QU CoRE ¦ 5QU LoRE | Red Flag Warning - Large Fires | Aggregated | Aggregated | 2030 | 5.9601e-05 | 0 | 1628.5067 | 0.09706 | 2030 | Mitigation | 0.08575 | 30 | 0 | esc | 0.0012005 | 7.1551e-08 | 0.00060025 | 3.5775e-08 | 0.0015435 | 9.1994e-08
[35 empty] | 7.3.1.1 A summarized risk map that shows the overall ignition probability and estimated wildfire consequence along the electric lines and equipment | WLDFR | HFTD - Distribution - Tier 3 - 4QU CoRE ¦ 4QU LoRE | 2037 | 0.33873 | 0.0034207 | 0.14068 | 0 | 0.14068 | 0.0021292 | 0.087566 | 0 | 0.087566 | 0.004628 | 0.19033 | 0 | 0.19033 | 0.0048601 | 0.19987 | 0 | 0.19987 | 0.047653 | 0.029662 | 0.064471 | 0.067704 | 0.004628 | 0.0015677 | 0.19033 | 0.064471 | 0 | 0 | 0.19033 | 0.064471 | [11 empty] | WLDFR | HFTD - Distribution - Tier 2 - 1QU CoRE ¦ 5QU LoRE | Red Flag Warning - Catastrophic Fires | 2048 | 1.4006e-07 | 7.003e-08 | 1.8008e-07 | 18552.3348 | 319.4911 | 11216.5626 | 7016.281 | 0 | 0 | 0 | 0.00011667 |  | 0.0025984 | 0 | 0.0025984 | 0.0012992 | 0 | 0.0012992 | 0.0033408 | 0 | 0.0033408 | [16 empty] | 7.3.1.3 Ignition probability mapping showing the probability of ignition along the electric lines and equipmentWLDFRAggregatedAggregated | WLDFR | HFTD - Distribution - Tier 2 - 1QU CoRE ¦ 5QU LoRE | Red Flag Warning - Large Fires | Aggregated | Aggregated | 2031 | 5.9601e-05 | 0 | 1628.5067 | 0.09706 | 2031 | Mitigation | 0.08575 | 30 | 0 | esc | 0.0012005 | 7.1551e-08 | 0.00060025 | 3.5775e-08 | 0.0015435 | 9.1994e-08
[35 empty] | 7.3.1.1 A summarized risk map that shows the overall ignition probability and estimated wildfire consequence along the electric lines and equipment | WLDFR | HFTD - Distribution - Tier 3 - 4QU CoRE ¦ 4QU LoRE | 2038 | 0.31657 | 0.0034207 | 0.14759 | 0 | 0.14759 | 0.0021292 | 0.091866 | 0 | 0.091866 | 0.004628 | 0.19968 | 0 | 0.19968 | 0.0048601 | 0.20969 | 0 | 0.20969 | 0.046722 | 0.029082 | 0.063212 | 0.066382 | 0.004628 | 0.0014651 | 0.19968 | 0.063212 | 0 | 0 | 0.19968 | 0.063212 | [11 empty] | WLDFR | HFTD - Distribution - Tier 2 - 1QU CoRE ¦ 5QU LoRE | Red Flag Warning - Catastrophic Fires | 2049 | 1.4006e-07 | 7.003e-08 | 1.8008e-07 | 18552.3348 | 319.4911 | 11216.5626 | 7016.281 | 0 | 0 | 0 | 0.00011667 |  | 0.0025984 | 0 | 0.0025984 | 0.0012992 | 0 | 0.0012992 | 0.0033408 | 0 | 0.0033408 | [16 empty] | 7.3.1.3 Ignition probability mapping showing the probability of ignition along the electric lines and equipmentWLDFRAggregatedAggregated | WLDFR | HFTD - Distribution - Tier 2 - 1QU CoRE ¦ 5QU LoRE | Red Flag Warning - Large Fires | Aggregated | Aggregated | 2032 | 5.9601e-05 | 0 | 1628.5067 | 0.09706 | 2032 | Mitigation | 0.08575 | 30 | 0 | esc | 0.0012005 | 7.1551e-08 | 0.00060025 | 3.5775e-08 | 0.0015435 | 9.1994e-08
[35 empty] | 7.3.1.1 A summarized risk map that shows the overall ignition probability and estimated wildfire consequence along the electric lines and equipment | WLDFR | HFTD - Distribution - Tier 3 - 4QU CoRE ¦ 4QU LoRE | 2039 | 0.29586 | 0.0034207 | 0.14759 | 0 | 0.14759 | 0.0021292 | 0.091866 | 0 | 0.091866 | 0.004628 | 0.19968 | 0 | 0.19968 | 0.0048601 | 0.20969 | 0 | 0.20969 | 0.043665 | 0.02718 | 0.059077 | 0.062039 | 0.004628 | 0.0013693 | 0.19968 | 0.059077 | 0 | 0 | 0.19968 | 0.059077 | [11 empty] | WLDFR | HFTD - Distribution - Tier 2 - 1QU CoRE ¦ 5QU LoRE | Red Flag Warning - Catastrophic Fires | 2050 | 0 | 7.003e-08 | 1.8008e-07 | 18552.3348 | 319.4911 | 11216.5626 | 7016.281 | 0 | 0 | 0 | 0.00011667 |  | 0 | 0 | 0 | 0.0012992 | 0 | 0.0012992 | 0.0033408 | 0 | 0.0033408 | [16 empty] | 7.3.1.3 Ignition probability mapping showing the probability of ignition along the electric lines and equipmentWLDFRAggregatedAggregated | WLDFR | HFTD - Distribution - Tier 2 - 1QU CoRE ¦ 5QU LoRE | Red Flag Warning - Large Fires | Aggregated | Aggregated | 2033 | 5.9601e-05 | 0 | 1628.5067 | 0.09706 | 2033 | Mitigation | 0.08575 | 30 | 0 | esc | 0.0012005 | 7.1551e-08 | 0.00060025 | 3.5775e-08 | 0.0015435 | 9.1994e-08
[35 empty] | 7.3.1.1 A summarized risk map that shows the overall ignition probability and estimated wildfire consequence along the electric lines and equipment | WLDFR | HFTD - Distribution - Tier 3 - 4QU CoRE ¦ 4QU LoRE | 2040 | 0.27651 | 0.0034207 | 0.14759 | 0 | 0.14759 | 0.0021292 | 0.091866 | 0 | 0.091866 | 0.004628 | 0.19968 | 0 | 0.19968 | 0.0048601 | 0.20969 | 0 | 0.20969 | 0.040809 | 0.025402 | 0.055212 | 0.057981 | 0.004628 | 0.0012797 | 0.19968 | 0.055212 | 0 | 0 | 0.19968 | 0.055212 | [11 empty] | WLDFR | HFTD - Distribution - Tier 2 - 1QU CoRE ¦ 5QU LoRE | Red Flag Warning - Catastrophic Fires | 2051 | 0 | 0 | 1.8008e-07 | 18552.3348 | 319.4911 | 11216.5626 | 7016.281 | 0 | 0 | 0 | 0.00011667 |  | 0 | 0 | 0 | 0 | 0 | 0 | 0.0033408 | 0 | 0.0033408 | [16 empty] | 7.3.1.3 Ignition probability mapping showing the probability of ignition along the electric lines and equipmentWLDFRAggregatedAggregated | WLDFR | HFTD - Distribution - Tier 2 - 1QU CoRE ¦ 5QU LoRE | Red Flag Warning - Large Fires | Aggregated | Aggregated | 2034 | 5.9601e-05 | 0 | 1628.5067 | 0.09706 | 2034 | Mitigation | 0.08575 | 30 | 0 | esc | 0.0012005 | 7.1551e-08 | 0.00060025 | 3.5775e-08 | 0.0015435 | 9.1994e-08
[35 empty] | 7.3.1.1 A summarized risk map that shows the overall ignition probability and estimated wildfire consequence along the electric lines and equipment | WLDFR | HFTD - Distribution - Tier 3 - 4QU CoRE ¦ 4QU LoRE | 2041 | 0.25842 | 0.0034207 | 0.14759 | 0 | 0.14759 | 0.0021292 | 0.091866 | 0 | 0.091866 | 0.004628 | 0.19968 | 0 | 0.19968 | 0.0048601 | 0.20969 | 0 | 0.20969 | 0.038139 | 0.02374 | 0.0516 | 0.054188 | 0.004628 | 0.001196 | 0.19968 | 0.0516 | 0 | 0 | 0.19968 | 0.0516 | [11 empty] | WLDFR | HFTD - Distribution - Tier 2 - 1QU CoRE ¦ 5QU LoRE | Red Flag Warning - Destructive Fires | 2020 | 1.8628e-08 | 0 | 0 | 8807.9522 | 222.2294 | 8585.7228 | 0 | 0 | 0 | 0 | 1.5517e-05 |  | 0.00016408 | 0 | 0.00016408 | 0 | 0 | 0 | 0 | 0 | 0 | [16 empty] | 7.3.1.3 Ignition probability mapping showing the probability of ignition along the electric lines and equipmentWLDFRAggregatedAggregated | WLDFR | HFTD - Distribution - Tier 2 - 1QU CoRE ¦ 5QU LoRE | Red Flag Warning - Large Fires | Aggregated | Aggregated | 2035 | 5.9601e-05 | 0 | 1628.5067 | 0.09706 | 2035 | Mitigation | 0.08575 | 30 | 0 | esc | 0.0012005 | 7.1551e-08 | 0.00060025 | 3.5775e-08 | 0.0015435 | 9.1994e-08
[35 empty] | 7.3.1.1 A summarized risk map that shows the overall ignition probability and estimated wildfire consequence along the electric lines and equipment | WLDFR | HFTD - Distribution - Tier 3 - 4QU CoRE ¦ 4QU LoRE | 2042 | 0.24151 | 0.0034207 | 0.14759 | 0 | 0.14759 | 0.0021292 | 0.091866 | 0 | 0.091866 | 0.004628 | 0.19968 | 0 | 0.19968 | 0.0048601 | 0.20969 | 0 | 0.20969 | 0.035644 | 0.022187 | 0.048224 | 0.050643 | 0.004628 | 0.0011177 | 0.19968 | 0.048224 | 0 | 0 | 0.19968 | 0.048224 | [11 empty] | WLDFR | HFTD - Distribution - Tier 2 - 1QU CoRE ¦ 5QU LoRE | Red Flag Warning - Destructive Fires | 2021 | 1.8628e-08 | 9.3141e-09 | 0 | 8807.9522 | 222.2294 | 8585.7228 | 0 | 0 | 0 | 0 | 1.5517e-05 |  | 0.00016408 | 0 | 0.00016408 | 8.2038e-05 | 0 | 8.2038e-05 | 0 | 0 | 0 | [16 empty] | 7.3.1.3 Ignition probability mapping showing the probability of ignition along the electric lines and equipmentWLDFRAggregatedAggregated | WLDFR | HFTD - Distribution - Tier 2 - 1QU CoRE ¦ 5QU LoRE | Red Flag Warning - Large Fires | Aggregated | Aggregated | 2036 | 5.9601e-05 | 0 | 1628.5067 | 0.09706 | 2036 | Mitigation | 0.08575 | 30 | 0 | esc | 0.0012005 | 7.1551e-08 | 0.00060025 | 3.5775e-08 | 0.0015435 | 9.1994e-08
[35 empty] | 7.3.1.1 A summarized risk map that shows the overall ignition probability and estimated wildfire consequence along the electric lines and equipment | WLDFR | HFTD - Distribution - Tier 3 - 4QU CoRE ¦ 4QU LoRE | 2043 | 0.22571 | 0.0034207 | 0.15494 | 0 | 0.15494 | 0.0021292 | 0.096446 | 0 | 0.096446 | 0.004628 | 0.20963 | 0 | 0.20963 | 0.0048601 | 0.22014 | 0 | 0.22014 | 0.034973 | 0.021769 | 0.047317 | 0.049689 | 0.004628 | 0.0010446 | 0.20963 | 0.047317 | 0 | 0 | 0.20963 | 0.047317 | [11 empty] | WLDFR | HFTD - Distribution - Tier 2 - 1QU CoRE ¦ 5QU LoRE | Red Flag Warning - Destructive Fires | 2022 | 1.8628e-08 | 9.3141e-09 | 2.3951e-08 | 8807.9522 | 222.2294 | 8585.7228 | 0 | 0 | 0 | 0 | 1.5517e-05 |  | 0.00016408 | 0 | 0.00016408 | 8.2038e-05 | 0 | 8.2038e-05 | 0.00021096 | 0 | 0.00021096 | [16 empty] | 7.3.1.3 Ignition probability mapping showing the probability of ignition along the electric lines and equipmentWLDFRAggregatedAggregated | WLDFR | HFTD - Distribution - Tier 2 - 1QU CoRE ¦ 5QU LoRE | Red Flag Warning - Large Fires | Aggregated | Aggregated | 2037 | 5.9601e-05 | 0 | 1628.5067 | 0.09706 | 2037 | Mitigation | 0.08575 | 30 | 0 | esc | 0.0012005 | 7.1551e-08 | 0.00060025 | 3.5775e-08 | 0.0015435 | 9.1994e-08
[35 empty] | 7.3.1.1 A summarized risk map that shows the overall ignition probability and estimated wildfire consequence along the electric lines and equipment | WLDFR | HFTD - Distribution - Tier 3 - 4QU CoRE ¦ 4QU LoRE | 2044 | 0.21095 | 0.0034207 | 0.15494 | 0 | 0.15494 | 0.0021292 | 0.096446 | 0 | 0.096446 | 0.004628 | 0.20963 | 0 | 0.20963 | 0.0048601 | 0.22014 | 0 | 0.22014 | 0.032685 | 0.020345 | 0.044221 | 0.046439 | 0.004628 | 0.00097626 | 0.20963 | 0.044221 | 0 | 0 | 0.20963 | 0.044221 | [11 empty] | WLDFR | HFTD - Distribution - Tier 2 - 1QU CoRE ¦ 5QU LoRE | Red Flag Warning - Destructive Fires | 2023 | 1.8628e-08 | 9.3141e-09 | 2.3951e-08 | 9129.7461 | 233.2301 | 8896.516 | 0 | 0 | 0 | 0 | 1.5517e-05 |  | 0.00017007 | 0 | 0.00017007 | 8.5035e-05 | 0 | 8.5035e-05 | 0.00021866 | 0 | 0.00021866 | [16 empty] | 7.3.1.3 Ignition probability mapping showing the probability of ignition along the electric lines and equipmentWLDFRAggregatedAggregated | WLDFR | HFTD - Distribution - Tier 2 - 1QU CoRE ¦ 5QU LoRE | Red Flag Warning - Large Fires | Aggregated | Aggregated | 2038 | 5.9601e-05 | 0 | 1628.5067 | 0.09706 | 2038 | Mitigation | 0.08575 | 30 | 0 | esc | 0.0012005 | 7.1551e-08 | 0.00060025 | 3.5775e-08 | 0.0015435 | 9.1994e-08
[35 empty] | 7.3.1.1 A summarized risk map that shows the overall ignition probability and estimated wildfire consequence along the electric lines and equipment | WLDFR | HFTD - Distribution - Tier 3 - 4QU CoRE ¦ 4QU LoRE | 2045 | 0.19715 | 0.0034207 | 0.15494 | 0 | 0.15494 | 0.0021292 | 0.096446 | 0 | 0.096446 | 0.004628 | 0.20963 | 0 | 0.20963 | 0.0048601 | 0.22014 | 0 | 0.22014 | 0.030547 | 0.019014 | 0.041328 | 0.043401 | 0.004628 | 0.0009124 | 0.20963 | 0.041328 | 0 | 0 | 0.20963 | 0.041328 | [11 empty] | WLDFR | HFTD - Distribution - Tier 2 - 1QU CoRE ¦ 5QU LoRE | Red Flag Warning - Destructive Fires | 2024 | 1.8628e-08 | 9.3141e-09 | 2.3951e-08 | 9129.7461 | 233.2301 | 8896.516 | 0 | 0 | 0 | 0 | 1.5517e-05 |  | 0.00017007 | 0 | 0.00017007 | 8.5035e-05 | 0 | 8.5035e-05 | 0.00021866 | 0 | 0.00021866 | [16 empty] | 7.3.1.3 Ignition probability mapping showing the probability of ignition along the electric lines and equipmentWLDFRAggregatedAggregated | WLDFR | HFTD - Distribution - Tier 2 - 1QU CoRE ¦ 5QU LoRE | Red Flag Warning - Large Fires | Aggregated | Aggregated | 2039 | 5.9601e-05 | 0 | 1628.5067 | 0.09706 | 2039 | Mitigation | 0.08575 | 30 | 0 | esc | 0.0012005 | 7.1551e-08 | 0.00060025 | 3.5775e-08 | 0.0015435 | 9.1994e-08
[35 empty] | 7.3.1.1 A summarized risk map that shows the overall ignition probability and estimated wildfire consequence along the electric lines and equipment | WLDFR | HFTD - Distribution - Tier 3 - 4QU CoRE ¦ 4QU LoRE | 2046 | 0.18425 | 0.0034207 | 0.15494 | 0 | 0.15494 | 0.0021292 | 0.096446 | 0 | 0.096446 | 0.004628 | 0.20963 | 0 | 0.20963 | 0.0048601 | 0.22014 | 0 | 0.22014 | 0.028548 | 0.01777 | 0.038624 | 0.040561 | 0.004628 | 0.00085271 | 0.20963 | 0.038624 | 0 | 0 | 0.20963 | 0.038624 | [11 empty] | WLDFR | HFTD - Distribution - Tier 2 - 1QU CoRE ¦ 5QU LoRE | Red Flag Warning - Destructive Fires | 2025 | 1.8628e-08 | 9.3141e-09 | 2.3951e-08 | 9129.7461 | 233.2301 | 8896.516 | 0 | 0 | 0 | 0 | 1.5517e-05 |  | 0.00017007 | 0 | 0.00017007 | 8.5035e-05 | 0 | 8.5035e-05 | 0.00021866 | 0 | 0.00021866 | [16 empty] | 7.3.1.3 Ignition probability mapping showing the probability of ignition along the electric lines and equipmentWLDFRAggregatedAggregated | WLDFR | HFTD - Distribution - Tier 2 - 1QU CoRE ¦ 5QU LoRE | Red Flag Warning - Large Fires | Aggregated | Aggregated | 2040 | 5.9601e-05 | 0 | 1628.5067 | 0.09706 | 2040 | Mitigation | 0.08575 | 30 | 0 | esc | 0.0012005 | 7.1551e-08 | 0.00060025 | 3.5775e-08 | 0.0015435 | 9.1994e-08
[35 empty] | 7.3.1.1 A summarized risk map that shows the overall ignition probability and estimated wildfire consequence along the electric lines and equipment | WLDFR | HFTD - Distribution - Tier 3 - 4QU CoRE ¦ 4QU LoRE | 2047 | 0.1722 | 0.0034207 | 0.15494 | 0 | 0.15494 | 0.0021292 | 0.096446 | 0 | 0.096446 | 0.004628 | 0.20963 | 0 | 0.20963 | 0.0048601 | 0.22014 | 0 | 0.22014 | 0.026681 | 0.016608 | 0.036098 | 0.037908 | 0.004628 | 0.00079692 | 0.20963 | 0.036098 | 0 | 0 | 0.20963 | 0.036098 | [11 empty] | WLDFR | HFTD - Distribution - Tier 2 - 1QU CoRE ¦ 5QU LoRE | Red Flag Warning - Destructive Fires | 2026 | 1.8628e-08 | 9.3141e-09 | 2.3951e-08 | 9129.7461 | 233.2301 | 8896.516 | 0 | 0 | 0 | 0 | 1.5517e-05 |  | 0.00017007 | 0 | 0.00017007 | 8.5035e-05 | 0 | 8.5035e-05 | 0.00021866 | 0 | 0.00021866 | [16 empty] | 7.3.1.3 Ignition probability mapping showing the probability of ignition along the electric lines and equipmentWLDFRAggregatedAggregated | WLDFR | HFTD - Distribution - Tier 2 - 1QU CoRE ¦ 5QU LoRE | Red Flag Warning - Large Fires | Aggregated | Aggregated | 2041 | 5.9601e-05 | 0 | 1628.5067 | 0.09706 | 2041 | Mitigation | 0.08575 | 30 | 0 | esc | 0.0012005 | 7.1551e-08 | 0.00060025 | 3.5775e-08 | 0.0015435 | 9.1994e-08
[35 empty] | 7.3.1.1 A summarized risk map that shows the overall ignition probability and estimated wildfire consequence along the electric lines and equipment | WLDFR | HFTD - Distribution - Tier 3 - 4QU CoRE ¦ 4QU LoRE | 2048 | 0.16093 | 0.0034207 | 0.16266 | 0 | 0.16266 | 0.0021292 | 0.10125 | 0 | 0.10125 | 0.004628 | 0.22007 | 0 | 0.22007 | 0.0048601 | 0.2311 | 0 | 0.2311 | 0.026177 | 0.016294 | 0.035416 | 0.037191 | 0.004628 | 0.00074479 | 0.22007 | 0.035416 | 0 | 0 | 0.22007 | 0.035416 | [11 empty] | WLDFR | HFTD - Distribution - Tier 2 - 1QU CoRE ¦ 5QU LoRE | Red Flag Warning - Destructive Fires | 2027 | 1.8628e-08 | 9.3141e-09 | 2.3951e-08 | 9129.7461 | 233.2301 | 8896.516 | 0 | 0 | 0 | 0 | 1.5517e-05 |  | 0.00017007 | 0 | 0.00017007 | 8.5035e-05 | 0 | 8.5035e-05 | 0.00021866 | 0 | 0.00021866 | [16 empty] | 7.3.1.3 Ignition probability mapping showing the probability of ignition along the electric lines and equipmentWLDFRAggregatedAggregated | WLDFR | HFTD - Distribution - Tier 2 - 1QU CoRE ¦ 5QU LoRE | Red Flag Warning - Large Fires | Aggregated | Aggregated | 2042 | 5.9601e-05 | 0 | 1628.5067 | 0.09706 | 2042 | Mitigation | 0.08575 | 30 | 0 | esc | 0.0012005 | 7.1551e-08 | 0.00060025 | 3.5775e-08 | 0.0015435 | 9.1994e-08
[35 empty] | 7.3.1.1 A summarized risk map that shows the overall ignition probability and estimated wildfire consequence along the electric lines and equipment | WLDFR | HFTD - Distribution - Tier 3 - 4QU CoRE ¦ 4QU LoRE | 2049 | 0.1504 | 0.0034207 | 0.16266 | 0 | 0.16266 | 0.0021292 | 0.10125 | 0 | 0.10125 | 0.004628 | 0.22007 | 0 | 0.22007 | 0.0048601 | 0.2311 | 0 | 0.2311 | 0.024464 | 0.015228 | 0.033099 | 0.034758 | 0.004628 | 0.00069606 | 0.22007 | 0.033099 | 0 | 0 | 0.22007 | 0.033099 | [11 empty] | WLDFR | HFTD - Distribution - Tier 2 - 1QU CoRE ¦ 5QU LoRE | Red Flag Warning - Destructive Fires | 2028 | 1.8628e-08 | 9.3141e-09 | 2.3951e-08 | 9534.9221 | 247.273 | 9287.6491 | 0 | 0 | 0 | 0 | 1.5517e-05 |  | 0.00017762 | 0 | 0.00017762 | 8.8809e-05 | 0 | 8.8809e-05 | 0.00022837 | 0 | 0.00022837 | [16 empty] | 7.3.1.3 Ignition probability mapping showing the probability of ignition along the electric lines and equipmentWLDFRAggregatedAggregated | WLDFR | HFTD - Distribution - Tier 2 - 1QU CoRE ¦ 5QU LoRE | Red Flag Warning - Large Fires | Aggregated | Aggregated | 2043 | 5.9601e-05 | 0 | 1628.5067 | 0.09706 | 2043 | Mitigation | 0.08575 | 30 | 0 | esc | 0.0012005 | 7.1551e-08 | 0.00060025 | 3.5775e-08 | 0.0015435 | 9.1994e-08
[35 empty] | 7.3.1.1 A summarized risk map that shows the overall ignition probability and estimated wildfire consequence along the electric lines and equipment | WLDFR | HFTD - Distribution - Tier 3 - 4QU CoRE ¦ 4QU LoRE | 2050 | 0.14056 | 0 | 0 | 0 | 0 | 0.0021292 | 0.10125 | 0 | 0.10125 | 0.004628 | 0.22007 | 0 | 0.22007 | 0.0048601 | 0.2311 | 0 | 0.2311 | 0 | 0.014232 | 0.030933 | 0.032484 | 0.004628 | 0.00065053 | 0.22007 | 0.030933 | 0 | 0 | 0.22007 | 0.030933 | [11 empty] | WLDFR | HFTD - Distribution - Tier 2 - 1QU CoRE ¦ 5QU LoRE | Red Flag Warning - Destructive Fires | 2029 | 1.8628e-08 | 9.3141e-09 | 2.3951e-08 | 9534.9221 | 247.273 | 9287.6491 | 0 | 0 | 0 | 0 | 1.5517e-05 |  | 0.00017762 | 0 | 0.00017762 | 8.8809e-05 | 0 | 8.8809e-05 | 0.00022837 | 0 | 0.00022837 | [16 empty] | 7.3.1.3 Ignition probability mapping showing the probability of ignition along the electric lines and equipmentWLDFRAggregatedAggregated | WLDFR | HFTD - Distribution - Tier 2 - 1QU CoRE ¦ 5QU LoRE | Red Flag Warning - Large Fires | Aggregated | Aggregated | 2044 | 5.9601e-05 | 0 | 1628.5067 | 0.09706 | 2044 | Mitigation | 0.08575 | 30 | 0 | esc | 0.0012005 | 7.1551e-08 | 0.00060025 | 3.5775e-08 | 0.0015435 | 9.1994e-08
[35 empty] | 7.3.1.1 A summarized risk map that shows the overall ignition probability and estimated wildfire consequence along the electric lines and equipment | WLDFR | HFTD - Distribution - Tier 3 - 4QU CoRE ¦ 4QU LoRE | 2051 | 0.13137 | 0 | 0 | 0 | 0 | 0 | 0 | 0 | 0 | 0.004628 | 0.22007 | 0 | 0.22007 | 0.0048601 | 0.2311 | 0 | 0.2311 | 0 | 0 | 0.02891 | 0.030359 | 0.004628 | 0.00060797 | 0.22007 | 0.02891 | 0 | 0 | 0.22007 | 0.02891 | [11 empty] | WLDFR | HFTD - Distribution - Tier 2 - 1QU CoRE ¦ 5QU LoRE | Red Flag Warning - Destructive Fires | 2030 | 1.8628e-08 | 9.3141e-09 | 2.3951e-08 | 9534.9221 | 247.273 | 9287.6491 | 0 | 0 | 0 | 0 | 1.5517e-05 |  | 0.00017762 | 0 | 0.00017762 | 8.8809e-05 | 0 | 8.8809e-05 | 0.00022837 | 0 | 0.00022837 | [16 empty] | 7.3.1.3 Ignition probability mapping showing the probability of ignition along the electric lines and equipmentWLDFRAggregatedAggregated | WLDFR | HFTD - Distribution - Tier 2 - 1QU CoRE ¦ 5QU LoRE | Red Flag Warning - Large Fires | Aggregated | Aggregated | 2045 | 5.9601e-05 | 0 | 1628.5067 | 0.09706 | 2045 | Mitigation | 0.08575 | 30 | 0 | esc | 0.0012005 | 7.1551e-08 | 0.00060025 | 3.5775e-08 | 0.0015435 | 9.1994e-08
[35 empty] | 7.3.1.1 A summarized risk map that shows the overall ignition probability and estimated wildfire consequence along the electric lines and equipment | WLDFR | HFTD - Distribution - Tier 3 - 4QU CoRE ¦ 4QU LoRE | 2052 | 0.12277 | 0 | 0 | 0 | 0 | 0 | 0 | 0 | 0 | 0 | 0 | 0 | 0 | 0.0048601 | 0.2311 | 0 | 0.2311 | 0 | 0 | 0 | 0.028373 | 0 | 0 | 0 | 0 | 0 | 0 | 0 | 0 | [11 empty] | WLDFR | HFTD - Distribution - Tier 2 - 1QU CoRE ¦ 5QU LoRE | Red Flag Warning - Destructive Fires | 2031 | 1.8628e-08 | 9.3141e-09 | 2.3951e-08 | 9534.9221 | 247.273 | 9287.6491 | 0 | 0 | 0 | 0 | 1.5517e-05 |  | 0.00017762 | 0 | 0.00017762 | 8.8809e-05 | 0 | 8.8809e-05 | 0.00022837 | 0 | 0.00022837 | [16 empty] | 7.3.1.3 Ignition probability mapping showing the probability of ignition along the electric lines and equipmentWLDFRAggregatedAggregated | WLDFR | HFTD - Distribution - Tier 2 - 1QU CoRE ¦ 5QU LoRE | Red Flag Warning - Large Fires | Aggregated | Aggregated | 2046 | 5.9601e-05 | 0 | 1628.5067 | 0.09706 | 2046 | Mitigation | 0.08575 | 30 | 0 | esc | 0.0012005 | 7.1551e-08 | 0.00060025 | 3.5775e-08 | 0.0015435 | 9.1994e-08
[35 empty] | 7.3.1.1 A summarized risk map that shows the overall ignition probability and estimated wildfire consequence along the electric lines and equipment | WLDFR | HFTD - Distribution - Tier 3 - 4QU CoRE ¦ 5QU LoRE | 2020 | 1 | 0.0011681 | 0.040707 | 0 | 0.040707 | 0 | 0 | 0 | 0 | 0 | 0 | 0 | 0 | 0 | 0 | 0 | 0 | 0.040707 | 0 | 0 | 0 | 0 | 0 | 0 | 0 | 0 | 0 | 0 | 0 | [11 empty] | WLDFR | HFTD - Distribution - Tier 2 - 1QU CoRE ¦ 5QU LoRE | Red Flag Warning - Destructive Fires | 2032 | 1.8628e-08 | 9.3141e-09 | 2.3951e-08 | 9534.9221 | 247.273 | 9287.6491 | 0 | 0 | 0 | 0 | 1.5517e-05 |  | 0.00017762 | 0 | 0.00017762 | 8.8809e-05 | 0 | 8.8809e-05 | 0.00022837 | 0 | 0.00022837 | [16 empty] | 7.3.1.3 Ignition probability mapping showing the probability of ignition along the electric lines and equipmentWLDFRAggregatedAggregated | WLDFR | HFTD - Distribution - Tier 2 - 1QU CoRE ¦ 5QU LoRE | Red Flag Warning - Large Fires | Aggregated | Aggregated | 2047 | 5.9601e-05 | 0 | 1628.5067 | 0.09706 | 2047 | Mitigation | 0.08575 | 30 | 0 | esc | 0.0012005 | 7.1551e-08 | 0.00060025 | 3.5775e-08 | 0.0015435 | 9.1994e-08
[35 empty] | 7.3.1.1 A summarized risk map that shows the overall ignition probability and estimated wildfire consequence along the electric lines and equipment | WLDFR | HFTD - Distribution - Tier 3 - 4QU CoRE ¦ 5QU LoRE | 2021 | 1 | 0.0011681 | 0.040707 | 0 | 0.040707 | 0.00072707 | 0.025338 | 0 | 0.025338 | 0 | 0 | 0 | 0 | 0 | 0 | 0 | 0 | 0.040707 | 0.025338 | 0 | 0 | 0 | 0 | 0 | 0 | 0 | 0 | 0 | 0 | [11 empty] | WLDFR | HFTD - Distribution - Tier 2 - 1QU CoRE ¦ 5QU LoRE | Red Flag Warning - Destructive Fires | 2033 | 1.8628e-08 | 9.3141e-09 | 2.3951e-08 | 9984.8474 | 263.1074 | 9721.74 | 0 | 0 | 0 | 0 | 1.5517e-05 |  | 0.000186 | 0 | 0.000186 | 9.3e-05 | 0 | 9.3e-05 | 0.00023914 | 0 | 0.00023914 | [16 empty] | 7.3.1.3 Ignition probability mapping showing the probability of ignition along the electric lines and equipmentWLDFRAggregatedAggregated | WLDFR | HFTD - Distribution - Tier 2 - 1QU CoRE ¦ 5QU LoRE | Red Flag Warning - Large Fires | Aggregated | Aggregated | 2048 | 5.9601e-05 | 0 | 1628.5067 | 0.09706 | 2048 | Mitigation | 0.08575 | 30 | 0 | esc | 0.0012005 | 7.1551e-08 | 0.00060025 | 3.5775e-08 | 0.0015435 | 9.1994e-08
[35 empty] | 7.3.1.1 A summarized risk map that shows the overall ignition probability and estimated wildfire consequence along the electric lines and equipment | WLDFR | HFTD - Distribution - Tier 3 - 4QU CoRE ¦ 5QU LoRE | 2022 | 0.93458 | 0.0011388 | 0.036464 | 0 | 0.036464 | 0.00070883 | 0.022697 | 0 | 0.022697 | 0.0017998 | 0.057632 | 0 | 0.057632 | 0 | 0 | 0 | 0 | 0.034079 | 0.021212 | 0.053861 | 0 | 0.0017998 | 0.0016821 | 0.057632 | 0.053861 | 0 | 0 | 0.057632 | 0.053861 | [11 empty] | WLDFR | HFTD - Distribution - Tier 2 - 1QU CoRE ¦ 5QU LoRE | Red Flag Warning - Destructive Fires | 2034 | 1.8628e-08 | 9.3141e-09 | 2.3951e-08 | 9984.8474 | 263.1074 | 9721.74 | 0 | 0 | 0 | 0 | 1.5517e-05 |  | 0.000186 | 0 | 0.000186 | 9.3e-05 | 0 | 9.3e-05 | 0.00023914 | 0 | 0.00023914 | [16 empty] | 7.3.1.3 Ignition probability mapping showing the probability of ignition along the electric lines and equipmentWLDFRAggregatedAggregated | WLDFR | HFTD - Distribution - Tier 2 - 1QU CoRE ¦ 5QU LoRE | Red Flag Warning - Large Fires | Aggregated | Aggregated | 2049 | 5.9601e-05 | 0 | 1628.5067 | 0.09706 | 2049 | Mitigation | 0.08575 | 30 | 0 | esc | 0.0012005 | 7.1551e-08 | 0.00060025 | 3.5775e-08 | 0.0015435 | 9.1994e-08
[35 empty] | 7.3.1.1 A summarized risk map that shows the overall ignition probability and estimated wildfire consequence along the electric lines and equipment | WLDFR | HFTD - Distribution - Tier 3 - 4QU CoRE ¦ 5QU LoRE | 2023 | 0.87344 | 0.0011388 | 0.0378 | 0 | 0.0378 | 0.00070883 | 0.023529 | 0 | 0.023529 | 0.0017998 | 0.059743 | 0 | 0.059743 | 0.0018901 | 0.062739 | 0 | 0.062739 | 0.033016 | 0.020551 | 0.052182 | 0.054799 | 0.0017998 | 0.001572 | 0.059743 | 0.052182 | 0 | 0 | 0.059743 | 0.052182 | [11 empty] | WLDFR | HFTD - Distribution - Tier 2 - 1QU CoRE ¦ 5QU LoRE | Red Flag Warning - Destructive Fires | 2035 | 1.8628e-08 | 9.3141e-09 | 2.3951e-08 | 9984.8474 | 263.1074 | 9721.74 | 0 | 0 | 0 | 0 | 1.5517e-05 |  | 0.000186 | 0 | 0.000186 | 9.3e-05 | 0 | 9.3e-05 | 0.00023914 | 0 | 0.00023914 | [16 empty] | 7.3.1.3 Ignition probability mapping showing the probability of ignition along the electric lines and equipmentWLDFRAggregatedAggregated | WLDFR | HFTD - Distribution - Tier 2 - 1QU CoRE ¦ 5QU LoRE | Red Flag Warning - Large Fires | Aggregated | Aggregated | 2050 | 5.9601e-05 | 0 | 1628.5067 | 0.09706 | 2050 | Mitigation | 0.08575 | 30 | 0 | esc | 0 | 0 | 0.00060025 | 3.5775e-08 | 0.0015435 | 9.1994e-08
[35 empty] | 7.3.1.1 A summarized risk map that shows the overall ignition probability and estimated wildfire consequence along the electric lines and equipment | WLDFR | HFTD - Distribution - Tier 3 - 4QU CoRE ¦ 5QU LoRE | 2024 | 0.8163 | 0.0011388 | 0.0378 | 0 | 0.0378 | 0.00070883 | 0.023529 | 0 | 0.023529 | 0.0017998 | 0.059743 | 0 | 0.059743 | 0.0018901 | 0.062739 | 0 | 0.062739 | 0.030856 | 0.019206 | 0.048768 | 0.051214 | 0.0017998 | 0.0014692 | 0.059743 | 0.048768 | 0 | 0 | 0.059743 | 0.048768 | [11 empty] | WLDFR | HFTD - Distribution - Tier 2 - 1QU CoRE ¦ 5QU LoRE | Red Flag Warning - Destructive Fires | 2036 | 1.8628e-08 | 9.3141e-09 | 2.3951e-08 | 9984.8474 | 263.1074 | 9721.74 | 0 | 0 | 0 | 0 | 1.5517e-05 |  | 0.000186 | 0 | 0.000186 | 9.3e-05 | 0 | 9.3e-05 | 0.00023914 | 0 | 0.00023914 | [16 empty] | 7.3.1.3 Ignition probability mapping showing the probability of ignition along the electric lines and equipmentWLDFRAggregatedAggregated | WLDFR | HFTD - Distribution - Tier 2 - 1QU CoRE ¦ 5QU LoRE | Red Flag Warning - Large Fires | Aggregated | Aggregated | 2051 | 5.9601e-05 | 0 | 1628.5067 | 0.09706 | 2051 | Mitigation | 0.08575 | 30 | 0 | esc | 0 | 0 | 0 | 0 | 0.0015435 | 9.1994e-08
[35 empty] | 7.3.1.1 A summarized risk map that shows the overall ignition probability and estimated wildfire consequence along the electric lines and equipment | WLDFR | HFTD - Distribution - Tier 3 - 4QU CoRE ¦ 5QU LoRE | 2025 | 0.7629 | 0.0011388 | 0.0378 | 0 | 0.0378 | 0.00070883 | 0.023529 | 0 | 0.023529 | 0.0017998 | 0.059743 | 0 | 0.059743 | 0.0018901 | 0.062739 | 0 | 0.062739 | 0.028837 | 0.01795 | 0.045578 | 0.047863 | 0.0017998 | 0.0013731 | 0.059743 | 0.045578 | 0 | 0 | 0.059743 | 0.045578 | [11 empty] | WLDFR | HFTD - Distribution - Tier 2 - 1QU CoRE ¦ 5QU LoRE | Red Flag Warning - Destructive Fires | 2037 | 1.8628e-08 | 9.3141e-09 | 2.3951e-08 | 9984.8474 | 263.1074 | 9721.74 | 0 | 0 | 0 | 0 | 1.5517e-05 |  | 0.000186 | 0 | 0.000186 | 9.3e-05 | 0 | 9.3e-05 | 0.00023914 | 0 | 0.00023914 | [16 empty] | 7.3.1.3 Ignition probability mapping showing the probability of ignition along the electric lines and equipmentWLDFRAggregatedAggregated | WLDFR | HFTD - Distribution - Tier 2 - 1QU CoRE ¦ 5QU LoRE | Red Flag Warning - Small Fires | Aggregated | Aggregated | 2021 | 0.00025594 | 0 | 1628.5067 | 0.4168 | 2021 | Mitigation | 0.08575 | 30 | 0 | esc | 0.0012005 | 3.0726e-07 | 0.00060025 | 1.5363e-07 | 0 | 0
[35 empty] | 7.3.1.1 A summarized risk map that shows the overall ignition probability and estimated wildfire consequence along the electric lines and equipment | WLDFR | HFTD - Distribution - Tier 3 - 4QU CoRE ¦ 5QU LoRE | 2026 | 0.71299 | 0.0011388 | 0.0378 | 0 | 0.0378 | 0.00070883 | 0.023529 | 0 | 0.023529 | 0.0017998 | 0.059743 | 0 | 0.059743 | 0.0018901 | 0.062739 | 0 | 0.062739 | 0.026951 | 0.016776 | 0.042596 | 0.044732 | 0.0017998 | 0.0012832 | 0.059743 | 0.042596 | 0 | 0 | 0.059743 | 0.042596 | [11 empty] | WLDFR | HFTD - Distribution - Tier 2 - 1QU CoRE ¦ 5QU LoRE | Red Flag Warning - Destructive Fires | 2038 | 1.8628e-08 | 9.3141e-09 | 2.3951e-08 | 10472.8261 | 280.5544 | 10192.2718 | 0 | 0 | 0 | 0 | 1.5517e-05 |  | 0.00019509 | 0 | 0.00019509 | 9.7545e-05 | 0 | 9.7545e-05 | 0.00025083 | 0 | 0.00025083 | [16 empty] | 7.3.1.3 Ignition probability mapping showing the probability of ignition along the electric lines and equipmentWLDFRAggregatedAggregated | WLDFR | HFTD - Distribution - Tier 2 - 1QU CoRE ¦ 5QU LoRE | Red Flag Warning - Small Fires | Aggregated | Aggregated | 2022 | 0.00025594 | 0 | 1628.5067 | 0.4168 | 2022 | Mitigation | 0.08575 | 30 | 0 | esc | 0.0012005 | 3.0726e-07 | 0.00060025 | 1.5363e-07 | 0.0015435 | 3.9504e-07
[35 empty] | 7.3.1.1 A summarized risk map that shows the overall ignition probability and estimated wildfire consequence along the electric lines and equipment | WLDFR | HFTD - Distribution - Tier 3 - 4QU CoRE ¦ 5QU LoRE | 2027 | 0.66634 | 0.0011388 | 0.0378 | 0 | 0.0378 | 0.00070883 | 0.023529 | 0 | 0.023529 | 0.0017998 | 0.059743 | 0 | 0.059743 | 0.0018901 | 0.062739 | 0 | 0.062739 | 0.025188 | 0.015678 | 0.039809 | 0.041806 | 0.0017998 | 0.0011993 | 0.059743 | 0.039809 | 0 | 0 | 0.059743 | 0.039809 | [11 empty] | WLDFR | HFTD - Distribution - Tier 2 - 1QU CoRE ¦ 5QU LoRE | Red Flag Warning - Destructive Fires | 2039 | 1.8628e-08 | 9.3141e-09 | 2.3951e-08 | 10472.8261 | 280.5544 | 10192.2718 | 0 | 0 | 0 | 0 | 1.5517e-05 |  | 0.00019509 | 0 | 0.00019509 | 9.7545e-05 | 0 | 9.7545e-05 | 0.00025083 | 0 | 0.00025083 | [16 empty] | 7.3.1.3 Ignition probability mapping showing the probability of ignition along the electric lines and equipmentWLDFRAggregatedAggregated | WLDFR | HFTD - Distribution - Tier 2 - 1QU CoRE ¦ 5QU LoRE | Red Flag Warning - Small Fires | Aggregated | Aggregated | 2023 | 0.00025594 | 0 | 1628.5067 | 0.4168 | 2023 | Mitigation | 0.08575 | 30 | 0 | esc | 0.0012005 | 3.0726e-07 | 0.00060025 | 1.5363e-07 | 0.0015435 | 3.9504e-07
[35 empty] | 7.3.1.1 A summarized risk map that shows the overall ignition probability and estimated wildfire consequence along the electric lines and equipment | WLDFR | HFTD - Distribution - Tier 3 - 4QU CoRE ¦ 5QU LoRE | 2028 | 0.62275 | 0.0011388 | 0.039483 | 0 | 0.039483 | 0.00070883 | 0.024577 | 0 | 0.024577 | 0.0017998 | 0.062404 | 0 | 0.062404 | 0.0018901 | 0.065533 | 0 | 0.065533 | 0.024588 | 0.015305 | 0.038862 | 0.040811 | 0.0017998 | 0.0011208 | 0.062404 | 0.038862 | 0 | 0 | 0.062404 | 0.038862 | [11 empty] | WLDFR | HFTD - Distribution - Tier 2 - 1QU CoRE ¦ 5QU LoRE | Red Flag Warning - Destructive Fires | 2040 | 1.8628e-08 | 9.3141e-09 | 2.3951e-08 | 10472.8261 | 280.5544 | 10192.2718 | 0 | 0 | 0 | 0 | 1.5517e-05 |  | 0.00019509 | 0 | 0.00019509 | 9.7545e-05 | 0 | 9.7545e-05 | 0.00025083 | 0 | 0.00025083 | [16 empty] | 7.3.1.3 Ignition probability mapping showing the probability of ignition along the electric lines and equipmentWLDFRAggregatedAggregated | WLDFR | HFTD - Distribution - Tier 2 - 1QU CoRE ¦ 5QU LoRE | Red Flag Warning - Small Fires | Aggregated | Aggregated | 2024 | 0.00025594 | 0 | 1628.5067 | 0.4168 | 2024 | Mitigation | 0.08575 | 30 | 0 | esc | 0.0012005 | 3.0726e-07 | 0.00060025 | 1.5363e-07 | 0.0015435 | 3.9504e-07
[35 empty] | 7.3.1.1 A summarized risk map that shows the overall ignition probability and estimated wildfire consequence along the electric lines and equipment | WLDFR | HFTD - Distribution - Tier 3 - 4QU CoRE ¦ 5QU LoRE | 2029 | 0.58201 | 0.0011388 | 0.039483 | 0 | 0.039483 | 0.00070883 | 0.024577 | 0 | 0.024577 | 0.0017998 | 0.062404 | 0 | 0.062404 | 0.0018901 | 0.065533 | 0 | 0.065533 | 0.02298 | 0.014304 | 0.036319 | 0.038141 | 0.0017998 | 0.0010475 | 0.062404 | 0.036319 | 0 | 0 | 0.062404 | 0.036319 | [11 empty] | WLDFR | HFTD - Distribution - Tier 2 - 1QU CoRE ¦ 5QU LoRE | Red Flag Warning - Destructive Fires | 2041 | 1.8628e-08 | 9.3141e-09 | 2.3951e-08 | 10472.8261 | 280.5544 | 10192.2718 | 0 | 0 | 0 | 0 | 1.5517e-05 |  | 0.00019509 | 0 | 0.00019509 | 9.7545e-05 | 0 | 9.7545e-05 | 0.00025083 | 0 | 0.00025083 | [16 empty] | 7.3.1.3 Ignition probability mapping showing the probability of ignition along the electric lines and equipmentWLDFRAggregatedAggregated | WLDFR | HFTD - Distribution - Tier 2 - 1QU CoRE ¦ 5QU LoRE | Red Flag Warning - Small Fires | Aggregated | Aggregated | 2025 | 0.00025594 | 0 | 1628.5067 | 0.4168 | 2025 | Mitigation | 0.08575 | 30 | 0 | esc | 0.0012005 | 3.0726e-07 | 0.00060025 | 1.5363e-07 | 0.0015435 | 3.9504e-07
[35 empty] | 7.3.1.1 A summarized risk map that shows the overall ignition probability and estimated wildfire consequence along the electric lines and equipment | WLDFR | HFTD - Distribution - Tier 3 - 4QU CoRE ¦ 5QU LoRE | 2030 | 0.54393 | 0.0011388 | 0.039483 | 0 | 0.039483 | 0.00070883 | 0.024577 | 0 | 0.024577 | 0.0017998 | 0.062404 | 0 | 0.062404 | 0.0018901 | 0.065533 | 0 | 0.065533 | 0.021476 | 0.013368 | 0.033943 | 0.035645 | 0.0017998 | 0.00097898 | 0.062404 | 0.033943 | 0 | 0 | 0.062404 | 0.033943 | [11 empty] | WLDFR | HFTD - Distribution - Tier 2 - 1QU CoRE ¦ 5QU LoRE | Red Flag Warning - Destructive Fires | 2042 | 1.8628e-08 | 9.3141e-09 | 2.3951e-08 | 10472.8261 | 280.5544 | 10192.2718 | 0 | 0 | 0 | 0 | 1.5517e-05 |  | 0.00019509 | 0 | 0.00019509 | 9.7545e-05 | 0 | 9.7545e-05 | 0.00025083 | 0 | 0.00025083 | [16 empty] | 7.3.1.3 Ignition probability mapping showing the probability of ignition along the electric lines and equipmentWLDFRAggregatedAggregated | WLDFR | HFTD - Distribution - Tier 2 - 1QU CoRE ¦ 5QU LoRE | Red Flag Warning - Small Fires | Aggregated | Aggregated | 2026 | 0.00025594 | 0 | 1628.5067 | 0.4168 | 2026 | Mitigation | 0.08575 | 30 | 0 | esc | 0.0012005 | 3.0726e-07 | 0.00060025 | 1.5363e-07 | 0.0015435 | 3.9504e-07
[35 empty] | 7.3.1.1 A summarized risk map that shows the overall ignition probability and estimated wildfire consequence along the electric lines and equipment | WLDFR | HFTD - Distribution - Tier 3 - 4QU CoRE ¦ 5QU LoRE | 2031 | 0.50835 | 0.0011388 | 0.039483 | 0 | 0.039483 | 0.00070883 | 0.024577 | 0 | 0.024577 | 0.0017998 | 0.062404 | 0 | 0.062404 | 0.0018901 | 0.065533 | 0 | 0.065533 | 0.020071 | 0.012493 | 0.031723 | 0.033314 | 0.0017998 | 0.00091493 | 0.062404 | 0.031723 | 0 | 0 | 0.062404 | 0.031723 | [11 empty] | WLDFR | HFTD - Distribution - Tier 2 - 1QU CoRE ¦ 5QU LoRE | Red Flag Warning - Destructive Fires | 2043 | 1.8628e-08 | 9.3141e-09 | 2.3951e-08 | 10992.1562 | 299.42 | 10692.7362 | 0 | 0 | 0 | 0 | 1.5517e-05 |  | 0.00020476 | 0 | 0.00020476 | 0.00010238 | 0 | 0.00010238 | 0.00026327 | 0 | 0.00026327 | [16 empty] | 7.3.1.3 Ignition probability mapping showing the probability of ignition along the electric lines and equipmentWLDFRAggregatedAggregated | WLDFR | HFTD - Distribution - Tier 2 - 1QU CoRE ¦ 5QU LoRE | Red Flag Warning - Small Fires | Aggregated | Aggregated | 2027 | 0.00025594 | 0 | 1628.5067 | 0.4168 | 2027 | Mitigation | 0.08575 | 30 | 0 | esc | 0.0012005 | 3.0726e-07 | 0.00060025 | 1.5363e-07 | 0.0015435 | 3.9504e-07
[35 empty] | 7.3.1.1 A summarized risk map that shows the overall ignition probability and estimated wildfire consequence along the electric lines and equipment | WLDFR | HFTD - Distribution - Tier 3 - 4QU CoRE ¦ 5QU LoRE | 2032 | 0.47509 | 0.0011388 | 0.039483 | 0 | 0.039483 | 0.00070883 | 0.024577 | 0 | 0.024577 | 0.0017998 | 0.062404 | 0 | 0.062404 | 0.0018901 | 0.065533 | 0 | 0.065533 | 0.018758 | 0.011676 | 0.029647 | 0.031134 | 0.0017998 | 0.00085508 | 0.062404 | 0.029647 | 0 | 0 | 0.062404 | 0.029647 | [11 empty] | WLDFR | HFTD - Distribution - Tier 2 - 1QU CoRE ¦ 5QU LoRE | Red Flag Warning - Destructive Fires | 2044 | 1.8628e-08 | 9.3141e-09 | 2.3951e-08 | 10992.1562 | 299.42 | 10692.7362 | 0 | 0 | 0 | 0 | 1.5517e-05 |  | 0.00020476 | 0 | 0.00020476 | 0.00010238 | 0 | 0.00010238 | 0.00026327 | 0 | 0.00026327 | [16 empty] | 7.3.1.3 Ignition probability mapping showing the probability of ignition along the electric lines and equipmentWLDFRAggregatedAggregated | WLDFR | HFTD - Distribution - Tier 2 - 1QU CoRE ¦ 5QU LoRE | Red Flag Warning - Small Fires | Aggregated | Aggregated | 2028 | 0.00025594 | 0 | 1628.5067 | 0.4168 | 2028 | Mitigation | 0.08575 | 30 | 0 | esc | 0.0012005 | 3.0726e-07 | 0.00060025 | 1.5363e-07 | 0.0015435 | 3.9504e-07
[35 empty] | 7.3.1.1 A summarized risk map that shows the overall ignition probability and estimated wildfire consequence along the electric lines and equipment | WLDFR | HFTD - Distribution - Tier 3 - 4QU CoRE ¦ 5QU LoRE | 2033 | 0.44401 | 0.0011388 | 0.041354 | 0 | 0.041354 | 0.00070883 | 0.025741 | 0 | 0.025741 | 0.0017998 | 0.06536 | 0 | 0.06536 | 0.0018901 | 0.068638 | 0 | 0.068638 | 0.018362 | 0.011429 | 0.029021 | 0.030476 | 0.0017998 | 0.00079914 | 0.06536 | 0.029021 | 0 | 0 | 0.06536 | 0.029021 | [11 empty] | WLDFR | HFTD - Distribution - Tier 2 - 1QU CoRE ¦ 5QU LoRE | Red Flag Warning - Destructive Fires | 2045 | 1.8628e-08 | 9.3141e-09 | 2.3951e-08 | 10992.1562 | 299.42 | 10692.7362 | 0 | 0 | 0 | 0 | 1.5517e-05 |  | 0.00020476 | 0 | 0.00020476 | 0.00010238 | 0 | 0.00010238 | 0.00026327 | 0 | 0.00026327 | [16 empty] | 7.3.1.3 Ignition probability mapping showing the probability of ignition along the electric lines and equipmentWLDFRAggregatedAggregated | WLDFR | HFTD - Distribution - Tier 2 - 1QU CoRE ¦ 5QU LoRE | Red Flag Warning - Small Fires | Aggregated | Aggregated | 2029 | 0.00025594 | 0 | 1628.5067 | 0.4168 | 2029 | Mitigation | 0.08575 | 30 | 0 | esc | 0.0012005 | 3.0726e-07 | 0.00060025 | 1.5363e-07 | 0.0015435 | 3.9504e-07
[35 empty] | 7.3.1.1 A summarized risk map that shows the overall ignition probability and estimated wildfire consequence along the electric lines and equipment | WLDFR | HFTD - Distribution - Tier 3 - 4QU CoRE ¦ 5QU LoRE | 2034 | 0.41496 | 0.0011388 | 0.041354 | 0 | 0.041354 | 0.00070883 | 0.025741 | 0 | 0.025741 | 0.0017998 | 0.06536 | 0 | 0.06536 | 0.0018901 | 0.068638 | 0 | 0.068638 | 0.01716 | 0.010682 | 0.027122 | 0.028482 | 0.0017998 | 0.00074686 | 0.06536 | 0.027122 | 0 | 0 | 0.06536 | 0.027122 | [11 empty] | WLDFR | HFTD - Distribution - Tier 2 - 1QU CoRE ¦ 5QU LoRE | Red Flag Warning - Destructive Fires | 2046 | 1.8628e-08 | 9.3141e-09 | 2.3951e-08 | 10992.1562 | 299.42 | 10692.7362 | 0 | 0 | 0 | 0 | 1.5517e-05 |  | 0.00020476 | 0 | 0.00020476 | 0.00010238 | 0 | 0.00010238 | 0.00026327 | 0 | 0.00026327 | [16 empty] | 7.3.1.3 Ignition probability mapping showing the probability of ignition along the electric lines and equipmentWLDFRAggregatedAggregated | WLDFR | HFTD - Distribution - Tier 2 - 1QU CoRE ¦ 5QU LoRE | Red Flag Warning - Small Fires | Aggregated | Aggregated | 2030 | 0.00025594 | 0 | 1628.5067 | 0.4168 | 2030 | Mitigation | 0.08575 | 30 | 0 | esc | 0.0012005 | 3.0726e-07 | 0.00060025 | 1.5363e-07 | 0.0015435 | 3.9504e-07
[35 empty] | 7.3.1.1 A summarized risk map that shows the overall ignition probability and estimated wildfire consequence along the electric lines and equipment | WLDFR | HFTD - Distribution - Tier 3 - 4QU CoRE ¦ 5QU LoRE | 2035 | 0.38782 | 0.0011388 | 0.041354 | 0 | 0.041354 | 0.00070883 | 0.025741 | 0 | 0.025741 | 0.0017998 | 0.06536 | 0 | 0.06536 | 0.0018901 | 0.068638 | 0 | 0.068638 | 0.016038 | 0.0099828 | 0.025348 | 0.026619 | 0.0017998 | 0.000698 | 0.06536 | 0.025348 | 0 | 0 | 0.06536 | 0.025348 | [11 empty] | WLDFR | HFTD - Distribution - Tier 2 - 1QU CoRE ¦ 5QU LoRE | Red Flag Warning - Destructive Fires | 2047 | 1.8628e-08 | 9.3141e-09 | 2.3951e-08 | 10992.1562 | 299.42 | 10692.7362 | 0 | 0 | 0 | 0 | 1.5517e-05 |  | 0.00020476 | 0 | 0.00020476 | 0.00010238 | 0 | 0.00010238 | 0.00026327 | 0 | 0.00026327 | [16 empty] | 7.3.1.3 Ignition probability mapping showing the probability of ignition along the electric lines and equipmentWLDFRAggregatedAggregated | WLDFR | HFTD - Distribution - Tier 2 - 1QU CoRE ¦ 5QU LoRE | Red Flag Warning - Small Fires | Aggregated | Aggregated | 2031 | 0.00025594 | 0 | 1628.5067 | 0.4168 | 2031 | Mitigation | 0.08575 | 30 | 0 | esc | 0.0012005 | 3.0726e-07 | 0.00060025 | 1.5363e-07 | 0.0015435 | 3.9504e-07
[35 empty] | 7.3.1.1 A summarized risk map that shows the overall ignition probability and estimated wildfire consequence along the electric lines and equipment | WLDFR | HFTD - Distribution - Tier 3 - 4QU CoRE ¦ 5QU LoRE | 2036 | 0.36245 | 0.0011388 | 0.041354 | 0 | 0.041354 | 0.00070883 | 0.025741 | 0 | 0.025741 | 0.0017998 | 0.06536 | 0 | 0.06536 | 0.0018901 | 0.068638 | 0 | 0.068638 | 0.014989 | 0.0093297 | 0.02369 | 0.024877 | 0.0017998 | 0.00065234 | 0.06536 | 0.02369 | 0 | 0 | 0.06536 | 0.02369 | [11 empty] | WLDFR | HFTD - Distribution - Tier 2 - 1QU CoRE ¦ 5QU LoRE | Red Flag Warning - Destructive Fires | 2048 | 1.8628e-08 | 9.3141e-09 | 2.3951e-08 | 11536.0538 | 319.4911 | 11216.5626 | 0 | 0 | 0 | 0 | 1.5517e-05 |  | 0.0002149 | 0 | 0.0002149 | 0.00010745 | 0 | 0.00010745 | 0.0002763 | 0 | 0.0002763 | [16 empty] | 7.3.1.3 Ignition probability mapping showing the probability of ignition along the electric lines and equipmentWLDFRAggregatedAggregated | WLDFR | HFTD - Distribution - Tier 2 - 1QU CoRE ¦ 5QU LoRE | Red Flag Warning - Small Fires | Aggregated | Aggregated | 2032 | 0.00025594 | 0 | 1628.5067 | 0.4168 | 2032 | Mitigation | 0.08575 | 30 | 0 | esc | 0.0012005 | 3.0726e-07 | 0.00060025 | 1.5363e-07 | 0.0015435 | 3.9504e-07
[35 empty] | 7.3.1.1 A summarized risk map that shows the overall ignition probability and estimated wildfire consequence along the electric lines and equipment | WLDFR | HFTD - Distribution - Tier 3 - 4QU CoRE ¦ 5QU LoRE | 2037 | 0.33873 | 0.0011388 | 0.041354 | 0 | 0.041354 | 0.00070883 | 0.025741 | 0 | 0.025741 | 0.0017998 | 0.06536 | 0 | 0.06536 | 0.0018901 | 0.068638 | 0 | 0.068638 | 0.014008 | 0.0087194 | 0.02214 | 0.02325 | 0.0017998 | 0.00060966 | 0.06536 | 0.02214 | 0 | 0 | 0.06536 | 0.02214 | [11 empty] | WLDFR | HFTD - Distribution - Tier 2 - 1QU CoRE ¦ 5QU LoRE | Red Flag Warning - Destructive Fires | 2049 | 1.8628e-08 | 9.3141e-09 | 2.3951e-08 | 11536.0538 | 319.4911 | 11216.5626 | 0 | 0 | 0 | 0 | 1.5517e-05 |  | 0.0002149 | 0 | 0.0002149 | 0.00010745 | 0 | 0.00010745 | 0.0002763 | 0 | 0.0002763 | [16 empty] | 7.3.1.3 Ignition probability mapping showing the probability of ignition along the electric lines and equipmentWLDFRAggregatedAggregated | WLDFR | HFTD - Distribution - Tier 2 - 1QU CoRE ¦ 5QU LoRE | Red Flag Warning - Small Fires | Aggregated | Aggregated | 2033 | 0.00025594 | 0 | 1628.5067 | 0.4168 | 2033 | Mitigation | 0.08575 | 30 | 0 | esc | 0.0012005 | 3.0726e-07 | 0.00060025 | 1.5363e-07 | 0.0015435 | 3.9504e-07
[35 empty] | 7.3.1.1 A summarized risk map that shows the overall ignition probability and estimated wildfire consequence along the electric lines and equipment | WLDFR | HFTD - Distribution - Tier 3 - 4QU CoRE ¦ 5QU LoRE | 2038 | 0.31657 | 0.0011388 | 0.043385 | 0 | 0.043385 | 0.00070883 | 0.027005 | 0 | 0.027005 | 0.0017998 | 0.06857 | 0 | 0.06857 | 0.0018901 | 0.072008 | 0 | 0.072008 | 0.013735 | 0.0085491 | 0.021708 | 0.022796 | 0.0017998 | 0.00056978 | 0.06857 | 0.021708 | 0 | 0 | 0.06857 | 0.021708 | [11 empty] | WLDFR | HFTD - Distribution - Tier 2 - 1QU CoRE ¦ 5QU LoRE | Red Flag Warning - Destructive Fires | 2050 | 0 | 9.3141e-09 | 2.3951e-08 | 11536.0538 | 319.4911 | 11216.5626 | 0 | 0 | 0 | 0 | 1.5517e-05 |  | 0 | 0 | 0 | 0.00010745 | 0 | 0.00010745 | 0.0002763 | 0 | 0.0002763 | [16 empty] | 7.3.1.3 Ignition probability mapping showing the probability of ignition along the electric lines and equipmentWLDFRAggregatedAggregated | WLDFR | HFTD - Distribution - Tier 2 - 1QU CoRE ¦ 5QU LoRE | Red Flag Warning - Small Fires | Aggregated | Aggregated | 2034 | 0.00025594 | 0 | 1628.5067 | 0.4168 | 2034 | Mitigation | 0.08575 | 30 | 0 | esc | 0.0012005 | 3.0726e-07 | 0.00060025 | 1.5363e-07 | 0.0015435 | 3.9504e-07
[35 empty] | 7.3.1.1 A summarized risk map that shows the overall ignition probability and estimated wildfire consequence along the electric lines and equipment | WLDFR | HFTD - Distribution - Tier 3 - 4QU CoRE ¦ 5QU LoRE | 2039 | 0.29586 | 0.0011388 | 0.043385 | 0 | 0.043385 | 0.00070883 | 0.027005 | 0 | 0.027005 | 0.0017998 | 0.06857 | 0 | 0.06857 | 0.0018901 | 0.072008 | 0 | 0.072008 | 0.012836 | 0.0079898 | 0.020287 | 0.021305 | 0.0017998 | 0.0005325 | 0.06857 | 0.020287 | 0 | 0 | 0.06857 | 0.020287 | [11 empty] | WLDFR | HFTD - Distribution - Tier 2 - 1QU CoRE ¦ 5QU LoRE | Red Flag Warning - Destructive Fires | 2051 | 0 | 0 | 2.3951e-08 | 11536.0538 | 319.4911 | 11216.5626 | 0 | 0 | 0 | 0 | 1.5517e-05 |  | 0 | 0 | 0 | 0 | 0 | 0 | 0.0002763 | 0 | 0.0002763 | [16 empty] | 7.3.1.3 Ignition probability mapping showing the probability of ignition along the electric lines and equipmentWLDFRAggregatedAggregated | WLDFR | HFTD - Distribution - Tier 2 - 1QU CoRE ¦ 5QU LoRE | Red Flag Warning - Small Fires | Aggregated | Aggregated | 2035 | 0.00025594 | 0 | 1628.5067 | 0.4168 | 2035 | Mitigation | 0.08575 | 30 | 0 | esc | 0.0012005 | 3.0726e-07 | 0.00060025 | 1.5363e-07 | 0.0015435 | 3.9504e-07
[35 empty] | 7.3.1.1 A summarized risk map that shows the overall ignition probability and estimated wildfire consequence along the electric lines and equipment | WLDFR | HFTD - Distribution - Tier 3 - 4QU CoRE ¦ 5QU LoRE | 2040 | 0.27651 | 0.0011388 | 0.043385 | 0 | 0.043385 | 0.00070883 | 0.027005 | 0 | 0.027005 | 0.0017998 | 0.06857 | 0 | 0.06857 | 0.0018901 | 0.072008 | 0 | 0.072008 | 0.011996 | 0.0074671 | 0.01896 | 0.019911 | 0.0017998 | 0.00049766 | 0.06857 | 0.01896 | 0 | 0 | 0.06857 | 0.01896 | [11 empty] | WLDFR | HFTD - Distribution - Tier 2 - 1QU CoRE ¦ 5QU LoRE | Red Flag Warning - Large Fires | 2020 | 7.1551e-08 | 0 | 0 | 5.2406 | 0.69642 | 2.942 | 1.6022 | 0 | 0 | 0 | 5.9601e-05 |  | 3.7497e-07 | 0 | 3.7497e-07 | 0 | 0 | 0 | 0 | 0 | 0 | [16 empty] | 7.3.1.3 Ignition probability mapping showing the probability of ignition along the electric lines and equipmentWLDFRAggregatedAggregated | WLDFR | HFTD - Distribution - Tier 2 - 1QU CoRE ¦ 5QU LoRE | Red Flag Warning - Small Fires | Aggregated | Aggregated | 2036 | 0.00025594 | 0 | 1628.5067 | 0.4168 | 2036 | Mitigation | 0.08575 | 30 | 0 | esc | 0.0012005 | 3.0726e-07 | 0.00060025 | 1.5363e-07 | 0.0015435 | 3.9504e-07
[35 empty] | 7.3.1.1 A summarized risk map that shows the overall ignition probability and estimated wildfire consequence along the electric lines and equipment | WLDFR | HFTD - Distribution - Tier 3 - 4QU CoRE ¦ 5QU LoRE | 2041 | 0.25842 | 0.0011388 | 0.043385 | 0 | 0.043385 | 0.00070883 | 0.027005 | 0 | 0.027005 | 0.0017998 | 0.06857 | 0 | 0.06857 | 0.0018901 | 0.072008 | 0 | 0.072008 | 0.011211 | 0.0069786 | 0.01772 | 0.018608 | 0.0017998 | 0.00046511 | 0.06857 | 0.01772 | 0 | 0 | 0.06857 | 0.01772 | [11 empty] | WLDFR | HFTD - Distribution - Tier 2 - 1QU CoRE ¦ 5QU LoRE | Red Flag Warning - Large Fires | 2021 | 7.1551e-08 | 3.5775e-08 | 0 | 5.2406 | 0.69642 | 2.942 | 1.6022 | 0 | 0 | 0 | 5.9601e-05 |  | 3.7497e-07 | 0 | 3.7497e-07 | 1.8748e-07 | 0 | 1.8748e-07 | 0 | 0 | 0 | [16 empty] | 7.3.1.3 Ignition probability mapping showing the probability of ignition along the electric lines and equipmentWLDFRAggregatedAggregated | WLDFR | HFTD - Distribution - Tier 2 - 1QU CoRE ¦ 5QU LoRE | Red Flag Warning - Small Fires | Aggregated | Aggregated | 2037 | 0.00025594 | 0 | 1628.5067 | 0.4168 | 2037 | Mitigation | 0.08575 | 30 | 0 | esc | 0.0012005 | 3.0726e-07 | 0.00060025 | 1.5363e-07 | 0.0015435 | 3.9504e-07
[35 empty] | 7.3.1.1 A summarized risk map that shows the overall ignition probability and estimated wildfire consequence along the electric lines and equipment | WLDFR | HFTD - Distribution - Tier 3 - 4QU CoRE ¦ 5QU LoRE | 2042 | 0.24151 | 0.0011388 | 0.043385 | 0 | 0.043385 | 0.00070883 | 0.027005 | 0 | 0.027005 | 0.0017998 | 0.06857 | 0 | 0.06857 | 0.0018901 | 0.072008 | 0 | 0.072008 | 0.010478 | 0.0065221 | 0.016561 | 0.017391 | 0.0017998 | 0.00043468 | 0.06857 | 0.016561 | 0 | 0 | 0.06857 | 0.016561 | [11 empty] | WLDFR | HFTD - Distribution - Tier 2 - 1QU CoRE ¦ 5QU LoRE | Red Flag Warning - Large Fires | 2022 | 7.1551e-08 | 3.5775e-08 | 9.1994e-08 | 5.2406 | 0.69642 | 2.942 | 1.6022 | 0 | 0 | 0 | 5.9601e-05 |  | 3.7497e-07 | 0 | 3.7497e-07 | 1.8748e-07 | 0 | 1.8748e-07 | 4.821e-07 | 0 | 4.821e-07 | [16 empty] | 7.3.1.3 Ignition probability mapping showing the probability of ignition along the electric lines and equipmentWLDFRAggregatedAggregated | WLDFR | HFTD - Distribution - Tier 2 - 1QU CoRE ¦ 5QU LoRE | Red Flag Warning - Small Fires | Aggregated | Aggregated | 2038 | 0.00025594 | 0 | 1628.5067 | 0.4168 | 2038 | Mitigation | 0.08575 | 30 | 0 | esc | 0.0012005 | 3.0726e-07 | 0.00060025 | 1.5363e-07 | 0.0015435 | 3.9504e-07
[35 empty] | 7.3.1.1 A summarized risk map that shows the overall ignition probability and estimated wildfire consequence along the electric lines and equipment | WLDFR | HFTD - Distribution - Tier 3 - 4QU CoRE ¦ 5QU LoRE | 2043 | 0.22571 | 0.0011388 | 0.045548 | 0 | 0.045548 | 0.00070883 | 0.028352 | 0 | 0.028352 | 0.0017998 | 0.071989 | 0 | 0.071989 | 0.0018901 | 0.075599 | 0 | 0.075599 | 0.010281 | 0.0063993 | 0.016249 | 0.017064 | 0.0017998 | 0.00040624 | 0.071989 | 0.016249 | 0 | 0 | 0.071989 | 0.016249 | [11 empty] | WLDFR | HFTD - Distribution - Tier 2 - 1QU CoRE ¦ 5QU LoRE | Red Flag Warning - Large Fires | 2023 | 7.1551e-08 | 3.5775e-08 | 9.1994e-08 | 5.475 | 0.71896 | 3.0715 | 1.6846 | 0 | 0 | 0 | 5.9601e-05 |  | 3.9174e-07 | 0 | 3.9174e-07 | 1.9587e-07 | 0 | 1.9587e-07 | 5.0367e-07 | 0 | 5.0367e-07 | [16 empty] | 7.3.1.3 Ignition probability mapping showing the probability of ignition along the electric lines and equipmentWLDFRAggregatedAggregated | WLDFR | HFTD - Distribution - Tier 2 - 1QU CoRE ¦ 5QU LoRE | Red Flag Warning - Small Fires | Aggregated | Aggregated | 2039 | 0.00025594 | 0 | 1628.5067 | 0.4168 | 2039 | Mitigation | 0.08575 | 30 | 0 | esc | 0.0012005 | 3.0726e-07 | 0.00060025 | 1.5363e-07 | 0.0015435 | 3.9504e-07
[35 empty] | 7.3.1.1 A summarized risk map that shows the overall ignition probability and estimated wildfire consequence along the electric lines and equipment | WLDFR | HFTD - Distribution - Tier 3 - 4QU CoRE ¦ 5QU LoRE | 2044 | 0.21095 | 0.0011388 | 0.045548 | 0 | 0.045548 | 0.00070883 | 0.028352 | 0 | 0.028352 | 0.0017998 | 0.071989 | 0 | 0.071989 | 0.0018901 | 0.075599 | 0 | 0.075599 | 0.0096082 | 0.0059807 | 0.015186 | 0.015947 | 0.0017998 | 0.00037967 | 0.071989 | 0.015186 | 0 | 0 | 0.071989 | 0.015186 | [11 empty] | WLDFR | HFTD - Distribution - Tier 2 - 1QU CoRE ¦ 5QU LoRE | Red Flag Warning - Large Fires | 2024 | 7.1551e-08 | 3.5775e-08 | 9.1994e-08 | 5.475 | 0.71896 | 3.0715 | 1.6846 | 0 | 0 | 0 | 5.9601e-05 |  | 3.9174e-07 | 0 | 3.9174e-07 | 1.9587e-07 | 0 | 1.9587e-07 | 5.0367e-07 | 0 | 5.0367e-07 | [16 empty] | 7.3.1.3 Ignition probability mapping showing the probability of ignition along the electric lines and equipmentWLDFRAggregatedAggregated | WLDFR | HFTD - Distribution - Tier 2 - 1QU CoRE ¦ 5QU LoRE | Red Flag Warning - Small Fires | Aggregated | Aggregated | 2040 | 0.00025594 | 0 | 1628.5067 | 0.4168 | 2040 | Mitigation | 0.08575 | 30 | 0 | esc | 0.0012005 | 3.0726e-07 | 0.00060025 | 1.5363e-07 | 0.0015435 | 3.9504e-07
[35 empty] | 7.3.1.1 A summarized risk map that shows the overall ignition probability and estimated wildfire consequence along the electric lines and equipment | WLDFR | HFTD - Distribution - Tier 3 - 4QU CoRE ¦ 5QU LoRE | 2045 | 0.19715 | 0.0011388 | 0.045548 | 0 | 0.045548 | 0.00070883 | 0.028352 | 0 | 0.028352 | 0.0017998 | 0.071989 | 0 | 0.071989 | 0.0018901 | 0.075599 | 0 | 0.075599 | 0.0089797 | 0.0055894 | 0.014192 | 0.014904 | 0.0017998 | 0.00035483 | 0.071989 | 0.014192 | 0 | 0 | 0.071989 | 0.014192 | [11 empty] | WLDFR | HFTD - Distribution - Tier 2 - 1QU CoRE ¦ 5QU LoRE | Red Flag Warning - Large Fires | 2025 | 7.1551e-08 | 3.5775e-08 | 9.1994e-08 | 5.475 | 0.71896 | 3.0715 | 1.6846 | 0 | 0 | 0 | 5.9601e-05 |  | 3.9174e-07 | 0 | 3.9174e-07 | 1.9587e-07 | 0 | 1.9587e-07 | 5.0367e-07 | 0 | 5.0367e-07 | [16 empty] | 7.3.1.3 Ignition probability mapping showing the probability of ignition along the electric lines and equipmentWLDFRAggregatedAggregated | WLDFR | HFTD - Distribution - Tier 2 - 1QU CoRE ¦ 5QU LoRE | Red Flag Warning - Small Fires | Aggregated | Aggregated | 2041 | 0.00025594 | 0 | 1628.5067 | 0.4168 | 2041 | Mitigation | 0.08575 | 30 | 0 | esc | 0.0012005 | 3.0726e-07 | 0.00060025 | 1.5363e-07 | 0.0015435 | 3.9504e-07
[35 empty] | 7.3.1.1 A summarized risk map that shows the overall ignition probability and estimated wildfire consequence along the electric lines and equipment | WLDFR | HFTD - Distribution - Tier 3 - 4QU CoRE ¦ 5QU LoRE | 2046 | 0.18425 | 0.0011388 | 0.045548 | 0 | 0.045548 | 0.00070883 | 0.028352 | 0 | 0.028352 | 0.0017998 | 0.071989 | 0 | 0.071989 | 0.0018901 | 0.075599 | 0 | 0.075599 | 0.0083922 | 0.0052238 | 0.013264 | 0.013929 | 0.0017998 | 0.00033161 | 0.071989 | 0.013264 | 0 | 0 | 0.071989 | 0.013264 | [11 empty] | WLDFR | HFTD - Distribution - Tier 2 - 1QU CoRE ¦ 5QU LoRE | Red Flag Warning - Large Fires | 2026 | 7.1551e-08 | 3.5775e-08 | 9.1994e-08 | 5.475 | 0.71896 | 3.0715 | 1.6846 | 0 | 0 | 0 | 5.9601e-05 |  | 3.9174e-07 | 0 | 3.9174e-07 | 1.9587e-07 | 0 | 1.9587e-07 | 5.0367e-07 | 0 | 5.0367e-07 | [16 empty] | 7.3.1.3 Ignition probability mapping showing the probability of ignition along the electric lines and equipmentWLDFRAggregatedAggregated | WLDFR | HFTD - Distribution - Tier 2 - 1QU CoRE ¦ 5QU LoRE | Red Flag Warning - Small Fires | Aggregated | Aggregated | 2042 | 0.00025594 | 0 | 1628.5067 | 0.4168 | 2042 | Mitigation | 0.08575 | 30 | 0 | esc | 0.0012005 | 3.0726e-07 | 0.00060025 | 1.5363e-07 | 0.0015435 | 3.9504e-07
[35 empty] | 7.3.1.1 A summarized risk map that shows the overall ignition probability and estimated wildfire consequence along the electric lines and equipment | WLDFR | HFTD - Distribution - Tier 3 - 4QU CoRE ¦ 5QU LoRE | 2047 | 0.1722 | 0.0011388 | 0.045548 | 0 | 0.045548 | 0.00070883 | 0.028352 | 0 | 0.028352 | 0.0017998 | 0.071989 | 0 | 0.071989 | 0.0018901 | 0.075599 | 0 | 0.075599 | 0.0078432 | 0.004882 | 0.012396 | 0.013018 | 0.0017998 | 0.00030992 | 0.071989 | 0.012396 | 0 | 0 | 0.071989 | 0.012396 | [11 empty] | WLDFR | HFTD - Distribution - Tier 2 - 1QU CoRE ¦ 5QU LoRE | Red Flag Warning - Large Fires | 2027 | 7.1551e-08 | 3.5775e-08 | 9.1994e-08 | 5.475 | 0.71896 | 3.0715 | 1.6846 | 0 | 0 | 0 | 5.9601e-05 |  | 3.9174e-07 | 0 | 3.9174e-07 | 1.9587e-07 | 0 | 1.9587e-07 | 5.0367e-07 | 0 | 5.0367e-07 | [16 empty] | 7.3.1.3 Ignition probability mapping showing the probability of ignition along the electric lines and equipmentWLDFRAggregatedAggregated | WLDFR | HFTD - Distribution - Tier 2 - 1QU CoRE ¦ 5QU LoRE | Red Flag Warning - Small Fires | Aggregated | Aggregated | 2043 | 0.00025594 | 0 | 1628.5067 | 0.4168 | 2043 | Mitigation | 0.08575 | 30 | 0 | esc | 0.0012005 | 3.0726e-07 | 0.00060025 | 1.5363e-07 | 0.0015435 | 3.9504e-07
[35 empty] | 7.3.1.1 A summarized risk map that shows the overall ignition probability and estimated wildfire consequence along the electric lines and equipment | WLDFR | HFTD - Distribution - Tier 3 - 4QU CoRE ¦ 5QU LoRE | 2048 | 0.16093 | 0.0011388 | 0.047816 | 0 | 0.047816 | 0.00070883 | 0.029763 | 0 | 0.029763 | 0.0017998 | 0.075573 | 0 | 0.075573 | 0.0018901 | 0.079363 | 0 | 0.079363 | 0.007695 | 0.0047898 | 0.012162 | 0.012772 | 0.0017998 | 0.00028964 | 0.075573 | 0.012162 | 0 | 0 | 0.075573 | 0.012162 | [11 empty] | WLDFR | HFTD - Distribution - Tier 2 - 1QU CoRE ¦ 5QU LoRE | Red Flag Warning - Large Fires | 2028 | 7.1551e-08 | 3.5775e-08 | 9.1994e-08 | 5.777 | 0.74734 | 3.238 | 1.7917 | 0 | 0 | 0 | 5.9601e-05 |  | 4.1335e-07 | 0 | 4.1335e-07 | 2.0668e-07 | 0 | 2.0668e-07 | 5.3145e-07 | 0 | 5.3145e-07 | [16 empty] | 7.3.1.3 Ignition probability mapping showing the probability of ignition along the electric lines and equipmentWLDFRAggregatedAggregated | WLDFR | HFTD - Distribution - Tier 2 - 1QU CoRE ¦ 5QU LoRE | Red Flag Warning - Small Fires | Aggregated | Aggregated | 2044 | 0.00025594 | 0 | 1628.5067 | 0.4168 | 2044 | Mitigation | 0.08575 | 30 | 0 | esc | 0.0012005 | 3.0726e-07 | 0.00060025 | 1.5363e-07 | 0.0015435 | 3.9504e-07
[35 empty] | 7.3.1.1 A summarized risk map that shows the overall ignition probability and estimated wildfire consequence along the electric lines and equipment | WLDFR | HFTD - Distribution - Tier 3 - 4QU CoRE ¦ 5QU LoRE | 2049 | 0.1504 | 0.0011388 | 0.047816 | 0 | 0.047816 | 0.00070883 | 0.029763 | 0 | 0.029763 | 0.0017998 | 0.075573 | 0 | 0.075573 | 0.0018901 | 0.079363 | 0 | 0.079363 | 0.0071916 | 0.0044764 | 0.011366 | 0.011936 | 0.0017998 | 0.0002707 | 0.075573 | 0.011366 | 0 | 0 | 0.075573 | 0.011366 | [11 empty] | WLDFR | HFTD - Distribution - Tier 2 - 1QU CoRE ¦ 5QU LoRE | Red Flag Warning - Large Fires | 2029 | 7.1551e-08 | 3.5775e-08 | 9.1994e-08 | 5.777 | 0.74734 | 3.238 | 1.7917 | 0 | 0 | 0 | 5.9601e-05 |  | 4.1335e-07 | 0 | 4.1335e-07 | 2.0668e-07 | 0 | 2.0668e-07 | 5.3145e-07 | 0 | 5.3145e-07 | [16 empty] | 7.3.1.3 Ignition probability mapping showing the probability of ignition along the electric lines and equipmentWLDFRAggregatedAggregated | WLDFR | HFTD - Distribution - Tier 2 - 1QU CoRE ¦ 5QU LoRE | Red Flag Warning - Small Fires | Aggregated | Aggregated | 2045 | 0.00025594 | 0 | 1628.5067 | 0.4168 | 2045 | Mitigation | 0.08575 | 30 | 0 | esc | 0.0012005 | 3.0726e-07 | 0.00060025 | 1.5363e-07 | 0.0015435 | 3.9504e-07
[35 empty] | 7.3.1.1 A summarized risk map that shows the overall ignition probability and estimated wildfire consequence along the electric lines and equipment | WLDFR | HFTD - Distribution - Tier 3 - 4QU CoRE ¦ 5QU LoRE | 2050 | 0.14056 | 0 | 0 | 0 | 0 | 0.00070883 | 0.029763 | 0 | 0.029763 | 0.0017998 | 0.075573 | 0 | 0.075573 | 0.0018901 | 0.079363 | 0 | 0.079363 | 0 | 0.0041836 | 0.010623 | 0.011155 | 0.0017998 | 0.00025299 | 0.075573 | 0.010623 | 0 | 0 | 0.075573 | 0.010623 | [11 empty] | WLDFR | HFTD - Distribution - Tier 2 - 1QU CoRE ¦ 5QU LoRE | Red Flag Warning - Large Fires | 2030 | 7.1551e-08 | 3.5775e-08 | 9.1994e-08 | 5.777 | 0.74734 | 3.238 | 1.7917 | 0 | 0 | 0 | 5.9601e-05 |  | 4.1335e-07 | 0 | 4.1335e-07 | 2.0668e-07 | 0 | 2.0668e-07 | 5.3145e-07 | 0 | 5.3145e-07 | [16 empty] | 7.3.1.3 Ignition probability mapping showing the probability of ignition along the electric lines and equipmentWLDFRAggregatedAggregated | WLDFR | HFTD - Distribution - Tier 2 - 1QU CoRE ¦ 5QU LoRE | Red Flag Warning - Small Fires | Aggregated | Aggregated | 2046 | 0.00025594 | 0 | 1628.5067 | 0.4168 | 2046 | Mitigation | 0.08575 | 30 | 0 | esc | 0.0012005 | 3.0726e-07 | 0.00060025 | 1.5363e-07 | 0.0015435 | 3.9504e-07
[35 empty] | 7.3.1.1 A summarized risk map that shows the overall ignition probability and estimated wildfire consequence along the electric lines and equipment | WLDFR | HFTD - Distribution - Tier 3 - 4QU CoRE ¦ 5QU LoRE | 2051 | 0.13137 | 0 | 0 | 0 | 0 | 0 | 0 | 0 | 0 | 0.0017998 | 0.075573 | 0 | 0.075573 | 0.0018901 | 0.079363 | 0 | 0.079363 | 0 | 0 | 0.0099278 | 0.010426 | 0.0017998 | 0.00023644 | 0.075573 | 0.0099278 | 0 | 0 | 0.075573 | 0.0099278 | [11 empty] | WLDFR | HFTD - Distribution - Tier 2 - 1QU CoRE ¦ 5QU LoRE | Red Flag Warning - Large Fires | 2031 | 7.1551e-08 | 3.5775e-08 | 9.1994e-08 | 5.777 | 0.74734 | 3.238 | 1.7917 | 0 | 0 | 0 | 5.9601e-05 |  | 4.1335e-07 | 0 | 4.1335e-07 | 2.0668e-07 | 0 | 2.0668e-07 | 5.3145e-07 | 0 | 5.3145e-07 | [16 empty] | 7.3.1.3 Ignition probability mapping showing the probability of ignition along the electric lines and equipmentWLDFRAggregatedAggregated | WLDFR | HFTD - Distribution - Tier 2 - 1QU CoRE ¦ 5QU LoRE | Red Flag Warning - Small Fires | Aggregated | Aggregated | 2047 | 0.00025594 | 0 | 1628.5067 | 0.4168 | 2047 | Mitigation | 0.08575 | 30 | 0 | esc | 0.0012005 | 3.0726e-07 | 0.00060025 | 1.5363e-07 | 0.0015435 | 3.9504e-07
[35 empty] | 7.3.1.1 A summarized risk map that shows the overall ignition probability and estimated wildfire consequence along the electric lines and equipment | WLDFR | HFTD - Distribution - Tier 3 - 4QU CoRE ¦ 5QU LoRE | 2052 | 0.12277 | 0 | 0 | 0 | 0 | 0 | 0 | 0 | 0 | 0 | 0 | 0 | 0 | 0.0018901 | 0.079363 | 0 | 0.079363 | 0 | 0 | 0 | 0.0097436 | 0 | 0 | 0 | 0 | 0 | 0 | 0 | 0 | [11 empty] | WLDFR | HFTD - Distribution - Tier 2 - 1QU CoRE ¦ 5QU LoRE | Red Flag Warning - Large Fires | 2032 | 7.1551e-08 | 3.5775e-08 | 9.1994e-08 | 5.777 | 0.74734 | 3.238 | 1.7917 | 0 | 0 | 0 | 5.9601e-05 |  | 4.1335e-07 | 0 | 4.1335e-07 | 2.0668e-07 | 0 | 2.0668e-07 | 5.3145e-07 | 0 | 5.3145e-07 | [16 empty] | 7.3.1.3 Ignition probability mapping showing the probability of ignition along the electric lines and equipmentWLDFRAggregatedAggregated | WLDFR | HFTD - Distribution - Tier 2 - 1QU CoRE ¦ 5QU LoRE | Red Flag Warning - Small Fires | Aggregated | Aggregated | 2048 | 0.00025594 | 0 | 1628.5067 | 0.4168 | 2048 | Mitigation | 0.08575 | 30 | 0 | esc | 0.0012005 | 3.0726e-07 | 0.00060025 | 1.5363e-07 | 0.0015435 | 3.9504e-07
[35 empty] | 7.3.1.1 A summarized risk map that shows the overall ignition probability and estimated wildfire consequence along the electric lines and equipment | WLDFR | HFTD - Distribution - Tier 3 - 5QU CoRE ¦ 1QU LoRE | 2020 | 1 | 0.062549 | 0.24632 | 0 | 0.24632 | 0 | 0 | 0 | 0 | 0 | 0 | 0 | 0 | 0 | 0 | 0 | 0 | 0.24632 | 0 | 0 | 0 | 0 | 0 | 0 | 0 | 0 | 0 | 0 | 0 | [11 empty] | WLDFR | HFTD - Distribution - Tier 2 - 1QU CoRE ¦ 5QU LoRE | Red Flag Warning - Large Fires | 2033 | 7.1551e-08 | 3.5775e-08 | 9.1994e-08 | 6.1205 | 0.77885 | 3.4265 | 1.9151 | 0 | 0 | 0 | 5.9601e-05 |  | 4.3793e-07 | 0 | 4.3793e-07 | 2.1896e-07 | 0 | 2.1896e-07 | 5.6305e-07 | 0 | 5.6305e-07 | [16 empty] | 7.3.1.3 Ignition probability mapping showing the probability of ignition along the electric lines and equipmentWLDFRAggregatedAggregated | WLDFR | HFTD - Distribution - Tier 2 - 1QU CoRE ¦ 5QU LoRE | Red Flag Warning - Small Fires | Aggregated | Aggregated | 2049 | 0.00025594 | 0 | 1628.5067 | 0.4168 | 2049 | Mitigation | 0.08575 | 30 | 0 | esc | 0.0012005 | 3.0726e-07 | 0.00060025 | 1.5363e-07 | 0.0015435 | 3.9504e-07
[35 empty] | 7.3.1.1 A summarized risk map that shows the overall ignition probability and estimated wildfire consequence along the electric lines and equipment | WLDFR | HFTD - Distribution - Tier 3 - 5QU CoRE ¦ 1QU LoRE | 2021 | 1 | 0.062549 | 0.24632 | 0 | 0.24632 | 0.038934 | 0.15332 | 0 | 0.15332 | 0 | 0 | 0 | 0 | 0 | 0 | 0 | 0 | 0.24632 | 0.15332 | 0 | 0 | 0 | 0 | 0 | 0 | 0 | 0 | 0 | 0 | [11 empty] | WLDFR | HFTD - Distribution - Tier 2 - 1QU CoRE ¦ 5QU LoRE | Red Flag Warning - Large Fires | 2034 | 7.1551e-08 | 3.5775e-08 | 9.1994e-08 | 6.1205 | 0.77885 | 3.4265 | 1.9151 | 0 | 0 | 0 | 5.9601e-05 |  | 4.3793e-07 | 0 | 4.3793e-07 | 2.1896e-07 | 0 | 2.1896e-07 | 5.6305e-07 | 0 | 5.6305e-07 | [16 empty] | 7.3.1.3 Ignition probability mapping showing the probability of ignition along the electric lines and equipmentWLDFRAggregatedAggregated | WLDFR | HFTD - Distribution - Tier 2 - 1QU CoRE ¦ 5QU LoRE | Red Flag Warning - Small Fires | Aggregated | Aggregated | 2050 | 0.00025594 | 0 | 1628.5067 | 0.4168 | 2050 | Mitigation | 0.08575 | 30 | 0 | esc | 0 | 0 | 0.00060025 | 1.5363e-07 | 0.0015435 | 3.9504e-07
[35 empty] | 7.3.1.1 A summarized risk map that shows the overall ignition probability and estimated wildfire consequence along the electric lines and equipment | WLDFR | HFTD - Distribution - Tier 3 - 5QU CoRE ¦ 1QU LoRE | 2022 | 0.93458 | 0.062019 | 0.24283 | 0 | 0.24283 | 0.038604 | 0.15115 | 0 | 0.15115 | 0.089225 | 0.34936 | 0 | 0.34936 | 0 | 0 | 0 | 0 | 0.22695 | 0.14126 | 0.3265 | 0 | 0.089225 | 0.083388 | 0.34936 | 0.3265 | 0 | 0 | 0.34936 | 0.3265 | [11 empty] | WLDFR | HFTD - Distribution - Tier 2 - 1QU CoRE ¦ 5QU LoRE | Red Flag Warning - Large Fires | 2035 | 7.1551e-08 | 3.5775e-08 | 9.1994e-08 | 6.1205 | 0.77885 | 3.4265 | 1.9151 | 0 | 0 | 0 | 5.9601e-05 |  | 4.3793e-07 | 0 | 4.3793e-07 | 2.1896e-07 | 0 | 2.1896e-07 | 5.6305e-07 | 0 | 5.6305e-07 | [16 empty] | 7.3.1.3 Ignition probability mapping showing the probability of ignition along the electric lines and equipmentWLDFRAggregatedAggregated | WLDFR | HFTD - Distribution - Tier 2 - 1QU CoRE ¦ 5QU LoRE | Red Flag Warning - Small Fires | Aggregated | Aggregated | 2051 | 0.00025594 | 0 | 1628.5067 | 0.4168 | 2051 | Mitigation | 0.08575 | 30 | 0 | esc | 0 | 0 | 0 | 0 | 0.0015435 | 3.9504e-07
[35 empty] | 7.3.1.1 A summarized risk map that shows the overall ignition probability and estimated wildfire consequence along the electric lines and equipment | WLDFR | HFTD - Distribution - Tier 3 - 5QU CoRE ¦ 1QU LoRE | 2023 | 0.87344 | 0.062019 | 0.25172 | 0 | 0.25172 | 0.038604 | 0.15668 | 0 | 0.15668 | 0.089225 | 0.36214 | 0 | 0.36214 | 0.093699 | 0.3803 | 0 | 0.3803 | 0.21986 | 0.13685 | 0.31631 | 0.33217 | 0.089225 | 0.077932 | 0.36214 | 0.31631 | 0 | 0 | 0.36214 | 0.31631 | [11 empty] | WLDFR | HFTD - Distribution - Tier 2 - 1QU CoRE ¦ 5QU LoRE | Red Flag Warning - Large Fires | 2036 | 7.1551e-08 | 3.5775e-08 | 9.1994e-08 | 6.1205 | 0.77885 | 3.4265 | 1.9151 | 0 | 0 | 0 | 5.9601e-05 |  | 4.3793e-07 | 0 | 4.3793e-07 | 2.1896e-07 | 0 | 2.1896e-07 | 5.6305e-07 | 0 | 5.6305e-07 | [16 empty] | 7.3.1.3 Ignition probability mapping showing the probability of ignition along the electric lines and equipmentWLDFRAggregatedAggregated | WLDFR | HFTD - Distribution - Tier 2 - 1QU CoRE ¦ 5QU LoRE | Seismic - Non-Red Flag Warning - Catastrophic Fires | Aggregated | Aggregated | 2021 | 2.5308e-10 | 0 | 1628.5067 | 4.1214e-07 | 2021 | Mitigation | 0.08575 | 30 | 0 | esc | 0.0012005 | 3.0382e-13 | 0.00060025 | 1.5191e-13 | 0 | 0
[35 empty] | 7.3.1.1 A summarized risk map that shows the overall ignition probability and estimated wildfire consequence along the electric lines and equipment | WLDFR | HFTD - Distribution - Tier 3 - 5QU CoRE ¦ 1QU LoRE | 2024 | 0.8163 | 0.062019 | 0.25172 | 0 | 0.25172 | 0.038604 | 0.15668 | 0 | 0.15668 | 0.089225 | 0.36214 | 0 | 0.36214 | 0.093699 | 0.3803 | 0 | 0.3803 | 0.20548 | 0.1279 | 0.29562 | 0.31044 | 0.089225 | 0.072834 | 0.36214 | 0.29562 | 0 | 0 | 0.36214 | 0.29562 | [11 empty] | WLDFR | HFTD - Distribution - Tier 2 - 1QU CoRE ¦ 5QU LoRE | Red Flag Warning - Large Fires | 2037 | 7.1551e-08 | 3.5775e-08 | 9.1994e-08 | 6.1205 | 0.77885 | 3.4265 | 1.9151 | 0 | 0 | 0 | 5.9601e-05 |  | 4.3793e-07 | 0 | 4.3793e-07 | 2.1896e-07 | 0 | 2.1896e-07 | 5.6305e-07 | 0 | 5.6305e-07 | [16 empty] | 7.3.1.3 Ignition probability mapping showing the probability of ignition along the electric lines and equipmentWLDFRAggregatedAggregated | WLDFR | HFTD - Distribution - Tier 2 - 1QU CoRE ¦ 5QU LoRE | Seismic - Non-Red Flag Warning - Catastrophic Fires | Aggregated | Aggregated | 2022 | 2.5308e-10 | 0 | 1628.5067 | 4.1214e-07 | 2022 | Mitigation | 0.08575 | 30 | 0 | esc | 0.0012005 | 3.0382e-13 | 0.00060025 | 1.5191e-13 | 0.0015435 | 3.9063e-13
[35 empty] | 7.3.1.1 A summarized risk map that shows the overall ignition probability and estimated wildfire consequence along the electric lines and equipment | WLDFR | HFTD - Distribution - Tier 3 - 5QU CoRE ¦ 1QU LoRE | 2025 | 0.7629 | 0.062019 | 0.25172 | 0 | 0.25172 | 0.038604 | 0.15668 | 0 | 0.15668 | 0.089225 | 0.36214 | 0 | 0.36214 | 0.093699 | 0.3803 | 0 | 0.3803 | 0.19204 | 0.11953 | 0.27628 | 0.29013 | 0.089225 | 0.068069 | 0.36214 | 0.27628 | 0 | 0 | 0.36214 | 0.27628 | [11 empty] | WLDFR | HFTD - Distribution - Tier 2 - 1QU CoRE ¦ 5QU LoRE | Red Flag Warning - Large Fires | 2038 | 7.1551e-08 | 3.5775e-08 | 9.1994e-08 | 6.5028 | 0.81304 | 3.6355 | 2.0543 | 0 | 0 | 0 | 5.9601e-05 |  | 4.6528e-07 | 0 | 4.6528e-07 | 2.3264e-07 | 0 | 2.3264e-07 | 5.9822e-07 | 0 | 5.9822e-07 | [16 empty] | 7.3.1.3 Ignition probability mapping showing the probability of ignition along the electric lines and equipmentWLDFRAggregatedAggregated | WLDFR | HFTD - Distribution - Tier 2 - 1QU CoRE ¦ 5QU LoRE | Seismic - Non-Red Flag Warning - Catastrophic Fires | Aggregated | Aggregated | 2023 | 2.5308e-10 | 0 | 1628.5067 | 4.1214e-07 | 2023 | Mitigation | 0.08575 | 30 | 0 | esc | 0.0012005 | 3.0382e-13 | 0.00060025 | 1.5191e-13 | 0.0015435 | 3.9063e-13
[35 empty] | 7.3.1.1 A summarized risk map that shows the overall ignition probability and estimated wildfire consequence along the electric lines and equipment | WLDFR | HFTD - Distribution - Tier 3 - 5QU CoRE ¦ 1QU LoRE | 2026 | 0.71299 | 0.062019 | 0.25172 | 0 | 0.25172 | 0.038604 | 0.15668 | 0 | 0.15668 | 0.089225 | 0.36214 | 0 | 0.36214 | 0.093699 | 0.3803 | 0 | 0.3803 | 0.17947 | 0.11171 | 0.2582 | 0.27115 | 0.089225 | 0.063616 | 0.36214 | 0.2582 | 0 | 0 | 0.36214 | 0.2582 | [11 empty] | WLDFR | HFTD - Distribution - Tier 2 - 1QU CoRE ¦ 5QU LoRE | Red Flag Warning - Large Fires | 2039 | 7.1551e-08 | 3.5775e-08 | 9.1994e-08 | 6.5028 | 0.81304 | 3.6355 | 2.0543 | 0 | 0 | 0 | 5.9601e-05 |  | 4.6528e-07 | 0 | 4.6528e-07 | 2.3264e-07 | 0 | 2.3264e-07 | 5.9822e-07 | 0 | 5.9822e-07 | [16 empty] | 7.3.1.3 Ignition probability mapping showing the probability of ignition along the electric lines and equipmentWLDFRAggregatedAggregated | WLDFR | HFTD - Distribution - Tier 2 - 1QU CoRE ¦ 5QU LoRE | Seismic - Non-Red Flag Warning - Catastrophic Fires | Aggregated | Aggregated | 2024 | 2.5308e-10 | 0 | 1628.5067 | 4.1214e-07 | 2024 | Mitigation | 0.08575 | 30 | 0 | esc | 0.0012005 | 3.0382e-13 | 0.00060025 | 1.5191e-13 | 0.0015435 | 3.9063e-13
[35 empty] | 7.3.1.1 A summarized risk map that shows the overall ignition probability and estimated wildfire consequence along the electric lines and equipment | WLDFR | HFTD - Distribution - Tier 3 - 5QU CoRE ¦ 1QU LoRE | 2027 | 0.66634 | 0.062019 | 0.25172 | 0 | 0.25172 | 0.038604 | 0.15668 | 0 | 0.15668 | 0.089225 | 0.36214 | 0 | 0.36214 | 0.093699 | 0.3803 | 0 | 0.3803 | 0.16773 | 0.10441 | 0.24131 | 0.25341 | 0.089225 | 0.059454 | 0.36214 | 0.24131 | 0 | 0 | 0.36214 | 0.24131 | [11 empty] | WLDFR | HFTD - Distribution - Tier 2 - 1QU CoRE ¦ 5QU LoRE | Red Flag Warning - Large Fires | 2040 | 7.1551e-08 | 3.5775e-08 | 9.1994e-08 | 6.5028 | 0.81304 | 3.6355 | 2.0543 | 0 | 0 | 0 | 5.9601e-05 |  | 4.6528e-07 | 0 | 4.6528e-07 | 2.3264e-07 | 0 | 2.3264e-07 | 5.9822e-07 | 0 | 5.9822e-07 | [16 empty] | 7.3.1.3 Ignition probability mapping showing the probability of ignition along the electric lines and equipmentWLDFRAggregatedAggregated | WLDFR | HFTD - Distribution - Tier 2 - 1QU CoRE ¦ 5QU LoRE | Seismic - Non-Red Flag Warning - Catastrophic Fires | Aggregated | Aggregated | 2025 | 2.5308e-10 | 0 | 1628.5067 | 4.1214e-07 | 2025 | Mitigation | 0.08575 | 30 | 0 | esc | 0.0012005 | 3.0382e-13 | 0.00060025 | 1.5191e-13 | 0.0015435 | 3.9063e-13
[35 empty] | 7.3.1.1 A summarized risk map that shows the overall ignition probability and estimated wildfire consequence along the electric lines and equipment | WLDFR | HFTD - Distribution - Tier 3 - 5QU CoRE ¦ 1QU LoRE | 2028 | 0.62275 | 0.062019 | 0.26292 | 0 | 0.26292 | 0.038604 | 0.16366 | 0 | 0.16366 | 0.089225 | 0.37826 | 0 | 0.37826 | 0.093699 | 0.39723 | 0 | 0.39723 | 0.16374 | 0.10192 | 0.23556 | 0.24738 | 0.089225 | 0.055565 | 0.37826 | 0.23556 | 0 | 0 | 0.37826 | 0.23556 | [11 empty] | WLDFR | HFTD - Distribution - Tier 2 - 1QU CoRE ¦ 5QU LoRE | Red Flag Warning - Large Fires | 2041 | 7.1551e-08 | 3.5775e-08 | 9.1994e-08 | 6.5028 | 0.81304 | 3.6355 | 2.0543 | 0 | 0 | 0 | 5.9601e-05 |  | 4.6528e-07 | 0 | 4.6528e-07 | 2.3264e-07 | 0 | 2.3264e-07 | 5.9822e-07 | 0 | 5.9822e-07 | [16 empty] | 7.3.1.3 Ignition probability mapping showing the probability of ignition along the electric lines and equipmentWLDFRAggregatedAggregated | WLDFR | HFTD - Distribution - Tier 2 - 1QU CoRE ¦ 5QU LoRE | Seismic - Non-Red Flag Warning - Catastrophic Fires | Aggregated | Aggregated | 2026 | 2.5308e-10 | 0 | 1628.5067 | 4.1214e-07 | 2026 | Mitigation | 0.08575 | 30 | 0 | esc | 0.0012005 | 3.0382e-13 | 0.00060025 | 1.5191e-13 | 0.0015435 | 3.9063e-13
[35 empty] | 7.3.1.1 A summarized risk map that shows the overall ignition probability and estimated wildfire consequence along the electric lines and equipment | WLDFR | HFTD - Distribution - Tier 3 - 5QU CoRE ¦ 1QU LoRE | 2029 | 0.58201 | 0.062019 | 0.26292 | 0 | 0.26292 | 0.038604 | 0.16366 | 0 | 0.16366 | 0.089225 | 0.37826 | 0 | 0.37826 | 0.093699 | 0.39723 | 0 | 0.39723 | 0.15302 | 0.095251 | 0.22015 | 0.23119 | 0.089225 | 0.05193 | 0.37826 | 0.22015 | 0 | 0 | 0.37826 | 0.22015 | [11 empty] | WLDFR | HFTD - Distribution - Tier 2 - 1QU CoRE ¦ 5QU LoRE | Red Flag Warning - Large Fires | 2042 | 7.1551e-08 | 3.5775e-08 | 9.1994e-08 | 6.5028 | 0.81304 | 3.6355 | 2.0543 | 0 | 0 | 0 | 5.9601e-05 |  | 4.6528e-07 | 0 | 4.6528e-07 | 2.3264e-07 | 0 | 2.3264e-07 | 5.9822e-07 | 0 | 5.9822e-07 | [16 empty] | 7.3.1.3 Ignition probability mapping showing the probability of ignition along the electric lines and equipmentWLDFRAggregatedAggregated | WLDFR | HFTD - Distribution - Tier 2 - 1QU CoRE ¦ 5QU LoRE | Seismic - Non-Red Flag Warning - Catastrophic Fires | Aggregated | Aggregated | 2027 | 2.5308e-10 | 0 | 1628.5067 | 4.1214e-07 | 2027 | Mitigation | 0.08575 | 30 | 0 | esc | 0.0012005 | 3.0382e-13 | 0.00060025 | 1.5191e-13 | 0.0015435 | 3.9063e-13
[35 empty] | 7.3.1.1 A summarized risk map that shows the overall ignition probability and estimated wildfire consequence along the electric lines and equipment | WLDFR | HFTD - Distribution - Tier 3 - 5QU CoRE ¦ 1QU LoRE | 2030 | 0.54393 | 0.062019 | 0.26292 | 0 | 0.26292 | 0.038604 | 0.16366 | 0 | 0.16366 | 0.089225 | 0.37826 | 0 | 0.37826 | 0.093699 | 0.39723 | 0 | 0.39723 | 0.14301 | 0.089019 | 0.20575 | 0.21607 | 0.089225 | 0.048532 | 0.37826 | 0.20575 | 0 | 0 | 0.37826 | 0.20575 | [11 empty] | WLDFR | HFTD - Distribution - Tier 2 - 1QU CoRE ¦ 5QU LoRE | Red Flag Warning - Large Fires | 2043 | 7.1551e-08 | 3.5775e-08 | 9.1994e-08 | 6.9209 | 0.84944 | 3.8632 | 2.2083 | 0 | 0 | 0 | 5.9601e-05 |  | 4.952e-07 | 0 | 4.952e-07 | 2.476e-07 | 0 | 2.476e-07 | 6.3668e-07 | 0 | 6.3668e-07 | [16 empty] | 7.3.1.3 Ignition probability mapping showing the probability of ignition along the electric lines and equipmentWLDFRAggregatedAggregated | WLDFR | HFTD - Distribution - Tier 2 - 1QU CoRE ¦ 5QU LoRE | Seismic - Non-Red Flag Warning - Catastrophic Fires | Aggregated | Aggregated | 2028 | 2.5308e-10 | 0 | 1628.5067 | 4.1214e-07 | 2028 | Mitigation | 0.08575 | 30 | 0 | esc | 0.0012005 | 3.0382e-13 | 0.00060025 | 1.5191e-13 | 0.0015435 | 3.9063e-13
[35 empty] | 7.3.1.1 A summarized risk map that shows the overall ignition probability and estimated wildfire consequence along the electric lines and equipment | WLDFR | HFTD - Distribution - Tier 3 - 5QU CoRE ¦ 1QU LoRE | 2031 | 0.50835 | 0.062019 | 0.26292 | 0 | 0.26292 | 0.038604 | 0.16366 | 0 | 0.16366 | 0.089225 | 0.37826 | 0 | 0.37826 | 0.093699 | 0.39723 | 0 | 0.39723 | 0.13366 | 0.083196 | 0.19229 | 0.20193 | 0.089225 | 0.045357 | 0.37826 | 0.19229 | 0 | 0 | 0.37826 | 0.19229 | [11 empty] | WLDFR | HFTD - Distribution - Tier 2 - 1QU CoRE ¦ 5QU LoRE | Red Flag Warning - Large Fires | 2044 | 7.1551e-08 | 3.5775e-08 | 9.1994e-08 | 6.9209 | 0.84944 | 3.8632 | 2.2083 | 0 | 0 | 0 | 5.9601e-05 |  | 4.952e-07 | 0 | 4.952e-07 | 2.476e-07 | 0 | 2.476e-07 | 6.3668e-07 | 0 | 6.3668e-07 | [16 empty] | 7.3.1.3 Ignition probability mapping showing the probability of ignition along the electric lines and equipmentWLDFRAggregatedAggregated | WLDFR | HFTD - Distribution - Tier 2 - 1QU CoRE ¦ 5QU LoRE | Seismic - Non-Red Flag Warning - Catastrophic Fires | Aggregated | Aggregated | 2029 | 2.5308e-10 | 0 | 1628.5067 | 4.1214e-07 | 2029 | Mitigation | 0.08575 | 30 | 0 | esc | 0.0012005 | 3.0382e-13 | 0.00060025 | 1.5191e-13 | 0.0015435 | 3.9063e-13
[35 empty] | 7.3.1.1 A summarized risk map that shows the overall ignition probability and estimated wildfire consequence along the electric lines and equipment | WLDFR | HFTD - Distribution - Tier 3 - 5QU CoRE ¦ 1QU LoRE | 2032 | 0.47509 | 0.062019 | 0.26292 | 0 | 0.26292 | 0.038604 | 0.16366 | 0 | 0.16366 | 0.089225 | 0.37826 | 0 | 0.37826 | 0.093699 | 0.39723 | 0 | 0.39723 | 0.12491 | 0.077753 | 0.17971 | 0.18872 | 0.089225 | 0.04239 | 0.37826 | 0.17971 | 0 | 0 | 0.37826 | 0.17971 | [11 empty] | WLDFR | HFTD - Distribution - Tier 2 - 1QU CoRE ¦ 5QU LoRE | Red Flag Warning - Large Fires | 2045 | 7.1551e-08 | 3.5775e-08 | 9.1994e-08 | 6.9209 | 0.84944 | 3.8632 | 2.2083 | 0 | 0 | 0 | 5.9601e-05 |  | 4.952e-07 | 0 | 4.952e-07 | 2.476e-07 | 0 | 2.476e-07 | 6.3668e-07 | 0 | 6.3668e-07 | [16 empty] | 7.3.1.3 Ignition probability mapping showing the probability of ignition along the electric lines and equipmentWLDFRAggregatedAggregated | WLDFR | HFTD - Distribution - Tier 2 - 1QU CoRE ¦ 5QU LoRE | Seismic - Non-Red Flag Warning - Catastrophic Fires | Aggregated | Aggregated | 2030 | 2.5308e-10 | 0 | 1628.5067 | 4.1214e-07 | 2030 | Mitigation | 0.08575 | 30 | 0 | esc | 0.0012005 | 3.0382e-13 | 0.00060025 | 1.5191e-13 | 0.0015435 | 3.9063e-13
[35 empty] | 7.3.1.1 A summarized risk map that shows the overall ignition probability and estimated wildfire consequence along the electric lines and equipment | WLDFR | HFTD - Distribution - Tier 3 - 5QU CoRE ¦ 1QU LoRE | 2033 | 0.44401 | 0.062019 | 0.27538 | 0 | 0.27538 | 0.038604 | 0.17141 | 0 | 0.17141 | 0.089225 | 0.39618 | 0 | 0.39618 | 0.093699 | 0.41605 | 0 | 0.41605 | 0.12227 | 0.076109 | 0.17591 | 0.18473 | 0.089225 | 0.039617 | 0.39618 | 0.17591 | 0 | 0 | 0.39618 | 0.17591 | [11 empty] | WLDFR | HFTD - Distribution - Tier 2 - 1QU CoRE ¦ 5QU LoRE | Red Flag Warning - Large Fires | 2046 | 7.1551e-08 | 3.5775e-08 | 9.1994e-08 | 6.9209 | 0.84944 | 3.8632 | 2.2083 | 0 | 0 | 0 | 5.9601e-05 |  | 4.952e-07 | 0 | 4.952e-07 | 2.476e-07 | 0 | 2.476e-07 | 6.3668e-07 | 0 | 6.3668e-07 | [16 empty] | 7.3.1.3 Ignition probability mapping showing the probability of ignition along the electric lines and equipmentWLDFRAggregatedAggregated | WLDFR | HFTD - Distribution - Tier 2 - 1QU CoRE ¦ 5QU LoRE | Seismic - Non-Red Flag Warning - Catastrophic Fires | Aggregated | Aggregated | 2031 | 2.5308e-10 | 0 | 1628.5067 | 4.1214e-07 | 2031 | Mitigation | 0.08575 | 30 | 0 | esc | 0.0012005 | 3.0382e-13 | 0.00060025 | 1.5191e-13 | 0.0015435 | 3.9063e-13
[35 empty] | 7.3.1.1 A summarized risk map that shows the overall ignition probability and estimated wildfire consequence along the electric lines and equipment | WLDFR | HFTD - Distribution - Tier 3 - 5QU CoRE ¦ 1QU LoRE | 2034 | 0.41496 | 0.062019 | 0.27538 | 0 | 0.27538 | 0.038604 | 0.17141 | 0 | 0.17141 | 0.089225 | 0.39618 | 0 | 0.39618 | 0.093699 | 0.41605 | 0 | 0.41605 | 0.11427 | 0.07113 | 0.1644 | 0.17265 | 0.089225 | 0.037025 | 0.39618 | 0.1644 | 0 | 0 | 0.39618 | 0.1644 | [11 empty] | WLDFR | HFTD - Distribution - Tier 2 - 1QU CoRE ¦ 5QU LoRE | Red Flag Warning - Large Fires | 2047 | 7.1551e-08 | 3.5775e-08 | 9.1994e-08 | 6.9209 | 0.84944 | 3.8632 | 2.2083 | 0 | 0 | 0 | 5.9601e-05 |  | 4.952e-07 | 0 | 4.952e-07 | 2.476e-07 | 0 | 2.476e-07 | 6.3668e-07 | 0 | 6.3668e-07 | [16 empty] | 7.3.1.3 Ignition probability mapping showing the probability of ignition along the electric lines and equipmentWLDFRAggregatedAggregated | WLDFR | HFTD - Distribution - Tier 2 - 1QU CoRE ¦ 5QU LoRE | Seismic - Non-Red Flag Warning - Catastrophic Fires | Aggregated | Aggregated | 2032 | 2.5308e-10 | 0 | 1628.5067 | 4.1214e-07 | 2032 | Mitigation | 0.08575 | 30 | 0 | esc | 0.0012005 | 3.0382e-13 | 0.00060025 | 1.5191e-13 | 0.0015435 | 3.9063e-13
[35 empty] | 7.3.1.1 A summarized risk map that shows the overall ignition probability and estimated wildfire consequence along the electric lines and equipment | WLDFR | HFTD - Distribution - Tier 3 - 5QU CoRE ¦ 1QU LoRE | 2035 | 0.38782 | 0.062019 | 0.27538 | 0 | 0.27538 | 0.038604 | 0.17141 | 0 | 0.17141 | 0.089225 | 0.39618 | 0 | 0.39618 | 0.093699 | 0.41605 | 0 | 0.41605 | 0.1068 | 0.066477 | 0.15365 | 0.16135 | 0.089225 | 0.034603 | 0.39618 | 0.15365 | 0 | 0 | 0.39618 | 0.15365 | [11 empty] | WLDFR | HFTD - Distribution - Tier 2 - 1QU CoRE ¦ 5QU LoRE | Red Flag Warning - Large Fires | 2048 | 7.1551e-08 | 3.5775e-08 | 9.1994e-08 | 7.3713 | 0.88759 | 4.1075 | 2.3763 | 0 | 0 | 0 | 5.9601e-05 |  | 5.2743e-07 | 0 | 5.2743e-07 | 2.6371e-07 | 0 | 2.6371e-07 | 6.7812e-07 | 0 | 6.7812e-07 | [16 empty] | 7.3.1.3 Ignition probability mapping showing the probability of ignition along the electric lines and equipmentWLDFRAggregatedAggregated | WLDFR | HFTD - Distribution - Tier 2 - 1QU CoRE ¦ 5QU LoRE | Seismic - Non-Red Flag Warning - Catastrophic Fires | Aggregated | Aggregated | 2033 | 2.5308e-10 | 0 | 1628.5067 | 4.1214e-07 | 2033 | Mitigation | 0.08575 | 30 | 0 | esc | 0.0012005 | 3.0382e-13 | 0.00060025 | 1.5191e-13 | 0.0015435 | 3.9063e-13
[35 empty] | 7.3.1.1 A summarized risk map that shows the overall ignition probability and estimated wildfire consequence along the electric lines and equipment | WLDFR | HFTD - Distribution - Tier 3 - 5QU CoRE ¦ 1QU LoRE | 2036 | 0.36245 | 0.062019 | 0.27538 | 0 | 0.27538 | 0.038604 | 0.17141 | 0 | 0.17141 | 0.089225 | 0.39618 | 0 | 0.39618 | 0.093699 | 0.41605 | 0 | 0.41605 | 0.099811 | 0.062128 | 0.1436 | 0.1508 | 0.089225 | 0.032339 | 0.39618 | 0.1436 | 0 | 0 | 0.39618 | 0.1436 | [11 empty] | WLDFR | HFTD - Distribution - Tier 2 - 1QU CoRE ¦ 5QU LoRE | Red Flag Warning - Large Fires | 2049 | 7.1551e-08 | 3.5775e-08 | 9.1994e-08 | 7.3713 | 0.88759 | 4.1075 | 2.3763 | 0 | 0 | 0 | 5.9601e-05 |  | 5.2743e-07 | 0 | 5.2743e-07 | 2.6371e-07 | 0 | 2.6371e-07 | 6.7812e-07 | 0 | 6.7812e-07 | [16 empty] | 7.3.1.3 Ignition probability mapping showing the probability of ignition along the electric lines and equipmentWLDFRAggregatedAggregated | WLDFR | HFTD - Distribution - Tier 2 - 1QU CoRE ¦ 5QU LoRE | Seismic - Non-Red Flag Warning - Catastrophic Fires | Aggregated | Aggregated | 2034 | 2.5308e-10 | 0 | 1628.5067 | 4.1214e-07 | 2034 | Mitigation | 0.08575 | 30 | 0 | esc | 0.0012005 | 3.0382e-13 | 0.00060025 | 1.5191e-13 | 0.0015435 | 3.9063e-13
[35 empty] | 7.3.1.1 A summarized risk map that shows the overall ignition probability and estimated wildfire consequence along the electric lines and equipment | WLDFR | HFTD - Distribution - Tier 3 - 5QU CoRE ¦ 1QU LoRE | 2037 | 0.33873 | 0.062019 | 0.27538 | 0 | 0.27538 | 0.038604 | 0.17141 | 0 | 0.17141 | 0.089225 | 0.39618 | 0 | 0.39618 | 0.093699 | 0.41605 | 0 | 0.41605 | 0.093281 | 0.058063 | 0.1342 | 0.14093 | 0.089225 | 0.030223 | 0.39618 | 0.1342 | 0 | 0 | 0.39618 | 0.1342 | [11 empty] | WLDFR | HFTD - Distribution - Tier 2 - 1QU CoRE ¦ 5QU LoRE | Red Flag Warning - Large Fires | 2050 | 0 | 3.5775e-08 | 9.1994e-08 | 7.3713 | 0.88759 | 4.1075 | 2.3763 | 0 | 0 | 0 | 5.9601e-05 |  | 0 | 0 | 0 | 2.6371e-07 | 0 | 2.6371e-07 | 6.7812e-07 | 0 | 6.7812e-07 | [16 empty] | 7.3.1.3 Ignition probability mapping showing the probability of ignition along the electric lines and equipmentWLDFRAggregatedAggregated | WLDFR | HFTD - Distribution - Tier 2 - 1QU CoRE ¦ 5QU LoRE | Seismic - Non-Red Flag Warning - Catastrophic Fires | Aggregated | Aggregated | 2035 | 2.5308e-10 | 0 | 1628.5067 | 4.1214e-07 | 2035 | Mitigation | 0.08575 | 30 | 0 | esc | 0.0012005 | 3.0382e-13 | 0.00060025 | 1.5191e-13 | 0.0015435 | 3.9063e-13
[35 empty] | 7.3.1.1 A summarized risk map that shows the overall ignition probability and estimated wildfire consequence along the electric lines and equipment | WLDFR | HFTD - Distribution - Tier 3 - 5QU CoRE ¦ 1QU LoRE | 2038 | 0.31657 | 0.062019 | 0.28891 | 0 | 0.28891 | 0.038604 | 0.17983 | 0 | 0.17983 | 0.089225 | 0.41565 | 0 | 0.41565 | 0.093699 | 0.43649 | 0 | 0.43649 | 0.091461 | 0.05693 | 0.13158 | 0.13818 | 0.089225 | 0.028246 | 0.41565 | 0.13158 | 0 | 0 | 0.41565 | 0.13158 | [11 empty] | WLDFR | HFTD - Distribution - Tier 2 - 1QU CoRE ¦ 5QU LoRE | Red Flag Warning - Large Fires | 2051 | 0 | 0 | 9.1994e-08 | 7.3713 | 0.88759 | 4.1075 | 2.3763 | 0 | 0 | 0 | 5.9601e-05 |  | 0 | 0 | 0 | 0 | 0 | 0 | 6.7812e-07 | 0 | 6.7812e-07 | [16 empty] | 7.3.1.3 Ignition probability mapping showing the probability of ignition along the electric lines and equipmentWLDFRAggregatedAggregated | WLDFR | HFTD - Distribution - Tier 2 - 1QU CoRE ¦ 5QU LoRE | Seismic - Non-Red Flag Warning - Catastrophic Fires | Aggregated | Aggregated | 2036 | 2.5308e-10 | 0 | 1628.5067 | 4.1214e-07 | 2036 | Mitigation | 0.08575 | 30 | 0 | esc | 0.0012005 | 3.0382e-13 | 0.00060025 | 1.5191e-13 | 0.0015435 | 3.9063e-13
[35 empty] | 7.3.1.1 A summarized risk map that shows the overall ignition probability and estimated wildfire consequence along the electric lines and equipment | WLDFR | HFTD - Distribution - Tier 3 - 5QU CoRE ¦ 1QU LoRE | 2039 | 0.29586 | 0.062019 | 0.28891 | 0 | 0.28891 | 0.038604 | 0.17983 | 0 | 0.17983 | 0.089225 | 0.41565 | 0 | 0.41565 | 0.093699 | 0.43649 | 0 | 0.43649 | 0.085478 | 0.053206 | 0.12297 | 0.12914 | 0.089225 | 0.026398 | 0.41565 | 0.12297 | 0 | 0 | 0.41565 | 0.12297 | [11 empty] | WLDFR | HFTD - Distribution - Tier 2 - 1QU CoRE ¦ 5QU LoRE | Red Flag Warning - Small Fires | 2020 | 3.0726e-07 | 0 | 0 | 0.077901 | 0.036425 | 0.0015809 | 0.039895 | 0 | 0 | 0 | 0.00025594 |  | 2.3935e-08 | 0 | 2.3935e-08 | 0 | 0 | 0 | 0 | 0 | 0 | [16 empty] | 7.3.1.3 Ignition probability mapping showing the probability of ignition along the electric lines and equipmentWLDFRAggregatedAggregated | WLDFR | HFTD - Distribution - Tier 2 - 1QU CoRE ¦ 5QU LoRE | Seismic - Non-Red Flag Warning - Catastrophic Fires | Aggregated | Aggregated | 2037 | 2.5308e-10 | 0 | 1628.5067 | 4.1214e-07 | 2037 | Mitigation | 0.08575 | 30 | 0 | esc | 0.0012005 | 3.0382e-13 | 0.00060025 | 1.5191e-13 | 0.0015435 | 3.9063e-13
[35 empty] | 7.3.1.1 A summarized risk map that shows the overall ignition probability and estimated wildfire consequence along the electric lines and equipment | WLDFR | HFTD - Distribution - Tier 3 - 5QU CoRE ¦ 1QU LoRE | 2040 | 0.27651 | 0.062019 | 0.28891 | 0 | 0.28891 | 0.038604 | 0.17983 | 0 | 0.17983 | 0.089225 | 0.41565 | 0 | 0.41565 | 0.093699 | 0.43649 | 0 | 0.43649 | 0.079886 | 0.049725 | 0.11493 | 0.12069 | 0.089225 | 0.024671 | 0.41565 | 0.11493 | 0 | 0 | 0.41565 | 0.11493 | [11 empty] | WLDFR | HFTD - Distribution - Tier 2 - 1QU CoRE ¦ 5QU LoRE | Red Flag Warning - Small Fires | 2021 | 3.0726e-07 | 1.5363e-07 | 0 | 0.077901 | 0.036425 | 0.0015809 | 0.039895 | 0 | 0 | 0 | 0.00025594 |  | 2.3935e-08 | 0 | 2.3935e-08 | 1.1968e-08 | 0 | 1.1968e-08 | 0 | 0 | 0 | [16 empty] | 7.3.1.3 Ignition probability mapping showing the probability of ignition along the electric lines and equipmentWLDFRAggregatedAggregated | WLDFR | HFTD - Distribution - Tier 2 - 1QU CoRE ¦ 5QU LoRE | Seismic - Non-Red Flag Warning - Catastrophic Fires | Aggregated | Aggregated | 2038 | 2.5308e-10 | 0 | 1628.5067 | 4.1214e-07 | 2038 | Mitigation | 0.08575 | 30 | 0 | esc | 0.0012005 | 3.0382e-13 | 0.00060025 | 1.5191e-13 | 0.0015435 | 3.9063e-13
[35 empty] | 7.3.1.1 A summarized risk map that shows the overall ignition probability and estimated wildfire consequence along the electric lines and equipment | WLDFR | HFTD - Distribution - Tier 3 - 5QU CoRE ¦ 1QU LoRE | 2041 | 0.25842 | 0.062019 | 0.28891 | 0 | 0.28891 | 0.038604 | 0.17983 | 0 | 0.17983 | 0.089225 | 0.41565 | 0 | 0.41565 | 0.093699 | 0.43649 | 0 | 0.43649 | 0.07466 | 0.046472 | 0.10741 | 0.1128 | 0.089225 | 0.023057 | 0.41565 | 0.10741 | 0 | 0 | 0.41565 | 0.10741 | [11 empty] | WLDFR | HFTD - Distribution - Tier 2 - 1QU CoRE ¦ 5QU LoRE | Red Flag Warning - Small Fires | 2022 | 3.0726e-07 | 1.5363e-07 | 3.9504e-07 | 0.077901 | 0.036425 | 0.0015809 | 0.039895 | 0 | 0 | 0 | 0.00025594 |  | 2.3935e-08 | 0 | 2.3935e-08 | 1.1968e-08 | 0 | 1.1968e-08 | 3.0774e-08 | 0 | 3.0774e-08 | [16 empty] | 7.3.1.3 Ignition probability mapping showing the probability of ignition along the electric lines and equipmentWLDFRAggregatedAggregated | WLDFR | HFTD - Distribution - Tier 2 - 1QU CoRE ¦ 5QU LoRE | Seismic - Non-Red Flag Warning - Catastrophic Fires | Aggregated | Aggregated | 2039 | 2.5308e-10 | 0 | 1628.5067 | 4.1214e-07 | 2039 | Mitigation | 0.08575 | 30 | 0 | esc | 0.0012005 | 3.0382e-13 | 0.00060025 | 1.5191e-13 | 0.0015435 | 3.9063e-13
[35 empty] | 7.3.1.1 A summarized risk map that shows the overall ignition probability and estimated wildfire consequence along the electric lines and equipment | WLDFR | HFTD - Distribution - Tier 3 - 5QU CoRE ¦ 1QU LoRE | 2042 | 0.24151 | 0.062019 | 0.28891 | 0 | 0.28891 | 0.038604 | 0.17983 | 0 | 0.17983 | 0.089225 | 0.41565 | 0 | 0.41565 | 0.093699 | 0.43649 | 0 | 0.43649 | 0.069775 | 0.043432 | 0.10038 | 0.10542 | 0.089225 | 0.021549 | 0.41565 | 0.10038 | 0 | 0 | 0.41565 | 0.10038 | [11 empty] | WLDFR | HFTD - Distribution - Tier 2 - 1QU CoRE ¦ 5QU LoRE | Red Flag Warning - Small Fires | 2023 | 3.0726e-07 | 1.5363e-07 | 3.9504e-07 | 0.080408 | 0.03759 | 0.0016314 | 0.041187 | 0 | 0 | 0 | 0.00025594 |  | 2.4706e-08 | 0 | 2.4706e-08 | 1.2353e-08 | 0 | 1.2353e-08 | 3.1765e-08 | 0 | 3.1765e-08 | [16 empty] | 7.3.1.3 Ignition probability mapping showing the probability of ignition along the electric lines and equipmentWLDFRAggregatedAggregated | WLDFR | HFTD - Distribution - Tier 2 - 1QU CoRE ¦ 5QU LoRE | Seismic - Non-Red Flag Warning - Catastrophic Fires | Aggregated | Aggregated | 2040 | 2.5308e-10 | 0 | 1628.5067 | 4.1214e-07 | 2040 | Mitigation | 0.08575 | 30 | 0 | esc | 0.0012005 | 3.0382e-13 | 0.00060025 | 1.5191e-13 | 0.0015435 | 3.9063e-13
[35 empty] | 7.3.1.1 A summarized risk map that shows the overall ignition probability and estimated wildfire consequence along the electric lines and equipment | WLDFR | HFTD - Distribution - Tier 3 - 5QU CoRE ¦ 1QU LoRE | 2043 | 0.22571 | 0.062019 | 0.30333 | 0 | 0.30333 | 0.038604 | 0.18881 | 0 | 0.18881 | 0.089225 | 0.43639 | 0 | 0.43639 | 0.093699 | 0.45827 | 0 | 0.45827 | 0.068465 | 0.042616 | 0.098498 | 0.10344 | 0.089225 | 0.020139 | 0.43639 | 0.098498 | 0 | 0 | 0.43639 | 0.098498 | [11 empty] | WLDFR | HFTD - Distribution - Tier 2 - 1QU CoRE ¦ 5QU LoRE | Red Flag Warning - Small Fires | 2024 | 3.0726e-07 | 1.5363e-07 | 3.9504e-07 | 0.080408 | 0.03759 | 0.0016314 | 0.041187 | 0 | 0 | 0 | 0.00025594 |  | 2.4706e-08 | 0 | 2.4706e-08 | 1.2353e-08 | 0 | 1.2353e-08 | 3.1765e-08 | 0 | 3.1765e-08 | [16 empty] | 7.3.1.3 Ignition probability mapping showing the probability of ignition along the electric lines and equipmentWLDFRAggregatedAggregated | WLDFR | HFTD - Distribution - Tier 2 - 1QU CoRE ¦ 5QU LoRE | Seismic - Non-Red Flag Warning - Catastrophic Fires | Aggregated | Aggregated | 2041 | 2.5308e-10 | 0 | 1628.5067 | 4.1214e-07 | 2041 | Mitigation | 0.08575 | 30 | 0 | esc | 0.0012005 | 3.0382e-13 | 0.00060025 | 1.5191e-13 | 0.0015435 | 3.9063e-13
[35 empty] | 7.3.1.1 A summarized risk map that shows the overall ignition probability and estimated wildfire consequence along the electric lines and equipment | WLDFR | HFTD - Distribution - Tier 3 - 5QU CoRE ¦ 1QU LoRE | 2044 | 0.21095 | 0.062019 | 0.30333 | 0 | 0.30333 | 0.038604 | 0.18881 | 0 | 0.18881 | 0.089225 | 0.43639 | 0 | 0.43639 | 0.093699 | 0.45827 | 0 | 0.45827 | 0.063986 | 0.039828 | 0.092055 | 0.096671 | 0.089225 | 0.018822 | 0.43639 | 0.092055 | 0 | 0 | 0.43639 | 0.092055 | [11 empty] | WLDFR | HFTD - Distribution - Tier 2 - 1QU CoRE ¦ 5QU LoRE | Red Flag Warning - Small Fires | 2025 | 3.0726e-07 | 1.5363e-07 | 3.9504e-07 | 0.080408 | 0.03759 | 0.0016314 | 0.041187 | 0 | 0 | 0 | 0.00025594 |  | 2.4706e-08 | 0 | 2.4706e-08 | 1.2353e-08 | 0 | 1.2353e-08 | 3.1765e-08 | 0 | 3.1765e-08 | [16 empty] | 7.3.1.3 Ignition probability mapping showing the probability of ignition along the electric lines and equipmentWLDFRAggregatedAggregated | WLDFR | HFTD - Distribution - Tier 2 - 1QU CoRE ¦ 5QU LoRE | Seismic - Non-Red Flag Warning - Catastrophic Fires | Aggregated | Aggregated | 2042 | 2.5308e-10 | 0 | 1628.5067 | 4.1214e-07 | 2042 | Mitigation | 0.08575 | 30 | 0 | esc | 0.0012005 | 3.0382e-13 | 0.00060025 | 1.5191e-13 | 0.0015435 | 3.9063e-13
[35 empty] | 7.3.1.1 A summarized risk map that shows the overall ignition probability and estimated wildfire consequence along the electric lines and equipment | WLDFR | HFTD - Distribution - Tier 3 - 5QU CoRE ¦ 1QU LoRE | 2045 | 0.19715 | 0.062019 | 0.30333 | 0 | 0.30333 | 0.038604 | 0.18881 | 0 | 0.18881 | 0.089225 | 0.43639 | 0 | 0.43639 | 0.093699 | 0.45827 | 0 | 0.45827 | 0.0598 | 0.037223 | 0.086032 | 0.090346 | 0.089225 | 0.01759 | 0.43639 | 0.086032 | 0 | 0 | 0.43639 | 0.086032 | [11 empty] | WLDFR | HFTD - Distribution - Tier 2 - 1QU CoRE ¦ 5QU LoRE | Red Flag Warning - Small Fires | 2026 | 3.0726e-07 | 1.5363e-07 | 3.9504e-07 | 0.080408 | 0.03759 | 0.0016314 | 0.041187 | 0 | 0 | 0 | 0.00025594 |  | 2.4706e-08 | 0 | 2.4706e-08 | 1.2353e-08 | 0 | 1.2353e-08 | 3.1765e-08 | 0 | 3.1765e-08 | [16 empty] | 7.3.1.3 Ignition probability mapping showing the probability of ignition along the electric lines and equipmentWLDFRAggregatedAggregated | WLDFR | HFTD - Distribution - Tier 2 - 1QU CoRE ¦ 5QU LoRE | Seismic - Non-Red Flag Warning - Catastrophic Fires | Aggregated | Aggregated | 2043 | 2.5308e-10 | 0 | 1628.5067 | 4.1214e-07 | 2043 | Mitigation | 0.08575 | 30 | 0 | esc | 0.0012005 | 3.0382e-13 | 0.00060025 | 1.5191e-13 | 0.0015435 | 3.9063e-13
[35 empty] | 7.3.1.1 A summarized risk map that shows the overall ignition probability and estimated wildfire consequence along the electric lines and equipment | WLDFR | HFTD - Distribution - Tier 3 - 5QU CoRE ¦ 1QU LoRE | 2046 | 0.18425 | 0.062019 | 0.30333 | 0 | 0.30333 | 0.038604 | 0.18881 | 0 | 0.18881 | 0.089225 | 0.43639 | 0 | 0.43639 | 0.093699 | 0.45827 | 0 | 0.45827 | 0.055888 | 0.034787 | 0.080404 | 0.084436 | 0.089225 | 0.01644 | 0.43639 | 0.080404 | 0 | 0 | 0.43639 | 0.080404 | [11 empty] | WLDFR | HFTD - Distribution - Tier 2 - 1QU CoRE ¦ 5QU LoRE | Red Flag Warning - Small Fires | 2027 | 3.0726e-07 | 1.5363e-07 | 3.9504e-07 | 0.080408 | 0.03759 | 0.0016314 | 0.041187 | 0 | 0 | 0 | 0.00025594 |  | 2.4706e-08 | 0 | 2.4706e-08 | 1.2353e-08 | 0 | 1.2353e-08 | 3.1765e-08 | 0 | 3.1765e-08 | [16 empty] | 7.3.1.3 Ignition probability mapping showing the probability of ignition along the electric lines and equipmentWLDFRAggregatedAggregated | WLDFR | HFTD - Distribution - Tier 2 - 1QU CoRE ¦ 5QU LoRE | Seismic - Non-Red Flag Warning - Catastrophic Fires | Aggregated | Aggregated | 2044 | 2.5308e-10 | 0 | 1628.5067 | 4.1214e-07 | 2044 | Mitigation | 0.08575 | 30 | 0 | esc | 0.0012005 | 3.0382e-13 | 0.00060025 | 1.5191e-13 | 0.0015435 | 3.9063e-13
[35 empty] | 7.3.1.1 A summarized risk map that shows the overall ignition probability and estimated wildfire consequence along the electric lines and equipment | WLDFR | HFTD - Distribution - Tier 3 - 5QU CoRE ¦ 1QU LoRE | 2047 | 0.1722 | 0.062019 | 0.30333 | 0 | 0.30333 | 0.038604 | 0.18881 | 0 | 0.18881 | 0.089225 | 0.43639 | 0 | 0.43639 | 0.093699 | 0.45827 | 0 | 0.45827 | 0.052231 | 0.032512 | 0.075144 | 0.078912 | 0.089225 | 0.015364 | 0.43639 | 0.075144 | 0 | 0 | 0.43639 | 0.075144 | [11 empty] | WLDFR | HFTD - Distribution - Tier 2 - 1QU CoRE ¦ 5QU LoRE | Red Flag Warning - Small Fires | 2028 | 3.0726e-07 | 1.5363e-07 | 3.9504e-07 | 0.083606 | 0.039055 | 0.001695 | 0.042856 | 0 | 0 | 0 | 0.00025594 |  | 2.5689e-08 | 0 | 2.5689e-08 | 1.2844e-08 | 0 | 1.2844e-08 | 3.3028e-08 | 0 | 3.3028e-08 | [16 empty] | 7.3.1.3 Ignition probability mapping showing the probability of ignition along the electric lines and equipmentWLDFRAggregatedAggregated | WLDFR | HFTD - Distribution - Tier 2 - 1QU CoRE ¦ 5QU LoRE | Seismic - Non-Red Flag Warning - Catastrophic Fires | Aggregated | Aggregated | 2045 | 2.5308e-10 | 0 | 1628.5067 | 4.1214e-07 | 2045 | Mitigation | 0.08575 | 30 | 0 | esc | 0.0012005 | 3.0382e-13 | 0.00060025 | 1.5191e-13 | 0.0015435 | 3.9063e-13
[35 empty] | 7.3.1.1 A summarized risk map that shows the overall ignition probability and estimated wildfire consequence along the electric lines and equipment | WLDFR | HFTD - Distribution - Tier 3 - 5QU CoRE ¦ 1QU LoRE | 2048 | 0.16093 | 0.062019 | 0.31845 | 0 | 0.31845 | 0.038604 | 0.19822 | 0 | 0.19822 | 0.089225 | 0.45814 | 0 | 0.45814 | 0.093699 | 0.48112 | 0 | 0.48112 | 0.051248 | 0.031899 | 0.073729 | 0.077426 | 0.089225 | 0.014359 | 0.45814 | 0.073729 | 0 | 0 | 0.45814 | 0.073729 | [11 empty] | WLDFR | HFTD - Distribution - Tier 2 - 1QU CoRE ¦ 5QU LoRE | Red Flag Warning - Small Fires | 2029 | 3.0726e-07 | 1.5363e-07 | 3.9504e-07 | 0.083606 | 0.039055 | 0.001695 | 0.042856 | 0 | 0 | 0 | 0.00025594 |  | 2.5689e-08 | 0 | 2.5689e-08 | 1.2844e-08 | 0 | 1.2844e-08 | 3.3028e-08 | 0 | 3.3028e-08 | [16 empty] | 7.3.1.3 Ignition probability mapping showing the probability of ignition along the electric lines and equipmentWLDFRAggregatedAggregated | WLDFR | HFTD - Distribution - Tier 2 - 1QU CoRE ¦ 5QU LoRE | Seismic - Non-Red Flag Warning - Catastrophic Fires | Aggregated | Aggregated | 2046 | 2.5308e-10 | 0 | 1628.5067 | 4.1214e-07 | 2046 | Mitigation | 0.08575 | 30 | 0 | esc | 0.0012005 | 3.0382e-13 | 0.00060025 | 1.5191e-13 | 0.0015435 | 3.9063e-13
[35 empty] | 7.3.1.1 A summarized risk map that shows the overall ignition probability and estimated wildfire consequence along the electric lines and equipment | WLDFR | HFTD - Distribution - Tier 3 - 5QU CoRE ¦ 1QU LoRE | 2049 | 0.1504 | 0.062019 | 0.31845 | 0 | 0.31845 | 0.038604 | 0.19822 | 0 | 0.19822 | 0.089225 | 0.45814 | 0 | 0.45814 | 0.093699 | 0.48112 | 0 | 0.48112 | 0.047895 | 0.029813 | 0.068906 | 0.072361 | 0.089225 | 0.01342 | 0.45814 | 0.068906 | 0 | 0 | 0.45814 | 0.068906 | [11 empty] | WLDFR | HFTD - Distribution - Tier 2 - 1QU CoRE ¦ 5QU LoRE | Red Flag Warning - Small Fires | 2030 | 3.0726e-07 | 1.5363e-07 | 3.9504e-07 | 0.083606 | 0.039055 | 0.001695 | 0.042856 | 0 | 0 | 0 | 0.00025594 |  | 2.5689e-08 | 0 | 2.5689e-08 | 1.2844e-08 | 0 | 1.2844e-08 | 3.3028e-08 | 0 | 3.3028e-08 | [16 empty] | 7.3.1.3 Ignition probability mapping showing the probability of ignition along the electric lines and equipmentWLDFRAggregatedAggregated | WLDFR | HFTD - Distribution - Tier 2 - 1QU CoRE ¦ 5QU LoRE | Seismic - Non-Red Flag Warning - Catastrophic Fires | Aggregated | Aggregated | 2047 | 2.5308e-10 | 0 | 1628.5067 | 4.1214e-07 | 2047 | Mitigation | 0.08575 | 30 | 0 | esc | 0.0012005 | 3.0382e-13 | 0.00060025 | 1.5191e-13 | 0.0015435 | 3.9063e-13
[35 empty] | 7.3.1.1 A summarized risk map that shows the overall ignition probability and estimated wildfire consequence along the electric lines and equipment | WLDFR | HFTD - Distribution - Tier 3 - 5QU CoRE ¦ 1QU LoRE | 2050 | 0.14056 | 0 | 0 | 0 | 0 | 0.038604 | 0.19822 | 0 | 0.19822 | 0.089225 | 0.45814 | 0 | 0.45814 | 0.093699 | 0.48112 | 0 | 0.48112 | 0 | 0.027862 | 0.064398 | 0.067627 | 0.089225 | 0.012542 | 0.45814 | 0.064398 | 0 | 0 | 0.45814 | 0.064398 | [11 empty] | WLDFR | HFTD - Distribution - Tier 2 - 1QU CoRE ¦ 5QU LoRE | Red Flag Warning - Small Fires | 2031 | 3.0726e-07 | 1.5363e-07 | 3.9504e-07 | 0.083606 | 0.039055 | 0.001695 | 0.042856 | 0 | 0 | 0 | 0.00025594 |  | 2.5689e-08 | 0 | 2.5689e-08 | 1.2844e-08 | 0 | 1.2844e-08 | 3.3028e-08 | 0 | 3.3028e-08 | [16 empty] | 7.3.1.3 Ignition probability mapping showing the probability of ignition along the electric lines and equipmentWLDFRAggregatedAggregated | WLDFR | HFTD - Distribution - Tier 2 - 1QU CoRE ¦ 5QU LoRE | Seismic - Non-Red Flag Warning - Catastrophic Fires | Aggregated | Aggregated | 2048 | 2.5308e-10 | 0 | 1628.5067 | 4.1214e-07 | 2048 | Mitigation | 0.08575 | 30 | 0 | esc | 0.0012005 | 3.0382e-13 | 0.00060025 | 1.5191e-13 | 0.0015435 | 3.9063e-13
[35 empty] | 7.3.1.1 A summarized risk map that shows the overall ignition probability and estimated wildfire consequence along the electric lines and equipment | WLDFR | HFTD - Distribution - Tier 3 - 5QU CoRE ¦ 1QU LoRE | 2051 | 0.13137 | 0 | 0 | 0 | 0 | 0 | 0 | 0 | 0 | 0.089225 | 0.45814 | 0 | 0.45814 | 0.093699 | 0.48112 | 0 | 0.48112 | 0 | 0 | 0.060185 | 0.063203 | 0.089225 | 0.011721 | 0.45814 | 0.060185 | 0 | 0 | 0.45814 | 0.060185 | [11 empty] | WLDFR | HFTD - Distribution - Tier 2 - 1QU CoRE ¦ 5QU LoRE | Red Flag Warning - Small Fires | 2032 | 3.0726e-07 | 1.5363e-07 | 3.9504e-07 | 0.083606 | 0.039055 | 0.001695 | 0.042856 | 0 | 0 | 0 | 0.00025594 |  | 2.5689e-08 | 0 | 2.5689e-08 | 1.2844e-08 | 0 | 1.2844e-08 | 3.3028e-08 | 0 | 3.3028e-08 | [16 empty] | 7.3.1.3 Ignition probability mapping showing the probability of ignition along the electric lines and equipmentWLDFRAggregatedAggregated | WLDFR | HFTD - Distribution - Tier 2 - 1QU CoRE ¦ 5QU LoRE | Seismic - Non-Red Flag Warning - Catastrophic Fires | Aggregated | Aggregated | 2049 | 2.5308e-10 | 0 | 1628.5067 | 4.1214e-07 | 2049 | Mitigation | 0.08575 | 30 | 0 | esc | 0.0012005 | 3.0382e-13 | 0.00060025 | 1.5191e-13 | 0.0015435 | 3.9063e-13
[35 empty] | 7.3.1.1 A summarized risk map that shows the overall ignition probability and estimated wildfire consequence along the electric lines and equipment | WLDFR | HFTD - Distribution - Tier 3 - 5QU CoRE ¦ 1QU LoRE | 2052 | 0.12277 | 0 | 0 | 0 | 0 | 0 | 0 | 0 | 0 | 0 | 0 | 0 | 0 | 0.093699 | 0.48112 | 0 | 0.48112 | 0 | 0 | 0 | 0.059068 | 0 | 0 | 0 | 0 | 0 | 0 | 0 | 0 | [11 empty] | WLDFR | HFTD - Distribution - Tier 2 - 1QU CoRE ¦ 5QU LoRE | Red Flag Warning - Small Fires | 2033 | 3.0726e-07 | 1.5363e-07 | 3.9504e-07 | 0.087211 | 0.040679 | 0.0017655 | 0.044766 | 0 | 0 | 0 | 0.00025594 |  | 2.6796e-08 | 0 | 2.6796e-08 | 1.3398e-08 | 0 | 1.3398e-08 | 3.4452e-08 | 0 | 3.4452e-08 | [16 empty] | 7.3.1.3 Ignition probability mapping showing the probability of ignition along the electric lines and equipmentWLDFRAggregatedAggregated | WLDFR | HFTD - Distribution - Tier 2 - 1QU CoRE ¦ 5QU LoRE | Seismic - Non-Red Flag Warning - Catastrophic Fires | Aggregated | Aggregated | 2050 | 2.5308e-10 | 0 | 1628.5067 | 4.1214e-07 | 2050 | Mitigation | 0.08575 | 30 | 0 | esc | 0 | 0 | 0.00060025 | 1.5191e-13 | 0.0015435 | 3.9063e-13
[35 empty] | 7.3.1.1 A summarized risk map that shows the overall ignition probability and estimated wildfire consequence along the electric lines and equipment | WLDFR | HFTD - Distribution - Tier 3 - 5QU CoRE ¦ 2QU LoRE | 2020 | 1 | 0.015209 | 0.072381 | 0 | 0.072381 | 0 | 0 | 0 | 0 | 0 | 0 | 0 | 0 | 0 | 0 | 0 | 0 | 0.072381 | 0 | 0 | 0 | 0 | 0 | 0 | 0 | 0 | 0 | 0 | 0 | [11 empty] | WLDFR | HFTD - Distribution - Tier 2 - 1QU CoRE ¦ 5QU LoRE | Red Flag Warning - Small Fires | 2034 | 3.0726e-07 | 1.5363e-07 | 3.9504e-07 | 0.087211 | 0.040679 | 0.0017655 | 0.044766 | 0 | 0 | 0 | 0.00025594 |  | 2.6796e-08 | 0 | 2.6796e-08 | 1.3398e-08 | 0 | 1.3398e-08 | 3.4452e-08 | 0 | 3.4452e-08 | [16 empty] | 7.3.1.3 Ignition probability mapping showing the probability of ignition along the electric lines and equipmentWLDFRAggregatedAggregated | WLDFR | HFTD - Distribution - Tier 2 - 1QU CoRE ¦ 5QU LoRE | Seismic - Non-Red Flag Warning - Catastrophic Fires | Aggregated | Aggregated | 2051 | 2.5308e-10 | 0 | 1628.5067 | 4.1214e-07 | 2051 | Mitigation | 0.08575 | 30 | 0 | esc | 0 | 0 | 0 | 0 | 0.0015435 | 3.9063e-13
[35 empty] | 7.3.1.1 A summarized risk map that shows the overall ignition probability and estimated wildfire consequence along the electric lines and equipment | WLDFR | HFTD - Distribution - Tier 3 - 5QU CoRE ¦ 2QU LoRE | 2021 | 1 | 0.015209 | 0.072381 | 0 | 0.072381 | 0.0094668 | 0.045054 | 0 | 0.045054 | 0 | 0 | 0 | 0 | 0 | 0 | 0 | 0 | 0.072381 | 0.045054 | 0 | 0 | 0 | 0 | 0 | 0 | 0 | 0 | 0 | 0 | [11 empty] | WLDFR | HFTD - Distribution - Tier 2 - 1QU CoRE ¦ 5QU LoRE | Red Flag Warning - Small Fires | 2035 | 3.0726e-07 | 1.5363e-07 | 3.9504e-07 | 0.087211 | 0.040679 | 0.0017655 | 0.044766 | 0 | 0 | 0 | 0.00025594 |  | 2.6796e-08 | 0 | 2.6796e-08 | 1.3398e-08 | 0 | 1.3398e-08 | 3.4452e-08 | 0 | 3.4452e-08 | [16 empty] | 7.3.1.3 Ignition probability mapping showing the probability of ignition along the electric lines and equipmentWLDFRAggregatedAggregated | WLDFR | HFTD - Distribution - Tier 2 - 1QU CoRE ¦ 5QU LoRE | Seismic - Red Flag Warning - Catastrophic Fires | Aggregated | Aggregated | 2021 | 1.0915e-08 | 0 | 1628.5067 | 1.7775e-05 | 2021 | Mitigation | 0.08575 | 30 | 0 | esc | 0.0012005 | 1.3104e-11 | 0.00060025 | 6.5518e-12 | 0 | 0
[35 empty] | 7.3.1.1 A summarized risk map that shows the overall ignition probability and estimated wildfire consequence along the electric lines and equipment | WLDFR | HFTD - Distribution - Tier 3 - 5QU CoRE ¦ 2QU LoRE | 2022 | 0.93458 | 0.015048 | 0.071921 | 0 | 0.071921 | 0.0093666 | 0.044768 | 0 | 0.044768 | 0.020164 | 0.096375 | 0 | 0.096375 | 0 | 0 | 0 | 0 | 0.067216 | 0.041839 | 0.09007 | 0 | 0.020164 | 0.018845 | 0.096375 | 0.09007 | 0 | 0 | 0.096375 | 0.09007 | [11 empty] | WLDFR | HFTD - Distribution - Tier 2 - 1QU CoRE ¦ 5QU LoRE | Red Flag Warning - Small Fires | 2036 | 3.0726e-07 | 1.5363e-07 | 3.9504e-07 | 0.087211 | 0.040679 | 0.0017655 | 0.044766 | 0 | 0 | 0 | 0.00025594 |  | 2.6796e-08 | 0 | 2.6796e-08 | 1.3398e-08 | 0 | 1.3398e-08 | 3.4452e-08 | 0 | 3.4452e-08 | [16 empty] | 7.3.1.3 Ignition probability mapping showing the probability of ignition along the electric lines and equipmentWLDFRAggregatedAggregated | WLDFR | HFTD - Distribution - Tier 2 - 1QU CoRE ¦ 5QU LoRE | Seismic - Red Flag Warning - Catastrophic Fires | Aggregated | Aggregated | 2022 | 1.0915e-08 | 0 | 1628.5067 | 1.7775e-05 | 2022 | Mitigation | 0.08575 | 30 | 0 | esc | 0.0012005 | 1.3104e-11 | 0.00060025 | 6.5518e-12 | 0.0015435 | 1.6847e-11
[35 empty] | 7.3.1.1 A summarized risk map that shows the overall ignition probability and estimated wildfire consequence along the electric lines and equipment | WLDFR | HFTD - Distribution - Tier 3 - 5QU CoRE ¦ 2QU LoRE | 2023 | 0.87344 | 0.015048 | 0.074554 | 0 | 0.074554 | 0.0093666 | 0.046407 | 0 | 0.046407 | 0.020164 | 0.099903 | 0 | 0.099903 | 0.021175 | 0.10491 | 0 | 0.10491 | 0.065119 | 0.040533 | 0.087259 | 0.091635 | 0.020164 | 0.017612 | 0.099903 | 0.087259 | 0 | 0 | 0.099903 | 0.087259 | [11 empty] | WLDFR | HFTD - Distribution - Tier 2 - 1QU CoRE ¦ 5QU LoRE | Red Flag Warning - Small Fires | 2037 | 3.0726e-07 | 1.5363e-07 | 3.9504e-07 | 0.087211 | 0.040679 | 0.0017655 | 0.044766 | 0 | 0 | 0 | 0.00025594 |  | 2.6796e-08 | 0 | 2.6796e-08 | 1.3398e-08 | 0 | 1.3398e-08 | 3.4452e-08 | 0 | 3.4452e-08 | [16 empty] | 7.3.1.3 Ignition probability mapping showing the probability of ignition along the electric lines and equipmentWLDFRAggregatedAggregated | WLDFR | HFTD - Distribution - Tier 2 - 1QU CoRE ¦ 5QU LoRE | Seismic - Red Flag Warning - Catastrophic Fires | Aggregated | Aggregated | 2023 | 1.0915e-08 | 0 | 1628.5067 | 1.7775e-05 | 2023 | Mitigation | 0.08575 | 30 | 0 | esc | 0.0012005 | 1.3104e-11 | 0.00060025 | 6.5518e-12 | 0.0015435 | 1.6847e-11
[35 empty] | 7.3.1.1 A summarized risk map that shows the overall ignition probability and estimated wildfire consequence along the electric lines and equipment | WLDFR | HFTD - Distribution - Tier 3 - 5QU CoRE ¦ 2QU LoRE | 2024 | 0.8163 | 0.015048 | 0.074554 | 0 | 0.074554 | 0.0093666 | 0.046407 | 0 | 0.046407 | 0.020164 | 0.099903 | 0 | 0.099903 | 0.021175 | 0.10491 | 0 | 0.10491 | 0.060858 | 0.037882 | 0.081551 | 0.08564 | 0.020164 | 0.01646 | 0.099903 | 0.081551 | 0 | 0 | 0.099903 | 0.081551 | [11 empty] | WLDFR | HFTD - Distribution - Tier 2 - 1QU CoRE ¦ 5QU LoRE | Red Flag Warning - Small Fires | 2038 | 3.0726e-07 | 1.5363e-07 | 3.9504e-07 | 0.091184 | 0.042438 | 0.0018418 | 0.046905 | 0 | 0 | 0 | 0.00025594 |  | 2.8017e-08 | 0 | 2.8017e-08 | 1.4008e-08 | 0 | 1.4008e-08 | 3.6022e-08 | 0 | 3.6022e-08 | [16 empty] | 7.3.1.3 Ignition probability mapping showing the probability of ignition along the electric lines and equipmentWLDFRAggregatedAggregated | WLDFR | HFTD - Distribution - Tier 2 - 1QU CoRE ¦ 5QU LoRE | Seismic - Red Flag Warning - Catastrophic Fires | Aggregated | Aggregated | 2024 | 1.0915e-08 | 0 | 1628.5067 | 1.7775e-05 | 2024 | Mitigation | 0.08575 | 30 | 0 | esc | 0.0012005 | 1.3104e-11 | 0.00060025 | 6.5518e-12 | 0.0015435 | 1.6847e-11
[35 empty] | 7.3.1.1 A summarized risk map that shows the overall ignition probability and estimated wildfire consequence along the electric lines and equipment | WLDFR | HFTD - Distribution - Tier 3 - 5QU CoRE ¦ 2QU LoRE | 2025 | 0.7629 | 0.015048 | 0.074554 | 0 | 0.074554 | 0.0093666 | 0.046407 | 0 | 0.046407 | 0.020164 | 0.099903 | 0 | 0.099903 | 0.021175 | 0.10491 | 0 | 0.10491 | 0.056877 | 0.035403 | 0.076216 | 0.080038 | 0.020164 | 0.015383 | 0.099903 | 0.076216 | 0 | 0 | 0.099903 | 0.076216 | [11 empty] | WLDFR | HFTD - Distribution - Tier 2 - 1QU CoRE ¦ 5QU LoRE | Red Flag Warning - Small Fires | 2039 | 3.0726e-07 | 1.5363e-07 | 3.9504e-07 | 0.091184 | 0.042438 | 0.0018418 | 0.046905 | 0 | 0 | 0 | 0.00025594 |  | 2.8017e-08 | 0 | 2.8017e-08 | 1.4008e-08 | 0 | 1.4008e-08 | 3.6022e-08 | 0 | 3.6022e-08 | [16 empty] | 7.3.1.3 Ignition probability mapping showing the probability of ignition along the electric lines and equipmentWLDFRAggregatedAggregated | WLDFR | HFTD - Distribution - Tier 2 - 1QU CoRE ¦ 5QU LoRE | Seismic - Red Flag Warning - Catastrophic Fires | Aggregated | Aggregated | 2025 | 1.0915e-08 | 0 | 1628.5067 | 1.7775e-05 | 2025 | Mitigation | 0.08575 | 30 | 0 | esc | 0.0012005 | 1.3104e-11 | 0.00060025 | 6.5518e-12 | 0.0015435 | 1.6847e-11
[35 empty] | 7.3.1.1 A summarized risk map that shows the overall ignition probability and estimated wildfire consequence along the electric lines and equipment | WLDFR | HFTD - Distribution - Tier 3 - 5QU CoRE ¦ 2QU LoRE | 2026 | 0.71299 | 0.015048 | 0.074554 | 0 | 0.074554 | 0.0093666 | 0.046407 | 0 | 0.046407 | 0.020164 | 0.099903 | 0 | 0.099903 | 0.021175 | 0.10491 | 0 | 0.10491 | 0.053156 | 0.033087 | 0.07123 | 0.074801 | 0.020164 | 0.014377 | 0.099903 | 0.07123 | 0 | 0 | 0.099903 | 0.07123 | [11 empty] | WLDFR | HFTD - Distribution - Tier 2 - 1QU CoRE ¦ 5QU LoRE | Red Flag Warning - Small Fires | 2040 | 3.0726e-07 | 1.5363e-07 | 3.9504e-07 | 0.091184 | 0.042438 | 0.0018418 | 0.046905 | 0 | 0 | 0 | 0.00025594 |  | 2.8017e-08 | 0 | 2.8017e-08 | 1.4008e-08 | 0 | 1.4008e-08 | 3.6022e-08 | 0 | 3.6022e-08 | [16 empty] | 7.3.1.3 Ignition probability mapping showing the probability of ignition along the electric lines and equipmentWLDFRAggregatedAggregated | WLDFR | HFTD - Distribution - Tier 2 - 1QU CoRE ¦ 5QU LoRE | Seismic - Red Flag Warning - Catastrophic Fires | Aggregated | Aggregated | 2026 | 1.0915e-08 | 0 | 1628.5067 | 1.7775e-05 | 2026 | Mitigation | 0.08575 | 30 | 0 | esc | 0.0012005 | 1.3104e-11 | 0.00060025 | 6.5518e-12 | 0.0015435 | 1.6847e-11
[35 empty] | 7.3.1.1 A summarized risk map that shows the overall ignition probability and estimated wildfire consequence along the electric lines and equipment | WLDFR | HFTD - Distribution - Tier 3 - 5QU CoRE ¦ 2QU LoRE | 2027 | 0.66634 | 0.015048 | 0.074554 | 0 | 0.074554 | 0.0093666 | 0.046407 | 0 | 0.046407 | 0.020164 | 0.099903 | 0 | 0.099903 | 0.021175 | 0.10491 | 0 | 0.10491 | 0.049679 | 0.030923 | 0.06657 | 0.069908 | 0.020164 | 0.013436 | 0.099903 | 0.06657 | 0 | 0 | 0.099903 | 0.06657 | [11 empty] | WLDFR | HFTD - Distribution - Tier 2 - 1QU CoRE ¦ 5QU LoRE | Red Flag Warning - Small Fires | 2041 | 3.0726e-07 | 1.5363e-07 | 3.9504e-07 | 0.091184 | 0.042438 | 0.0018418 | 0.046905 | 0 | 0 | 0 | 0.00025594 |  | 2.8017e-08 | 0 | 2.8017e-08 | 1.4008e-08 | 0 | 1.4008e-08 | 3.6022e-08 | 0 | 3.6022e-08 | [16 empty] | 7.3.1.3 Ignition probability mapping showing the probability of ignition along the electric lines and equipmentWLDFRAggregatedAggregated | WLDFR | HFTD - Distribution - Tier 2 - 1QU CoRE ¦ 5QU LoRE | Seismic - Red Flag Warning - Catastrophic Fires | Aggregated | Aggregated | 2027 | 1.0915e-08 | 0 | 1628.5067 | 1.7775e-05 | 2027 | Mitigation | 0.08575 | 30 | 0 | esc | 0.0012005 | 1.3104e-11 | 0.00060025 | 6.5518e-12 | 0.0015435 | 1.6847e-11
[35 empty] | 7.3.1.1 A summarized risk map that shows the overall ignition probability and estimated wildfire consequence along the electric lines and equipment | WLDFR | HFTD - Distribution - Tier 3 - 5QU CoRE ¦ 2QU LoRE | 2028 | 0.62275 | 0.015048 | 0.077873 | 0 | 0.077873 | 0.0093666 | 0.048472 | 0 | 0.048472 | 0.020164 | 0.10435 | 0 | 0.10435 | 0.021175 | 0.10958 | 0 | 0.10958 | 0.048495 | 0.030186 | 0.064984 | 0.068242 | 0.020164 | 0.012557 | 0.10435 | 0.064984 | 0 | 0 | 0.10435 | 0.064984 | [11 empty] | WLDFR | HFTD - Distribution - Tier 2 - 1QU CoRE ¦ 5QU LoRE | Red Flag Warning - Small Fires | 2042 | 3.0726e-07 | 1.5363e-07 | 3.9504e-07 | 0.091184 | 0.042438 | 0.0018418 | 0.046905 | 0 | 0 | 0 | 0.00025594 |  | 2.8017e-08 | 0 | 2.8017e-08 | 1.4008e-08 | 0 | 1.4008e-08 | 3.6022e-08 | 0 | 3.6022e-08 | [16 empty] | 7.3.1.3 Ignition probability mapping showing the probability of ignition along the electric lines and equipmentWLDFRAggregatedAggregated | WLDFR | HFTD - Distribution - Tier 2 - 1QU CoRE ¦ 5QU LoRE | Seismic - Red Flag Warning - Catastrophic Fires | Aggregated | Aggregated | 2028 | 1.0915e-08 | 0 | 1628.5067 | 1.7775e-05 | 2028 | Mitigation | 0.08575 | 30 | 0 | esc | 0.0012005 | 1.3104e-11 | 0.00060025 | 6.5518e-12 | 0.0015435 | 1.6847e-11
[35 empty] | 7.3.1.1 A summarized risk map that shows the overall ignition probability and estimated wildfire consequence along the electric lines and equipment | WLDFR | HFTD - Distribution - Tier 3 - 5QU CoRE ¦ 2QU LoRE | 2029 | 0.58201 | 0.015048 | 0.077873 | 0 | 0.077873 | 0.0093666 | 0.048472 | 0 | 0.048472 | 0.020164 | 0.10435 | 0 | 0.10435 | 0.021175 | 0.10958 | 0 | 0.10958 | 0.045323 | 0.028211 | 0.060733 | 0.063778 | 0.020164 | 0.011736 | 0.10435 | 0.060733 | 0 | 0 | 0.10435 | 0.060733 | [11 empty] | WLDFR | HFTD - Distribution - Tier 2 - 1QU CoRE ¦ 5QU LoRE | Red Flag Warning - Small Fires | 2043 | 3.0726e-07 | 1.5363e-07 | 3.9504e-07 | 0.095486 | 0.044306 | 0.0019228 | 0.049257 | 0 | 0 | 0 | 0.00025594 |  | 2.9339e-08 | 0 | 2.9339e-08 | 1.4669e-08 | 0 | 1.4669e-08 | 3.7721e-08 | 0 | 3.7721e-08 | [16 empty] | 7.3.1.3 Ignition probability mapping showing the probability of ignition along the electric lines and equipmentWLDFRAggregatedAggregated | WLDFR | HFTD - Distribution - Tier 2 - 1QU CoRE ¦ 5QU LoRE | Seismic - Red Flag Warning - Catastrophic Fires | Aggregated | Aggregated | 2029 | 1.0915e-08 | 0 | 1628.5067 | 1.7775e-05 | 2029 | Mitigation | 0.08575 | 30 | 0 | esc | 0.0012005 | 1.3104e-11 | 0.00060025 | 6.5518e-12 | 0.0015435 | 1.6847e-11
[35 empty] | 7.3.1.1 A summarized risk map that shows the overall ignition probability and estimated wildfire consequence along the electric lines and equipment | WLDFR | HFTD - Distribution - Tier 3 - 5QU CoRE ¦ 2QU LoRE | 2030 | 0.54393 | 0.015048 | 0.077873 | 0 | 0.077873 | 0.0093666 | 0.048472 | 0 | 0.048472 | 0.020164 | 0.10435 | 0 | 0.10435 | 0.021175 | 0.10958 | 0 | 0.10958 | 0.042358 | 0.026366 | 0.056759 | 0.059606 | 0.020164 | 0.010968 | 0.10435 | 0.056759 | 0 | 0 | 0.10435 | 0.056759 | [11 empty] | WLDFR | HFTD - Distribution - Tier 2 - 1QU CoRE ¦ 5QU LoRE | Red Flag Warning - Small Fires | 2044 | 3.0726e-07 | 1.5363e-07 | 3.9504e-07 | 0.095486 | 0.044306 | 0.0019228 | 0.049257 | 0 | 0 | 0 | 0.00025594 |  | 2.9339e-08 | 0 | 2.9339e-08 | 1.4669e-08 | 0 | 1.4669e-08 | 3.7721e-08 | 0 | 3.7721e-08 | [16 empty] | 7.3.1.3 Ignition probability mapping showing the probability of ignition along the electric lines and equipmentWLDFRAggregatedAggregated | WLDFR | HFTD - Distribution - Tier 2 - 1QU CoRE ¦ 5QU LoRE | Seismic - Red Flag Warning - Catastrophic Fires | Aggregated | Aggregated | 2030 | 1.0915e-08 | 0 | 1628.5067 | 1.7775e-05 | 2030 | Mitigation | 0.08575 | 30 | 0 | esc | 0.0012005 | 1.3104e-11 | 0.00060025 | 6.5518e-12 | 0.0015435 | 1.6847e-11
[35 empty] | 7.3.1.1 A summarized risk map that shows the overall ignition probability and estimated wildfire consequence along the electric lines and equipment | WLDFR | HFTD - Distribution - Tier 3 - 5QU CoRE ¦ 2QU LoRE | 2031 | 0.50835 | 0.015048 | 0.077873 | 0 | 0.077873 | 0.0093666 | 0.048472 | 0 | 0.048472 | 0.020164 | 0.10435 | 0 | 0.10435 | 0.021175 | 0.10958 | 0 | 0.10958 | 0.039586 | 0.024641 | 0.053046 | 0.055706 | 0.020164 | 0.010251 | 0.10435 | 0.053046 | 0 | 0 | 0.10435 | 0.053046 | [11 empty] | WLDFR | HFTD - Distribution - Tier 2 - 1QU CoRE ¦ 5QU LoRE | Red Flag Warning - Small Fires | 2045 | 3.0726e-07 | 1.5363e-07 | 3.9504e-07 | 0.095486 | 0.044306 | 0.0019228 | 0.049257 | 0 | 0 | 0 | 0.00025594 |  | 2.9339e-08 | 0 | 2.9339e-08 | 1.4669e-08 | 0 | 1.4669e-08 | 3.7721e-08 | 0 | 3.7721e-08 | [16 empty] | 7.3.1.3 Ignition probability mapping showing the probability of ignition along the electric lines and equipmentWLDFRAggregatedAggregated | WLDFR | HFTD - Distribution - Tier 2 - 1QU CoRE ¦ 5QU LoRE | Seismic - Red Flag Warning - Catastrophic Fires | Aggregated | Aggregated | 2031 | 1.0915e-08 | 0 | 1628.5067 | 1.7775e-05 | 2031 | Mitigation | 0.08575 | 30 | 0 | esc | 0.0012005 | 1.3104e-11 | 0.00060025 | 6.5518e-12 | 0.0015435 | 1.6847e-11
[35 empty] | 7.3.1.1 A summarized risk map that shows the overall ignition probability and estimated wildfire consequence along the electric lines and equipment | WLDFR | HFTD - Distribution - Tier 3 - 5QU CoRE ¦ 2QU LoRE | 2032 | 0.47509 | 0.015048 | 0.077873 | 0 | 0.077873 | 0.0093666 | 0.048472 | 0 | 0.048472 | 0.020164 | 0.10435 | 0 | 0.10435 | 0.021175 | 0.10958 | 0 | 0.10958 | 0.036997 | 0.023029 | 0.049576 | 0.052062 | 0.020164 | 0.0095799 | 0.10435 | 0.049576 | 0 | 0 | 0.10435 | 0.049576 | [11 empty] | WLDFR | HFTD - Distribution - Tier 2 - 1QU CoRE ¦ 5QU LoRE | Red Flag Warning - Small Fires | 2046 | 3.0726e-07 | 1.5363e-07 | 3.9504e-07 | 0.095486 | 0.044306 | 0.0019228 | 0.049257 | 0 | 0 | 0 | 0.00025594 |  | 2.9339e-08 | 0 | 2.9339e-08 | 1.4669e-08 | 0 | 1.4669e-08 | 3.7721e-08 | 0 | 3.7721e-08 | [16 empty] | 7.3.1.3 Ignition probability mapping showing the probability of ignition along the electric lines and equipmentWLDFRAggregatedAggregated | WLDFR | HFTD - Distribution - Tier 2 - 1QU CoRE ¦ 5QU LoRE | Seismic - Red Flag Warning - Catastrophic Fires | Aggregated | Aggregated | 2032 | 1.0915e-08 | 0 | 1628.5067 | 1.7775e-05 | 2032 | Mitigation | 0.08575 | 30 | 0 | esc | 0.0012005 | 1.3104e-11 | 0.00060025 | 6.5518e-12 | 0.0015435 | 1.6847e-11
[35 empty] | 7.3.1.1 A summarized risk map that shows the overall ignition probability and estimated wildfire consequence along the electric lines and equipment | WLDFR | HFTD - Distribution - Tier 3 - 5QU CoRE ¦ 2QU LoRE | 2033 | 0.44401 | 0.015048 | 0.081562 | 0 | 0.081562 | 0.0093666 | 0.050768 | 0 | 0.050768 | 0.020164 | 0.10929 | 0 | 0.10929 | 0.021175 | 0.11477 | 0 | 0.11477 | 0.036214 | 0.022542 | 0.048528 | 0.050961 | 0.020164 | 0.0089532 | 0.10929 | 0.048528 | 0 | 0 | 0.10929 | 0.048528 | [11 empty] | WLDFR | HFTD - Distribution - Tier 2 - 1QU CoRE ¦ 5QU LoRE | Red Flag Warning - Small Fires | 2047 | 3.0726e-07 | 1.5363e-07 | 3.9504e-07 | 0.095486 | 0.044306 | 0.0019228 | 0.049257 | 0 | 0 | 0 | 0.00025594 |  | 2.9339e-08 | 0 | 2.9339e-08 | 1.4669e-08 | 0 | 1.4669e-08 | 3.7721e-08 | 0 | 3.7721e-08 | [16 empty] | 7.3.1.3 Ignition probability mapping showing the probability of ignition along the electric lines and equipmentWLDFRAggregatedAggregated | WLDFR | HFTD - Distribution - Tier 2 - 1QU CoRE ¦ 5QU LoRE | Seismic - Red Flag Warning - Catastrophic Fires | Aggregated | Aggregated | 2033 | 1.0915e-08 | 0 | 1628.5067 | 1.7775e-05 | 2033 | Mitigation | 0.08575 | 30 | 0 | esc | 0.0012005 | 1.3104e-11 | 0.00060025 | 6.5518e-12 | 0.0015435 | 1.6847e-11
[35 empty] | 7.3.1.1 A summarized risk map that shows the overall ignition probability and estimated wildfire consequence along the electric lines and equipment | WLDFR | HFTD - Distribution - Tier 3 - 5QU CoRE ¦ 2QU LoRE | 2034 | 0.41496 | 0.015048 | 0.081562 | 0 | 0.081562 | 0.0093666 | 0.050768 | 0 | 0.050768 | 0.020164 | 0.10929 | 0 | 0.10929 | 0.021175 | 0.11477 | 0 | 0.11477 | 0.033845 | 0.021067 | 0.045353 | 0.047627 | 0.020164 | 0.0083675 | 0.10929 | 0.045353 | 0 | 0 | 0.10929 | 0.045353 | [11 empty] | WLDFR | HFTD - Distribution - Tier 2 - 1QU CoRE ¦ 5QU LoRE | Red Flag Warning - Small Fires | 2048 | 3.0726e-07 | 1.5363e-07 | 3.9504e-07 | 0.10007 | 0.04626 | 0.0020076 | 0.051804 | 0 | 0 | 0 | 0.00025594 |  | 3.0748e-08 | 0 | 3.0748e-08 | 1.5374e-08 | 0 | 1.5374e-08 | 3.9533e-08 | 0 | 3.9533e-08 | [16 empty] | 7.3.1.3 Ignition probability mapping showing the probability of ignition along the electric lines and equipmentWLDFRAggregatedAggregated | WLDFR | HFTD - Distribution - Tier 2 - 1QU CoRE ¦ 5QU LoRE | Seismic - Red Flag Warning - Catastrophic Fires | Aggregated | Aggregated | 2034 | 1.0915e-08 | 0 | 1628.5067 | 1.7775e-05 | 2034 | Mitigation | 0.08575 | 30 | 0 | esc | 0.0012005 | 1.3104e-11 | 0.00060025 | 6.5518e-12 | 0.0015435 | 1.6847e-11
[35 empty] | 7.3.1.1 A summarized risk map that shows the overall ignition probability and estimated wildfire consequence along the electric lines and equipment | WLDFR | HFTD - Distribution - Tier 3 - 5QU CoRE ¦ 2QU LoRE | 2035 | 0.38782 | 0.015048 | 0.081562 | 0 | 0.081562 | 0.0093666 | 0.050768 | 0 | 0.050768 | 0.020164 | 0.10929 | 0 | 0.10929 | 0.021175 | 0.11477 | 0 | 0.11477 | 0.031631 | 0.019689 | 0.042386 | 0.044511 | 0.020164 | 0.0078201 | 0.10929 | 0.042386 | 0 | 0 | 0.10929 | 0.042386 | [11 empty] | WLDFR | HFTD - Distribution - Tier 2 - 1QU CoRE ¦ 5QU LoRE | Red Flag Warning - Small Fires | 2049 | 3.0726e-07 | 1.5363e-07 | 3.9504e-07 | 0.10007 | 0.04626 | 0.0020076 | 0.051804 | 0 | 0 | 0 | 0.00025594 |  | 3.0748e-08 | 0 | 3.0748e-08 | 1.5374e-08 | 0 | 1.5374e-08 | 3.9533e-08 | 0 | 3.9533e-08 | [16 empty] | 7.3.1.3 Ignition probability mapping showing the probability of ignition along the electric lines and equipmentWLDFRAggregatedAggregated | WLDFR | HFTD - Distribution - Tier 2 - 1QU CoRE ¦ 5QU LoRE | Seismic - Red Flag Warning - Catastrophic Fires | Aggregated | Aggregated | 2035 | 1.0915e-08 | 0 | 1628.5067 | 1.7775e-05 | 2035 | Mitigation | 0.08575 | 30 | 0 | esc | 0.0012005 | 1.3104e-11 | 0.00060025 | 6.5518e-12 | 0.0015435 | 1.6847e-11
[35 empty] | 7.3.1.1 A summarized risk map that shows the overall ignition probability and estimated wildfire consequence along the electric lines and equipment | WLDFR | HFTD - Distribution - Tier 3 - 5QU CoRE ¦ 2QU LoRE | 2036 | 0.36245 | 0.015048 | 0.081562 | 0 | 0.081562 | 0.0093666 | 0.050768 | 0 | 0.050768 | 0.020164 | 0.10929 | 0 | 0.10929 | 0.021175 | 0.11477 | 0 | 0.11477 | 0.029562 | 0.018401 | 0.039613 | 0.041599 | 0.020164 | 0.0073085 | 0.10929 | 0.039613 | 0 | 0 | 0.10929 | 0.039613 | [11 empty] | WLDFR | HFTD - Distribution - Tier 2 - 1QU CoRE ¦ 5QU LoRE | Red Flag Warning - Small Fires | 2050 | 0 | 1.5363e-07 | 3.9504e-07 | 0.10007 | 0.04626 | 0.0020076 | 0.051804 | 0 | 0 | 0 | 0.00025594 |  | 0 | 0 | 0 | 1.5374e-08 | 0 | 1.5374e-08 | 3.9533e-08 | 0 | 3.9533e-08 | [16 empty] | 7.3.1.3 Ignition probability mapping showing the probability of ignition along the electric lines and equipmentWLDFRAggregatedAggregated | WLDFR | HFTD - Distribution - Tier 2 - 1QU CoRE ¦ 5QU LoRE | Seismic - Red Flag Warning - Catastrophic Fires | Aggregated | Aggregated | 2036 | 1.0915e-08 | 0 | 1628.5067 | 1.7775e-05 | 2036 | Mitigation | 0.08575 | 30 | 0 | esc | 0.0012005 | 1.3104e-11 | 0.00060025 | 6.5518e-12 | 0.0015435 | 1.6847e-11
[35 empty] | 7.3.1.1 A summarized risk map that shows the overall ignition probability and estimated wildfire consequence along the electric lines and equipment | WLDFR | HFTD - Distribution - Tier 3 - 5QU CoRE ¦ 2QU LoRE | 2037 | 0.33873 | 0.015048 | 0.081562 | 0 | 0.081562 | 0.0093666 | 0.050768 | 0 | 0.050768 | 0.020164 | 0.10929 | 0 | 0.10929 | 0.021175 | 0.11477 | 0 | 0.11477 | 0.027628 | 0.017197 | 0.037021 | 0.038878 | 0.020164 | 0.0068304 | 0.10929 | 0.037021 | 0 | 0 | 0.10929 | 0.037021 | [11 empty] | WLDFR | HFTD - Distribution - Tier 2 - 1QU CoRE ¦ 5QU LoRE | Red Flag Warning - Small Fires | 2051 | 0 | 0 | 3.9504e-07 | 0.10007 | 0.04626 | 0.0020076 | 0.051804 | 0 | 0 | 0 | 0.00025594 |  | 0 | 0 | 0 | 0 | 0 | 0 | 3.9533e-08 | 0 | 3.9533e-08 | [16 empty] | 7.3.1.3 Ignition probability mapping showing the probability of ignition along the electric lines and equipmentWLDFRAggregatedAggregated | WLDFR | HFTD - Distribution - Tier 2 - 1QU CoRE ¦ 5QU LoRE | Seismic - Red Flag Warning - Catastrophic Fires | Aggregated | Aggregated | 2037 | 1.0915e-08 | 0 | 1628.5067 | 1.7775e-05 | 2037 | Mitigation | 0.08575 | 30 | 0 | esc | 0.0012005 | 1.3104e-11 | 0.00060025 | 6.5518e-12 | 0.0015435 | 1.6847e-11
[35 empty] | 7.3.1.1 A summarized risk map that shows the overall ignition probability and estimated wildfire consequence along the electric lines and equipment | WLDFR | HFTD - Distribution - Tier 3 - 5QU CoRE ¦ 2QU LoRE | 2038 | 0.31657 | 0.015048 | 0.085568 | 0 | 0.085568 | 0.0093666 | 0.053262 | 0 | 0.053262 | 0.020164 | 0.11466 | 0 | 0.11466 | 0.021175 | 0.12041 | 0 | 0.12041 | 0.027089 | 0.016861 | 0.036299 | 0.038119 | 0.020164 | 0.0063835 | 0.11466 | 0.036299 | 0 | 0 | 0.11466 | 0.036299 | [11 empty] | WLDFR | HFTD - Distribution - Tier 2 - 1QU CoRE ¦ 5QU LoRE | Seismic - Non-Red Flag Warning - Catastrophic Fires | 2020 | 3.0382e-13 | 0 | 0 | 21083.8428 | 409.2237 | 13469.0878 | 7205.5313 | 0 | 0 | 0 | 2.5308e-10 |  | 6.4058e-09 | 0 | 6.4058e-09 | 0 | 0 | 0 | 0 | 0 | 0 | [16 empty] | 7.3.1.3 Ignition probability mapping showing the probability of ignition along the electric lines and equipmentWLDFRAggregatedAggregated | WLDFR | HFTD - Distribution - Tier 2 - 1QU CoRE ¦ 5QU LoRE | Seismic - Red Flag Warning - Catastrophic Fires | Aggregated | Aggregated | 2038 | 1.0915e-08 | 0 | 1628.5067 | 1.7775e-05 | 2038 | Mitigation | 0.08575 | 30 | 0 | esc | 0.0012005 | 1.3104e-11 | 0.00060025 | 6.5518e-12 | 0.0015435 | 1.6847e-11
[35 empty] | 7.3.1.1 A summarized risk map that shows the overall ignition probability and estimated wildfire consequence along the electric lines and equipment | WLDFR | HFTD - Distribution - Tier 3 - 5QU CoRE ¦ 2QU LoRE | 2039 | 0.29586 | 0.015048 | 0.085568 | 0 | 0.085568 | 0.0093666 | 0.053262 | 0 | 0.053262 | 0.020164 | 0.11466 | 0 | 0.11466 | 0.021175 | 0.12041 | 0 | 0.12041 | 0.025316 | 0.015758 | 0.033924 | 0.035625 | 0.020164 | 0.0059659 | 0.11466 | 0.033924 | 0 | 0 | 0.11466 | 0.033924 | [11 empty] | WLDFR | HFTD - Distribution - Tier 2 - 1QU CoRE ¦ 5QU LoRE | Seismic - Non-Red Flag Warning - Catastrophic Fires | 2021 | 3.0382e-13 | 1.5191e-13 | 0 | 21083.8428 | 409.2237 | 13469.0878 | 7205.5313 | 0 | 0 | 0 | 2.5308e-10 |  | 6.4058e-09 | 0 | 6.4058e-09 | 3.2029e-09 | 0 | 3.2029e-09 | 0 | 0 | 0 | [16 empty] | 7.3.1.3 Ignition probability mapping showing the probability of ignition along the electric lines and equipmentWLDFRAggregatedAggregated | WLDFR | HFTD - Distribution - Tier 2 - 1QU CoRE ¦ 5QU LoRE | Seismic - Red Flag Warning - Catastrophic Fires | Aggregated | Aggregated | 2039 | 1.0915e-08 | 0 | 1628.5067 | 1.7775e-05 | 2039 | Mitigation | 0.08575 | 30 | 0 | esc | 0.0012005 | 1.3104e-11 | 0.00060025 | 6.5518e-12 | 0.0015435 | 1.6847e-11
[35 empty] | 7.3.1.1 A summarized risk map that shows the overall ignition probability and estimated wildfire consequence along the electric lines and equipment | WLDFR | HFTD - Distribution - Tier 3 - 5QU CoRE ¦ 2QU LoRE | 2040 | 0.27651 | 0.015048 | 0.085568 | 0 | 0.085568 | 0.0093666 | 0.053262 | 0 | 0.053262 | 0.020164 | 0.11466 | 0 | 0.11466 | 0.021175 | 0.12041 | 0 | 0.12041 | 0.02366 | 0.014727 | 0.031705 | 0.033295 | 0.020164 | 0.0055756 | 0.11466 | 0.031705 | 0 | 0 | 0.11466 | 0.031705 | [11 empty] | WLDFR | HFTD - Distribution - Tier 2 - 1QU CoRE ¦ 5QU LoRE | Seismic - Non-Red Flag Warning - Catastrophic Fires | 2022 | 3.0382e-13 | 1.5191e-13 | 3.9063e-13 | 21083.8428 | 409.2237 | 13469.0878 | 7205.5313 | 0 | 0 | 0 | 2.5308e-10 |  | 6.4058e-09 | 0 | 6.4058e-09 | 3.2029e-09 | 0 | 3.2029e-09 | 8.236e-09 | 0 | 8.236e-09 | [16 empty] | 7.3.1.3 Ignition probability mapping showing the probability of ignition along the electric lines and equipmentWLDFRAggregatedAggregated | WLDFR | HFTD - Distribution - Tier 2 - 1QU CoRE ¦ 5QU LoRE | Seismic - Red Flag Warning - Catastrophic Fires | Aggregated | Aggregated | 2040 | 1.0915e-08 | 0 | 1628.5067 | 1.7775e-05 | 2040 | Mitigation | 0.08575 | 30 | 0 | esc | 0.0012005 | 1.3104e-11 | 0.00060025 | 6.5518e-12 | 0.0015435 | 1.6847e-11
[35 empty] | 7.3.1.1 A summarized risk map that shows the overall ignition probability and estimated wildfire consequence along the electric lines and equipment | WLDFR | HFTD - Distribution - Tier 3 - 5QU CoRE ¦ 2QU LoRE | 2041 | 0.25842 | 0.015048 | 0.085568 | 0 | 0.085568 | 0.0093666 | 0.053262 | 0 | 0.053262 | 0.020164 | 0.11466 | 0 | 0.11466 | 0.021175 | 0.12041 | 0 | 0.12041 | 0.022112 | 0.013764 | 0.029631 | 0.031117 | 0.020164 | 0.0052108 | 0.11466 | 0.029631 | 0 | 0 | 0.11466 | 0.029631 | [11 empty] | WLDFR | HFTD - Distribution - Tier 2 - 1QU CoRE ¦ 5QU LoRE | Seismic - Non-Red Flag Warning - Catastrophic Fires | 2023 | 3.0382e-13 | 1.5191e-13 | 3.9063e-13 | 21835.9781 | 428.6023 | 13939.561 | 7467.8148 | 0 | 0 | 0 | 2.5308e-10 |  | 6.6343e-09 | 0 | 6.6343e-09 | 3.3171e-09 | 0 | 3.3171e-09 | 8.5298e-09 | 0 | 8.5298e-09 | [16 empty] | 7.3.1.3 Ignition probability mapping showing the probability of ignition along the electric lines and equipmentWLDFRAggregatedAggregated | WLDFR | HFTD - Distribution - Tier 2 - 1QU CoRE ¦ 5QU LoRE | Seismic - Red Flag Warning - Catastrophic Fires | Aggregated | Aggregated | 2041 | 1.0915e-08 | 0 | 1628.5067 | 1.7775e-05 | 2041 | Mitigation | 0.08575 | 30 | 0 | esc | 0.0012005 | 1.3104e-11 | 0.00060025 | 6.5518e-12 | 0.0015435 | 1.6847e-11
[35 empty] | 7.3.1.1 A summarized risk map that shows the overall ignition probability and estimated wildfire consequence along the electric lines and equipment | WLDFR | HFTD - Distribution - Tier 3 - 5QU CoRE ¦ 2QU LoRE | 2042 | 0.24151 | 0.015048 | 0.085568 | 0 | 0.085568 | 0.0093666 | 0.053262 | 0 | 0.053262 | 0.020164 | 0.11466 | 0 | 0.11466 | 0.021175 | 0.12041 | 0 | 0.12041 | 0.020666 | 0.012863 | 0.027692 | 0.029081 | 0.020164 | 0.00487 | 0.11466 | 0.027692 | 0 | 0 | 0.11466 | 0.027692 | [11 empty] | WLDFR | HFTD - Distribution - Tier 2 - 1QU CoRE ¦ 5QU LoRE | Seismic - Non-Red Flag Warning - Catastrophic Fires | 2024 | 3.0382e-13 | 1.5191e-13 | 3.9063e-13 | 21835.9781 | 428.6023 | 13939.561 | 7467.8148 | 0 | 0 | 0 | 2.5308e-10 |  | 6.6343e-09 | 0 | 6.6343e-09 | 3.3171e-09 | 0 | 3.3171e-09 | 8.5298e-09 | 0 | 8.5298e-09 | [16 empty] | 7.3.1.3 Ignition probability mapping showing the probability of ignition along the electric lines and equipmentWLDFRAggregatedAggregated | WLDFR | HFTD - Distribution - Tier 2 - 1QU CoRE ¦ 5QU LoRE | Seismic - Red Flag Warning - Catastrophic Fires | Aggregated | Aggregated | 2042 | 1.0915e-08 | 0 | 1628.5067 | 1.7775e-05 | 2042 | Mitigation | 0.08575 | 30 | 0 | esc | 0.0012005 | 1.3104e-11 | 0.00060025 | 6.5518e-12 | 0.0015435 | 1.6847e-11
[35 empty] | 7.3.1.1 A summarized risk map that shows the overall ignition probability and estimated wildfire consequence along the electric lines and equipment | WLDFR | HFTD - Distribution - Tier 3 - 5QU CoRE ¦ 2QU LoRE | 2043 | 0.22571 | 0.015048 | 0.089837 | 0 | 0.089837 | 0.0093666 | 0.055919 | 0 | 0.055919 | 0.020164 | 0.12038 | 0 | 0.12038 | 0.021175 | 0.12642 | 0 | 0.12642 | 0.020277 | 0.012622 | 0.027172 | 0.028534 | 0.020164 | 0.0045514 | 0.12038 | 0.027172 | 0 | 0 | 0.12038 | 0.027172 | [11 empty] | WLDFR | HFTD - Distribution - Tier 2 - 1QU CoRE ¦ 5QU LoRE | Seismic - Non-Red Flag Warning - Catastrophic Fires | 2025 | 3.0382e-13 | 1.5191e-13 | 3.9063e-13 | 21835.9781 | 428.6023 | 13939.561 | 7467.8148 | 0 | 0 | 0 | 2.5308e-10 |  | 6.6343e-09 | 0 | 6.6343e-09 | 3.3171e-09 | 0 | 3.3171e-09 | 8.5298e-09 | 0 | 8.5298e-09 | [16 empty] | 7.3.1.3 Ignition probability mapping showing the probability of ignition along the electric lines and equipmentWLDFRAggregatedAggregated | WLDFR | HFTD - Distribution - Tier 2 - 1QU CoRE ¦ 5QU LoRE | Seismic - Red Flag Warning - Catastrophic Fires | Aggregated | Aggregated | 2043 | 1.0915e-08 | 0 | 1628.5067 | 1.7775e-05 | 2043 | Mitigation | 0.08575 | 30 | 0 | esc | 0.0012005 | 1.3104e-11 | 0.00060025 | 6.5518e-12 | 0.0015435 | 1.6847e-11
[35 empty] | 7.3.1.1 A summarized risk map that shows the overall ignition probability and estimated wildfire consequence along the electric lines and equipment | WLDFR | HFTD - Distribution - Tier 3 - 5QU CoRE ¦ 2QU LoRE | 2044 | 0.21095 | 0.015048 | 0.089837 | 0 | 0.089837 | 0.0093666 | 0.055919 | 0 | 0.055919 | 0.020164 | 0.12038 | 0 | 0.12038 | 0.021175 | 0.12642 | 0 | 0.12642 | 0.018951 | 0.011796 | 0.025394 | 0.026668 | 0.020164 | 0.0042536 | 0.12038 | 0.025394 | 0 | 0 | 0.12038 | 0.025394 | [11 empty] | WLDFR | HFTD - Distribution - Tier 2 - 1QU CoRE ¦ 5QU LoRE | Seismic - Non-Red Flag Warning - Catastrophic Fires | 2026 | 3.0382e-13 | 1.5191e-13 | 3.9063e-13 | 21835.9781 | 428.6023 | 13939.561 | 7467.8148 | 0 | 0 | 0 | 2.5308e-10 |  | 6.6343e-09 | 0 | 6.6343e-09 | 3.3171e-09 | 0 | 3.3171e-09 | 8.5298e-09 | 0 | 8.5298e-09 | [16 empty] | 7.3.1.3 Ignition probability mapping showing the probability of ignition along the electric lines and equipmentWLDFRAggregatedAggregated | WLDFR | HFTD - Distribution - Tier 2 - 1QU CoRE ¦ 5QU LoRE | Seismic - Red Flag Warning - Catastrophic Fires | Aggregated | Aggregated | 2044 | 1.0915e-08 | 0 | 1628.5067 | 1.7775e-05 | 2044 | Mitigation | 0.08575 | 30 | 0 | esc | 0.0012005 | 1.3104e-11 | 0.00060025 | 6.5518e-12 | 0.0015435 | 1.6847e-11
[35 empty] | 7.3.1.1 A summarized risk map that shows the overall ignition probability and estimated wildfire consequence along the electric lines and equipment | WLDFR | HFTD - Distribution - Tier 3 - 5QU CoRE ¦ 2QU LoRE | 2045 | 0.19715 | 0.015048 | 0.089837 | 0 | 0.089837 | 0.0093666 | 0.055919 | 0 | 0.055919 | 0.020164 | 0.12038 | 0 | 0.12038 | 0.021175 | 0.12642 | 0 | 0.12642 | 0.017711 | 0.011024 | 0.023733 | 0.024923 | 0.020164 | 0.0039753 | 0.12038 | 0.023733 | 0 | 0 | 0.12038 | 0.023733 | [11 empty] | WLDFR | HFTD - Distribution - Tier 2 - 1QU CoRE ¦ 5QU LoRE | Seismic - Non-Red Flag Warning - Catastrophic Fires | 2027 | 3.0382e-13 | 1.5191e-13 | 3.9063e-13 | 21835.9781 | 428.6023 | 13939.561 | 7467.8148 | 0 | 0 | 0 | 2.5308e-10 |  | 6.6343e-09 | 0 | 6.6343e-09 | 3.3171e-09 | 0 | 3.3171e-09 | 8.5298e-09 | 0 | 8.5298e-09 | [16 empty] | 7.3.1.3 Ignition probability mapping showing the probability of ignition along the electric lines and equipmentWLDFRAggregatedAggregated | WLDFR | HFTD - Distribution - Tier 2 - 1QU CoRE ¦ 5QU LoRE | Seismic - Red Flag Warning - Catastrophic Fires | Aggregated | Aggregated | 2045 | 1.0915e-08 | 0 | 1628.5067 | 1.7775e-05 | 2045 | Mitigation | 0.08575 | 30 | 0 | esc | 0.0012005 | 1.3104e-11 | 0.00060025 | 6.5518e-12 | 0.0015435 | 1.6847e-11
[35 empty] | 7.3.1.1 A summarized risk map that shows the overall ignition probability and estimated wildfire consequence along the electric lines and equipment | WLDFR | HFTD - Distribution - Tier 3 - 5QU CoRE ¦ 2QU LoRE | 2046 | 0.18425 | 0.015048 | 0.089837 | 0 | 0.089837 | 0.0093666 | 0.055919 | 0 | 0.055919 | 0.020164 | 0.12038 | 0 | 0.12038 | 0.021175 | 0.12642 | 0 | 0.12642 | 0.016552 | 0.010303 | 0.02218 | 0.023293 | 0.020164 | 0.0037153 | 0.12038 | 0.02218 | 0 | 0 | 0.12038 | 0.02218 | [11 empty] | WLDFR | HFTD - Distribution - Tier 2 - 1QU CoRE ¦ 5QU LoRE | Seismic - Non-Red Flag Warning - Catastrophic Fires | 2028 | 3.0382e-13 | 1.5191e-13 | 3.9063e-13 | 22783.187 | 453.261 | 14531.3357 | 7798.5904 | 0 | 0 | 0 | 2.5308e-10 |  | 6.9221e-09 | 0 | 6.9221e-09 | 3.461e-09 | 0 | 3.461e-09 | 8.8998e-09 | 0 | 8.8998e-09 | [16 empty] | 7.3.1.3 Ignition probability mapping showing the probability of ignition along the electric lines and equipmentWLDFRAggregatedAggregated | WLDFR | HFTD - Distribution - Tier 2 - 1QU CoRE ¦ 5QU LoRE | Seismic - Red Flag Warning - Catastrophic Fires | Aggregated | Aggregated | 2046 | 1.0915e-08 | 0 | 1628.5067 | 1.7775e-05 | 2046 | Mitigation | 0.08575 | 30 | 0 | esc | 0.0012005 | 1.3104e-11 | 0.00060025 | 6.5518e-12 | 0.0015435 | 1.6847e-11
[35 empty] | 7.3.1.1 A summarized risk map that shows the overall ignition probability and estimated wildfire consequence along the electric lines and equipment | WLDFR | HFTD - Distribution - Tier 3 - 5QU CoRE ¦ 2QU LoRE | 2047 | 0.1722 | 0.015048 | 0.089837 | 0 | 0.089837 | 0.0093666 | 0.055919 | 0 | 0.055919 | 0.020164 | 0.12038 | 0 | 0.12038 | 0.021175 | 0.12642 | 0 | 0.12642 | 0.01547 | 0.0096291 | 0.020729 | 0.021769 | 0.020164 | 0.0034722 | 0.12038 | 0.020729 | 0 | 0 | 0.12038 | 0.020729 | [11 empty] | WLDFR | HFTD - Distribution - Tier 2 - 1QU CoRE ¦ 5QU LoRE | Seismic - Non-Red Flag Warning - Catastrophic Fires | 2029 | 3.0382e-13 | 1.5191e-13 | 3.9063e-13 | 22783.187 | 453.261 | 14531.3357 | 7798.5904 | 0 | 0 | 0 | 2.5308e-10 |  | 6.9221e-09 | 0 | 6.9221e-09 | 3.461e-09 | 0 | 3.461e-09 | 8.8998e-09 | 0 | 8.8998e-09 | [16 empty] | 7.3.1.3 Ignition probability mapping showing the probability of ignition along the electric lines and equipmentWLDFRAggregatedAggregated | WLDFR | HFTD - Distribution - Tier 2 - 1QU CoRE ¦ 5QU LoRE | Seismic - Red Flag Warning - Catastrophic Fires | Aggregated | Aggregated | 2047 | 1.0915e-08 | 0 | 1628.5067 | 1.7775e-05 | 2047 | Mitigation | 0.08575 | 30 | 0 | esc | 0.0012005 | 1.3104e-11 | 0.00060025 | 6.5518e-12 | 0.0015435 | 1.6847e-11
[35 empty] | 7.3.1.1 A summarized risk map that shows the overall ignition probability and estimated wildfire consequence along the electric lines and equipment | WLDFR | HFTD - Distribution - Tier 3 - 5QU CoRE ¦ 2QU LoRE | 2048 | 0.16093 | 0.015048 | 0.094314 | 0 | 0.094314 | 0.0093666 | 0.058706 | 0 | 0.058706 | 0.020164 | 0.12638 | 0 | 0.12638 | 0.021175 | 0.13272 | 0 | 0.13272 | 0.015178 | 0.0094476 | 0.020339 | 0.021359 | 0.020164 | 0.0032451 | 0.12638 | 0.020339 | 0 | 0 | 0.12638 | 0.020339 | [11 empty] | WLDFR | HFTD - Distribution - Tier 2 - 1QU CoRE ¦ 5QU LoRE | Seismic - Non-Red Flag Warning - Catastrophic Fires | 2030 | 3.0382e-13 | 1.5191e-13 | 3.9063e-13 | 22783.187 | 453.261 | 14531.3357 | 7798.5904 | 0 | 0 | 0 | 2.5308e-10 |  | 6.9221e-09 | 0 | 6.9221e-09 | 3.461e-09 | 0 | 3.461e-09 | 8.8998e-09 | 0 | 8.8998e-09 | [16 empty] | 7.3.1.3 Ignition probability mapping showing the probability of ignition along the electric lines and equipmentWLDFRAggregatedAggregated | WLDFR | HFTD - Distribution - Tier 2 - 1QU CoRE ¦ 5QU LoRE | Seismic - Red Flag Warning - Catastrophic Fires | Aggregated | Aggregated | 2048 | 1.0915e-08 | 0 | 1628.5067 | 1.7775e-05 | 2048 | Mitigation | 0.08575 | 30 | 0 | esc | 0.0012005 | 1.3104e-11 | 0.00060025 | 6.5518e-12 | 0.0015435 | 1.6847e-11
[35 empty] | 7.3.1.1 A summarized risk map that shows the overall ignition probability and estimated wildfire consequence along the electric lines and equipment | WLDFR | HFTD - Distribution - Tier 3 - 5QU CoRE ¦ 2QU LoRE | 2049 | 0.1504 | 0.015048 | 0.094314 | 0 | 0.094314 | 0.0093666 | 0.058706 | 0 | 0.058706 | 0.020164 | 0.12638 | 0 | 0.12638 | 0.021175 | 0.13272 | 0 | 0.13272 | 0.014185 | 0.0088295 | 0.019008 | 0.019961 | 0.020164 | 0.0030328 | 0.12638 | 0.019008 | 0 | 0 | 0.12638 | 0.019008 | [11 empty] | WLDFR | HFTD - Distribution - Tier 2 - 1QU CoRE ¦ 5QU LoRE | Seismic - Non-Red Flag Warning - Catastrophic Fires | 2031 | 3.0382e-13 | 1.5191e-13 | 3.9063e-13 | 22783.187 | 453.261 | 14531.3357 | 7798.5904 | 0 | 0 | 0 | 2.5308e-10 |  | 6.9221e-09 | 0 | 6.9221e-09 | 3.461e-09 | 0 | 3.461e-09 | 8.8998e-09 | 0 | 8.8998e-09 | [16 empty] | 7.3.1.3 Ignition probability mapping showing the probability of ignition along the electric lines and equipmentWLDFRAggregatedAggregated | WLDFR | HFTD - Distribution - Tier 2 - 1QU CoRE ¦ 5QU LoRE | Seismic - Red Flag Warning - Catastrophic Fires | Aggregated | Aggregated | 2049 | 1.0915e-08 | 0 | 1628.5067 | 1.7775e-05 | 2049 | Mitigation | 0.08575 | 30 | 0 | esc | 0.0012005 | 1.3104e-11 | 0.00060025 | 6.5518e-12 | 0.0015435 | 1.6847e-11
[35 empty] | 7.3.1.1 A summarized risk map that shows the overall ignition probability and estimated wildfire consequence along the electric lines and equipment | WLDFR | HFTD - Distribution - Tier 3 - 5QU CoRE ¦ 2QU LoRE | 2050 | 0.14056 | 0 | 0 | 0 | 0 | 0.0093666 | 0.058706 | 0 | 0.058706 | 0.020164 | 0.12638 | 0 | 0.12638 | 0.021175 | 0.13272 | 0 | 0.13272 | 0 | 0.0082519 | 0.017765 | 0.018655 | 0.020164 | 0.0028344 | 0.12638 | 0.017765 | 0 | 0 | 0.12638 | 0.017765 | [11 empty] | WLDFR | HFTD - Distribution - Tier 2 - 1QU CoRE ¦ 5QU LoRE | Seismic - Non-Red Flag Warning - Catastrophic Fires | 2032 | 3.0382e-13 | 1.5191e-13 | 3.9063e-13 | 22783.187 | 453.261 | 14531.3357 | 7798.5904 | 0 | 0 | 0 | 2.5308e-10 |  | 6.9221e-09 | 0 | 6.9221e-09 | 3.461e-09 | 0 | 3.461e-09 | 8.8998e-09 | 0 | 8.8998e-09 | [16 empty] | 7.3.1.3 Ignition probability mapping showing the probability of ignition along the electric lines and equipmentWLDFRAggregatedAggregated | WLDFR | HFTD - Distribution - Tier 2 - 1QU CoRE ¦ 5QU LoRE | Seismic - Red Flag Warning - Catastrophic Fires | Aggregated | Aggregated | 2050 | 1.0915e-08 | 0 | 1628.5067 | 1.7775e-05 | 2050 | Mitigation | 0.08575 | 30 | 0 | esc | 0 | 0 | 0.00060025 | 6.5518e-12 | 0.0015435 | 1.6847e-11
[35 empty] | 7.3.1.1 A summarized risk map that shows the overall ignition probability and estimated wildfire consequence along the electric lines and equipment | WLDFR | HFTD - Distribution - Tier 3 - 5QU CoRE ¦ 2QU LoRE | 2051 | 0.13137 | 0 | 0 | 0 | 0 | 0 | 0 | 0 | 0 | 0.020164 | 0.12638 | 0 | 0.12638 | 0.021175 | 0.13272 | 0 | 0.13272 | 0 | 0 | 0.016602 | 0.017435 | 0.020164 | 0.0026489 | 0.12638 | 0.016602 | 0 | 0 | 0.12638 | 0.016602 | [11 empty] | WLDFR | HFTD - Distribution - Tier 2 - 1QU CoRE ¦ 5QU LoRE | Seismic - Non-Red Flag Warning - Catastrophic Fires | 2033 | 3.0382e-13 | 1.5191e-13 | 3.9063e-13 | 23835.2641 | 480.9649 | 15187.7294 | 8166.5698 | 0 | 0 | 0 | 2.5308e-10 |  | 7.2417e-09 | 0 | 7.2417e-09 | 3.6209e-09 | 0 | 3.6209e-09 | 9.3108e-09 | 0 | 9.3108e-09 | [16 empty] | 7.3.1.3 Ignition probability mapping showing the probability of ignition along the electric lines and equipmentWLDFRAggregatedAggregated | WLDFR | HFTD - Distribution - Tier 2 - 1QU CoRE ¦ 5QU LoRE | Seismic - Red Flag Warning - Catastrophic Fires | Aggregated | Aggregated | 2051 | 1.0915e-08 | 0 | 1628.5067 | 1.7775e-05 | 2051 | Mitigation | 0.08575 | 30 | 0 | esc | 0 | 0 | 0 | 0 | 0.0015435 | 1.6847e-11
[35 empty] | 7.3.1.1 A summarized risk map that shows the overall ignition probability and estimated wildfire consequence along the electric lines and equipment | WLDFR | HFTD - Distribution - Tier 3 - 5QU CoRE ¦ 2QU LoRE | 2052 | 0.12277 | 0 | 0 | 0 | 0 | 0 | 0 | 0 | 0 | 0 | 0 | 0 | 0 | 0.021175 | 0.13272 | 0 | 0.13272 | 0 | 0 | 0 | 0.016294 | 0 | 0 | 0 | 0 | 0 | 0 | 0 | 0 | [11 empty] | WLDFR | HFTD - Distribution - Tier 2 - 1QU CoRE ¦ 5QU LoRE | Seismic - Non-Red Flag Warning - Catastrophic Fires | 2034 | 3.0382e-13 | 1.5191e-13 | 3.9063e-13 | 23835.2641 | 480.9649 | 15187.7294 | 8166.5698 | 0 | 0 | 0 | 2.5308e-10 |  | 7.2417e-09 | 0 | 7.2417e-09 | 3.6209e-09 | 0 | 3.6209e-09 | 9.3108e-09 | 0 | 9.3108e-09 | [16 empty] | 7.3.1.3 Ignition probability mapping showing the probability of ignition along the electric lines and equipmentWLDFRAggregatedAggregated | WLDFR | HFTD - Distribution - Tier 2 - 2QU CoRE ¦ 1QU LoRE | Non-Red Flag Warning - Catastrophic Fires | Aggregated | Aggregated | 2021 | 1.3502e-05 | 0 | 186.3964 | 0.0025168 | 2021 | Mitigation | 0.08575 | 30 | 0 | esc | 0.0012005 | 1.621e-08 | 0.00060025 | 8.1048e-09 | 0 | 0
[35 empty] | 7.3.1.1 A summarized risk map that shows the overall ignition probability and estimated wildfire consequence along the electric lines and equipment | WLDFR | HFTD - Distribution - Tier 3 - 5QU CoRE ¦ 3QU LoRE | 2020 | 1 | 0.0040043 | 0.029265 | 0 | 0.029265 | 0 | 0 | 0 | 0 | 0 | 0 | 0 | 0 | 0 | 0 | 0 | 0 | 0.029265 | 0 | 0 | 0 | 0 | 0 | 0 | 0 | 0 | 0 | 0 | 0 | [11 empty] | WLDFR | HFTD - Distribution - Tier 2 - 1QU CoRE ¦ 5QU LoRE | Seismic - Non-Red Flag Warning - Catastrophic Fires | 2035 | 3.0382e-13 | 1.5191e-13 | 3.9063e-13 | 23835.2641 | 480.9649 | 15187.7294 | 8166.5698 | 0 | 0 | 0 | 2.5308e-10 |  | 7.2417e-09 | 0 | 7.2417e-09 | 3.6209e-09 | 0 | 3.6209e-09 | 9.3108e-09 | 0 | 9.3108e-09 | [16 empty] | 7.3.1.3 Ignition probability mapping showing the probability of ignition along the electric lines and equipmentWLDFRAggregatedAggregated | WLDFR | HFTD - Distribution - Tier 2 - 2QU CoRE ¦ 1QU LoRE | Non-Red Flag Warning - Catastrophic Fires | Aggregated | Aggregated | 2022 | 1.3502e-05 | 0 | 186.3964 | 0.0025168 | 2022 | Mitigation | 0.08575 | 30 | 0 | esc | 0.0012005 | 1.621e-08 | 0.00060025 | 8.1048e-09 | 0.0015435 | 2.0841e-08
[35 empty] | 7.3.1.1 A summarized risk map that shows the overall ignition probability and estimated wildfire consequence along the electric lines and equipment | WLDFR | HFTD - Distribution - Tier 3 - 5QU CoRE ¦ 3QU LoRE | 2021 | 1 | 0.0040043 | 0.029265 | 0 | 0.029265 | 0.0024925 | 0.018216 | 0 | 0.018216 | 0 | 0 | 0 | 0 | 0 | 0 | 0 | 0 | 0.029265 | 0.018216 | 0 | 0 | 0 | 0 | 0 | 0 | 0 | 0 | 0 | 0 | [11 empty] | WLDFR | HFTD - Distribution - Tier 2 - 1QU CoRE ¦ 5QU LoRE | Seismic - Non-Red Flag Warning - Catastrophic Fires | 2036 | 3.0382e-13 | 1.5191e-13 | 3.9063e-13 | 23835.2641 | 480.9649 | 15187.7294 | 8166.5698 | 0 | 0 | 0 | 2.5308e-10 |  | 7.2417e-09 | 0 | 7.2417e-09 | 3.6209e-09 | 0 | 3.6209e-09 | 9.3108e-09 | 0 | 9.3108e-09 | [16 empty] | 7.3.1.3 Ignition probability mapping showing the probability of ignition along the electric lines and equipmentWLDFRAggregatedAggregated | WLDFR | HFTD - Distribution - Tier 2 - 2QU CoRE ¦ 1QU LoRE | Non-Red Flag Warning - Catastrophic Fires | Aggregated | Aggregated | 2023 | 1.3502e-05 | 0 | 186.3964 | 0.0025168 | 2023 | Mitigation | 0.08575 | 30 | 0 | esc | 0.0012005 | 1.621e-08 | 0.00060025 | 8.1048e-09 | 0.0015435 | 2.0841e-08
[35 empty] | 7.3.1.1 A summarized risk map that shows the overall ignition probability and estimated wildfire consequence along the electric lines and equipment | WLDFR | HFTD - Distribution - Tier 3 - 5QU CoRE ¦ 3QU LoRE | 2022 | 0.93458 | 0.003948 | 0.026606 | 0 | 0.026606 | 0.0024574 | 0.016561 | 0 | 0.016561 | 0.0056544 | 0.038105 | 0 | 0.038105 | 0 | 0 | 0 | 0 | 0.024865 | 0.015477 | 0.035612 | 0 | 0.0056544 | 0.0052845 | 0.038105 | 0.035612 | 0 | 0 | 0.038105 | 0.035612 | [11 empty] | WLDFR | HFTD - Distribution - Tier 2 - 1QU CoRE ¦ 5QU LoRE | Seismic - Non-Red Flag Warning - Catastrophic Fires | 2037 | 3.0382e-13 | 1.5191e-13 | 3.9063e-13 | 23835.2641 | 480.9649 | 15187.7294 | 8166.5698 | 0 | 0 | 0 | 2.5308e-10 |  | 7.2417e-09 | 0 | 7.2417e-09 | 3.6209e-09 | 0 | 3.6209e-09 | 9.3108e-09 | 0 | 9.3108e-09 | [16 empty] | 7.3.1.3 Ignition probability mapping showing the probability of ignition along the electric lines and equipmentWLDFRAggregatedAggregated | WLDFR | HFTD - Distribution - Tier 2 - 2QU CoRE ¦ 1QU LoRE | Non-Red Flag Warning - Catastrophic Fires | Aggregated | Aggregated | 2024 | 1.3502e-05 | 0 | 186.3964 | 0.0025168 | 2024 | Mitigation | 0.08575 | 30 | 0 | esc | 0.0012005 | 1.621e-08 | 0.00060025 | 8.1048e-09 | 0.0015435 | 2.0841e-08
[35 empty] | 7.3.1.1 A summarized risk map that shows the overall ignition probability and estimated wildfire consequence along the electric lines and equipment | WLDFR | HFTD - Distribution - Tier 3 - 5QU CoRE ¦ 3QU LoRE | 2023 | 0.87344 | 0.003948 | 0.027579 | 0 | 0.027579 | 0.0024574 | 0.017167 | 0 | 0.017167 | 0.0056544 | 0.0395 | 0 | 0.0395 | 0.0059379 | 0.04148 | 0 | 0.04148 | 0.024089 | 0.014994 | 0.0345 | 0.03623 | 0.0056544 | 0.0049388 | 0.0395 | 0.0345 | 0 | 0 | 0.0395 | 0.0345 | [11 empty] | WLDFR | HFTD - Distribution - Tier 2 - 1QU CoRE ¦ 5QU LoRE | Seismic - Non-Red Flag Warning - Catastrophic Fires | 2038 | 3.0382e-13 | 1.5191e-13 | 3.9063e-13 | 24976.6418 | 511.3745 | 15898.8237 | 8566.4437 | 0 | 0 | 0 | 2.5308e-10 |  | 7.5885e-09 | 0 | 7.5885e-09 | 3.7943e-09 | 0 | 3.7943e-09 | 9.7566e-09 | 0 | 9.7566e-09 | [16 empty] | 7.3.1.3 Ignition probability mapping showing the probability of ignition along the electric lines and equipmentWLDFRAggregatedAggregated | WLDFR | HFTD - Distribution - Tier 2 - 2QU CoRE ¦ 1QU LoRE | Non-Red Flag Warning - Catastrophic Fires | Aggregated | Aggregated | 2025 | 1.3502e-05 | 0 | 186.3964 | 0.0025168 | 2025 | Mitigation | 0.08575 | 30 | 0 | esc | 0.0012005 | 1.621e-08 | 0.00060025 | 8.1048e-09 | 0.0015435 | 2.0841e-08
[35 empty] | 7.3.1.1 A summarized risk map that shows the overall ignition probability and estimated wildfire consequence along the electric lines and equipment | WLDFR | HFTD - Distribution - Tier 3 - 5QU CoRE ¦ 3QU LoRE | 2024 | 0.8163 | 0.003948 | 0.027579 | 0 | 0.027579 | 0.0024574 | 0.017167 | 0 | 0.017167 | 0.0056544 | 0.0395 | 0 | 0.0395 | 0.0059379 | 0.04148 | 0 | 0.04148 | 0.022513 | 0.014013 | 0.032243 | 0.03386 | 0.0056544 | 0.0046157 | 0.0395 | 0.032243 | 0 | 0 | 0.0395 | 0.032243 | [11 empty] | WLDFR | HFTD - Distribution - Tier 2 - 1QU CoRE ¦ 5QU LoRE | Seismic - Non-Red Flag Warning - Catastrophic Fires | 2039 | 3.0382e-13 | 1.5191e-13 | 3.9063e-13 | 24976.6418 | 511.3745 | 15898.8237 | 8566.4437 | 0 | 0 | 0 | 2.5308e-10 |  | 7.5885e-09 | 0 | 7.5885e-09 | 3.7943e-09 | 0 | 3.7943e-09 | 9.7566e-09 | 0 | 9.7566e-09 | [16 empty] | 7.3.1.3 Ignition probability mapping showing the probability of ignition along the electric lines and equipmentWLDFRAggregatedAggregated | WLDFR | HFTD - Distribution - Tier 2 - 2QU CoRE ¦ 1QU LoRE | Non-Red Flag Warning - Catastrophic Fires | Aggregated | Aggregated | 2026 | 1.3502e-05 | 0 | 186.3964 | 0.0025168 | 2026 | Mitigation | 0.08575 | 30 | 0 | esc | 0.0012005 | 1.621e-08 | 0.00060025 | 8.1048e-09 | 0.0015435 | 2.0841e-08
[35 empty] | 7.3.1.1 A summarized risk map that shows the overall ignition probability and estimated wildfire consequence along the electric lines and equipment | WLDFR | HFTD - Distribution - Tier 3 - 5QU CoRE ¦ 3QU LoRE | 2025 | 0.7629 | 0.003948 | 0.027579 | 0 | 0.027579 | 0.0024574 | 0.017167 | 0 | 0.017167 | 0.0056544 | 0.0395 | 0 | 0.0395 | 0.0059379 | 0.04148 | 0 | 0.04148 | 0.02104 | 0.013097 | 0.030134 | 0.031645 | 0.0056544 | 0.0043137 | 0.0395 | 0.030134 | 0 | 0 | 0.0395 | 0.030134 | [11 empty] | WLDFR | HFTD - Distribution - Tier 2 - 1QU CoRE ¦ 5QU LoRE | Seismic - Non-Red Flag Warning - Catastrophic Fires | 2040 | 3.0382e-13 | 1.5191e-13 | 3.9063e-13 | 24976.6418 | 511.3745 | 15898.8237 | 8566.4437 | 0 | 0 | 0 | 2.5308e-10 |  | 7.5885e-09 | 0 | 7.5885e-09 | 3.7943e-09 | 0 | 3.7943e-09 | 9.7566e-09 | 0 | 9.7566e-09 | [16 empty] | 7.3.1.3 Ignition probability mapping showing the probability of ignition along the electric lines and equipmentWLDFRAggregatedAggregated | WLDFR | HFTD - Distribution - Tier 2 - 2QU CoRE ¦ 1QU LoRE | Non-Red Flag Warning - Catastrophic Fires | Aggregated | Aggregated | 2027 | 1.3502e-05 | 0 | 186.3964 | 0.0025168 | 2027 | Mitigation | 0.08575 | 30 | 0 | esc | 0.0012005 | 1.621e-08 | 0.00060025 | 8.1048e-09 | 0.0015435 | 2.0841e-08
[35 empty] | 7.3.1.1 A summarized risk map that shows the overall ignition probability and estimated wildfire consequence along the electric lines and equipment | WLDFR | HFTD - Distribution - Tier 3 - 5QU CoRE ¦ 3QU LoRE | 2026 | 0.71299 | 0.003948 | 0.027579 | 0 | 0.027579 | 0.0024574 | 0.017167 | 0 | 0.017167 | 0.0056544 | 0.0395 | 0 | 0.0395 | 0.0059379 | 0.04148 | 0 | 0.04148 | 0.019664 | 0.01224 | 0.028163 | 0.029575 | 0.0056544 | 0.0040315 | 0.0395 | 0.028163 | 0 | 0 | 0.0395 | 0.028163 | [11 empty] | WLDFR | HFTD - Distribution - Tier 2 - 1QU CoRE ¦ 5QU LoRE | Seismic - Non-Red Flag Warning - Catastrophic Fires | 2041 | 3.0382e-13 | 1.5191e-13 | 3.9063e-13 | 24976.6418 | 511.3745 | 15898.8237 | 8566.4437 | 0 | 0 | 0 | 2.5308e-10 |  | 7.5885e-09 | 0 | 7.5885e-09 | 3.7943e-09 | 0 | 3.7943e-09 | 9.7566e-09 | 0 | 9.7566e-09 | [16 empty] | 7.3.1.3 Ignition probability mapping showing the probability of ignition along the electric lines and equipmentWLDFRAggregatedAggregated | WLDFR | HFTD - Distribution - Tier 2 - 2QU CoRE ¦ 1QU LoRE | Non-Red Flag Warning - Catastrophic Fires | Aggregated | Aggregated | 2028 | 1.3502e-05 | 0 | 186.3964 | 0.0025168 | 2028 | Mitigation | 0.08575 | 30 | 0 | esc | 0.0012005 | 1.621e-08 | 0.00060025 | 8.1048e-09 | 0.0015435 | 2.0841e-08
[35 empty] | 7.3.1.1 A summarized risk map that shows the overall ignition probability and estimated wildfire consequence along the electric lines and equipment | WLDFR | HFTD - Distribution - Tier 3 - 5QU CoRE ¦ 3QU LoRE | 2027 | 0.66634 | 0.003948 | 0.027579 | 0 | 0.027579 | 0.0024574 | 0.017167 | 0 | 0.017167 | 0.0056544 | 0.0395 | 0 | 0.0395 | 0.0059379 | 0.04148 | 0 | 0.04148 | 0.018377 | 0.011439 | 0.02632 | 0.02764 | 0.0056544 | 0.0037678 | 0.0395 | 0.02632 | 0 | 0 | 0.0395 | 0.02632 | [11 empty] | WLDFR | HFTD - Distribution - Tier 2 - 1QU CoRE ¦ 5QU LoRE | Seismic - Non-Red Flag Warning - Catastrophic Fires | 2042 | 3.0382e-13 | 1.5191e-13 | 3.9063e-13 | 24976.6418 | 511.3745 | 15898.8237 | 8566.4437 | 0 | 0 | 0 | 2.5308e-10 |  | 7.5885e-09 | 0 | 7.5885e-09 | 3.7943e-09 | 0 | 3.7943e-09 | 9.7566e-09 | 0 | 9.7566e-09 | [16 empty] | 7.3.1.3 Ignition probability mapping showing the probability of ignition along the electric lines and equipmentWLDFRAggregatedAggregated | WLDFR | HFTD - Distribution - Tier 2 - 2QU CoRE ¦ 1QU LoRE | Non-Red Flag Warning - Catastrophic Fires | Aggregated | Aggregated | 2029 | 1.3502e-05 | 0 | 186.3964 | 0.0025168 | 2029 | Mitigation | 0.08575 | 30 | 0 | esc | 0.0012005 | 1.621e-08 | 0.00060025 | 8.1048e-09 | 0.0015435 | 2.0841e-08
[35 empty] | 7.3.1.1 A summarized risk map that shows the overall ignition probability and estimated wildfire consequence along the electric lines and equipment | WLDFR | HFTD - Distribution - Tier 3 - 5QU CoRE ¦ 3QU LoRE | 2028 | 0.62275 | 0.003948 | 0.028807 | 0 | 0.028807 | 0.0024574 | 0.017931 | 0 | 0.017931 | 0.0056544 | 0.041257 | 0 | 0.041257 | 0.0059379 | 0.043326 | 0 | 0.043326 | 0.017939 | 0.011166 | 0.025693 | 0.026981 | 0.0056544 | 0.0035213 | 0.041257 | 0.025693 | 0 | 0 | 0.041257 | 0.025693 | [11 empty] | WLDFR | HFTD - Distribution - Tier 2 - 1QU CoRE ¦ 5QU LoRE | Seismic - Non-Red Flag Warning - Catastrophic Fires | 2043 | 3.0382e-13 | 1.5191e-13 | 3.9063e-13 | 26191.7278 | 544.1291 | 16654.7414 | 8992.8573 | 0 | 0 | 0 | 2.5308e-10 |  | 7.9577e-09 | 0 | 7.9577e-09 | 3.9788e-09 | 0 | 3.9788e-09 | 1.0231e-08 | 0 | 1.0231e-08 | [16 empty] | 7.3.1.3 Ignition probability mapping showing the probability of ignition along the electric lines and equipmentWLDFRAggregatedAggregated | WLDFR | HFTD - Distribution - Tier 2 - 2QU CoRE ¦ 1QU LoRE | Non-Red Flag Warning - Catastrophic Fires | Aggregated | Aggregated | 2030 | 1.3502e-05 | 0 | 186.3964 | 0.0025168 | 2030 | Mitigation | 0.08575 | 30 | 0 | esc | 0.0012005 | 1.621e-08 | 0.00060025 | 8.1048e-09 | 0.0015435 | 2.0841e-08
[35 empty] | 7.3.1.1 A summarized risk map that shows the overall ignition probability and estimated wildfire consequence along the electric lines and equipment | WLDFR | HFTD - Distribution - Tier 3 - 5QU CoRE ¦ 3QU LoRE | 2029 | 0.58201 | 0.003948 | 0.028807 | 0 | 0.028807 | 0.0024574 | 0.017931 | 0 | 0.017931 | 0.0056544 | 0.041257 | 0 | 0.041257 | 0.0059379 | 0.043326 | 0 | 0.043326 | 0.016766 | 0.010436 | 0.024012 | 0.025216 | 0.0056544 | 0.0032909 | 0.041257 | 0.024012 | 0 | 0 | 0.041257 | 0.024012 | [11 empty] | WLDFR | HFTD - Distribution - Tier 2 - 1QU CoRE ¦ 5QU LoRE | Seismic - Non-Red Flag Warning - Catastrophic Fires | 2044 | 3.0382e-13 | 1.5191e-13 | 3.9063e-13 | 26191.7278 | 544.1291 | 16654.7414 | 8992.8573 | 0 | 0 | 0 | 2.5308e-10 |  | 7.9577e-09 | 0 | 7.9577e-09 | 3.9788e-09 | 0 | 3.9788e-09 | 1.0231e-08 | 0 | 1.0231e-08 | [16 empty] | 7.3.1.3 Ignition probability mapping showing the probability of ignition along the electric lines and equipmentWLDFRAggregatedAggregated | WLDFR | HFTD - Distribution - Tier 2 - 2QU CoRE ¦ 1QU LoRE | Non-Red Flag Warning - Catastrophic Fires | Aggregated | Aggregated | 2031 | 1.3502e-05 | 0 | 186.3964 | 0.0025168 | 2031 | Mitigation | 0.08575 | 30 | 0 | esc | 0.0012005 | 1.621e-08 | 0.00060025 | 8.1048e-09 | 0.0015435 | 2.0841e-08
[35 empty] | 7.3.1.1 A summarized risk map that shows the overall ignition probability and estimated wildfire consequence along the electric lines and equipment | WLDFR | HFTD - Distribution - Tier 3 - 5QU CoRE ¦ 3QU LoRE | 2030 | 0.54393 | 0.003948 | 0.028807 | 0 | 0.028807 | 0.0024574 | 0.017931 | 0 | 0.017931 | 0.0056544 | 0.041257 | 0 | 0.041257 | 0.0059379 | 0.043326 | 0 | 0.043326 | 0.015669 | 0.0097532 | 0.022441 | 0.023567 | 0.0056544 | 0.0030756 | 0.041257 | 0.022441 | 0 | 0 | 0.041257 | 0.022441 | [11 empty] | WLDFR | HFTD - Distribution - Tier 2 - 1QU CoRE ¦ 5QU LoRE | Seismic - Non-Red Flag Warning - Catastrophic Fires | 2045 | 3.0382e-13 | 1.5191e-13 | 3.9063e-13 | 26191.7278 | 544.1291 | 16654.7414 | 8992.8573 | 0 | 0 | 0 | 2.5308e-10 |  | 7.9577e-09 | 0 | 7.9577e-09 | 3.9788e-09 | 0 | 3.9788e-09 | 1.0231e-08 | 0 | 1.0231e-08 | [16 empty] | 7.3.1.3 Ignition probability mapping showing the probability of ignition along the electric lines and equipmentWLDFRAggregatedAggregated | WLDFR | HFTD - Distribution - Tier 2 - 2QU CoRE ¦ 1QU LoRE | Non-Red Flag Warning - Catastrophic Fires | Aggregated | Aggregated | 2032 | 1.3502e-05 | 0 | 186.3964 | 0.0025168 | 2032 | Mitigation | 0.08575 | 30 | 0 | esc | 0.0012005 | 1.621e-08 | 0.00060025 | 8.1048e-09 | 0.0015435 | 2.0841e-08
[35 empty] | 7.3.1.1 A summarized risk map that shows the overall ignition probability and estimated wildfire consequence along the electric lines and equipment | WLDFR | HFTD - Distribution - Tier 3 - 5QU CoRE ¦ 3QU LoRE | 2031 | 0.50835 | 0.003948 | 0.028807 | 0 | 0.028807 | 0.0024574 | 0.017931 | 0 | 0.017931 | 0.0056544 | 0.041257 | 0 | 0.041257 | 0.0059379 | 0.043326 | 0 | 0.043326 | 0.014644 | 0.0091151 | 0.020973 | 0.022025 | 0.0056544 | 0.0028744 | 0.041257 | 0.020973 | 0 | 0 | 0.041257 | 0.020973 | [11 empty] | WLDFR | HFTD - Distribution - Tier 2 - 1QU CoRE ¦ 5QU LoRE | Seismic - Non-Red Flag Warning - Catastrophic Fires | 2046 | 3.0382e-13 | 1.5191e-13 | 3.9063e-13 | 26191.7278 | 544.1291 | 16654.7414 | 8992.8573 | 0 | 0 | 0 | 2.5308e-10 |  | 7.9577e-09 | 0 | 7.9577e-09 | 3.9788e-09 | 0 | 3.9788e-09 | 1.0231e-08 | 0 | 1.0231e-08 | [16 empty] | 7.3.1.3 Ignition probability mapping showing the probability of ignition along the electric lines and equipmentWLDFRAggregatedAggregated | WLDFR | HFTD - Distribution - Tier 2 - 2QU CoRE ¦ 1QU LoRE | Non-Red Flag Warning - Catastrophic Fires | Aggregated | Aggregated | 2033 | 1.3502e-05 | 0 | 186.3964 | 0.0025168 | 2033 | Mitigation | 0.08575 | 30 | 0 | esc | 0.0012005 | 1.621e-08 | 0.00060025 | 8.1048e-09 | 0.0015435 | 2.0841e-08
[35 empty] | 7.3.1.1 A summarized risk map that shows the overall ignition probability and estimated wildfire consequence along the electric lines and equipment | WLDFR | HFTD - Distribution - Tier 3 - 5QU CoRE ¦ 3QU LoRE | 2032 | 0.47509 | 0.003948 | 0.028807 | 0 | 0.028807 | 0.0024574 | 0.017931 | 0 | 0.017931 | 0.0056544 | 0.041257 | 0 | 0.041257 | 0.0059379 | 0.043326 | 0 | 0.043326 | 0.013686 | 0.0085188 | 0.019601 | 0.020584 | 0.0056544 | 0.0026864 | 0.041257 | 0.019601 | 0 | 0 | 0.041257 | 0.019601 | [11 empty] | WLDFR | HFTD - Distribution - Tier 2 - 1QU CoRE ¦ 5QU LoRE | Seismic - Non-Red Flag Warning - Catastrophic Fires | 2047 | 3.0382e-13 | 1.5191e-13 | 3.9063e-13 | 26191.7278 | 544.1291 | 16654.7414 | 8992.8573 | 0 | 0 | 0 | 2.5308e-10 |  | 7.9577e-09 | 0 | 7.9577e-09 | 3.9788e-09 | 0 | 3.9788e-09 | 1.0231e-08 | 0 | 1.0231e-08 | [16 empty] | 7.3.1.3 Ignition probability mapping showing the probability of ignition along the electric lines and equipmentWLDFRAggregatedAggregated | WLDFR | HFTD - Distribution - Tier 2 - 2QU CoRE ¦ 1QU LoRE | Non-Red Flag Warning - Catastrophic Fires | Aggregated | Aggregated | 2034 | 1.3502e-05 | 0 | 186.3964 | 0.0025168 | 2034 | Mitigation | 0.08575 | 30 | 0 | esc | 0.0012005 | 1.621e-08 | 0.00060025 | 8.1048e-09 | 0.0015435 | 2.0841e-08
[35 empty] | 7.3.1.1 A summarized risk map that shows the overall ignition probability and estimated wildfire consequence along the electric lines and equipment | WLDFR | HFTD - Distribution - Tier 3 - 5QU CoRE ¦ 3QU LoRE | 2033 | 0.44401 | 0.003948 | 0.030171 | 0 | 0.030171 | 0.0024574 | 0.01878 | 0 | 0.01878 | 0.0056544 | 0.043211 | 0 | 0.043211 | 0.0059379 | 0.045378 | 0 | 0.045378 | 0.013396 | 0.0083385 | 0.019186 | 0.020148 | 0.0056544 | 0.0025106 | 0.043211 | 0.019186 | 0 | 0 | 0.043211 | 0.019186 | [11 empty] | WLDFR | HFTD - Distribution - Tier 2 - 1QU CoRE ¦ 5QU LoRE | Seismic - Non-Red Flag Warning - Catastrophic Fires | 2048 | 3.0382e-13 | 1.5191e-13 | 3.9063e-13 | 27464.7227 | 578.8407 | 17445.538 | 9440.3441 | 0 | 0 | 0 | 2.5308e-10 |  | 8.3444e-09 | 0 | 8.3444e-09 | 4.1722e-09 | 0 | 4.1722e-09 | 1.0729e-08 | 0 | 1.0729e-08 | [16 empty] | 7.3.1.3 Ignition probability mapping showing the probability of ignition along the electric lines and equipmentWLDFRAggregatedAggregated | WLDFR | HFTD - Distribution - Tier 2 - 2QU CoRE ¦ 1QU LoRE | Non-Red Flag Warning - Catastrophic Fires | Aggregated | Aggregated | 2035 | 1.3502e-05 | 0 | 186.3964 | 0.0025168 | 2035 | Mitigation | 0.08575 | 30 | 0 | esc | 0.0012005 | 1.621e-08 | 0.00060025 | 8.1048e-09 | 0.0015435 | 2.0841e-08
[35 empty] | 7.3.1.1 A summarized risk map that shows the overall ignition probability and estimated wildfire consequence along the electric lines and equipment | WLDFR | HFTD - Distribution - Tier 3 - 5QU CoRE ¦ 3QU LoRE | 2034 | 0.41496 | 0.003948 | 0.030171 | 0 | 0.030171 | 0.0024574 | 0.01878 | 0 | 0.01878 | 0.0056544 | 0.043211 | 0 | 0.043211 | 0.0059379 | 0.045378 | 0 | 0.045378 | 0.01252 | 0.007793 | 0.017931 | 0.01883 | 0.0056544 | 0.0023464 | 0.043211 | 0.017931 | 0 | 0 | 0.043211 | 0.017931 | [11 empty] | WLDFR | HFTD - Distribution - Tier 2 - 1QU CoRE ¦ 5QU LoRE | Seismic - Non-Red Flag Warning - Catastrophic Fires | 2049 | 3.0382e-13 | 1.5191e-13 | 3.9063e-13 | 27464.7227 | 578.8407 | 17445.538 | 9440.3441 | 0 | 0 | 0 | 2.5308e-10 |  | 8.3444e-09 | 0 | 8.3444e-09 | 4.1722e-09 | 0 | 4.1722e-09 | 1.0729e-08 | 0 | 1.0729e-08 | [16 empty] | 7.3.1.3 Ignition probability mapping showing the probability of ignition along the electric lines and equipmentWLDFRAggregatedAggregated | WLDFR | HFTD - Distribution - Tier 2 - 2QU CoRE ¦ 1QU LoRE | Non-Red Flag Warning - Catastrophic Fires | Aggregated | Aggregated | 2036 | 1.3502e-05 | 0 | 186.3964 | 0.0025168 | 2036 | Mitigation | 0.08575 | 30 | 0 | esc | 0.0012005 | 1.621e-08 | 0.00060025 | 8.1048e-09 | 0.0015435 | 2.0841e-08
[35 empty] | 7.3.1.1 A summarized risk map that shows the overall ignition probability and estimated wildfire consequence along the electric lines and equipment | WLDFR | HFTD - Distribution - Tier 3 - 5QU CoRE ¦ 3QU LoRE | 2035 | 0.38782 | 0.003948 | 0.030171 | 0 | 0.030171 | 0.0024574 | 0.01878 | 0 | 0.01878 | 0.0056544 | 0.043211 | 0 | 0.043211 | 0.0059379 | 0.045378 | 0 | 0.045378 | 0.011701 | 0.0072832 | 0.016758 | 0.017598 | 0.0056544 | 0.0021929 | 0.043211 | 0.016758 | 0 | 0 | 0.043211 | 0.016758 | [11 empty] | WLDFR | HFTD - Distribution - Tier 2 - 1QU CoRE ¦ 5QU LoRE | Seismic - Non-Red Flag Warning - Catastrophic Fires | 2050 | 0 | 1.5191e-13 | 3.9063e-13 | 27464.7227 | 578.8407 | 17445.538 | 9440.3441 | 0 | 0 | 0 | 2.5308e-10 |  | 0 | 0 | 0 | 4.1722e-09 | 0 | 4.1722e-09 | 1.0729e-08 | 0 | 1.0729e-08 | [16 empty] | 7.3.1.3 Ignition probability mapping showing the probability of ignition along the electric lines and equipmentWLDFRAggregatedAggregated | WLDFR | HFTD - Distribution - Tier 2 - 2QU CoRE ¦ 1QU LoRE | Non-Red Flag Warning - Catastrophic Fires | Aggregated | Aggregated | 2037 | 1.3502e-05 | 0 | 186.3964 | 0.0025168 | 2037 | Mitigation | 0.08575 | 30 | 0 | esc | 0.0012005 | 1.621e-08 | 0.00060025 | 8.1048e-09 | 0.0015435 | 2.0841e-08
[35 empty] | 7.3.1.1 A summarized risk map that shows the overall ignition probability and estimated wildfire consequence along the electric lines and equipment | WLDFR | HFTD - Distribution - Tier 3 - 5QU CoRE ¦ 3QU LoRE | 2036 | 0.36245 | 0.003948 | 0.030171 | 0 | 0.030171 | 0.0024574 | 0.01878 | 0 | 0.01878 | 0.0056544 | 0.043211 | 0 | 0.043211 | 0.0059379 | 0.045378 | 0 | 0.045378 | 0.010935 | 0.0068067 | 0.015662 | 0.016447 | 0.0056544 | 0.0020494 | 0.043211 | 0.015662 | 0 | 0 | 0.043211 | 0.015662 | [11 empty] | WLDFR | HFTD - Distribution - Tier 2 - 1QU CoRE ¦ 5QU LoRE | Seismic - Non-Red Flag Warning - Catastrophic Fires | 2051 | 0 | 0 | 3.9063e-13 | 27464.7227 | 578.8407 | 17445.538 | 9440.3441 | 0 | 0 | 0 | 2.5308e-10 |  | 0 | 0 | 0 | 0 | 0 | 0 | 1.0729e-08 | 0 | 1.0729e-08 | [16 empty] | 7.3.1.3 Ignition probability mapping showing the probability of ignition along the electric lines and equipmentWLDFRAggregatedAggregated | WLDFR | HFTD - Distribution - Tier 2 - 2QU CoRE ¦ 1QU LoRE | Non-Red Flag Warning - Catastrophic Fires | Aggregated | Aggregated | 2038 | 1.3502e-05 | 0 | 186.3964 | 0.0025168 | 2038 | Mitigation | 0.08575 | 30 | 0 | esc | 0.0012005 | 1.621e-08 | 0.00060025 | 8.1048e-09 | 0.0015435 | 2.0841e-08
[35 empty] | 7.3.1.1 A summarized risk map that shows the overall ignition probability and estimated wildfire consequence along the electric lines and equipment | WLDFR | HFTD - Distribution - Tier 3 - 5QU CoRE ¦ 3QU LoRE | 2037 | 0.33873 | 0.003948 | 0.030171 | 0 | 0.030171 | 0.0024574 | 0.01878 | 0 | 0.01878 | 0.0056544 | 0.043211 | 0 | 0.043211 | 0.0059379 | 0.045378 | 0 | 0.045378 | 0.01022 | 0.0063614 | 0.014637 | 0.015371 | 0.0056544 | 0.0019153 | 0.043211 | 0.014637 | 0 | 0 | 0.043211 | 0.014637 | [11 empty] | WLDFR | HFTD - Distribution - Tier 2 - 1QU CoRE ¦ 5QU LoRE | Seismic - Red Flag Warning - Catastrophic Fires | 2020 | 1.3104e-11 | 0 | 0 | 21083.8428 | 409.2237 | 13469.0878 | 7205.5313 | 0 | 0 | 0 | 1.0915e-08 |  | 2.7627e-07 | 0 | 2.7627e-07 | 0 | 0 | 0 | 0 | 0 | 0 | [16 empty] | 7.3.1.3 Ignition probability mapping showing the probability of ignition along the electric lines and equipmentWLDFRAggregatedAggregated | WLDFR | HFTD - Distribution - Tier 2 - 2QU CoRE ¦ 1QU LoRE | Non-Red Flag Warning - Catastrophic Fires | Aggregated | Aggregated | 2039 | 1.3502e-05 | 0 | 186.3964 | 0.0025168 | 2039 | Mitigation | 0.08575 | 30 | 0 | esc | 0.0012005 | 1.621e-08 | 0.00060025 | 8.1048e-09 | 0.0015435 | 2.0841e-08
[35 empty] | 7.3.1.1 A summarized risk map that shows the overall ignition probability and estimated wildfire consequence along the electric lines and equipment | WLDFR | HFTD - Distribution - Tier 3 - 5QU CoRE ¦ 3QU LoRE | 2038 | 0.31657 | 0.003948 | 0.031652 | 0 | 0.031652 | 0.0024574 | 0.019702 | 0 | 0.019702 | 0.0056544 | 0.045333 | 0 | 0.045333 | 0.0059379 | 0.047606 | 0 | 0.047606 | 0.01002 | 0.0062371 | 0.014351 | 0.015071 | 0.0056544 | 0.00179 | 0.045333 | 0.014351 | 0 | 0 | 0.045333 | 0.014351 | [11 empty] | WLDFR | HFTD - Distribution - Tier 2 - 1QU CoRE ¦ 5QU LoRE | Seismic - Red Flag Warning - Catastrophic Fires | 2021 | 1.3104e-11 | 6.5518e-12 | 0 | 21083.8428 | 409.2237 | 13469.0878 | 7205.5313 | 0 | 0 | 0 | 1.0915e-08 |  | 2.7627e-07 | 0 | 2.7627e-07 | 1.3814e-07 | 0 | 1.3814e-07 | 0 | 0 | 0 | [16 empty] | 7.3.1.3 Ignition probability mapping showing the probability of ignition along the electric lines and equipmentWLDFRAggregatedAggregated | WLDFR | HFTD - Distribution - Tier 2 - 2QU CoRE ¦ 1QU LoRE | Non-Red Flag Warning - Catastrophic Fires | Aggregated | Aggregated | 2040 | 1.3502e-05 | 0 | 186.3964 | 0.0025168 | 2040 | Mitigation | 0.08575 | 30 | 0 | esc | 0.0012005 | 1.621e-08 | 0.00060025 | 8.1048e-09 | 0.0015435 | 2.0841e-08
[35 empty] | 7.3.1.1 A summarized risk map that shows the overall ignition probability and estimated wildfire consequence along the electric lines and equipment | WLDFR | HFTD - Distribution - Tier 3 - 5QU CoRE ¦ 3QU LoRE | 2039 | 0.29586 | 0.003948 | 0.031652 | 0 | 0.031652 | 0.0024574 | 0.019702 | 0 | 0.019702 | 0.0056544 | 0.045333 | 0 | 0.045333 | 0.0059379 | 0.047606 | 0 | 0.047606 | 0.0093647 | 0.0058291 | 0.013412 | 0.014085 | 0.0056544 | 0.0016729 | 0.045333 | 0.013412 | 0 | 0 | 0.045333 | 0.013412 | [11 empty] | WLDFR | HFTD - Distribution - Tier 2 - 1QU CoRE ¦ 5QU LoRE | Seismic - Red Flag Warning - Catastrophic Fires | 2022 | 1.3104e-11 | 6.5518e-12 | 1.6847e-11 | 21083.8428 | 409.2237 | 13469.0878 | 7205.5313 | 0 | 0 | 0 | 1.0915e-08 |  | 2.7627e-07 | 0 | 2.7627e-07 | 1.3814e-07 | 0 | 1.3814e-07 | 3.5521e-07 | 0 | 3.5521e-07 | [16 empty] | 7.3.1.3 Ignition probability mapping showing the probability of ignition along the electric lines and equipmentWLDFRAggregatedAggregated | WLDFR | HFTD - Distribution - Tier 2 - 2QU CoRE ¦ 1QU LoRE | Non-Red Flag Warning - Catastrophic Fires | Aggregated | Aggregated | 2041 | 1.3502e-05 | 0 | 186.3964 | 0.0025168 | 2041 | Mitigation | 0.08575 | 30 | 0 | esc | 0.0012005 | 1.621e-08 | 0.00060025 | 8.1048e-09 | 0.0015435 | 2.0841e-08
[35 empty] | 7.3.1.1 A summarized risk map that shows the overall ignition probability and estimated wildfire consequence along the electric lines and equipment | WLDFR | HFTD - Distribution - Tier 3 - 5QU CoRE ¦ 3QU LoRE | 2040 | 0.27651 | 0.003948 | 0.031652 | 0 | 0.031652 | 0.0024574 | 0.019702 | 0 | 0.019702 | 0.0056544 | 0.045333 | 0 | 0.045333 | 0.0059379 | 0.047606 | 0 | 0.047606 | 0.0087521 | 0.0054478 | 0.012535 | 0.013163 | 0.0056544 | 0.0015635 | 0.045333 | 0.012535 | 0 | 0 | 0.045333 | 0.012535 | [11 empty] | WLDFR | HFTD - Distribution - Tier 2 - 1QU CoRE ¦ 5QU LoRE | Seismic - Red Flag Warning - Catastrophic Fires | 2023 | 1.3104e-11 | 6.5518e-12 | 1.6847e-11 | 21835.9781 | 428.6023 | 13939.561 | 7467.8148 | 0 | 0 | 0 | 1.0915e-08 |  | 2.8613e-07 | 0 | 2.8613e-07 | 1.4306e-07 | 0 | 1.4306e-07 | 3.6788e-07 | 0 | 3.6788e-07 | [16 empty] | 7.3.1.3 Ignition probability mapping showing the probability of ignition along the electric lines and equipmentWLDFRAggregatedAggregated | WLDFR | HFTD - Distribution - Tier 2 - 2QU CoRE ¦ 1QU LoRE | Non-Red Flag Warning - Catastrophic Fires | Aggregated | Aggregated | 2042 | 1.3502e-05 | 0 | 186.3964 | 0.0025168 | 2042 | Mitigation | 0.08575 | 30 | 0 | esc | 0.0012005 | 1.621e-08 | 0.00060025 | 8.1048e-09 | 0.0015435 | 2.0841e-08
[35 empty] | 7.3.1.1 A summarized risk map that shows the overall ignition probability and estimated wildfire consequence along the electric lines and equipment | WLDFR | HFTD - Distribution - Tier 3 - 5QU CoRE ¦ 3QU LoRE | 2041 | 0.25842 | 0.003948 | 0.031652 | 0 | 0.031652 | 0.0024574 | 0.019702 | 0 | 0.019702 | 0.0056544 | 0.045333 | 0 | 0.045333 | 0.0059379 | 0.047606 | 0 | 0.047606 | 0.0081795 | 0.0050914 | 0.011715 | 0.012302 | 0.0056544 | 0.0014612 | 0.045333 | 0.011715 | 0 | 0 | 0.045333 | 0.011715 | [11 empty] | WLDFR | HFTD - Distribution - Tier 2 - 1QU CoRE ¦ 5QU LoRE | Seismic - Red Flag Warning - Catastrophic Fires | 2024 | 1.3104e-11 | 6.5518e-12 | 1.6847e-11 | 21835.9781 | 428.6023 | 13939.561 | 7467.8148 | 0 | 0 | 0 | 1.0915e-08 |  | 2.8613e-07 | 0 | 2.8613e-07 | 1.4306e-07 | 0 | 1.4306e-07 | 3.6788e-07 | 0 | 3.6788e-07 | [16 empty] | 7.3.1.3 Ignition probability mapping showing the probability of ignition along the electric lines and equipmentWLDFRAggregatedAggregated | WLDFR | HFTD - Distribution - Tier 2 - 2QU CoRE ¦ 1QU LoRE | Non-Red Flag Warning - Catastrophic Fires | Aggregated | Aggregated | 2043 | 1.3502e-05 | 0 | 186.3964 | 0.0025168 | 2043 | Mitigation | 0.08575 | 30 | 0 | esc | 0.0012005 | 1.621e-08 | 0.00060025 | 8.1048e-09 | 0.0015435 | 2.0841e-08
[35 empty] | 7.3.1.1 A summarized risk map that shows the overall ignition probability and estimated wildfire consequence along the electric lines and equipment | WLDFR | HFTD - Distribution - Tier 3 - 5QU CoRE ¦ 3QU LoRE | 2042 | 0.24151 | 0.003948 | 0.031652 | 0 | 0.031652 | 0.0024574 | 0.019702 | 0 | 0.019702 | 0.0056544 | 0.045333 | 0 | 0.045333 | 0.0059379 | 0.047606 | 0 | 0.047606 | 0.0076444 | 0.0047583 | 0.010948 | 0.011497 | 0.0056544 | 0.0013656 | 0.045333 | 0.010948 | 0 | 0 | 0.045333 | 0.010948 | [11 empty] | WLDFR | HFTD - Distribution - Tier 2 - 1QU CoRE ¦ 5QU LoRE | Seismic - Red Flag Warning - Catastrophic Fires | 2025 | 1.3104e-11 | 6.5518e-12 | 1.6847e-11 | 21835.9781 | 428.6023 | 13939.561 | 7467.8148 | 0 | 0 | 0 | 1.0915e-08 |  | 2.8613e-07 | 0 | 2.8613e-07 | 1.4306e-07 | 0 | 1.4306e-07 | 3.6788e-07 | 0 | 3.6788e-07 | [16 empty] | 7.3.1.3 Ignition probability mapping showing the probability of ignition along the electric lines and equipmentWLDFRAggregatedAggregated | WLDFR | HFTD - Distribution - Tier 2 - 2QU CoRE ¦ 1QU LoRE | Non-Red Flag Warning - Catastrophic Fires | Aggregated | Aggregated | 2044 | 1.3502e-05 | 0 | 186.3964 | 0.0025168 | 2044 | Mitigation | 0.08575 | 30 | 0 | esc | 0.0012005 | 1.621e-08 | 0.00060025 | 8.1048e-09 | 0.0015435 | 2.0841e-08
[35 empty] | 7.3.1.1 A summarized risk map that shows the overall ignition probability and estimated wildfire consequence along the electric lines and equipment | WLDFR | HFTD - Distribution - Tier 3 - 5QU CoRE ¦ 3QU LoRE | 2043 | 0.22571 | 0.003948 | 0.03323 | 0 | 0.03323 | 0.0024574 | 0.020684 | 0 | 0.020684 | 0.0056544 | 0.047593 | 0 | 0.047593 | 0.0059379 | 0.04998 | 0 | 0.04998 | 0.0075005 | 0.0046687 | 0.010742 | 0.011281 | 0.0056544 | 0.0012763 | 0.047593 | 0.010742 | 0 | 0 | 0.047593 | 0.010742 | [11 empty] | WLDFR | HFTD - Distribution - Tier 2 - 1QU CoRE ¦ 5QU LoRE | Seismic - Red Flag Warning - Catastrophic Fires | 2026 | 1.3104e-11 | 6.5518e-12 | 1.6847e-11 | 21835.9781 | 428.6023 | 13939.561 | 7467.8148 | 0 | 0 | 0 | 1.0915e-08 |  | 2.8613e-07 | 0 | 2.8613e-07 | 1.4306e-07 | 0 | 1.4306e-07 | 3.6788e-07 | 0 | 3.6788e-07 | [16 empty] | 7.3.1.3 Ignition probability mapping showing the probability of ignition along the electric lines and equipmentWLDFRAggregatedAggregated | WLDFR | HFTD - Distribution - Tier 2 - 2QU CoRE ¦ 1QU LoRE | Non-Red Flag Warning - Catastrophic Fires | Aggregated | Aggregated | 2045 | 1.3502e-05 | 0 | 186.3964 | 0.0025168 | 2045 | Mitigation | 0.08575 | 30 | 0 | esc | 0.0012005 | 1.621e-08 | 0.00060025 | 8.1048e-09 | 0.0015435 | 2.0841e-08
[35 empty] | 7.3.1.1 A summarized risk map that shows the overall ignition probability and estimated wildfire consequence along the electric lines and equipment | WLDFR | HFTD - Distribution - Tier 3 - 5QU CoRE ¦ 3QU LoRE | 2044 | 0.21095 | 0.003948 | 0.03323 | 0 | 0.03323 | 0.0024574 | 0.020684 | 0 | 0.020684 | 0.0056544 | 0.047593 | 0 | 0.047593 | 0.0059379 | 0.04998 | 0 | 0.04998 | 0.0070098 | 0.0043633 | 0.01004 | 0.010543 | 0.0056544 | 0.0011928 | 0.047593 | 0.01004 | 0 | 0 | 0.047593 | 0.01004 | [11 empty] | WLDFR | HFTD - Distribution - Tier 2 - 1QU CoRE ¦ 5QU LoRE | Seismic - Red Flag Warning - Catastrophic Fires | 2027 | 1.3104e-11 | 6.5518e-12 | 1.6847e-11 | 21835.9781 | 428.6023 | 13939.561 | 7467.8148 | 0 | 0 | 0 | 1.0915e-08 |  | 2.8613e-07 | 0 | 2.8613e-07 | 1.4306e-07 | 0 | 1.4306e-07 | 3.6788e-07 | 0 | 3.6788e-07 | [16 empty] | 7.3.1.3 Ignition probability mapping showing the probability of ignition along the electric lines and equipmentWLDFRAggregatedAggregated | WLDFR | HFTD - Distribution - Tier 2 - 2QU CoRE ¦ 1QU LoRE | Non-Red Flag Warning - Catastrophic Fires | Aggregated | Aggregated | 2046 | 1.3502e-05 | 0 | 186.3964 | 0.0025168 | 2046 | Mitigation | 0.08575 | 30 | 0 | esc | 0.0012005 | 1.621e-08 | 0.00060025 | 8.1048e-09 | 0.0015435 | 2.0841e-08
[35 empty] | 7.3.1.1 A summarized risk map that shows the overall ignition probability and estimated wildfire consequence along the electric lines and equipment | WLDFR | HFTD - Distribution - Tier 3 - 5QU CoRE ¦ 3QU LoRE | 2045 | 0.19715 | 0.003948 | 0.03323 | 0 | 0.03323 | 0.0024574 | 0.020684 | 0 | 0.020684 | 0.0056544 | 0.047593 | 0 | 0.047593 | 0.0059379 | 0.04998 | 0 | 0.04998 | 0.0065512 | 0.0040778 | 0.0093828 | 0.0098533 | 0.0056544 | 0.0011147 | 0.047593 | 0.0093828 | 0 | 0 | 0.047593 | 0.0093828 | [11 empty] | WLDFR | HFTD - Distribution - Tier 2 - 1QU CoRE ¦ 5QU LoRE | Seismic - Red Flag Warning - Catastrophic Fires | 2028 | 1.3104e-11 | 6.5518e-12 | 1.6847e-11 | 22783.187 | 453.261 | 14531.3357 | 7798.5904 | 0 | 0 | 0 | 1.0915e-08 |  | 2.9854e-07 | 0 | 2.9854e-07 | 1.4927e-07 | 0 | 1.4927e-07 | 3.8384e-07 | 0 | 3.8384e-07 | [16 empty] | 7.3.1.3 Ignition probability mapping showing the probability of ignition along the electric lines and equipmentWLDFRAggregatedAggregated | WLDFR | HFTD - Distribution - Tier 2 - 2QU CoRE ¦ 1QU LoRE | Non-Red Flag Warning - Catastrophic Fires | Aggregated | Aggregated | 2047 | 1.3502e-05 | 0 | 186.3964 | 0.0025168 | 2047 | Mitigation | 0.08575 | 30 | 0 | esc | 0.0012005 | 1.621e-08 | 0.00060025 | 8.1048e-09 | 0.0015435 | 2.0841e-08
[35 empty] | 7.3.1.1 A summarized risk map that shows the overall ignition probability and estimated wildfire consequence along the electric lines and equipment | WLDFR | HFTD - Distribution - Tier 3 - 5QU CoRE ¦ 3QU LoRE | 2046 | 0.18425 | 0.003948 | 0.03323 | 0 | 0.03323 | 0.0024574 | 0.020684 | 0 | 0.020684 | 0.0056544 | 0.047593 | 0 | 0.047593 | 0.0059379 | 0.04998 | 0 | 0.04998 | 0.0061227 | 0.0038111 | 0.008769 | 0.0092087 | 0.0056544 | 0.0010418 | 0.047593 | 0.008769 | 0 | 0 | 0.047593 | 0.008769 | [11 empty] | WLDFR | HFTD - Distribution - Tier 2 - 1QU CoRE ¦ 5QU LoRE | Seismic - Red Flag Warning - Catastrophic Fires | 2029 | 1.3104e-11 | 6.5518e-12 | 1.6847e-11 | 22783.187 | 453.261 | 14531.3357 | 7798.5904 | 0 | 0 | 0 | 1.0915e-08 |  | 2.9854e-07 | 0 | 2.9854e-07 | 1.4927e-07 | 0 | 1.4927e-07 | 3.8384e-07 | 0 | 3.8384e-07 | [16 empty] | 7.3.1.3 Ignition probability mapping showing the probability of ignition along the electric lines and equipmentWLDFRAggregatedAggregated | WLDFR | HFTD - Distribution - Tier 2 - 2QU CoRE ¦ 1QU LoRE | Non-Red Flag Warning - Catastrophic Fires | Aggregated | Aggregated | 2048 | 1.3502e-05 | 0 | 186.3964 | 0.0025168 | 2048 | Mitigation | 0.08575 | 30 | 0 | esc | 0.0012005 | 1.621e-08 | 0.00060025 | 8.1048e-09 | 0.0015435 | 2.0841e-08
[35 empty] | 7.3.1.1 A summarized risk map that shows the overall ignition probability and estimated wildfire consequence along the electric lines and equipment | WLDFR | HFTD - Distribution - Tier 3 - 5QU CoRE ¦ 3QU LoRE | 2047 | 0.1722 | 0.003948 | 0.03323 | 0 | 0.03323 | 0.0024574 | 0.020684 | 0 | 0.020684 | 0.0056544 | 0.047593 | 0 | 0.047593 | 0.0059379 | 0.04998 | 0 | 0.04998 | 0.0057221 | 0.0035618 | 0.0081953 | 0.0086063 | 0.0056544 | 0.00097366 | 0.047593 | 0.0081953 | 0 | 0 | 0.047593 | 0.0081953 | [11 empty] | WLDFR | HFTD - Distribution - Tier 2 - 1QU CoRE ¦ 5QU LoRE | Seismic - Red Flag Warning - Catastrophic Fires | 2030 | 1.3104e-11 | 6.5518e-12 | 1.6847e-11 | 22783.187 | 453.261 | 14531.3357 | 7798.5904 | 0 | 0 | 0 | 1.0915e-08 |  | 2.9854e-07 | 0 | 2.9854e-07 | 1.4927e-07 | 0 | 1.4927e-07 | 3.8384e-07 | 0 | 3.8384e-07 | [16 empty] | 7.3.1.3 Ignition probability mapping showing the probability of ignition along the electric lines and equipmentWLDFRAggregatedAggregated | WLDFR | HFTD - Distribution - Tier 2 - 2QU CoRE ¦ 1QU LoRE | Non-Red Flag Warning - Catastrophic Fires | Aggregated | Aggregated | 2049 | 1.3502e-05 | 0 | 186.3964 | 0.0025168 | 2049 | Mitigation | 0.08575 | 30 | 0 | esc | 0.0012005 | 1.621e-08 | 0.00060025 | 8.1048e-09 | 0.0015435 | 2.0841e-08
[35 empty] | 7.3.1.1 A summarized risk map that shows the overall ignition probability and estimated wildfire consequence along the electric lines and equipment | WLDFR | HFTD - Distribution - Tier 3 - 5QU CoRE ¦ 3QU LoRE | 2048 | 0.16093 | 0.003948 | 0.034885 | 0 | 0.034885 | 0.0024574 | 0.021714 | 0 | 0.021714 | 0.0056544 | 0.049963 | 0 | 0.049963 | 0.0059379 | 0.052469 | 0 | 0.052469 | 0.0056141 | 0.0034945 | 0.0080406 | 0.0084438 | 0.0056544 | 0.00090996 | 0.049963 | 0.0080406 | 0 | 0 | 0.049963 | 0.0080406 | [11 empty] | WLDFR | HFTD - Distribution - Tier 2 - 1QU CoRE ¦ 5QU LoRE | Seismic - Red Flag Warning - Catastrophic Fires | 2031 | 1.3104e-11 | 6.5518e-12 | 1.6847e-11 | 22783.187 | 453.261 | 14531.3357 | 7798.5904 | 0 | 0 | 0 | 1.0915e-08 |  | 2.9854e-07 | 0 | 2.9854e-07 | 1.4927e-07 | 0 | 1.4927e-07 | 3.8384e-07 | 0 | 3.8384e-07 | [16 empty] | 7.3.1.3 Ignition probability mapping showing the probability of ignition along the electric lines and equipmentWLDFRAggregatedAggregated | WLDFR | HFTD - Distribution - Tier 2 - 2QU CoRE ¦ 1QU LoRE | Non-Red Flag Warning - Catastrophic Fires | Aggregated | Aggregated | 2050 | 1.3502e-05 | 0 | 186.3964 | 0.0025168 | 2050 | Mitigation | 0.08575 | 30 | 0 | esc | 0 | 0 | 0.00060025 | 8.1048e-09 | 0.0015435 | 2.0841e-08
[35 empty] | 7.3.1.1 A summarized risk map that shows the overall ignition probability and estimated wildfire consequence along the electric lines and equipment | WLDFR | HFTD - Distribution - Tier 3 - 5QU CoRE ¦ 3QU LoRE | 2049 | 0.1504 | 0.003948 | 0.034885 | 0 | 0.034885 | 0.0024574 | 0.021714 | 0 | 0.021714 | 0.0056544 | 0.049963 | 0 | 0.049963 | 0.0059379 | 0.052469 | 0 | 0.052469 | 0.0052468 | 0.0032659 | 0.0075146 | 0.0078914 | 0.0056544 | 0.00085043 | 0.049963 | 0.0075146 | 0 | 0 | 0.049963 | 0.0075146 | [11 empty] | WLDFR | HFTD - Distribution - Tier 2 - 1QU CoRE ¦ 5QU LoRE | Seismic - Red Flag Warning - Catastrophic Fires | 2032 | 1.3104e-11 | 6.5518e-12 | 1.6847e-11 | 22783.187 | 453.261 | 14531.3357 | 7798.5904 | 0 | 0 | 0 | 1.0915e-08 |  | 2.9854e-07 | 0 | 2.9854e-07 | 1.4927e-07 | 0 | 1.4927e-07 | 3.8384e-07 | 0 | 3.8384e-07 | [16 empty] | 7.3.1.3 Ignition probability mapping showing the probability of ignition along the electric lines and equipmentWLDFRAggregatedAggregated | WLDFR | HFTD - Distribution - Tier 2 - 2QU CoRE ¦ 1QU LoRE | Non-Red Flag Warning - Catastrophic Fires | Aggregated | Aggregated | 2051 | 1.3502e-05 | 0 | 186.3964 | 0.0025168 | 2051 | Mitigation | 0.08575 | 30 | 0 | esc | 0 | 0 | 0 | 0 | 0.0015435 | 2.0841e-08
[35 empty] | 7.3.1.1 A summarized risk map that shows the overall ignition probability and estimated wildfire consequence along the electric lines and equipment | WLDFR | HFTD - Distribution - Tier 3 - 5QU CoRE ¦ 3QU LoRE | 2050 | 0.14056 | 0 | 0 | 0 | 0 | 0.0024574 | 0.021714 | 0 | 0.021714 | 0.0056544 | 0.049963 | 0 | 0.049963 | 0.0059379 | 0.052469 | 0 | 0.052469 | 0 | 0.0030522 | 0.007023 | 0.0073751 | 0.0056544 | 0.0007948 | 0.049963 | 0.007023 | 0 | 0 | 0.049963 | 0.007023 | [11 empty] | WLDFR | HFTD - Distribution - Tier 2 - 1QU CoRE ¦ 5QU LoRE | Seismic - Red Flag Warning - Catastrophic Fires | 2033 | 1.3104e-11 | 6.5518e-12 | 1.6847e-11 | 23835.2641 | 480.9649 | 15187.7294 | 8166.5698 | 0 | 0 | 0 | 1.0915e-08 |  | 3.1233e-07 | 0 | 3.1233e-07 | 1.5616e-07 | 0 | 1.5616e-07 | 4.0156e-07 | 0 | 4.0156e-07 | [16 empty] | 7.3.1.3 Ignition probability mapping showing the probability of ignition along the electric lines and equipmentWLDFRAggregatedAggregated | WLDFR | HFTD - Distribution - Tier 2 - 2QU CoRE ¦ 1QU LoRE | Non-Red Flag Warning - Destructive Fires | Aggregated | Aggregated | 2021 | 1.4331e-05 | 0 | 186.3964 | 0.0026712 | 2021 | Mitigation | 0.08575 | 30 | 0 | esc | 0.0012005 | 1.7204e-08 | 0.00060025 | 8.6019e-09 | 0 | 0
[35 empty] | 7.3.1.1 A summarized risk map that shows the overall ignition probability and estimated wildfire consequence along the electric lines and equipment | WLDFR | HFTD - Distribution - Tier 3 - 5QU CoRE ¦ 3QU LoRE | 2051 | 0.13137 | 0 | 0 | 0 | 0 | 0 | 0 | 0 | 0 | 0.0056544 | 0.049963 | 0 | 0.049963 | 0.0059379 | 0.052469 | 0 | 0.052469 | 0 | 0 | 0.0065635 | 0.0068926 | 0.0056544 | 0.0007428 | 0.049963 | 0.0065635 | 0 | 0 | 0.049963 | 0.0065635 | [11 empty] | WLDFR | HFTD - Distribution - Tier 2 - 1QU CoRE ¦ 5QU LoRE | Seismic - Red Flag Warning - Catastrophic Fires | 2034 | 1.3104e-11 | 6.5518e-12 | 1.6847e-11 | 23835.2641 | 480.9649 | 15187.7294 | 8166.5698 | 0 | 0 | 0 | 1.0915e-08 |  | 3.1233e-07 | 0 | 3.1233e-07 | 1.5616e-07 | 0 | 1.5616e-07 | 4.0156e-07 | 0 | 4.0156e-07 | [16 empty] | 7.3.1.3 Ignition probability mapping showing the probability of ignition along the electric lines and equipmentWLDFRAggregatedAggregated | WLDFR | HFTD - Distribution - Tier 2 - 2QU CoRE ¦ 1QU LoRE | Non-Red Flag Warning - Destructive Fires | Aggregated | Aggregated | 2022 | 1.4331e-05 | 0 | 186.3964 | 0.0026712 | 2022 | Mitigation | 0.08575 | 30 | 0 | esc | 0.0012005 | 1.7204e-08 | 0.00060025 | 8.6019e-09 | 0.0015435 | 2.2119e-08
[35 empty] | 7.3.1.1 A summarized risk map that shows the overall ignition probability and estimated wildfire consequence along the electric lines and equipment | WLDFR | HFTD - Distribution - Tier 3 - 5QU CoRE ¦ 3QU LoRE | 2052 | 0.12277 | 0 | 0 | 0 | 0 | 0 | 0 | 0 | 0 | 0 | 0 | 0 | 0 | 0.0059379 | 0.052469 | 0 | 0.052469 | 0 | 0 | 0 | 0.0064417 | 0 | 0 | 0 | 0 | 0 | 0 | 0 | 0 | [11 empty] | WLDFR | HFTD - Distribution - Tier 2 - 1QU CoRE ¦ 5QU LoRE | Seismic - Red Flag Warning - Catastrophic Fires | 2035 | 1.3104e-11 | 6.5518e-12 | 1.6847e-11 | 23835.2641 | 480.9649 | 15187.7294 | 8166.5698 | 0 | 0 | 0 | 1.0915e-08 |  | 3.1233e-07 | 0 | 3.1233e-07 | 1.5616e-07 | 0 | 1.5616e-07 | 4.0156e-07 | 0 | 4.0156e-07 | [16 empty] | 7.3.1.3 Ignition probability mapping showing the probability of ignition along the electric lines and equipmentWLDFRAggregatedAggregated | WLDFR | HFTD - Distribution - Tier 2 - 2QU CoRE ¦ 1QU LoRE | Non-Red Flag Warning - Destructive Fires | Aggregated | Aggregated | 2023 | 1.4331e-05 | 0 | 186.3964 | 0.0026712 | 2023 | Mitigation | 0.08575 | 30 | 0 | esc | 0.0012005 | 1.7204e-08 | 0.00060025 | 8.6019e-09 | 0.0015435 | 2.2119e-08
[35 empty] | 7.3.1.1 A summarized risk map that shows the overall ignition probability and estimated wildfire consequence along the electric lines and equipment | WLDFR | HFTD - Distribution - Tier 3 - 5QU CoRE ¦ 4QU LoRE | 2020 | 1 | 0.0013283 | 0.0078911 | 0 | 0.0078911 | 0 | 0 | 0 | 0 | 0 | 0 | 0 | 0 | 0 | 0 | 0 | 0 | 0.0078911 | 0 | 0 | 0 | 0 | 0 | 0 | 0 | 0 | 0 | 0 | 0 | [11 empty] | WLDFR | HFTD - Distribution - Tier 2 - 1QU CoRE ¦ 5QU LoRE | Seismic - Red Flag Warning - Catastrophic Fires | 2036 | 1.3104e-11 | 6.5518e-12 | 1.6847e-11 | 23835.2641 | 480.9649 | 15187.7294 | 8166.5698 | 0 | 0 | 0 | 1.0915e-08 |  | 3.1233e-07 | 0 | 3.1233e-07 | 1.5616e-07 | 0 | 1.5616e-07 | 4.0156e-07 | 0 | 4.0156e-07 | [16 empty] | 7.3.1.3 Ignition probability mapping showing the probability of ignition along the electric lines and equipmentWLDFRAggregatedAggregated | WLDFR | HFTD - Distribution - Tier 2 - 2QU CoRE ¦ 1QU LoRE | Non-Red Flag Warning - Destructive Fires | Aggregated | Aggregated | 2024 | 1.4331e-05 | 0 | 186.3964 | 0.0026712 | 2024 | Mitigation | 0.08575 | 30 | 0 | esc | 0.0012005 | 1.7204e-08 | 0.00060025 | 8.6019e-09 | 0.0015435 | 2.2119e-08
[35 empty] | 7.3.1.1 A summarized risk map that shows the overall ignition probability and estimated wildfire consequence along the electric lines and equipment | WLDFR | HFTD - Distribution - Tier 3 - 5QU CoRE ¦ 4QU LoRE | 2021 | 1 | 0.0013283 | 0.0078911 | 0 | 0.0078911 | 0.00082682 | 0.0049118 | 0 | 0.0049118 | 0 | 0 | 0 | 0 | 0 | 0 | 0 | 0 | 0.0078911 | 0.0049118 | 0 | 0 | 0 | 0 | 0 | 0 | 0 | 0 | 0 | 0 | [11 empty] | WLDFR | HFTD - Distribution - Tier 2 - 1QU CoRE ¦ 5QU LoRE | Seismic - Red Flag Warning - Catastrophic Fires | 2037 | 1.3104e-11 | 6.5518e-12 | 1.6847e-11 | 23835.2641 | 480.9649 | 15187.7294 | 8166.5698 | 0 | 0 | 0 | 1.0915e-08 |  | 3.1233e-07 | 0 | 3.1233e-07 | 1.5616e-07 | 0 | 1.5616e-07 | 4.0156e-07 | 0 | 4.0156e-07 | [16 empty] | 7.3.1.3 Ignition probability mapping showing the probability of ignition along the electric lines and equipmentWLDFRAggregatedAggregated | WLDFR | HFTD - Distribution - Tier 2 - 2QU CoRE ¦ 1QU LoRE | Non-Red Flag Warning - Destructive Fires | Aggregated | Aggregated | 2025 | 1.4331e-05 | 0 | 186.3964 | 0.0026712 | 2025 | Mitigation | 0.08575 | 30 | 0 | esc | 0.0012005 | 1.7204e-08 | 0.00060025 | 8.6019e-09 | 0.0015435 | 2.2119e-08
[35 empty] | 7.3.1.1 A summarized risk map that shows the overall ignition probability and estimated wildfire consequence along the electric lines and equipment | WLDFR | HFTD - Distribution - Tier 3 - 5QU CoRE ¦ 4QU LoRE | 2022 | 0.93458 | 0.0013698 | 0.008375 | 0 | 0.008375 | 0.00085262 | 0.0052131 | 0 | 0.0052131 | 0.002151 | 0.013151 | 0 | 0.013151 | 0 | 0 | 0 | 0 | 0.0078271 | 0.004872 | 0.012291 | 0 | 0.002151 | 0.0020103 | 0.013151 | 0.012291 | 0 | 0 | 0.013151 | 0.012291 | [11 empty] | WLDFR | HFTD - Distribution - Tier 2 - 1QU CoRE ¦ 5QU LoRE | Seismic - Red Flag Warning - Catastrophic Fires | 2038 | 1.3104e-11 | 6.5518e-12 | 1.6847e-11 | 24976.6418 | 511.3745 | 15898.8237 | 8566.4437 | 0 | 0 | 0 | 1.0915e-08 |  | 3.2728e-07 | 0 | 3.2728e-07 | 1.6364e-07 | 0 | 1.6364e-07 | 4.2079e-07 | 0 | 4.2079e-07 | [16 empty] | 7.3.1.3 Ignition probability mapping showing the probability of ignition along the electric lines and equipmentWLDFRAggregatedAggregated | WLDFR | HFTD - Distribution - Tier 2 - 2QU CoRE ¦ 1QU LoRE | Non-Red Flag Warning - Destructive Fires | Aggregated | Aggregated | 2026 | 1.4331e-05 | 0 | 186.3964 | 0.0026712 | 2026 | Mitigation | 0.08575 | 30 | 0 | esc | 0.0012005 | 1.7204e-08 | 0.00060025 | 8.6019e-09 | 0.0015435 | 2.2119e-08
[35 empty] | 7.3.1.1 A summarized risk map that shows the overall ignition probability and estimated wildfire consequence along the electric lines and equipment | WLDFR | HFTD - Distribution - Tier 3 - 5QU CoRE ¦ 4QU LoRE | 2023 | 0.87344 | 0.0013698 | 0.0086815 | 0 | 0.0086815 | 0.00085262 | 0.0054038 | 0 | 0.0054038 | 0.002151 | 0.013633 | 0 | 0.013633 | 0.0022588 | 0.014316 | 0 | 0.014316 | 0.0075827 | 0.0047199 | 0.011907 | 0.012504 | 0.002151 | 0.0018787 | 0.013633 | 0.011907 | 0 | 0 | 0.013633 | 0.011907 | [11 empty] | WLDFR | HFTD - Distribution - Tier 2 - 1QU CoRE ¦ 5QU LoRE | Seismic - Red Flag Warning - Catastrophic Fires | 2039 | 1.3104e-11 | 6.5518e-12 | 1.6847e-11 | 24976.6418 | 511.3745 | 15898.8237 | 8566.4437 | 0 | 0 | 0 | 1.0915e-08 |  | 3.2728e-07 | 0 | 3.2728e-07 | 1.6364e-07 | 0 | 1.6364e-07 | 4.2079e-07 | 0 | 4.2079e-07 | [16 empty] | 7.3.1.3 Ignition probability mapping showing the probability of ignition along the electric lines and equipmentWLDFRAggregatedAggregated | WLDFR | HFTD - Distribution - Tier 2 - 2QU CoRE ¦ 1QU LoRE | Non-Red Flag Warning - Destructive Fires | Aggregated | Aggregated | 2027 | 1.4331e-05 | 0 | 186.3964 | 0.0026712 | 2027 | Mitigation | 0.08575 | 30 | 0 | esc | 0.0012005 | 1.7204e-08 | 0.00060025 | 8.6019e-09 | 0.0015435 | 2.2119e-08
[35 empty] | 7.3.1.1 A summarized risk map that shows the overall ignition probability and estimated wildfire consequence along the electric lines and equipment | WLDFR | HFTD - Distribution - Tier 3 - 5QU CoRE ¦ 4QU LoRE | 2024 | 0.8163 | 0.0013698 | 0.0086815 | 0 | 0.0086815 | 0.00085262 | 0.0054038 | 0 | 0.0054038 | 0.002151 | 0.013633 | 0 | 0.013633 | 0.0022588 | 0.014316 | 0 | 0.014316 | 0.0070867 | 0.0044111 | 0.011128 | 0.011686 | 0.002151 | 0.0017558 | 0.013633 | 0.011128 | 0 | 0 | 0.013633 | 0.011128 | [11 empty] | WLDFR | HFTD - Distribution - Tier 2 - 1QU CoRE ¦ 5QU LoRE | Seismic - Red Flag Warning - Catastrophic Fires | 2040 | 1.3104e-11 | 6.5518e-12 | 1.6847e-11 | 24976.6418 | 511.3745 | 15898.8237 | 8566.4437 | 0 | 0 | 0 | 1.0915e-08 |  | 3.2728e-07 | 0 | 3.2728e-07 | 1.6364e-07 | 0 | 1.6364e-07 | 4.2079e-07 | 0 | 4.2079e-07 | [16 empty] | 7.3.1.3 Ignition probability mapping showing the probability of ignition along the electric lines and equipmentWLDFRAggregatedAggregated | WLDFR | HFTD - Distribution - Tier 2 - 2QU CoRE ¦ 1QU LoRE | Non-Red Flag Warning - Destructive Fires | Aggregated | Aggregated | 2028 | 1.4331e-05 | 0 | 186.3964 | 0.0026712 | 2028 | Mitigation | 0.08575 | 30 | 0 | esc | 0.0012005 | 1.7204e-08 | 0.00060025 | 8.6019e-09 | 0.0015435 | 2.2119e-08
[35 empty] | 7.3.1.1 A summarized risk map that shows the overall ignition probability and estimated wildfire consequence along the electric lines and equipment | WLDFR | HFTD - Distribution - Tier 3 - 5QU CoRE ¦ 4QU LoRE | 2025 | 0.7629 | 0.0013698 | 0.0086815 | 0 | 0.0086815 | 0.00085262 | 0.0054038 | 0 | 0.0054038 | 0.002151 | 0.013633 | 0 | 0.013633 | 0.0022588 | 0.014316 | 0 | 0.014316 | 0.0066231 | 0.0041226 | 0.0104 | 0.010922 | 0.002151 | 0.001641 | 0.013633 | 0.0104 | 0 | 0 | 0.013633 | 0.0104 | [11 empty] | WLDFR | HFTD - Distribution - Tier 2 - 1QU CoRE ¦ 5QU LoRE | Seismic - Red Flag Warning - Catastrophic Fires | 2041 | 1.3104e-11 | 6.5518e-12 | 1.6847e-11 | 24976.6418 | 511.3745 | 15898.8237 | 8566.4437 | 0 | 0 | 0 | 1.0915e-08 |  | 3.2728e-07 | 0 | 3.2728e-07 | 1.6364e-07 | 0 | 1.6364e-07 | 4.2079e-07 | 0 | 4.2079e-07 | [16 empty] | 7.3.1.3 Ignition probability mapping showing the probability of ignition along the electric lines and equipmentWLDFRAggregatedAggregated | WLDFR | HFTD - Distribution - Tier 2 - 2QU CoRE ¦ 1QU LoRE | Non-Red Flag Warning - Destructive Fires | Aggregated | Aggregated | 2029 | 1.4331e-05 | 0 | 186.3964 | 0.0026712 | 2029 | Mitigation | 0.08575 | 30 | 0 | esc | 0.0012005 | 1.7204e-08 | 0.00060025 | 8.6019e-09 | 0.0015435 | 2.2119e-08
[35 empty] | 7.3.1.1 A summarized risk map that shows the overall ignition probability and estimated wildfire consequence along the electric lines and equipment | WLDFR | HFTD - Distribution - Tier 3 - 5QU CoRE ¦ 4QU LoRE | 2026 | 0.71299 | 0.0013698 | 0.0086815 | 0 | 0.0086815 | 0.00085262 | 0.0054038 | 0 | 0.0054038 | 0.002151 | 0.013633 | 0 | 0.013633 | 0.0022588 | 0.014316 | 0 | 0.014316 | 0.0061898 | 0.0038529 | 0.0097199 | 0.010207 | 0.002151 | 0.0015336 | 0.013633 | 0.0097199 | 0 | 0 | 0.013633 | 0.0097199 | [11 empty] | WLDFR | HFTD - Distribution - Tier 2 - 1QU CoRE ¦ 5QU LoRE | Seismic - Red Flag Warning - Catastrophic Fires | 2042 | 1.3104e-11 | 6.5518e-12 | 1.6847e-11 | 24976.6418 | 511.3745 | 15898.8237 | 8566.4437 | 0 | 0 | 0 | 1.0915e-08 |  | 3.2728e-07 | 0 | 3.2728e-07 | 1.6364e-07 | 0 | 1.6364e-07 | 4.2079e-07 | 0 | 4.2079e-07 | [16 empty] | 7.3.1.3 Ignition probability mapping showing the probability of ignition along the electric lines and equipmentWLDFRAggregatedAggregated | WLDFR | HFTD - Distribution - Tier 2 - 2QU CoRE ¦ 1QU LoRE | Non-Red Flag Warning - Destructive Fires | Aggregated | Aggregated | 2030 | 1.4331e-05 | 0 | 186.3964 | 0.0026712 | 2030 | Mitigation | 0.08575 | 30 | 0 | esc | 0.0012005 | 1.7204e-08 | 0.00060025 | 8.6019e-09 | 0.0015435 | 2.2119e-08
[35 empty] | 7.3.1.1 A summarized risk map that shows the overall ignition probability and estimated wildfire consequence along the electric lines and equipment | WLDFR | HFTD - Distribution - Tier 3 - 5QU CoRE ¦ 4QU LoRE | 2027 | 0.66634 | 0.0013698 | 0.0086815 | 0 | 0.0086815 | 0.00085262 | 0.0054038 | 0 | 0.0054038 | 0.002151 | 0.013633 | 0 | 0.013633 | 0.0022588 | 0.014316 | 0 | 0.014316 | 0.0057848 | 0.0036008 | 0.009084 | 0.0095396 | 0.002151 | 0.0014333 | 0.013633 | 0.009084 | 0 | 0 | 0.013633 | 0.009084 | [11 empty] | WLDFR | HFTD - Distribution - Tier 2 - 1QU CoRE ¦ 5QU LoRE | Seismic - Red Flag Warning - Catastrophic Fires | 2043 | 1.3104e-11 | 6.5518e-12 | 1.6847e-11 | 26191.7278 | 544.1291 | 16654.7414 | 8992.8573 | 0 | 0 | 0 | 1.0915e-08 |  | 3.432e-07 | 0 | 3.432e-07 | 1.716e-07 | 0 | 1.716e-07 | 4.4126e-07 | 0 | 4.4126e-07 | [16 empty] | 7.3.1.3 Ignition probability mapping showing the probability of ignition along the electric lines and equipmentWLDFRAggregatedAggregated | WLDFR | HFTD - Distribution - Tier 2 - 2QU CoRE ¦ 1QU LoRE | Non-Red Flag Warning - Destructive Fires | Aggregated | Aggregated | 2031 | 1.4331e-05 | 0 | 186.3964 | 0.0026712 | 2031 | Mitigation | 0.08575 | 30 | 0 | esc | 0.0012005 | 1.7204e-08 | 0.00060025 | 8.6019e-09 | 0.0015435 | 2.2119e-08
[35 empty] | 7.3.1.1 A summarized risk map that shows the overall ignition probability and estimated wildfire consequence along the electric lines and equipment | WLDFR | HFTD - Distribution - Tier 3 - 5QU CoRE ¦ 4QU LoRE | 2028 | 0.62275 | 0.0013698 | 0.0090677 | 0 | 0.0090677 | 0.00085262 | 0.0056442 | 0 | 0.0056442 | 0.002151 | 0.014239 | 0 | 0.014239 | 0.0022588 | 0.014953 | 0 | 0.014953 | 0.0056469 | 0.003515 | 0.0088675 | 0.0093121 | 0.002151 | 0.0013395 | 0.014239 | 0.0088675 | 0 | 0 | 0.014239 | 0.0088675 | [11 empty] | WLDFR | HFTD - Distribution - Tier 2 - 1QU CoRE ¦ 5QU LoRE | Seismic - Red Flag Warning - Catastrophic Fires | 2044 | 1.3104e-11 | 6.5518e-12 | 1.6847e-11 | 26191.7278 | 544.1291 | 16654.7414 | 8992.8573 | 0 | 0 | 0 | 1.0915e-08 |  | 3.432e-07 | 0 | 3.432e-07 | 1.716e-07 | 0 | 1.716e-07 | 4.4126e-07 | 0 | 4.4126e-07 | [16 empty] | 7.3.1.3 Ignition probability mapping showing the probability of ignition along the electric lines and equipmentWLDFRAggregatedAggregated | WLDFR | HFTD - Distribution - Tier 2 - 2QU CoRE ¦ 1QU LoRE | Non-Red Flag Warning - Destructive Fires | Aggregated | Aggregated | 2032 | 1.4331e-05 | 0 | 186.3964 | 0.0026712 | 2032 | Mitigation | 0.08575 | 30 | 0 | esc | 0.0012005 | 1.7204e-08 | 0.00060025 | 8.6019e-09 | 0.0015435 | 2.2119e-08
[35 empty] | 7.3.1.1 A summarized risk map that shows the overall ignition probability and estimated wildfire consequence along the electric lines and equipment | WLDFR | HFTD - Distribution - Tier 3 - 5QU CoRE ¦ 4QU LoRE | 2029 | 0.58201 | 0.0013698 | 0.0090677 | 0 | 0.0090677 | 0.00085262 | 0.0056442 | 0 | 0.0056442 | 0.002151 | 0.014239 | 0 | 0.014239 | 0.0022588 | 0.014953 | 0 | 0.014953 | 0.0052775 | 0.003285 | 0.0082874 | 0.0087029 | 0.002151 | 0.0012519 | 0.014239 | 0.0082874 | 0 | 0 | 0.014239 | 0.0082874 | [11 empty] | WLDFR | HFTD - Distribution - Tier 2 - 1QU CoRE ¦ 5QU LoRE | Seismic - Red Flag Warning - Catastrophic Fires | 2045 | 1.3104e-11 | 6.5518e-12 | 1.6847e-11 | 26191.7278 | 544.1291 | 16654.7414 | 8992.8573 | 0 | 0 | 0 | 1.0915e-08 |  | 3.432e-07 | 0 | 3.432e-07 | 1.716e-07 | 0 | 1.716e-07 | 4.4126e-07 | 0 | 4.4126e-07 | [16 empty] | 7.3.1.3 Ignition probability mapping showing the probability of ignition along the electric lines and equipmentWLDFRAggregatedAggregated | WLDFR | HFTD - Distribution - Tier 2 - 2QU CoRE ¦ 1QU LoRE | Non-Red Flag Warning - Destructive Fires | Aggregated | Aggregated | 2033 | 1.4331e-05 | 0 | 186.3964 | 0.0026712 | 2033 | Mitigation | 0.08575 | 30 | 0 | esc | 0.0012005 | 1.7204e-08 | 0.00060025 | 8.6019e-09 | 0.0015435 | 2.2119e-08
[35 empty] | 7.3.1.1 A summarized risk map that shows the overall ignition probability and estimated wildfire consequence along the electric lines and equipment | WLDFR | HFTD - Distribution - Tier 3 - 5QU CoRE ¦ 4QU LoRE | 2030 | 0.54393 | 0.0013698 | 0.0090677 | 0 | 0.0090677 | 0.00085262 | 0.0056442 | 0 | 0.0056442 | 0.002151 | 0.014239 | 0 | 0.014239 | 0.0022588 | 0.014953 | 0 | 0.014953 | 0.0049322 | 0.0030701 | 0.0077452 | 0.0081336 | 0.002151 | 0.00117 | 0.014239 | 0.0077452 | 0 | 0 | 0.014239 | 0.0077452 | [11 empty] | WLDFR | HFTD - Distribution - Tier 2 - 1QU CoRE ¦ 5QU LoRE | Seismic - Red Flag Warning - Catastrophic Fires | 2046 | 1.3104e-11 | 6.5518e-12 | 1.6847e-11 | 26191.7278 | 544.1291 | 16654.7414 | 8992.8573 | 0 | 0 | 0 | 1.0915e-08 |  | 3.432e-07 | 0 | 3.432e-07 | 1.716e-07 | 0 | 1.716e-07 | 4.4126e-07 | 0 | 4.4126e-07 | [16 empty] | 7.3.1.3 Ignition probability mapping showing the probability of ignition along the electric lines and equipmentWLDFRAggregatedAggregated | WLDFR | HFTD - Distribution - Tier 2 - 2QU CoRE ¦ 1QU LoRE | Non-Red Flag Warning - Destructive Fires | Aggregated | Aggregated | 2034 | 1.4331e-05 | 0 | 186.3964 | 0.0026712 | 2034 | Mitigation | 0.08575 | 30 | 0 | esc | 0.0012005 | 1.7204e-08 | 0.00060025 | 8.6019e-09 | 0.0015435 | 2.2119e-08
[35 empty] | 7.3.1.1 A summarized risk map that shows the overall ignition probability and estimated wildfire consequence along the electric lines and equipment | WLDFR | HFTD - Distribution - Tier 3 - 5QU CoRE ¦ 4QU LoRE | 2031 | 0.50835 | 0.0013698 | 0.0090677 | 0 | 0.0090677 | 0.00085262 | 0.0056442 | 0 | 0.0056442 | 0.002151 | 0.014239 | 0 | 0.014239 | 0.0022588 | 0.014953 | 0 | 0.014953 | 0.0046096 | 0.0028692 | 0.0072385 | 0.0076015 | 0.002151 | 0.0010934 | 0.014239 | 0.0072385 | 0 | 0 | 0.014239 | 0.0072385 | [11 empty] | WLDFR | HFTD - Distribution - Tier 2 - 1QU CoRE ¦ 5QU LoRE | Seismic - Red Flag Warning - Catastrophic Fires | 2047 | 1.3104e-11 | 6.5518e-12 | 1.6847e-11 | 26191.7278 | 544.1291 | 16654.7414 | 8992.8573 | 0 | 0 | 0 | 1.0915e-08 |  | 3.432e-07 | 0 | 3.432e-07 | 1.716e-07 | 0 | 1.716e-07 | 4.4126e-07 | 0 | 4.4126e-07 | [16 empty] | 7.3.1.3 Ignition probability mapping showing the probability of ignition along the electric lines and equipmentWLDFRAggregatedAggregated | WLDFR | HFTD - Distribution - Tier 2 - 2QU CoRE ¦ 1QU LoRE | Non-Red Flag Warning - Destructive Fires | Aggregated | Aggregated | 2035 | 1.4331e-05 | 0 | 186.3964 | 0.0026712 | 2035 | Mitigation | 0.08575 | 30 | 0 | esc | 0.0012005 | 1.7204e-08 | 0.00060025 | 8.6019e-09 | 0.0015435 | 2.2119e-08
[35 empty] | 7.3.1.1 A summarized risk map that shows the overall ignition probability and estimated wildfire consequence along the electric lines and equipment | WLDFR | HFTD - Distribution - Tier 3 - 5QU CoRE ¦ 4QU LoRE | 2032 | 0.47509 | 0.0013698 | 0.0090677 | 0 | 0.0090677 | 0.00085262 | 0.0056442 | 0 | 0.0056442 | 0.002151 | 0.014239 | 0 | 0.014239 | 0.0022588 | 0.014953 | 0 | 0.014953 | 0.004308 | 0.0026815 | 0.006765 | 0.0071042 | 0.002151 | 0.0010219 | 0.014239 | 0.006765 | 0 | 0 | 0.014239 | 0.006765 | [11 empty] | WLDFR | HFTD - Distribution - Tier 2 - 1QU CoRE ¦ 5QU LoRE | Seismic - Red Flag Warning - Catastrophic Fires | 2048 | 1.3104e-11 | 6.5518e-12 | 1.6847e-11 | 27464.7227 | 578.8407 | 17445.538 | 9440.3441 | 0 | 0 | 0 | 1.0915e-08 |  | 3.5989e-07 | 0 | 3.5989e-07 | 1.7994e-07 | 0 | 1.7994e-07 | 4.6271e-07 | 0 | 4.6271e-07 | [16 empty] | 7.3.1.3 Ignition probability mapping showing the probability of ignition along the electric lines and equipmentWLDFRAggregatedAggregated | WLDFR | HFTD - Distribution - Tier 2 - 2QU CoRE ¦ 1QU LoRE | Non-Red Flag Warning - Destructive Fires | Aggregated | Aggregated | 2036 | 1.4331e-05 | 0 | 186.3964 | 0.0026712 | 2036 | Mitigation | 0.08575 | 30 | 0 | esc | 0.0012005 | 1.7204e-08 | 0.00060025 | 8.6019e-09 | 0.0015435 | 2.2119e-08
[35 empty] | 7.3.1.1 A summarized risk map that shows the overall ignition probability and estimated wildfire consequence along the electric lines and equipment | WLDFR | HFTD - Distribution - Tier 3 - 5QU CoRE ¦ 4QU LoRE | 2033 | 0.44401 | 0.0013698 | 0.0094971 | 0 | 0.0094971 | 0.00085262 | 0.0059115 | 0 | 0.0059115 | 0.002151 | 0.014913 | 0 | 0.014913 | 0.0022588 | 0.015661 | 0 | 0.015661 | 0.0042168 | 0.0026248 | 0.0066218 | 0.0069538 | 0.002151 | 0.00095506 | 0.014913 | 0.0066218 | 0 | 0 | 0.014913 | 0.0066218 | [11 empty] | WLDFR | HFTD - Distribution - Tier 2 - 1QU CoRE ¦ 5QU LoRE | Seismic - Red Flag Warning - Catastrophic Fires | 2049 | 1.3104e-11 | 6.5518e-12 | 1.6847e-11 | 27464.7227 | 578.8407 | 17445.538 | 9440.3441 | 0 | 0 | 0 | 1.0915e-08 |  | 3.5989e-07 | 0 | 3.5989e-07 | 1.7994e-07 | 0 | 1.7994e-07 | 4.6271e-07 | 0 | 4.6271e-07 | [16 empty] | 7.3.1.3 Ignition probability mapping showing the probability of ignition along the electric lines and equipmentWLDFRAggregatedAggregated | WLDFR | HFTD - Distribution - Tier 2 - 2QU CoRE ¦ 1QU LoRE | Non-Red Flag Warning - Destructive Fires | Aggregated | Aggregated | 2037 | 1.4331e-05 | 0 | 186.3964 | 0.0026712 | 2037 | Mitigation | 0.08575 | 30 | 0 | esc | 0.0012005 | 1.7204e-08 | 0.00060025 | 8.6019e-09 | 0.0015435 | 2.2119e-08
[35 empty] | 7.3.1.1 A summarized risk map that shows the overall ignition probability and estimated wildfire consequence along the electric lines and equipment | WLDFR | HFTD - Distribution - Tier 3 - 5QU CoRE ¦ 4QU LoRE | 2034 | 0.41496 | 0.0013698 | 0.0094971 | 0 | 0.0094971 | 0.00085262 | 0.0059115 | 0 | 0.0059115 | 0.002151 | 0.014913 | 0 | 0.014913 | 0.0022588 | 0.015661 | 0 | 0.015661 | 0.003941 | 0.0024531 | 0.0061886 | 0.0064989 | 0.002151 | 0.00089258 | 0.014913 | 0.0061886 | 0 | 0 | 0.014913 | 0.0061886 | [11 empty] | WLDFR | HFTD - Distribution - Tier 2 - 1QU CoRE ¦ 5QU LoRE | Seismic - Red Flag Warning - Catastrophic Fires | 2050 | 0 | 6.5518e-12 | 1.6847e-11 | 27464.7227 | 578.8407 | 17445.538 | 9440.3441 | 0 | 0 | 0 | 1.0915e-08 |  | 0 | 0 | 0 | 1.7994e-07 | 0 | 1.7994e-07 | 4.6271e-07 | 0 | 4.6271e-07 | [16 empty] | 7.3.1.3 Ignition probability mapping showing the probability of ignition along the electric lines and equipmentWLDFRAggregatedAggregated | WLDFR | HFTD - Distribution - Tier 2 - 2QU CoRE ¦ 1QU LoRE | Non-Red Flag Warning - Destructive Fires | Aggregated | Aggregated | 2038 | 1.4331e-05 | 0 | 186.3964 | 0.0026712 | 2038 | Mitigation | 0.08575 | 30 | 0 | esc | 0.0012005 | 1.7204e-08 | 0.00060025 | 8.6019e-09 | 0.0015435 | 2.2119e-08
[35 empty] | 7.3.1.1 A summarized risk map that shows the overall ignition probability and estimated wildfire consequence along the electric lines and equipment | WLDFR | HFTD - Distribution - Tier 3 - 5QU CoRE ¦ 4QU LoRE | 2035 | 0.38782 | 0.0013698 | 0.0094971 | 0 | 0.0094971 | 0.00085262 | 0.0059115 | 0 | 0.0059115 | 0.002151 | 0.014913 | 0 | 0.014913 | 0.0022588 | 0.015661 | 0 | 0.015661 | 0.0036831 | 0.0022926 | 0.0057837 | 0.0060737 | 0.002151 | 0.00083418 | 0.014913 | 0.0057837 | 0 | 0 | 0.014913 | 0.0057837 | [11 empty] | WLDFR | HFTD - Distribution - Tier 2 - 1QU CoRE ¦ 5QU LoRE | Seismic - Red Flag Warning - Catastrophic Fires | 2051 | 0 | 0 | 1.6847e-11 | 27464.7227 | 578.8407 | 17445.538 | 9440.3441 | 0 | 0 | 0 | 1.0915e-08 |  | 0 | 0 | 0 | 0 | 0 | 0 | 4.6271e-07 | 0 | 4.6271e-07 | [16 empty] | 7.3.1.3 Ignition probability mapping showing the probability of ignition along the electric lines and equipmentWLDFRAggregatedAggregated | WLDFR | HFTD - Distribution - Tier 2 - 2QU CoRE ¦ 1QU LoRE | Non-Red Flag Warning - Destructive Fires | Aggregated | Aggregated | 2039 | 1.4331e-05 | 0 | 186.3964 | 0.0026712 | 2039 | Mitigation | 0.08575 | 30 | 0 | esc | 0.0012005 | 1.7204e-08 | 0.00060025 | 8.6019e-09 | 0.0015435 | 2.2119e-08
[35 empty] | 7.3.1.1 A summarized risk map that shows the overall ignition probability and estimated wildfire consequence along the electric lines and equipment | WLDFR | HFTD - Distribution - Tier 3 - 5QU CoRE ¦ 4QU LoRE | 2036 | 0.36245 | 0.0013698 | 0.0094971 | 0 | 0.0094971 | 0.00085262 | 0.0059115 | 0 | 0.0059115 | 0.002151 | 0.014913 | 0 | 0.014913 | 0.0022588 | 0.015661 | 0 | 0.015661 | 0.0034422 | 0.0021426 | 0.0054053 | 0.0056764 | 0.002151 | 0.00077961 | 0.014913 | 0.0054053 | 0 | 0 | 0.014913 | 0.0054053 | [11 empty] | WLDFR | HFTD - Distribution - Tier 2 - 2QU CoRE ¦ 1QU LoRE | Non-Red Flag Warning - Catastrophic Fires | 2020 | 1.621e-08 | 0 | 0 | 14146.1306 | 222.2294 | 8585.7228 | 5338.1784 | 0 | 0 | 0 | 1.3502e-05 |  | 0.0002293 | 0 | 0.0002293 | 0 | 0 | 0 | 0 | 0 | 0 | [16 empty] | 7.3.1.3 Ignition probability mapping showing the probability of ignition along the electric lines and equipmentWLDFRAggregatedAggregated | WLDFR | HFTD - Distribution - Tier 2 - 2QU CoRE ¦ 1QU LoRE | Non-Red Flag Warning - Destructive Fires | Aggregated | Aggregated | 2040 | 1.4331e-05 | 0 | 186.3964 | 0.0026712 | 2040 | Mitigation | 0.08575 | 30 | 0 | esc | 0.0012005 | 1.7204e-08 | 0.00060025 | 8.6019e-09 | 0.0015435 | 2.2119e-08
[35 empty] | 7.3.1.1 A summarized risk map that shows the overall ignition probability and estimated wildfire consequence along the electric lines and equipment | WLDFR | HFTD - Distribution - Tier 3 - 5QU CoRE ¦ 4QU LoRE | 2037 | 0.33873 | 0.0013698 | 0.0094971 | 0 | 0.0094971 | 0.00085262 | 0.0059115 | 0 | 0.0059115 | 0.002151 | 0.014913 | 0 | 0.014913 | 0.0022588 | 0.015661 | 0 | 0.015661 | 0.003217 | 0.0020024 | 0.0050517 | 0.005305 | 0.002151 | 0.00072861 | 0.014913 | 0.0050517 | 0 | 0 | 0.014913 | 0.0050517 | [11 empty] | WLDFR | HFTD - Distribution - Tier 2 - 2QU CoRE ¦ 1QU LoRE | Non-Red Flag Warning - Catastrophic Fires | 2021 | 1.621e-08 | 8.1048e-09 | 0 | 14146.1306 | 222.2294 | 8585.7228 | 5338.1784 | 0 | 0 | 0 | 1.3502e-05 |  | 0.0002293 | 0 | 0.0002293 | 0.00011465 | 0 | 0.00011465 | 0 | 0 | 0 | [16 empty] | 7.3.1.3 Ignition probability mapping showing the probability of ignition along the electric lines and equipmentWLDFRAggregatedAggregated | WLDFR | HFTD - Distribution - Tier 2 - 2QU CoRE ¦ 1QU LoRE | Non-Red Flag Warning - Destructive Fires | Aggregated | Aggregated | 2041 | 1.4331e-05 | 0 | 186.3964 | 0.0026712 | 2041 | Mitigation | 0.08575 | 30 | 0 | esc | 0.0012005 | 1.7204e-08 | 0.00060025 | 8.6019e-09 | 0.0015435 | 2.2119e-08
[35 empty] | 7.3.1.1 A summarized risk map that shows the overall ignition probability and estimated wildfire consequence along the electric lines and equipment | WLDFR | HFTD - Distribution - Tier 3 - 5QU CoRE ¦ 4QU LoRE | 2038 | 0.31657 | 0.0013698 | 0.0099633 | 0 | 0.0099633 | 0.00085262 | 0.0062017 | 0 | 0.0062017 | 0.002151 | 0.015646 | 0 | 0.015646 | 0.0022588 | 0.01643 | 0 | 0.01643 | 0.0031541 | 0.0019633 | 0.004953 | 0.0052013 | 0.002151 | 0.00068094 | 0.015646 | 0.004953 | 0 | 0 | 0.015646 | 0.004953 | [11 empty] | WLDFR | HFTD - Distribution - Tier 2 - 2QU CoRE ¦ 1QU LoRE | Non-Red Flag Warning - Catastrophic Fires | 2022 | 1.621e-08 | 8.1048e-09 | 2.0841e-08 | 14146.1306 | 222.2294 | 8585.7228 | 5338.1784 | 0 | 0 | 0 | 1.3502e-05 |  | 0.0002293 | 0 | 0.0002293 | 0.00011465 | 0 | 0.00011465 | 0.00029482 | 0 | 0.00029482 | [16 empty] | 7.3.1.3 Ignition probability mapping showing the probability of ignition along the electric lines and equipmentWLDFRAggregatedAggregated | WLDFR | HFTD - Distribution - Tier 2 - 2QU CoRE ¦ 1QU LoRE | Non-Red Flag Warning - Destructive Fires | Aggregated | Aggregated | 2042 | 1.4331e-05 | 0 | 186.3964 | 0.0026712 | 2042 | Mitigation | 0.08575 | 30 | 0 | esc | 0.0012005 | 1.7204e-08 | 0.00060025 | 8.6019e-09 | 0.0015435 | 2.2119e-08
[35 empty] | 7.3.1.1 A summarized risk map that shows the overall ignition probability and estimated wildfire consequence along the electric lines and equipment | WLDFR | HFTD - Distribution - Tier 3 - 5QU CoRE ¦ 4QU LoRE | 2039 | 0.29586 | 0.0013698 | 0.0099633 | 0 | 0.0099633 | 0.00085262 | 0.0062017 | 0 | 0.0062017 | 0.002151 | 0.015646 | 0 | 0.015646 | 0.0022588 | 0.01643 | 0 | 0.01643 | 0.0029478 | 0.0018349 | 0.004629 | 0.0048611 | 0.002151 | 0.00063639 | 0.015646 | 0.004629 | 0 | 0 | 0.015646 | 0.004629 | [11 empty] | WLDFR | HFTD - Distribution - Tier 2 - 2QU CoRE ¦ 1QU LoRE | Non-Red Flag Warning - Catastrophic Fires | 2023 | 1.621e-08 | 8.1048e-09 | 2.0841e-08 | 14664.6376 | 233.2301 | 8896.516 | 5534.8915 | 0 | 0 | 0 | 1.3502e-05 |  | 0.00023771 | 0 | 0.00023771 | 0.00011885 | 0 | 0.00011885 | 0.00030563 | 0 | 0.00030563 | [16 empty] | 7.3.1.3 Ignition probability mapping showing the probability of ignition along the electric lines and equipmentWLDFRAggregatedAggregated | WLDFR | HFTD - Distribution - Tier 2 - 2QU CoRE ¦ 1QU LoRE | Non-Red Flag Warning - Destructive Fires | Aggregated | Aggregated | 2043 | 1.4331e-05 | 0 | 186.3964 | 0.0026712 | 2043 | Mitigation | 0.08575 | 30 | 0 | esc | 0.0012005 | 1.7204e-08 | 0.00060025 | 8.6019e-09 | 0.0015435 | 2.2119e-08
[35 empty] | 7.3.1.1 A summarized risk map that shows the overall ignition probability and estimated wildfire consequence along the electric lines and equipment | WLDFR | HFTD - Distribution - Tier 3 - 5QU CoRE ¦ 4QU LoRE | 2040 | 0.27651 | 0.0013698 | 0.0099633 | 0 | 0.0099633 | 0.00085262 | 0.0062017 | 0 | 0.0062017 | 0.002151 | 0.015646 | 0 | 0.015646 | 0.0022588 | 0.01643 | 0 | 0.01643 | 0.0027549 | 0.0017148 | 0.0043261 | 0.0045431 | 0.002151 | 0.00059476 | 0.015646 | 0.0043261 | 0 | 0 | 0.015646 | 0.0043261 | [11 empty] | WLDFR | HFTD - Distribution - Tier 2 - 2QU CoRE ¦ 1QU LoRE | Non-Red Flag Warning - Catastrophic Fires | 2024 | 1.621e-08 | 8.1048e-09 | 2.0841e-08 | 14664.6376 | 233.2301 | 8896.516 | 5534.8915 | 0 | 0 | 0 | 1.3502e-05 |  | 0.00023771 | 0 | 0.00023771 | 0.00011885 | 0 | 0.00011885 | 0.00030563 | 0 | 0.00030563 | [16 empty] | 7.3.1.3 Ignition probability mapping showing the probability of ignition along the electric lines and equipmentWLDFRAggregatedAggregated | WLDFR | HFTD - Distribution - Tier 2 - 2QU CoRE ¦ 1QU LoRE | Non-Red Flag Warning - Destructive Fires | Aggregated | Aggregated | 2044 | 1.4331e-05 | 0 | 186.3964 | 0.0026712 | 2044 | Mitigation | 0.08575 | 30 | 0 | esc | 0.0012005 | 1.7204e-08 | 0.00060025 | 8.6019e-09 | 0.0015435 | 2.2119e-08
[35 empty] | 7.3.1.1 A summarized risk map that shows the overall ignition probability and estimated wildfire consequence along the electric lines and equipment | WLDFR | HFTD - Distribution - Tier 3 - 5QU CoRE ¦ 4QU LoRE | 2041 | 0.25842 | 0.0013698 | 0.0099633 | 0 | 0.0099633 | 0.00085262 | 0.0062017 | 0 | 0.0062017 | 0.002151 | 0.015646 | 0 | 0.015646 | 0.0022588 | 0.01643 | 0 | 0.01643 | 0.0025747 | 0.0016026 | 0.0040431 | 0.0042459 | 0.002151 | 0.00055585 | 0.015646 | 0.0040431 | 0 | 0 | 0.015646 | 0.0040431 | [11 empty] | WLDFR | HFTD - Distribution - Tier 2 - 2QU CoRE ¦ 1QU LoRE | Non-Red Flag Warning - Catastrophic Fires | 2025 | 1.621e-08 | 8.1048e-09 | 2.0841e-08 | 14664.6376 | 233.2301 | 8896.516 | 5534.8915 | 0 | 0 | 0 | 1.3502e-05 |  | 0.00023771 | 0 | 0.00023771 | 0.00011885 | 0 | 0.00011885 | 0.00030563 | 0 | 0.00030563 | [16 empty] | 7.3.1.3 Ignition probability mapping showing the probability of ignition along the electric lines and equipmentWLDFRAggregatedAggregated | WLDFR | HFTD - Distribution - Tier 2 - 2QU CoRE ¦ 1QU LoRE | Non-Red Flag Warning - Destructive Fires | Aggregated | Aggregated | 2045 | 1.4331e-05 | 0 | 186.3964 | 0.0026712 | 2045 | Mitigation | 0.08575 | 30 | 0 | esc | 0.0012005 | 1.7204e-08 | 0.00060025 | 8.6019e-09 | 0.0015435 | 2.2119e-08
[35 empty] | 7.3.1.1 A summarized risk map that shows the overall ignition probability and estimated wildfire consequence along the electric lines and equipment | WLDFR | HFTD - Distribution - Tier 3 - 5QU CoRE ¦ 4QU LoRE | 2042 | 0.24151 | 0.0013698 | 0.0099633 | 0 | 0.0099633 | 0.00085262 | 0.0062017 | 0 | 0.0062017 | 0.002151 | 0.015646 | 0 | 0.015646 | 0.0022588 | 0.01643 | 0 | 0.01643 | 0.0024063 | 0.0014978 | 0.0037786 | 0.0039681 | 0.002151 | 0.00051949 | 0.015646 | 0.0037786 | 0 | 0 | 0.015646 | 0.0037786 | [11 empty] | WLDFR | HFTD - Distribution - Tier 2 - 2QU CoRE ¦ 1QU LoRE | Non-Red Flag Warning - Catastrophic Fires | 2026 | 1.621e-08 | 8.1048e-09 | 2.0841e-08 | 14664.6376 | 233.2301 | 8896.516 | 5534.8915 | 0 | 0 | 0 | 1.3502e-05 |  | 0.00023771 | 0 | 0.00023771 | 0.00011885 | 0 | 0.00011885 | 0.00030563 | 0 | 0.00030563 | [16 empty] | 7.3.1.3 Ignition probability mapping showing the probability of ignition along the electric lines and equipmentWLDFRAggregatedAggregated | WLDFR | HFTD - Distribution - Tier 2 - 2QU CoRE ¦ 1QU LoRE | Non-Red Flag Warning - Destructive Fires | Aggregated | Aggregated | 2046 | 1.4331e-05 | 0 | 186.3964 | 0.0026712 | 2046 | Mitigation | 0.08575 | 30 | 0 | esc | 0.0012005 | 1.7204e-08 | 0.00060025 | 8.6019e-09 | 0.0015435 | 2.2119e-08
[35 empty] | 7.3.1.1 A summarized risk map that shows the overall ignition probability and estimated wildfire consequence along the electric lines and equipment | WLDFR | HFTD - Distribution - Tier 3 - 5QU CoRE ¦ 4QU LoRE | 2043 | 0.22571 | 0.0013698 | 0.01046 | 0 | 0.01046 | 0.00085262 | 0.0065109 | 0 | 0.0065109 | 0.002151 | 0.016426 | 0 | 0.016426 | 0.0022588 | 0.017249 | 0 | 0.017249 | 0.002361 | 0.0014696 | 0.0037075 | 0.0038934 | 0.002151 | 0.0004855 | 0.016426 | 0.0037075 | 0 | 0 | 0.016426 | 0.0037075 | [11 empty] | WLDFR | HFTD - Distribution - Tier 2 - 2QU CoRE ¦ 1QU LoRE | Non-Red Flag Warning - Catastrophic Fires | 2027 | 1.621e-08 | 8.1048e-09 | 2.0841e-08 | 14664.6376 | 233.2301 | 8896.516 | 5534.8915 | 0 | 0 | 0 | 1.3502e-05 |  | 0.00023771 | 0 | 0.00023771 | 0.00011885 | 0 | 0.00011885 | 0.00030563 | 0 | 0.00030563 | [16 empty] | 7.3.1.3 Ignition probability mapping showing the probability of ignition along the electric lines and equipmentWLDFRAggregatedAggregated | WLDFR | HFTD - Distribution - Tier 2 - 2QU CoRE ¦ 1QU LoRE | Non-Red Flag Warning - Destructive Fires | Aggregated | Aggregated | 2047 | 1.4331e-05 | 0 | 186.3964 | 0.0026712 | 2047 | Mitigation | 0.08575 | 30 | 0 | esc | 0.0012005 | 1.7204e-08 | 0.00060025 | 8.6019e-09 | 0.0015435 | 2.2119e-08
[35 empty] | 7.3.1.1 A summarized risk map that shows the overall ignition probability and estimated wildfire consequence along the electric lines and equipment | WLDFR | HFTD - Distribution - Tier 3 - 5QU CoRE ¦ 4QU LoRE | 2044 | 0.21095 | 0.0013698 | 0.01046 | 0 | 0.01046 | 0.00085262 | 0.0065109 | 0 | 0.0065109 | 0.002151 | 0.016426 | 0 | 0.016426 | 0.0022588 | 0.017249 | 0 | 0.017249 | 0.0022065 | 0.0013735 | 0.0034649 | 0.0036387 | 0.002151 | 0.00045374 | 0.016426 | 0.0034649 | 0 | 0 | 0.016426 | 0.0034649 | [11 empty] | WLDFR | HFTD - Distribution - Tier 2 - 2QU CoRE ¦ 1QU LoRE | Non-Red Flag Warning - Catastrophic Fires | 2028 | 1.621e-08 | 8.1048e-09 | 2.0841e-08 | 15317.9909 | 247.273 | 9287.6491 | 5783.0689 | 0 | 0 | 0 | 1.3502e-05 |  | 0.0002483 | 0 | 0.0002483 | 0.00012415 | 0 | 0.00012415 | 0.00031924 | 0 | 0.00031924 | [16 empty] | 7.3.1.3 Ignition probability mapping showing the probability of ignition along the electric lines and equipmentWLDFRAggregatedAggregated | WLDFR | HFTD - Distribution - Tier 2 - 2QU CoRE ¦ 1QU LoRE | Non-Red Flag Warning - Destructive Fires | Aggregated | Aggregated | 2048 | 1.4331e-05 | 0 | 186.3964 | 0.0026712 | 2048 | Mitigation | 0.08575 | 30 | 0 | esc | 0.0012005 | 1.7204e-08 | 0.00060025 | 8.6019e-09 | 0.0015435 | 2.2119e-08
[35 empty] | 7.3.1.1 A summarized risk map that shows the overall ignition probability and estimated wildfire consequence along the electric lines and equipment | WLDFR | HFTD - Distribution - Tier 3 - 5QU CoRE ¦ 4QU LoRE | 2045 | 0.19715 | 0.0013698 | 0.01046 | 0 | 0.01046 | 0.00085262 | 0.0065109 | 0 | 0.0065109 | 0.002151 | 0.016426 | 0 | 0.016426 | 0.0022588 | 0.017249 | 0 | 0.017249 | 0.0020622 | 0.0012836 | 0.0032383 | 0.0034006 | 0.002151 | 0.00042406 | 0.016426 | 0.0032383 | 0 | 0 | 0.016426 | 0.0032383 | [11 empty] | WLDFR | HFTD - Distribution - Tier 2 - 2QU CoRE ¦ 1QU LoRE | Non-Red Flag Warning - Catastrophic Fires | 2029 | 1.621e-08 | 8.1048e-09 | 2.0841e-08 | 15317.9909 | 247.273 | 9287.6491 | 5783.0689 | 0 | 0 | 0 | 1.3502e-05 |  | 0.0002483 | 0 | 0.0002483 | 0.00012415 | 0 | 0.00012415 | 0.00031924 | 0 | 0.00031924 | [16 empty] | 7.3.1.3 Ignition probability mapping showing the probability of ignition along the electric lines and equipmentWLDFRAggregatedAggregated | WLDFR | HFTD - Distribution - Tier 2 - 2QU CoRE ¦ 1QU LoRE | Non-Red Flag Warning - Destructive Fires | Aggregated | Aggregated | 2049 | 1.4331e-05 | 0 | 186.3964 | 0.0026712 | 2049 | Mitigation | 0.08575 | 30 | 0 | esc | 0.0012005 | 1.7204e-08 | 0.00060025 | 8.6019e-09 | 0.0015435 | 2.2119e-08
[35 empty] | 7.3.1.1 A summarized risk map that shows the overall ignition probability and estimated wildfire consequence along the electric lines and equipment | WLDFR | HFTD - Distribution - Tier 3 - 5QU CoRE ¦ 4QU LoRE | 2046 | 0.18425 | 0.0013698 | 0.01046 | 0 | 0.01046 | 0.00085262 | 0.0065109 | 0 | 0.0065109 | 0.002151 | 0.016426 | 0 | 0.016426 | 0.0022588 | 0.017249 | 0 | 0.017249 | 0.0019273 | 0.0011996 | 0.0030264 | 0.0031782 | 0.002151 | 0.00039631 | 0.016426 | 0.0030264 | 0 | 0 | 0.016426 | 0.0030264 | [11 empty] | WLDFR | HFTD - Distribution - Tier 2 - 2QU CoRE ¦ 1QU LoRE | Non-Red Flag Warning - Catastrophic Fires | 2030 | 1.621e-08 | 8.1048e-09 | 2.0841e-08 | 15317.9909 | 247.273 | 9287.6491 | 5783.0689 | 0 | 0 | 0 | 1.3502e-05 |  | 0.0002483 | 0 | 0.0002483 | 0.00012415 | 0 | 0.00012415 | 0.00031924 | 0 | 0.00031924 | [16 empty] | 7.3.1.3 Ignition probability mapping showing the probability of ignition along the electric lines and equipmentWLDFRAggregatedAggregated | WLDFR | HFTD - Distribution - Tier 2 - 2QU CoRE ¦ 1QU LoRE | Non-Red Flag Warning - Destructive Fires | Aggregated | Aggregated | 2050 | 1.4331e-05 | 0 | 186.3964 | 0.0026712 | 2050 | Mitigation | 0.08575 | 30 | 0 | esc | 0 | 0 | 0.00060025 | 8.6019e-09 | 0.0015435 | 2.2119e-08
[35 empty] | 7.3.1.1 A summarized risk map that shows the overall ignition probability and estimated wildfire consequence along the electric lines and equipment | WLDFR | HFTD - Distribution - Tier 3 - 5QU CoRE ¦ 4QU LoRE | 2047 | 0.1722 | 0.0013698 | 0.01046 | 0 | 0.01046 | 0.00085262 | 0.0065109 | 0 | 0.0065109 | 0.002151 | 0.016426 | 0 | 0.016426 | 0.0022588 | 0.017249 | 0 | 0.017249 | 0.0018012 | 0.0011211 | 0.0028284 | 0.0029702 | 0.002151 | 0.00037039 | 0.016426 | 0.0028284 | 0 | 0 | 0.016426 | 0.0028284 | [11 empty] | WLDFR | HFTD - Distribution - Tier 2 - 2QU CoRE ¦ 1QU LoRE | Non-Red Flag Warning - Catastrophic Fires | 2031 | 1.621e-08 | 8.1048e-09 | 2.0841e-08 | 15317.9909 | 247.273 | 9287.6491 | 5783.0689 | 0 | 0 | 0 | 1.3502e-05 |  | 0.0002483 | 0 | 0.0002483 | 0.00012415 | 0 | 0.00012415 | 0.00031924 | 0 | 0.00031924 | [16 empty] | 7.3.1.3 Ignition probability mapping showing the probability of ignition along the electric lines and equipmentWLDFRAggregatedAggregated | WLDFR | HFTD - Distribution - Tier 2 - 2QU CoRE ¦ 1QU LoRE | Non-Red Flag Warning - Destructive Fires | Aggregated | Aggregated | 2051 | 1.4331e-05 | 0 | 186.3964 | 0.0026712 | 2051 | Mitigation | 0.08575 | 30 | 0 | esc | 0 | 0 | 0 | 0 | 0.0015435 | 2.2119e-08
[35 empty] | 7.3.1.1 A summarized risk map that shows the overall ignition probability and estimated wildfire consequence along the electric lines and equipment | WLDFR | HFTD - Distribution - Tier 3 - 5QU CoRE ¦ 4QU LoRE | 2048 | 0.16093 | 0.0013698 | 0.010981 | 0 | 0.010981 | 0.00085262 | 0.0068351 | 0 | 0.0068351 | 0.002151 | 0.017244 | 0 | 0.017244 | 0.0022588 | 0.018108 | 0 | 0.018108 | 0.0017672 | 0.0011 | 0.002775 | 0.0029142 | 0.002151 | 0.00034616 | 0.017244 | 0.002775 | 0 | 0 | 0.017244 | 0.002775 | [11 empty] | WLDFR | HFTD - Distribution - Tier 2 - 2QU CoRE ¦ 1QU LoRE | Non-Red Flag Warning - Catastrophic Fires | 2032 | 1.621e-08 | 8.1048e-09 | 2.0841e-08 | 15317.9909 | 247.273 | 9287.6491 | 5783.0689 | 0 | 0 | 0 | 1.3502e-05 |  | 0.0002483 | 0 | 0.0002483 | 0.00012415 | 0 | 0.00012415 | 0.00031924 | 0 | 0.00031924 | [16 empty] | 7.3.1.3 Ignition probability mapping showing the probability of ignition along the electric lines and equipmentWLDFRAggregatedAggregated | WLDFR | HFTD - Distribution - Tier 2 - 2QU CoRE ¦ 1QU LoRE | Non-Red Flag Warning - Large Fires | Aggregated | Aggregated | 2021 | 8.5602e-05 | 0 | 186.3964 | 0.015956 | 2021 | Mitigation | 0.08575 | 30 | 0 | esc | 0.0012005 | 1.0276e-07 | 0.00060025 | 5.1382e-08 | 0 | 0
[35 empty] | 7.3.1.1 A summarized risk map that shows the overall ignition probability and estimated wildfire consequence along the electric lines and equipment | WLDFR | HFTD - Distribution - Tier 3 - 5QU CoRE ¦ 4QU LoRE | 2049 | 0.1504 | 0.0013698 | 0.010981 | 0 | 0.010981 | 0.00085262 | 0.0068351 | 0 | 0.0068351 | 0.002151 | 0.017244 | 0 | 0.017244 | 0.0022588 | 0.018108 | 0 | 0.018108 | 0.0016516 | 0.001028 | 0.0025935 | 0.0027235 | 0.002151 | 0.00032351 | 0.017244 | 0.0025935 | 0 | 0 | 0.017244 | 0.0025935 | [11 empty] | WLDFR | HFTD - Distribution - Tier 2 - 2QU CoRE ¦ 1QU LoRE | Non-Red Flag Warning - Catastrophic Fires | 2033 | 1.621e-08 | 8.1048e-09 | 2.0841e-08 | 16044.1264 | 263.1074 | 9721.74 | 6059.2791 | 0 | 0 | 0 | 1.3502e-05 |  | 0.00026007 | 0 | 0.00026007 | 0.00013004 | 0 | 0.00013004 | 0.00033438 | 0 | 0.00033438 | [16 empty] | 7.3.1.3 Ignition probability mapping showing the probability of ignition along the electric lines and equipmentWLDFRAggregatedAggregated | WLDFR | HFTD - Distribution - Tier 2 - 2QU CoRE ¦ 1QU LoRE | Non-Red Flag Warning - Large Fires | Aggregated | Aggregated | 2022 | 8.5602e-05 | 0 | 186.3964 | 0.015956 | 2022 | Mitigation | 0.08575 | 30 | 0 | esc | 0.0012005 | 1.0276e-07 | 0.00060025 | 5.1382e-08 | 0.0015435 | 1.3213e-07
[35 empty] | 7.3.1.1 A summarized risk map that shows the overall ignition probability and estimated wildfire consequence along the electric lines and equipment | WLDFR | HFTD - Distribution - Tier 3 - 5QU CoRE ¦ 4QU LoRE | 2050 | 0.14056 | 0 | 0 | 0 | 0 | 0.00085262 | 0.0068351 | 0 | 0.0068351 | 0.002151 | 0.017244 | 0 | 0.017244 | 0.0022588 | 0.018108 | 0 | 0.018108 | 0 | 0.00096076 | 0.0024238 | 0.0025453 | 0.002151 | 0.00030235 | 0.017244 | 0.0024238 | 0 | 0 | 0.017244 | 0.0024238 | [11 empty] | WLDFR | HFTD - Distribution - Tier 2 - 2QU CoRE ¦ 1QU LoRE | Non-Red Flag Warning - Catastrophic Fires | 2034 | 1.621e-08 | 8.1048e-09 | 2.0841e-08 | 16044.1264 | 263.1074 | 9721.74 | 6059.2791 | 0 | 0 | 0 | 1.3502e-05 |  | 0.00026007 | 0 | 0.00026007 | 0.00013004 | 0 | 0.00013004 | 0.00033438 | 0 | 0.00033438 | [16 empty] | 7.3.1.3 Ignition probability mapping showing the probability of ignition along the electric lines and equipmentWLDFRAggregatedAggregated | WLDFR | HFTD - Distribution - Tier 2 - 2QU CoRE ¦ 1QU LoRE | Non-Red Flag Warning - Large Fires | Aggregated | Aggregated | 2023 | 8.5602e-05 | 0 | 186.3964 | 0.015956 | 2023 | Mitigation | 0.08575 | 30 | 0 | esc | 0.0012005 | 1.0276e-07 | 0.00060025 | 5.1382e-08 | 0.0015435 | 1.3213e-07
[35 empty] | 7.3.1.1 A summarized risk map that shows the overall ignition probability and estimated wildfire consequence along the electric lines and equipment | WLDFR | HFTD - Distribution - Tier 3 - 5QU CoRE ¦ 4QU LoRE | 2051 | 0.13137 | 0 | 0 | 0 | 0 | 0 | 0 | 0 | 0 | 0.002151 | 0.017244 | 0 | 0.017244 | 0.0022588 | 0.018108 | 0 | 0.018108 | 0 | 0 | 0.0022652 | 0.0023788 | 0.002151 | 0.00028257 | 0.017244 | 0.0022652 | 0 | 0 | 0.017244 | 0.0022652 | [11 empty] | WLDFR | HFTD - Distribution - Tier 2 - 2QU CoRE ¦ 1QU LoRE | Non-Red Flag Warning - Catastrophic Fires | 2035 | 1.621e-08 | 8.1048e-09 | 2.0841e-08 | 16044.1264 | 263.1074 | 9721.74 | 6059.2791 | 0 | 0 | 0 | 1.3502e-05 |  | 0.00026007 | 0 | 0.00026007 | 0.00013004 | 0 | 0.00013004 | 0.00033438 | 0 | 0.00033438 | [16 empty] | 7.3.1.3 Ignition probability mapping showing the probability of ignition along the electric lines and equipmentWLDFRAggregatedAggregated | WLDFR | HFTD - Distribution - Tier 2 - 2QU CoRE ¦ 1QU LoRE | Non-Red Flag Warning - Large Fires | Aggregated | Aggregated | 2024 | 8.5602e-05 | 0 | 186.3964 | 0.015956 | 2024 | Mitigation | 0.08575 | 30 | 0 | esc | 0.0012005 | 1.0276e-07 | 0.00060025 | 5.1382e-08 | 0.0015435 | 1.3213e-07
[35 empty] | 7.3.1.1 A summarized risk map that shows the overall ignition probability and estimated wildfire consequence along the electric lines and equipment | WLDFR | HFTD - Distribution - Tier 3 - 5QU CoRE ¦ 4QU LoRE | 2052 | 0.12277 | 0 | 0 | 0 | 0 | 0 | 0 | 0 | 0 | 0 | 0 | 0 | 0 | 0.0022588 | 0.018108 | 0 | 0.018108 | 0 | 0 | 0 | 0.0022232 | 0 | 0 | 0 | 0 | 0 | 0 | 0 | 0 | [11 empty] | WLDFR | HFTD - Distribution - Tier 2 - 2QU CoRE ¦ 1QU LoRE | Non-Red Flag Warning - Catastrophic Fires | 2036 | 1.621e-08 | 8.1048e-09 | 2.0841e-08 | 16044.1264 | 263.1074 | 9721.74 | 6059.2791 | 0 | 0 | 0 | 1.3502e-05 |  | 0.00026007 | 0 | 0.00026007 | 0.00013004 | 0 | 0.00013004 | 0.00033438 | 0 | 0.00033438 | [16 empty] | 7.3.1.3 Ignition probability mapping showing the probability of ignition along the electric lines and equipmentWLDFRAggregatedAggregated | WLDFR | HFTD - Distribution - Tier 2 - 2QU CoRE ¦ 1QU LoRE | Non-Red Flag Warning - Large Fires | Aggregated | Aggregated | 2025 | 8.5602e-05 | 0 | 186.3964 | 0.015956 | 2025 | Mitigation | 0.08575 | 30 | 0 | esc | 0.0012005 | 1.0276e-07 | 0.00060025 | 5.1382e-08 | 0.0015435 | 1.3213e-07
[35 empty] | 7.3.1.1 A summarized risk map that shows the overall ignition probability and estimated wildfire consequence along the electric lines and equipment | WLDFR | HFTD - Distribution - Tier 3 - 5QU CoRE ¦ 5QU LoRE | 2020 | 1 | 0.00098453 | 0.00539 | 0 | 0.00539 | 0 | 0 | 0 | 0 | 0 | 0 | 0 | 0 | 0 | 0 | 0 | 0 | 0.00539 | 0 | 0 | 0 | 0 | 0 | 0 | 0 | 0 | 0 | 0 | 0 | [11 empty] | WLDFR | HFTD - Distribution - Tier 2 - 2QU CoRE ¦ 1QU LoRE | Non-Red Flag Warning - Catastrophic Fires | 2037 | 1.621e-08 | 8.1048e-09 | 2.0841e-08 | 16044.1264 | 263.1074 | 9721.74 | 6059.2791 | 0 | 0 | 0 | 1.3502e-05 |  | 0.00026007 | 0 | 0.00026007 | 0.00013004 | 0 | 0.00013004 | 0.00033438 | 0 | 0.00033438 | [16 empty] | 7.3.1.3 Ignition probability mapping showing the probability of ignition along the electric lines and equipmentWLDFRAggregatedAggregated | WLDFR | HFTD - Distribution - Tier 2 - 2QU CoRE ¦ 1QU LoRE | Non-Red Flag Warning - Large Fires | Aggregated | Aggregated | 2026 | 8.5602e-05 | 0 | 186.3964 | 0.015956 | 2026 | Mitigation | 0.08575 | 30 | 0 | esc | 0.0012005 | 1.0276e-07 | 0.00060025 | 5.1382e-08 | 0.0015435 | 1.3213e-07
[35 empty] | 7.3.1.1 A summarized risk map that shows the overall ignition probability and estimated wildfire consequence along the electric lines and equipment | WLDFR | HFTD - Distribution - Tier 3 - 5QU CoRE ¦ 5QU LoRE | 2021 | 1 | 0.00098453 | 0.00539 | 0 | 0.00539 | 0.00061282 | 0.003355 | 0 | 0.003355 | 0 | 0 | 0 | 0 | 0 | 0 | 0 | 0 | 0.00539 | 0.003355 | 0 | 0 | 0 | 0 | 0 | 0 | 0 | 0 | 0 | 0 | [11 empty] | WLDFR | HFTD - Distribution - Tier 2 - 2QU CoRE ¦ 1QU LoRE | Non-Red Flag Warning - Catastrophic Fires | 2038 | 1.621e-08 | 8.1048e-09 | 2.0841e-08 | 16832.3912 | 280.5544 | 10192.2718 | 6359.5651 | 0 | 0 | 0 | 1.3502e-05 |  | 0.00027285 | 0 | 0.00027285 | 0.00013642 | 0 | 0.00013642 | 0.0003508 | 0 | 0.0003508 | [16 empty] | 7.3.1.3 Ignition probability mapping showing the probability of ignition along the electric lines and equipmentWLDFRAggregatedAggregated | WLDFR | HFTD - Distribution - Tier 2 - 2QU CoRE ¦ 1QU LoRE | Non-Red Flag Warning - Large Fires | Aggregated | Aggregated | 2027 | 8.5602e-05 | 0 | 186.3964 | 0.015956 | 2027 | Mitigation | 0.08575 | 30 | 0 | esc | 0.0012005 | 1.0276e-07 | 0.00060025 | 5.1382e-08 | 0.0015435 | 1.3213e-07
[35 empty] | 7.3.1.1 A summarized risk map that shows the overall ignition probability and estimated wildfire consequence along the electric lines and equipment | WLDFR | HFTD - Distribution - Tier 3 - 5QU CoRE ¦ 5QU LoRE | 2022 | 0.93458 | 0.00096951 | 0.0053741 | 0 | 0.0053741 | 0.00060348 | 0.0033451 | 0 | 0.0033451 | 0.0014451 | 0.0080102 | 0 | 0.0080102 | 0 | 0 | 0 | 0 | 0.0050225 | 0.0031263 | 0.0074861 | 0 | 0.0014451 | 0.0013505 | 0.0080102 | 0.0074861 | 0 | 0 | 0.0080102 | 0.0074861 | [11 empty] | WLDFR | HFTD - Distribution - Tier 2 - 2QU CoRE ¦ 1QU LoRE | Non-Red Flag Warning - Catastrophic Fires | 2039 | 1.621e-08 | 8.1048e-09 | 2.0841e-08 | 16832.3912 | 280.5544 | 10192.2718 | 6359.5651 | 0 | 0 | 0 | 1.3502e-05 |  | 0.00027285 | 0 | 0.00027285 | 0.00013642 | 0 | 0.00013642 | 0.0003508 | 0 | 0.0003508 | [16 empty] | 7.3.1.3 Ignition probability mapping showing the probability of ignition along the electric lines and equipmentWLDFRAggregatedAggregated | WLDFR | HFTD - Distribution - Tier 2 - 2QU CoRE ¦ 1QU LoRE | Non-Red Flag Warning - Large Fires | Aggregated | Aggregated | 2028 | 8.5602e-05 | 0 | 186.3964 | 0.015956 | 2028 | Mitigation | 0.08575 | 30 | 0 | esc | 0.0012005 | 1.0276e-07 | 0.00060025 | 5.1382e-08 | 0.0015435 | 1.3213e-07
[35 empty] | 7.3.1.1 A summarized risk map that shows the overall ignition probability and estimated wildfire consequence along the electric lines and equipment | WLDFR | HFTD - Distribution - Tier 3 - 5QU CoRE ¦ 5QU LoRE | 2023 | 0.87344 | 0.00096951 | 0.0055707 | 0 | 0.0055707 | 0.00060348 | 0.0034675 | 0 | 0.0034675 | 0.0014451 | 0.0083033 | 0 | 0.0083033 | 0.0015175 | 0.0087196 | 0 | 0.0087196 | 0.0048657 | 0.0030287 | 0.0072524 | 0.0076161 | 0.0014451 | 0.0012622 | 0.0083033 | 0.0072524 | 0 | 0 | 0.0083033 | 0.0072524 | [11 empty] | WLDFR | HFTD - Distribution - Tier 2 - 2QU CoRE ¦ 1QU LoRE | Non-Red Flag Warning - Catastrophic Fires | 2040 | 1.621e-08 | 8.1048e-09 | 2.0841e-08 | 16832.3912 | 280.5544 | 10192.2718 | 6359.5651 | 0 | 0 | 0 | 1.3502e-05 |  | 0.00027285 | 0 | 0.00027285 | 0.00013642 | 0 | 0.00013642 | 0.0003508 | 0 | 0.0003508 | [16 empty] | 7.3.1.3 Ignition probability mapping showing the probability of ignition along the electric lines and equipmentWLDFRAggregatedAggregated | WLDFR | HFTD - Distribution - Tier 2 - 2QU CoRE ¦ 1QU LoRE | Non-Red Flag Warning - Large Fires | Aggregated | Aggregated | 2029 | 8.5602e-05 | 0 | 186.3964 | 0.015956 | 2029 | Mitigation | 0.08575 | 30 | 0 | esc | 0.0012005 | 1.0276e-07 | 0.00060025 | 5.1382e-08 | 0.0015435 | 1.3213e-07
[35 empty] | 7.3.1.1 A summarized risk map that shows the overall ignition probability and estimated wildfire consequence along the electric lines and equipment | WLDFR | HFTD - Distribution - Tier 3 - 5QU CoRE ¦ 5QU LoRE | 2024 | 0.8163 | 0.00096951 | 0.0055707 | 0 | 0.0055707 | 0.00060348 | 0.0034675 | 0 | 0.0034675 | 0.0014451 | 0.0083033 | 0 | 0.0083033 | 0.0015175 | 0.0087196 | 0 | 0.0087196 | 0.0045474 | 0.0028305 | 0.0067779 | 0.0071178 | 0.0014451 | 0.0011796 | 0.0083033 | 0.0067779 | 0 | 0 | 0.0083033 | 0.0067779 | [11 empty] | WLDFR | HFTD - Distribution - Tier 2 - 2QU CoRE ¦ 1QU LoRE | Non-Red Flag Warning - Catastrophic Fires | 2041 | 1.621e-08 | 8.1048e-09 | 2.0841e-08 | 16832.3912 | 280.5544 | 10192.2718 | 6359.5651 | 0 | 0 | 0 | 1.3502e-05 |  | 0.00027285 | 0 | 0.00027285 | 0.00013642 | 0 | 0.00013642 | 0.0003508 | 0 | 0.0003508 | [16 empty] | 7.3.1.3 Ignition probability mapping showing the probability of ignition along the electric lines and equipmentWLDFRAggregatedAggregated | WLDFR | HFTD - Distribution - Tier 2 - 2QU CoRE ¦ 1QU LoRE | Non-Red Flag Warning - Large Fires | Aggregated | Aggregated | 2030 | 8.5602e-05 | 0 | 186.3964 | 0.015956 | 2030 | Mitigation | 0.08575 | 30 | 0 | esc | 0.0012005 | 1.0276e-07 | 0.00060025 | 5.1382e-08 | 0.0015435 | 1.3213e-07
[35 empty] | 7.3.1.1 A summarized risk map that shows the overall ignition probability and estimated wildfire consequence along the electric lines and equipment | WLDFR | HFTD - Distribution - Tier 3 - 5QU CoRE ¦ 5QU LoRE | 2025 | 0.7629 | 0.00096951 | 0.0055707 | 0 | 0.0055707 | 0.00060348 | 0.0034675 | 0 | 0.0034675 | 0.0014451 | 0.0083033 | 0 | 0.0083033 | 0.0015175 | 0.0087196 | 0 | 0.0087196 | 0.0042499 | 0.0026454 | 0.0063345 | 0.0066522 | 0.0014451 | 0.0011024 | 0.0083033 | 0.0063345 | 0 | 0 | 0.0083033 | 0.0063345 | [11 empty] | WLDFR | HFTD - Distribution - Tier 2 - 2QU CoRE ¦ 1QU LoRE | Non-Red Flag Warning - Catastrophic Fires | 2042 | 1.621e-08 | 8.1048e-09 | 2.0841e-08 | 16832.3912 | 280.5544 | 10192.2718 | 6359.5651 | 0 | 0 | 0 | 1.3502e-05 |  | 0.00027285 | 0 | 0.00027285 | 0.00013642 | 0 | 0.00013642 | 0.0003508 | 0 | 0.0003508 | [16 empty] | 7.3.1.3 Ignition probability mapping showing the probability of ignition along the electric lines and equipmentWLDFRAggregatedAggregated | WLDFR | HFTD - Distribution - Tier 2 - 2QU CoRE ¦ 1QU LoRE | Non-Red Flag Warning - Large Fires | Aggregated | Aggregated | 2031 | 8.5602e-05 | 0 | 186.3964 | 0.015956 | 2031 | Mitigation | 0.08575 | 30 | 0 | esc | 0.0012005 | 1.0276e-07 | 0.00060025 | 5.1382e-08 | 0.0015435 | 1.3213e-07
[35 empty] | 7.3.1.1 A summarized risk map that shows the overall ignition probability and estimated wildfire consequence along the electric lines and equipment | WLDFR | HFTD - Distribution - Tier 3 - 5QU CoRE ¦ 5QU LoRE | 2026 | 0.71299 | 0.00096951 | 0.0055707 | 0 | 0.0055707 | 0.00060348 | 0.0034675 | 0 | 0.0034675 | 0.0014451 | 0.0083033 | 0 | 0.0083033 | 0.0015175 | 0.0087196 | 0 | 0.0087196 | 0.0039719 | 0.0024723 | 0.0059201 | 0.006217 | 0.0014451 | 0.0010303 | 0.0083033 | 0.0059201 | 0 | 0 | 0.0083033 | 0.0059201 | [11 empty] | WLDFR | HFTD - Distribution - Tier 2 - 2QU CoRE ¦ 1QU LoRE | Non-Red Flag Warning - Catastrophic Fires | 2043 | 1.621e-08 | 8.1048e-09 | 2.0841e-08 | 17672.0852 | 299.42 | 10692.7362 | 6679.929 | 0 | 0 | 0 | 1.3502e-05 |  | 0.00028646 | 0 | 0.00028646 | 0.00014323 | 0 | 0.00014323 | 0.0003683 | 0 | 0.0003683 | [16 empty] | 7.3.1.3 Ignition probability mapping showing the probability of ignition along the electric lines and equipmentWLDFRAggregatedAggregated | WLDFR | HFTD - Distribution - Tier 2 - 2QU CoRE ¦ 1QU LoRE | Non-Red Flag Warning - Large Fires | Aggregated | Aggregated | 2032 | 8.5602e-05 | 0 | 186.3964 | 0.015956 | 2032 | Mitigation | 0.08575 | 30 | 0 | esc | 0.0012005 | 1.0276e-07 | 0.00060025 | 5.1382e-08 | 0.0015435 | 1.3213e-07
[35 empty] | 7.3.1.1 A summarized risk map that shows the overall ignition probability and estimated wildfire consequence along the electric lines and equipment | WLDFR | HFTD - Distribution - Tier 3 - 5QU CoRE ¦ 5QU LoRE | 2027 | 0.66634 | 0.00096951 | 0.0055707 | 0 | 0.0055707 | 0.00060348 | 0.0034675 | 0 | 0.0034675 | 0.0014451 | 0.0083033 | 0 | 0.0083033 | 0.0015175 | 0.0087196 | 0 | 0.0087196 | 0.003712 | 0.0023106 | 0.0055328 | 0.0058103 | 0.0014451 | 0.00096291 | 0.0083033 | 0.0055328 | 0 | 0 | 0.0083033 | 0.0055328 | [11 empty] | WLDFR | HFTD - Distribution - Tier 2 - 2QU CoRE ¦ 1QU LoRE | Non-Red Flag Warning - Catastrophic Fires | 2044 | 1.621e-08 | 8.1048e-09 | 2.0841e-08 | 17672.0852 | 299.42 | 10692.7362 | 6679.929 | 0 | 0 | 0 | 1.3502e-05 |  | 0.00028646 | 0 | 0.00028646 | 0.00014323 | 0 | 0.00014323 | 0.0003683 | 0 | 0.0003683 | [16 empty] | 7.3.1.3 Ignition probability mapping showing the probability of ignition along the electric lines and equipmentWLDFRAggregatedAggregated | WLDFR | HFTD - Distribution - Tier 2 - 2QU CoRE ¦ 1QU LoRE | Non-Red Flag Warning - Large Fires | Aggregated | Aggregated | 2033 | 8.5602e-05 | 0 | 186.3964 | 0.015956 | 2033 | Mitigation | 0.08575 | 30 | 0 | esc | 0.0012005 | 1.0276e-07 | 0.00060025 | 5.1382e-08 | 0.0015435 | 1.3213e-07
[35 empty] | 7.3.1.1 A summarized risk map that shows the overall ignition probability and estimated wildfire consequence along the electric lines and equipment | WLDFR | HFTD - Distribution - Tier 3 - 5QU CoRE ¦ 5QU LoRE | 2028 | 0.62275 | 0.00096951 | 0.0058186 | 0 | 0.0058186 | 0.00060348 | 0.0036218 | 0 | 0.0036218 | 0.0014451 | 0.0086727 | 0 | 0.0086727 | 0.0015175 | 0.0091076 | 0 | 0.0091076 | 0.0036235 | 0.0022555 | 0.0054009 | 0.0056717 | 0.0014451 | 0.00089992 | 0.0086727 | 0.0054009 | 0 | 0 | 0.0086727 | 0.0054009 | [11 empty] | WLDFR | HFTD - Distribution - Tier 2 - 2QU CoRE ¦ 1QU LoRE | Non-Red Flag Warning - Catastrophic Fires | 2045 | 1.621e-08 | 8.1048e-09 | 2.0841e-08 | 17672.0852 | 299.42 | 10692.7362 | 6679.929 | 0 | 0 | 0 | 1.3502e-05 |  | 0.00028646 | 0 | 0.00028646 | 0.00014323 | 0 | 0.00014323 | 0.0003683 | 0 | 0.0003683 | [16 empty] | 7.3.1.3 Ignition probability mapping showing the probability of ignition along the electric lines and equipmentWLDFRAggregatedAggregated | WLDFR | HFTD - Distribution - Tier 2 - 2QU CoRE ¦ 1QU LoRE | Non-Red Flag Warning - Large Fires | Aggregated | Aggregated | 2034 | 8.5602e-05 | 0 | 186.3964 | 0.015956 | 2034 | Mitigation | 0.08575 | 30 | 0 | esc | 0.0012005 | 1.0276e-07 | 0.00060025 | 5.1382e-08 | 0.0015435 | 1.3213e-07
[35 empty] | 7.3.1.1 A summarized risk map that shows the overall ignition probability and estimated wildfire consequence along the electric lines and equipment | WLDFR | HFTD - Distribution - Tier 3 - 5QU CoRE ¦ 5QU LoRE | 2029 | 0.58201 | 0.00096951 | 0.0058186 | 0 | 0.0058186 | 0.00060348 | 0.0036218 | 0 | 0.0036218 | 0.0014451 | 0.0086727 | 0 | 0.0086727 | 0.0015175 | 0.0091076 | 0 | 0.0091076 | 0.0033865 | 0.0021079 | 0.0050476 | 0.0053007 | 0.0014451 | 0.00084105 | 0.0086727 | 0.0050476 | 0 | 0 | 0.0086727 | 0.0050476 | [11 empty] | WLDFR | HFTD - Distribution - Tier 2 - 2QU CoRE ¦ 1QU LoRE | Non-Red Flag Warning - Catastrophic Fires | 2046 | 1.621e-08 | 8.1048e-09 | 2.0841e-08 | 17672.0852 | 299.42 | 10692.7362 | 6679.929 | 0 | 0 | 0 | 1.3502e-05 |  | 0.00028646 | 0 | 0.00028646 | 0.00014323 | 0 | 0.00014323 | 0.0003683 | 0 | 0.0003683 | [16 empty] | 7.3.1.3 Ignition probability mapping showing the probability of ignition along the electric lines and equipmentWLDFRAggregatedAggregated | WLDFR | HFTD - Distribution - Tier 2 - 2QU CoRE ¦ 1QU LoRE | Non-Red Flag Warning - Large Fires | Aggregated | Aggregated | 2035 | 8.5602e-05 | 0 | 186.3964 | 0.015956 | 2035 | Mitigation | 0.08575 | 30 | 0 | esc | 0.0012005 | 1.0276e-07 | 0.00060025 | 5.1382e-08 | 0.0015435 | 1.3213e-07
[35 empty] | 7.3.1.1 A summarized risk map that shows the overall ignition probability and estimated wildfire consequence along the electric lines and equipment | WLDFR | HFTD - Distribution - Tier 3 - 5QU CoRE ¦ 5QU LoRE | 2030 | 0.54393 | 0.00096951 | 0.0058186 | 0 | 0.0058186 | 0.00060348 | 0.0036218 | 0 | 0.0036218 | 0.0014451 | 0.0086727 | 0 | 0.0086727 | 0.0015175 | 0.0091076 | 0 | 0.0091076 | 0.0031649 | 0.00197 | 0.0047174 | 0.0049539 | 0.0014451 | 0.00078603 | 0.0086727 | 0.0047174 | 0 | 0 | 0.0086727 | 0.0047174 | [11 empty] | WLDFR | HFTD - Distribution - Tier 2 - 2QU CoRE ¦ 1QU LoRE | Non-Red Flag Warning - Catastrophic Fires | 2047 | 1.621e-08 | 8.1048e-09 | 2.0841e-08 | 17672.0852 | 299.42 | 10692.7362 | 6679.929 | 0 | 0 | 0 | 1.3502e-05 |  | 0.00028646 | 0 | 0.00028646 | 0.00014323 | 0 | 0.00014323 | 0.0003683 | 0 | 0.0003683 | [16 empty] | 7.3.1.3 Ignition probability mapping showing the probability of ignition along the electric lines and equipmentWLDFRAggregatedAggregated | WLDFR | HFTD - Distribution - Tier 2 - 2QU CoRE ¦ 1QU LoRE | Non-Red Flag Warning - Large Fires | Aggregated | Aggregated | 2036 | 8.5602e-05 | 0 | 186.3964 | 0.015956 | 2036 | Mitigation | 0.08575 | 30 | 0 | esc | 0.0012005 | 1.0276e-07 | 0.00060025 | 5.1382e-08 | 0.0015435 | 1.3213e-07
[35 empty] | 7.3.1.1 A summarized risk map that shows the overall ignition probability and estimated wildfire consequence along the electric lines and equipment | WLDFR | HFTD - Distribution - Tier 3 - 5QU CoRE ¦ 5QU LoRE | 2031 | 0.50835 | 0.00096951 | 0.0058186 | 0 | 0.0058186 | 0.00060348 | 0.0036218 | 0 | 0.0036218 | 0.0014451 | 0.0086727 | 0 | 0.0086727 | 0.0015175 | 0.0091076 | 0 | 0.0091076 | 0.0029579 | 0.0018411 | 0.0044088 | 0.0046298 | 0.0014451 | 0.0007346 | 0.0086727 | 0.0044088 | 0 | 0 | 0.0086727 | 0.0044088 | [11 empty] | WLDFR | HFTD - Distribution - Tier 2 - 2QU CoRE ¦ 1QU LoRE | Non-Red Flag Warning - Catastrophic Fires | 2048 | 1.621e-08 | 8.1048e-09 | 2.0841e-08 | 18552.3348 | 319.4911 | 11216.5626 | 7016.281 | 0 | 0 | 0 | 1.3502e-05 |  | 0.00030073 | 0 | 0.00030073 | 0.00015036 | 0 | 0.00015036 | 0.00038665 | 0 | 0.00038665 | [16 empty] | 7.3.1.3 Ignition probability mapping showing the probability of ignition along the electric lines and equipmentWLDFRAggregatedAggregated | WLDFR | HFTD - Distribution - Tier 2 - 2QU CoRE ¦ 1QU LoRE | Non-Red Flag Warning - Large Fires | Aggregated | Aggregated | 2037 | 8.5602e-05 | 0 | 186.3964 | 0.015956 | 2037 | Mitigation | 0.08575 | 30 | 0 | esc | 0.0012005 | 1.0276e-07 | 0.00060025 | 5.1382e-08 | 0.0015435 | 1.3213e-07
[35 empty] | 7.3.1.1 A summarized risk map that shows the overall ignition probability and estimated wildfire consequence along the electric lines and equipment | WLDFR | HFTD - Distribution - Tier 3 - 5QU CoRE ¦ 5QU LoRE | 2032 | 0.47509 | 0.00096951 | 0.0058186 | 0 | 0.0058186 | 0.00060348 | 0.0036218 | 0 | 0.0036218 | 0.0014451 | 0.0086727 | 0 | 0.0086727 | 0.0015175 | 0.0091076 | 0 | 0.0091076 | 0.0027644 | 0.0017207 | 0.0041203 | 0.0043269 | 0.0014451 | 0.00068654 | 0.0086727 | 0.0041203 | 0 | 0 | 0.0086727 | 0.0041203 | [11 empty] | WLDFR | HFTD - Distribution - Tier 2 - 2QU CoRE ¦ 1QU LoRE | Non-Red Flag Warning - Catastrophic Fires | 2049 | 1.621e-08 | 8.1048e-09 | 2.0841e-08 | 18552.3348 | 319.4911 | 11216.5626 | 7016.281 | 0 | 0 | 0 | 1.3502e-05 |  | 0.00030073 | 0 | 0.00030073 | 0.00015036 | 0 | 0.00015036 | 0.00038665 | 0 | 0.00038665 | [16 empty] | 7.3.1.3 Ignition probability mapping showing the probability of ignition along the electric lines and equipmentWLDFRAggregatedAggregated | WLDFR | HFTD - Distribution - Tier 2 - 2QU CoRE ¦ 1QU LoRE | Non-Red Flag Warning - Large Fires | Aggregated | Aggregated | 2038 | 8.5602e-05 | 0 | 186.3964 | 0.015956 | 2038 | Mitigation | 0.08575 | 30 | 0 | esc | 0.0012005 | 1.0276e-07 | 0.00060025 | 5.1382e-08 | 0.0015435 | 1.3213e-07
[35 empty] | 7.3.1.1 A summarized risk map that shows the overall ignition probability and estimated wildfire consequence along the electric lines and equipment | WLDFR | HFTD - Distribution - Tier 3 - 5QU CoRE ¦ 5QU LoRE | 2033 | 0.44401 | 0.00096951 | 0.0060941 | 0 | 0.0060941 | 0.00060348 | 0.0037933 | 0 | 0.0037933 | 0.0014451 | 0.0090834 | 0 | 0.0090834 | 0.0015175 | 0.0095389 | 0 | 0.0095389 | 0.0027059 | 0.0016843 | 0.0040331 | 0.0042354 | 0.0014451 | 0.00064163 | 0.0090834 | 0.0040331 | 0 | 0 | 0.0090834 | 0.0040331 | [11 empty] | WLDFR | HFTD - Distribution - Tier 2 - 2QU CoRE ¦ 1QU LoRE | Non-Red Flag Warning - Catastrophic Fires | 2050 | 0 | 8.1048e-09 | 2.0841e-08 | 18552.3348 | 319.4911 | 11216.5626 | 7016.281 | 0 | 0 | 0 | 1.3502e-05 |  | 0 | 0 | 0 | 0.00015036 | 0 | 0.00015036 | 0.00038665 | 0 | 0.00038665 | [16 empty] | 7.3.1.3 Ignition probability mapping showing the probability of ignition along the electric lines and equipmentWLDFRAggregatedAggregated | WLDFR | HFTD - Distribution - Tier 2 - 2QU CoRE ¦ 1QU LoRE | Non-Red Flag Warning - Large Fires | Aggregated | Aggregated | 2039 | 8.5602e-05 | 0 | 186.3964 | 0.015956 | 2039 | Mitigation | 0.08575 | 30 | 0 | esc | 0.0012005 | 1.0276e-07 | 0.00060025 | 5.1382e-08 | 0.0015435 | 1.3213e-07
[35 empty] | 7.3.1.1 A summarized risk map that shows the overall ignition probability and estimated wildfire consequence along the electric lines and equipment | WLDFR | HFTD - Distribution - Tier 3 - 5QU CoRE ¦ 5QU LoRE | 2034 | 0.41496 | 0.00096951 | 0.0060941 | 0 | 0.0060941 | 0.00060348 | 0.0037933 | 0 | 0.0037933 | 0.0014451 | 0.0090834 | 0 | 0.0090834 | 0.0015175 | 0.0095389 | 0 | 0.0095389 | 0.0025288 | 0.0015741 | 0.0037693 | 0.0039583 | 0.0014451 | 0.00059965 | 0.0090834 | 0.0037693 | 0 | 0 | 0.0090834 | 0.0037693 | [11 empty] | WLDFR | HFTD - Distribution - Tier 2 - 2QU CoRE ¦ 1QU LoRE | Non-Red Flag Warning - Catastrophic Fires | 2051 | 0 | 0 | 2.0841e-08 | 18552.3348 | 319.4911 | 11216.5626 | 7016.281 | 0 | 0 | 0 | 1.3502e-05 |  | 0 | 0 | 0 | 0 | 0 | 0 | 0.00038665 | 0 | 0.00038665 | [16 empty] | 7.3.1.3 Ignition probability mapping showing the probability of ignition along the electric lines and equipmentWLDFRAggregatedAggregated | WLDFR | HFTD - Distribution - Tier 2 - 2QU CoRE ¦ 1QU LoRE | Non-Red Flag Warning - Large Fires | Aggregated | Aggregated | 2040 | 8.5602e-05 | 0 | 186.3964 | 0.015956 | 2040 | Mitigation | 0.08575 | 30 | 0 | esc | 0.0012005 | 1.0276e-07 | 0.00060025 | 5.1382e-08 | 0.0015435 | 1.3213e-07
[35 empty] | 7.3.1.1 A summarized risk map that shows the overall ignition probability and estimated wildfire consequence along the electric lines and equipment | WLDFR | HFTD - Distribution - Tier 3 - 5QU CoRE ¦ 5QU LoRE | 2035 | 0.38782 | 0.00096951 | 0.0060941 | 0 | 0.0060941 | 0.00060348 | 0.0037933 | 0 | 0.0037933 | 0.0014451 | 0.0090834 | 0 | 0.0090834 | 0.0015175 | 0.0095389 | 0 | 0.0095389 | 0.0023634 | 0.0014711 | 0.0035227 | 0.0036993 | 0.0014451 | 0.00056043 | 0.0090834 | 0.0035227 | 0 | 0 | 0.0090834 | 0.0035227 | [11 empty] | WLDFR | HFTD - Distribution - Tier 2 - 2QU CoRE ¦ 1QU LoRE | Non-Red Flag Warning - Destructive Fires | 2020 | 1.7204e-08 | 0 | 0 | 8807.9522 | 222.2294 | 8585.7228 | 0 | 0 | 0 | 0 | 1.4331e-05 |  | 0.00015153 | 0 | 0.00015153 | 0 | 0 | 0 | 0 | 0 | 0 | [16 empty] | 7.3.1.3 Ignition probability mapping showing the probability of ignition along the electric lines and equipmentWLDFRAggregatedAggregated | WLDFR | HFTD - Distribution - Tier 2 - 2QU CoRE ¦ 1QU LoRE | Non-Red Flag Warning - Large Fires | Aggregated | Aggregated | 2041 | 8.5602e-05 | 0 | 186.3964 | 0.015956 | 2041 | Mitigation | 0.08575 | 30 | 0 | esc | 0.0012005 | 1.0276e-07 | 0.00060025 | 5.1382e-08 | 0.0015435 | 1.3213e-07
[35 empty] | 7.3.1.1 A summarized risk map that shows the overall ignition probability and estimated wildfire consequence along the electric lines and equipment | WLDFR | HFTD - Distribution - Tier 3 - 5QU CoRE ¦ 5QU LoRE | 2036 | 0.36245 | 0.00096951 | 0.0060941 | 0 | 0.0060941 | 0.00060348 | 0.0037933 | 0 | 0.0037933 | 0.0014451 | 0.0090834 | 0 | 0.0090834 | 0.0015175 | 0.0095389 | 0 | 0.0095389 | 0.0022088 | 0.0013749 | 0.0032922 | 0.0034573 | 0.0014451 | 0.00052376 | 0.0090834 | 0.0032922 | 0 | 0 | 0.0090834 | 0.0032922 | [11 empty] | WLDFR | HFTD - Distribution - Tier 2 - 2QU CoRE ¦ 1QU LoRE | Non-Red Flag Warning - Destructive Fires | 2021 | 1.7204e-08 | 8.6019e-09 | 0 | 8807.9522 | 222.2294 | 8585.7228 | 0 | 0 | 0 | 0 | 1.4331e-05 |  | 0.00015153 | 0 | 0.00015153 | 7.5765e-05 | 0 | 7.5765e-05 | 0 | 0 | 0 | [16 empty] | 7.3.1.3 Ignition probability mapping showing the probability of ignition along the electric lines and equipmentWLDFRAggregatedAggregated | WLDFR | HFTD - Distribution - Tier 2 - 2QU CoRE ¦ 1QU LoRE | Non-Red Flag Warning - Large Fires | Aggregated | Aggregated | 2042 | 8.5602e-05 | 0 | 186.3964 | 0.015956 | 2042 | Mitigation | 0.08575 | 30 | 0 | esc | 0.0012005 | 1.0276e-07 | 0.00060025 | 5.1382e-08 | 0.0015435 | 1.3213e-07
[35 empty] | 7.3.1.1 A summarized risk map that shows the overall ignition probability and estimated wildfire consequence along the electric lines and equipment | WLDFR | HFTD - Distribution - Tier 3 - 5QU CoRE ¦ 5QU LoRE | 2037 | 0.33873 | 0.00096951 | 0.0060941 | 0 | 0.0060941 | 0.00060348 | 0.0037933 | 0 | 0.0037933 | 0.0014451 | 0.0090834 | 0 | 0.0090834 | 0.0015175 | 0.0095389 | 0 | 0.0095389 | 0.0020643 | 0.0012849 | 0.0030769 | 0.0032311 | 0.0014451 | 0.0004895 | 0.0090834 | 0.0030769 | 0 | 0 | 0.0090834 | 0.0030769 | [11 empty] | WLDFR | HFTD - Distribution - Tier 2 - 2QU CoRE ¦ 1QU LoRE | Non-Red Flag Warning - Destructive Fires | 2022 | 1.7204e-08 | 8.6019e-09 | 2.2119e-08 | 8807.9522 | 222.2294 | 8585.7228 | 0 | 0 | 0 | 0 | 1.4331e-05 |  | 0.00015153 | 0 | 0.00015153 | 7.5765e-05 | 0 | 7.5765e-05 | 0.00019483 | 0 | 0.00019483 | [16 empty] | 7.3.1.3 Ignition probability mapping showing the probability of ignition along the electric lines and equipmentWLDFRAggregatedAggregated | WLDFR | HFTD - Distribution - Tier 2 - 2QU CoRE ¦ 1QU LoRE | Non-Red Flag Warning - Large Fires | Aggregated | Aggregated | 2043 | 8.5602e-05 | 0 | 186.3964 | 0.015956 | 2043 | Mitigation | 0.08575 | 30 | 0 | esc | 0.0012005 | 1.0276e-07 | 0.00060025 | 5.1382e-08 | 0.0015435 | 1.3213e-07
[35 empty] | 7.3.1.1 A summarized risk map that shows the overall ignition probability and estimated wildfire consequence along the electric lines and equipment | WLDFR | HFTD - Distribution - Tier 3 - 5QU CoRE ¦ 5QU LoRE | 2038 | 0.31657 | 0.00096951 | 0.0063933 | 0 | 0.0063933 | 0.00060348 | 0.0039795 | 0 | 0.0039795 | 0.0014451 | 0.0095293 | 0 | 0.0095293 | 0.0015175 | 0.010007 | 0 | 0.010007 | 0.0020239 | 0.0012598 | 0.0030167 | 0.003168 | 0.0014451 | 0.00045747 | 0.0095293 | 0.0030167 | 0 | 0 | 0.0095293 | 0.0030167 | [11 empty] | WLDFR | HFTD - Distribution - Tier 2 - 2QU CoRE ¦ 1QU LoRE | Non-Red Flag Warning - Destructive Fires | 2023 | 1.7204e-08 | 8.6019e-09 | 2.2119e-08 | 9129.7461 | 233.2301 | 8896.516 | 0 | 0 | 0 | 0 | 1.4331e-05 |  | 0.00015707 | 0 | 0.00015707 | 7.8533e-05 | 0 | 7.8533e-05 | 0.00020194 | 0 | 0.00020194 | [16 empty] | 7.3.1.3 Ignition probability mapping showing the probability of ignition along the electric lines and equipmentWLDFRAggregatedAggregated | WLDFR | HFTD - Distribution - Tier 2 - 2QU CoRE ¦ 1QU LoRE | Non-Red Flag Warning - Large Fires | Aggregated | Aggregated | 2044 | 8.5602e-05 | 0 | 186.3964 | 0.015956 | 2044 | Mitigation | 0.08575 | 30 | 0 | esc | 0.0012005 | 1.0276e-07 | 0.00060025 | 5.1382e-08 | 0.0015435 | 1.3213e-07
[35 empty] | 7.3.1.1 A summarized risk map that shows the overall ignition probability and estimated wildfire consequence along the electric lines and equipment | WLDFR | HFTD - Distribution - Tier 3 - 5QU CoRE ¦ 5QU LoRE | 2039 | 0.29586 | 0.00096951 | 0.0063933 | 0 | 0.0063933 | 0.00060348 | 0.0039795 | 0 | 0.0039795 | 0.0014451 | 0.0095293 | 0 | 0.0095293 | 0.0015175 | 0.010007 | 0 | 0.010007 | 0.0018915 | 0.0011774 | 0.0028194 | 0.0029608 | 0.0014451 | 0.00042755 | 0.0095293 | 0.0028194 | 0 | 0 | 0.0095293 | 0.0028194 | [11 empty] | WLDFR | HFTD - Distribution - Tier 2 - 2QU CoRE ¦ 1QU LoRE | Non-Red Flag Warning - Destructive Fires | 2024 | 1.7204e-08 | 8.6019e-09 | 2.2119e-08 | 9129.7461 | 233.2301 | 8896.516 | 0 | 0 | 0 | 0 | 1.4331e-05 |  | 0.00015707 | 0 | 0.00015707 | 7.8533e-05 | 0 | 7.8533e-05 | 0.00020194 | 0 | 0.00020194 | [16 empty] | 7.3.1.3 Ignition probability mapping showing the probability of ignition along the electric lines and equipmentWLDFRAggregatedAggregated | WLDFR | HFTD - Distribution - Tier 2 - 2QU CoRE ¦ 1QU LoRE | Non-Red Flag Warning - Large Fires | Aggregated | Aggregated | 2045 | 8.5602e-05 | 0 | 186.3964 | 0.015956 | 2045 | Mitigation | 0.08575 | 30 | 0 | esc | 0.0012005 | 1.0276e-07 | 0.00060025 | 5.1382e-08 | 0.0015435 | 1.3213e-07
[35 empty] | 7.3.1.1 A summarized risk map that shows the overall ignition probability and estimated wildfire consequence along the electric lines and equipment | WLDFR | HFTD - Distribution - Tier 3 - 5QU CoRE ¦ 5QU LoRE | 2040 | 0.27651 | 0.00096951 | 0.0063933 | 0 | 0.0063933 | 0.00060348 | 0.0039795 | 0 | 0.0039795 | 0.0014451 | 0.0095293 | 0 | 0.0095293 | 0.0015175 | 0.010007 | 0 | 0.010007 | 0.0017678 | 0.0011004 | 0.0026349 | 0.0027671 | 0.0014451 | 0.00039958 | 0.0095293 | 0.0026349 | 0 | 0 | 0.0095293 | 0.0026349 | [11 empty] | WLDFR | HFTD - Distribution - Tier 2 - 2QU CoRE ¦ 1QU LoRE | Non-Red Flag Warning - Destructive Fires | 2025 | 1.7204e-08 | 8.6019e-09 | 2.2119e-08 | 9129.7461 | 233.2301 | 8896.516 | 0 | 0 | 0 | 0 | 1.4331e-05 |  | 0.00015707 | 0 | 0.00015707 | 7.8533e-05 | 0 | 7.8533e-05 | 0.00020194 | 0 | 0.00020194 | [16 empty] | 7.3.1.3 Ignition probability mapping showing the probability of ignition along the electric lines and equipmentWLDFRAggregatedAggregated | WLDFR | HFTD - Distribution - Tier 2 - 2QU CoRE ¦ 1QU LoRE | Non-Red Flag Warning - Large Fires | Aggregated | Aggregated | 2046 | 8.5602e-05 | 0 | 186.3964 | 0.015956 | 2046 | Mitigation | 0.08575 | 30 | 0 | esc | 0.0012005 | 1.0276e-07 | 0.00060025 | 5.1382e-08 | 0.0015435 | 1.3213e-07
[35 empty] | 7.3.1.1 A summarized risk map that shows the overall ignition probability and estimated wildfire consequence along the electric lines and equipment | WLDFR | HFTD - Distribution - Tier 3 - 5QU CoRE ¦ 5QU LoRE | 2041 | 0.25842 | 0.00096951 | 0.0063933 | 0 | 0.0063933 | 0.00060348 | 0.0039795 | 0 | 0.0039795 | 0.0014451 | 0.0095293 | 0 | 0.0095293 | 0.0015175 | 0.010007 | 0 | 0.010007 | 0.0016521 | 0.0010284 | 0.0024626 | 0.002586 | 0.0014451 | 0.00037343 | 0.0095293 | 0.0024626 | 0 | 0 | 0.0095293 | 0.0024626 | [11 empty] | WLDFR | HFTD - Distribution - Tier 2 - 2QU CoRE ¦ 1QU LoRE | Non-Red Flag Warning - Destructive Fires | 2026 | 1.7204e-08 | 8.6019e-09 | 2.2119e-08 | 9129.7461 | 233.2301 | 8896.516 | 0 | 0 | 0 | 0 | 1.4331e-05 |  | 0.00015707 | 0 | 0.00015707 | 7.8533e-05 | 0 | 7.8533e-05 | 0.00020194 | 0 | 0.00020194 | [16 empty] | 7.3.1.3 Ignition probability mapping showing the probability of ignition along the electric lines and equipmentWLDFRAggregatedAggregated | WLDFR | HFTD - Distribution - Tier 2 - 2QU CoRE ¦ 1QU LoRE | Non-Red Flag Warning - Large Fires | Aggregated | Aggregated | 2047 | 8.5602e-05 | 0 | 186.3964 | 0.015956 | 2047 | Mitigation | 0.08575 | 30 | 0 | esc | 0.0012005 | 1.0276e-07 | 0.00060025 | 5.1382e-08 | 0.0015435 | 1.3213e-07
[35 empty] | 7.3.1.1 A summarized risk map that shows the overall ignition probability and estimated wildfire consequence along the electric lines and equipment | WLDFR | HFTD - Distribution - Tier 3 - 5QU CoRE ¦ 5QU LoRE | 2042 | 0.24151 | 0.00096951 | 0.0063933 | 0 | 0.0063933 | 0.00060348 | 0.0039795 | 0 | 0.0039795 | 0.0014451 | 0.0095293 | 0 | 0.0095293 | 0.0015175 | 0.010007 | 0 | 0.010007 | 0.0015441 | 0.00096111 | 0.0023015 | 0.0024169 | 0.0014451 | 0.000349 | 0.0095293 | 0.0023015 | 0 | 0 | 0.0095293 | 0.0023015 | [11 empty] | WLDFR | HFTD - Distribution - Tier 2 - 2QU CoRE ¦ 1QU LoRE | Non-Red Flag Warning - Destructive Fires | 2027 | 1.7204e-08 | 8.6019e-09 | 2.2119e-08 | 9129.7461 | 233.2301 | 8896.516 | 0 | 0 | 0 | 0 | 1.4331e-05 |  | 0.00015707 | 0 | 0.00015707 | 7.8533e-05 | 0 | 7.8533e-05 | 0.00020194 | 0 | 0.00020194 | [16 empty] | 7.3.1.3 Ignition probability mapping showing the probability of ignition along the electric lines and equipmentWLDFRAggregatedAggregated | WLDFR | HFTD - Distribution - Tier 2 - 2QU CoRE ¦ 1QU LoRE | Non-Red Flag Warning - Large Fires | Aggregated | Aggregated | 2048 | 8.5602e-05 | 0 | 186.3964 | 0.015956 | 2048 | Mitigation | 0.08575 | 30 | 0 | esc | 0.0012005 | 1.0276e-07 | 0.00060025 | 5.1382e-08 | 0.0015435 | 1.3213e-07
[35 empty] | 7.3.1.1 A summarized risk map that shows the overall ignition probability and estimated wildfire consequence along the electric lines and equipment | WLDFR | HFTD - Distribution - Tier 3 - 5QU CoRE ¦ 5QU LoRE | 2043 | 0.22571 | 0.00096951 | 0.0067121 | 0 | 0.0067121 | 0.00060348 | 0.004178 | 0 | 0.004178 | 0.0014451 | 0.010004 | 0 | 0.010004 | 0.0015175 | 0.010506 | 0 | 0.010506 | 0.001515 | 0.00094302 | 0.0022581 | 0.0023714 | 0.0014451 | 0.00032617 | 0.010004 | 0.0022581 | 0 | 0 | 0.010004 | 0.0022581 | [11 empty] | WLDFR | HFTD - Distribution - Tier 2 - 2QU CoRE ¦ 1QU LoRE | Non-Red Flag Warning - Destructive Fires | 2028 | 1.7204e-08 | 8.6019e-09 | 2.2119e-08 | 9534.9221 | 247.273 | 9287.6491 | 0 | 0 | 0 | 0 | 1.4331e-05 |  | 0.00016404 | 0 | 0.00016404 | 8.2019e-05 | 0 | 8.2019e-05 | 0.00021091 | 0 | 0.00021091 | [16 empty] | 7.3.1.3 Ignition probability mapping showing the probability of ignition along the electric lines and equipmentWLDFRAggregatedAggregated | WLDFR | HFTD - Distribution - Tier 2 - 2QU CoRE ¦ 1QU LoRE | Non-Red Flag Warning - Large Fires | Aggregated | Aggregated | 2049 | 8.5602e-05 | 0 | 186.3964 | 0.015956 | 2049 | Mitigation | 0.08575 | 30 | 0 | esc | 0.0012005 | 1.0276e-07 | 0.00060025 | 5.1382e-08 | 0.0015435 | 1.3213e-07
[35 empty] | 7.3.1.1 A summarized risk map that shows the overall ignition probability and estimated wildfire consequence along the electric lines and equipment | WLDFR | HFTD - Distribution - Tier 3 - 5QU CoRE ¦ 5QU LoRE | 2044 | 0.21095 | 0.00096951 | 0.0067121 | 0 | 0.0067121 | 0.00060348 | 0.004178 | 0 | 0.004178 | 0.0014451 | 0.010004 | 0 | 0.010004 | 0.0015175 | 0.010506 | 0 | 0.010506 | 0.0014159 | 0.00088133 | 0.0021104 | 0.0022162 | 0.0014451 | 0.00030483 | 0.010004 | 0.0021104 | 0 | 0 | 0.010004 | 0.0021104 | [11 empty] | WLDFR | HFTD - Distribution - Tier 2 - 2QU CoRE ¦ 1QU LoRE | Non-Red Flag Warning - Destructive Fires | 2029 | 1.7204e-08 | 8.6019e-09 | 2.2119e-08 | 9534.9221 | 247.273 | 9287.6491 | 0 | 0 | 0 | 0 | 1.4331e-05 |  | 0.00016404 | 0 | 0.00016404 | 8.2019e-05 | 0 | 8.2019e-05 | 0.00021091 | 0 | 0.00021091 | [16 empty] | 7.3.1.3 Ignition probability mapping showing the probability of ignition along the electric lines and equipmentWLDFRAggregatedAggregated | WLDFR | HFTD - Distribution - Tier 2 - 2QU CoRE ¦ 1QU LoRE | Non-Red Flag Warning - Large Fires | Aggregated | Aggregated | 2050 | 8.5602e-05 | 0 | 186.3964 | 0.015956 | 2050 | Mitigation | 0.08575 | 30 | 0 | esc | 0 | 0 | 0.00060025 | 5.1382e-08 | 0.0015435 | 1.3213e-07
[35 empty] | 7.3.1.1 A summarized risk map that shows the overall ignition probability and estimated wildfire consequence along the electric lines and equipment | WLDFR | HFTD - Distribution - Tier 3 - 5QU CoRE ¦ 5QU LoRE | 2045 | 0.19715 | 0.00096951 | 0.0067121 | 0 | 0.0067121 | 0.00060348 | 0.004178 | 0 | 0.004178 | 0.0014451 | 0.010004 | 0 | 0.010004 | 0.0015175 | 0.010506 | 0 | 0.010506 | 0.0013233 | 0.00082367 | 0.0019724 | 0.0020713 | 0.0014451 | 0.00028489 | 0.010004 | 0.0019724 | 0 | 0 | 0.010004 | 0.0019724 | [11 empty] | WLDFR | HFTD - Distribution - Tier 2 - 2QU CoRE ¦ 1QU LoRE | Non-Red Flag Warning - Destructive Fires | 2030 | 1.7204e-08 | 8.6019e-09 | 2.2119e-08 | 9534.9221 | 247.273 | 9287.6491 | 0 | 0 | 0 | 0 | 1.4331e-05 |  | 0.00016404 | 0 | 0.00016404 | 8.2019e-05 | 0 | 8.2019e-05 | 0.00021091 | 0 | 0.00021091 | [16 empty] | 7.3.1.3 Ignition probability mapping showing the probability of ignition along the electric lines and equipmentWLDFRAggregatedAggregated | WLDFR | HFTD - Distribution - Tier 2 - 2QU CoRE ¦ 1QU LoRE | Non-Red Flag Warning - Large Fires | Aggregated | Aggregated | 2051 | 8.5602e-05 | 0 | 186.3964 | 0.015956 | 2051 | Mitigation | 0.08575 | 30 | 0 | esc | 0 | 0 | 0 | 0 | 0.0015435 | 1.3213e-07
[35 empty] | 7.3.1.1 A summarized risk map that shows the overall ignition probability and estimated wildfire consequence along the electric lines and equipment | WLDFR | HFTD - Distribution - Tier 3 - 5QU CoRE ¦ 5QU LoRE | 2046 | 0.18425 | 0.00096951 | 0.0067121 | 0 | 0.0067121 | 0.00060348 | 0.004178 | 0 | 0.004178 | 0.0014451 | 0.010004 | 0 | 0.010004 | 0.0015175 | 0.010506 | 0 | 0.010506 | 0.0012367 | 0.00076979 | 0.0018433 | 0.0019358 | 0.0014451 | 0.00026625 | 0.010004 | 0.0018433 | 0 | 0 | 0.010004 | 0.0018433 | [11 empty] | WLDFR | HFTD - Distribution - Tier 2 - 2QU CoRE ¦ 1QU LoRE | Non-Red Flag Warning - Destructive Fires | 2031 | 1.7204e-08 | 8.6019e-09 | 2.2119e-08 | 9534.9221 | 247.273 | 9287.6491 | 0 | 0 | 0 | 0 | 1.4331e-05 |  | 0.00016404 | 0 | 0.00016404 | 8.2019e-05 | 0 | 8.2019e-05 | 0.00021091 | 0 | 0.00021091 | [16 empty] | 7.3.1.3 Ignition probability mapping showing the probability of ignition along the electric lines and equipmentWLDFRAggregatedAggregated | WLDFR | HFTD - Distribution - Tier 2 - 2QU CoRE ¦ 1QU LoRE | Non-Red Flag Warning - Small Fires | Aggregated | Aggregated | 2021 | 0.010026 | 0 | 186.3964 | 1.8689 | 2021 | Mitigation | 0.08575 | 30 | 0 | esc | 0.0012005 | 1.2037e-05 | 0.00060025 | 6.0183e-06 | 0 | 0
[35 empty] | 7.3.1.1 A summarized risk map that shows the overall ignition probability and estimated wildfire consequence along the electric lines and equipment | WLDFR | HFTD - Distribution - Tier 3 - 5QU CoRE ¦ 5QU LoRE | 2047 | 0.1722 | 0.00096951 | 0.0067121 | 0 | 0.0067121 | 0.00060348 | 0.004178 | 0 | 0.004178 | 0.0014451 | 0.010004 | 0 | 0.010004 | 0.0015175 | 0.010506 | 0 | 0.010506 | 0.0011558 | 0.00071943 | 0.0017227 | 0.0018091 | 0.0014451 | 0.00024884 | 0.010004 | 0.0017227 | 0 | 0 | 0.010004 | 0.0017227 | [11 empty] | WLDFR | HFTD - Distribution - Tier 2 - 2QU CoRE ¦ 1QU LoRE | Non-Red Flag Warning - Destructive Fires | 2032 | 1.7204e-08 | 8.6019e-09 | 2.2119e-08 | 9534.9221 | 247.273 | 9287.6491 | 0 | 0 | 0 | 0 | 1.4331e-05 |  | 0.00016404 | 0 | 0.00016404 | 8.2019e-05 | 0 | 8.2019e-05 | 0.00021091 | 0 | 0.00021091 | [16 empty] | 7.3.1.3 Ignition probability mapping showing the probability of ignition along the electric lines and equipmentWLDFRAggregatedAggregated | WLDFR | HFTD - Distribution - Tier 2 - 2QU CoRE ¦ 1QU LoRE | Non-Red Flag Warning - Small Fires | Aggregated | Aggregated | 2022 | 0.010026 | 0 | 186.3964 | 1.8689 | 2022 | Mitigation | 0.08575 | 30 | 0 | esc | 0.0012005 | 1.2037e-05 | 0.00060025 | 6.0183e-06 | 0.0015435 | 1.5476e-05
[35 empty] | 7.3.1.1 A summarized risk map that shows the overall ignition probability and estimated wildfire consequence along the electric lines and equipment | WLDFR | HFTD - Distribution - Tier 3 - 5QU CoRE ¦ 5QU LoRE | 2048 | 0.16093 | 0.00096951 | 0.0070464 | 0 | 0.0070464 | 0.00060348 | 0.0043861 | 0 | 0.0043861 | 0.0014451 | 0.010503 | 0 | 0.010503 | 0.0015175 | 0.011029 | 0 | 0.011029 | 0.001134 | 0.00070585 | 0.0016902 | 0.001775 | 0.0014451 | 0.00023256 | 0.010503 | 0.0016902 | 0 | 0 | 0.010503 | 0.0016902 | [11 empty] | WLDFR | HFTD - Distribution - Tier 2 - 2QU CoRE ¦ 1QU LoRE | Non-Red Flag Warning - Destructive Fires | 2033 | 1.7204e-08 | 8.6019e-09 | 2.2119e-08 | 9984.8474 | 263.1074 | 9721.74 | 0 | 0 | 0 | 0 | 1.4331e-05 |  | 0.00017178 | 0 | 0.00017178 | 8.5889e-05 | 0 | 8.5889e-05 | 0.00022086 | 0 | 0.00022086 | [16 empty] | 7.3.1.3 Ignition probability mapping showing the probability of ignition along the electric lines and equipmentWLDFRAggregatedAggregated | WLDFR | HFTD - Distribution - Tier 2 - 2QU CoRE ¦ 1QU LoRE | Non-Red Flag Warning - Small Fires | Aggregated | Aggregated | 2023 | 0.010026 | 0 | 186.3964 | 1.8689 | 2023 | Mitigation | 0.08575 | 30 | 0 | esc | 0.0012005 | 1.2037e-05 | 0.00060025 | 6.0183e-06 | 0.0015435 | 1.5476e-05
[35 empty] | 7.3.1.1 A summarized risk map that shows the overall ignition probability and estimated wildfire consequence along the electric lines and equipment | WLDFR | HFTD - Distribution - Tier 3 - 5QU CoRE ¦ 5QU LoRE | 2049 | 0.1504 | 0.00096951 | 0.0070464 | 0 | 0.0070464 | 0.00060348 | 0.0043861 | 0 | 0.0043861 | 0.0014451 | 0.010503 | 0 | 0.010503 | 0.0015175 | 0.011029 | 0 | 0.011029 | 0.0010598 | 0.00065967 | 0.0015796 | 0.0016589 | 0.0014451 | 0.00021734 | 0.010503 | 0.0015796 | 0 | 0 | 0.010503 | 0.0015796 | [11 empty] | WLDFR | HFTD - Distribution - Tier 2 - 2QU CoRE ¦ 1QU LoRE | Non-Red Flag Warning - Destructive Fires | 2034 | 1.7204e-08 | 8.6019e-09 | 2.2119e-08 | 9984.8474 | 263.1074 | 9721.74 | 0 | 0 | 0 | 0 | 1.4331e-05 |  | 0.00017178 | 0 | 0.00017178 | 8.5889e-05 | 0 | 8.5889e-05 | 0.00022086 | 0 | 0.00022086 | [16 empty] | 7.3.1.3 Ignition probability mapping showing the probability of ignition along the electric lines and equipmentWLDFRAggregatedAggregated | WLDFR | HFTD - Distribution - Tier 2 - 2QU CoRE ¦ 1QU LoRE | Non-Red Flag Warning - Small Fires | Aggregated | Aggregated | 2024 | 0.010026 | 0 | 186.3964 | 1.8689 | 2024 | Mitigation | 0.08575 | 30 | 0 | esc | 0.0012005 | 1.2037e-05 | 0.00060025 | 6.0183e-06 | 0.0015435 | 1.5476e-05
[35 empty] | 7.3.1.1 A summarized risk map that shows the overall ignition probability and estimated wildfire consequence along the electric lines and equipment | WLDFR | HFTD - Distribution - Tier 3 - 5QU CoRE ¦ 5QU LoRE | 2050 | 0.14056 | 0 | 0 | 0 | 0 | 0.00060348 | 0.0043861 | 0 | 0.0043861 | 0.0014451 | 0.010503 | 0 | 0.010503 | 0.0015175 | 0.011029 | 0 | 0.011029 | 0 | 0.00061652 | 0.0014763 | 0.0015503 | 0.0014451 | 0.00020312 | 0.010503 | 0.0014763 | 0 | 0 | 0.010503 | 0.0014763 | [11 empty] | WLDFR | HFTD - Distribution - Tier 2 - 2QU CoRE ¦ 1QU LoRE | Non-Red Flag Warning - Destructive Fires | 2035 | 1.7204e-08 | 8.6019e-09 | 2.2119e-08 | 9984.8474 | 263.1074 | 9721.74 | 0 | 0 | 0 | 0 | 1.4331e-05 |  | 0.00017178 | 0 | 0.00017178 | 8.5889e-05 | 0 | 8.5889e-05 | 0.00022086 | 0 | 0.00022086 | [16 empty] | 7.3.1.3 Ignition probability mapping showing the probability of ignition along the electric lines and equipmentWLDFRAggregatedAggregated | WLDFR | HFTD - Distribution - Tier 2 - 2QU CoRE ¦ 1QU LoRE | Non-Red Flag Warning - Small Fires | Aggregated | Aggregated | 2025 | 0.010026 | 0 | 186.3964 | 1.8689 | 2025 | Mitigation | 0.08575 | 30 | 0 | esc | 0.0012005 | 1.2037e-05 | 0.00060025 | 6.0183e-06 | 0.0015435 | 1.5476e-05
[35 empty] | 7.3.1.1 A summarized risk map that shows the overall ignition probability and estimated wildfire consequence along the electric lines and equipment | WLDFR | HFTD - Distribution - Tier 3 - 5QU CoRE ¦ 5QU LoRE | 2051 | 0.13137 | 0 | 0 | 0 | 0 | 0 | 0 | 0 | 0 | 0.0014451 | 0.010503 | 0 | 0.010503 | 0.0015175 | 0.011029 | 0 | 0.011029 | 0 | 0 | 0.0013797 | 0.0014489 | 0.0014451 | 0.00018984 | 0.010503 | 0.0013797 | 0 | 0 | 0.010503 | 0.0013797 | [11 empty] | WLDFR | HFTD - Distribution - Tier 2 - 2QU CoRE ¦ 1QU LoRE | Non-Red Flag Warning - Destructive Fires | 2036 | 1.7204e-08 | 8.6019e-09 | 2.2119e-08 | 9984.8474 | 263.1074 | 9721.74 | 0 | 0 | 0 | 0 | 1.4331e-05 |  | 0.00017178 | 0 | 0.00017178 | 8.5889e-05 | 0 | 8.5889e-05 | 0.00022086 | 0 | 0.00022086 | [16 empty] | 7.3.1.3 Ignition probability mapping showing the probability of ignition along the electric lines and equipmentWLDFRAggregatedAggregated | WLDFR | HFTD - Distribution - Tier 2 - 2QU CoRE ¦ 1QU LoRE | Non-Red Flag Warning - Small Fires | Aggregated | Aggregated | 2026 | 0.010026 | 0 | 186.3964 | 1.8689 | 2026 | Mitigation | 0.08575 | 30 | 0 | esc | 0.0012005 | 1.2037e-05 | 0.00060025 | 6.0183e-06 | 0.0015435 | 1.5476e-05
[35 empty] | 7.3.1.1 A summarized risk map that shows the overall ignition probability and estimated wildfire consequence along the electric lines and equipment | WLDFR | HFTD - Distribution - Tier 3 - 5QU CoRE ¦ 5QU LoRE | 2052 | 0.12277 | 0 | 0 | 0 | 0 | 0 | 0 | 0 | 0 | 0 | 0 | 0 | 0 | 0.0015175 | 0.011029 | 0 | 0.011029 | 0 | 0 | 0 | 0.0013541 | 0 | 0 | 0 | 0 | 0 | 0 | 0 | 0 | [11 empty] | WLDFR | HFTD - Distribution - Tier 2 - 2QU CoRE ¦ 1QU LoRE | Non-Red Flag Warning - Destructive Fires | 2037 | 1.7204e-08 | 8.6019e-09 | 2.2119e-08 | 9984.8474 | 263.1074 | 9721.74 | 0 | 0 | 0 | 0 | 1.4331e-05 |  | 0.00017178 | 0 | 0.00017178 | 8.5889e-05 | 0 | 8.5889e-05 | 0.00022086 | 0 | 0.00022086 | [16 empty] | 7.3.1.3 Ignition probability mapping showing the probability of ignition along the electric lines and equipmentWLDFRAggregatedAggregated | WLDFR | HFTD - Distribution - Tier 2 - 2QU CoRE ¦ 1QU LoRE | Non-Red Flag Warning - Small Fires | Aggregated | Aggregated | 2027 | 0.010026 | 0 | 186.3964 | 1.8689 | 2027 | Mitigation | 0.08575 | 30 | 0 | esc | 0.0012005 | 1.2037e-05 | 0.00060025 | 6.0183e-06 | 0.0015435 | 1.5476e-05
[35 empty] | 7.3.1.1 A summarized risk map that shows the overall ignition probability and estimated wildfire consequence along the electric lines and equipment | WLDFR | HFTD - Distribution - Zone 1 - 1QU CoRE ¦ 5QU LoRE | 2020 | 1 | 9.7128e-11 | 2.0478e-06 | 0 | 2.0478e-06 | 0 | 0 | 0 | 0 | 0 | 0 | 0 | 0 | 0 | 0 | 0 | 0 | 2.0478e-06 | 0 | 0 | 0 | 0 | 0 | 0 | 0 | 0 | 0 | 0 | 0 | [11 empty] | WLDFR | HFTD - Distribution - Tier 2 - 2QU CoRE ¦ 1QU LoRE | Non-Red Flag Warning - Destructive Fires | 2038 | 1.7204e-08 | 8.6019e-09 | 2.2119e-08 | 10472.8261 | 280.5544 | 10192.2718 | 0 | 0 | 0 | 0 | 1.4331e-05 |  | 0.00018017 | 0 | 0.00018017 | 9.0087e-05 | 0 | 9.0087e-05 | 0.00023165 | 0 | 0.00023165 | [16 empty] | 7.3.1.3 Ignition probability mapping showing the probability of ignition along the electric lines and equipmentWLDFRAggregatedAggregated | WLDFR | HFTD - Distribution - Tier 2 - 2QU CoRE ¦ 1QU LoRE | Non-Red Flag Warning - Small Fires | Aggregated | Aggregated | 2028 | 0.010026 | 0 | 186.3964 | 1.8689 | 2028 | Mitigation | 0.08575 | 30 | 0 | esc | 0.0012005 | 1.2037e-05 | 0.00060025 | 6.0183e-06 | 0.0015435 | 1.5476e-05
[35 empty] | 7.3.1.1 A summarized risk map that shows the overall ignition probability and estimated wildfire consequence along the electric lines and equipment | WLDFR | HFTD - Distribution - Zone 1 - 1QU CoRE ¦ 5QU LoRE | 2021 | 1 | 9.7128e-11 | 2.0478e-06 | 0 | 2.0478e-06 | 6.0458e-11 | 1.2747e-06 | 0 | 1.2747e-06 | 0 | 0 | 0 | 0 | 0 | 0 | 0 | 0 | 2.0478e-06 | 1.2747e-06 | 0 | 0 | 0 | 0 | 0 | 0 | 0 | 0 | 0 | 0 | [11 empty] | WLDFR | HFTD - Distribution - Tier 2 - 2QU CoRE ¦ 1QU LoRE | Non-Red Flag Warning - Destructive Fires | 2039 | 1.7204e-08 | 8.6019e-09 | 2.2119e-08 | 10472.8261 | 280.5544 | 10192.2718 | 0 | 0 | 0 | 0 | 1.4331e-05 |  | 0.00018017 | 0 | 0.00018017 | 9.0087e-05 | 0 | 9.0087e-05 | 0.00023165 | 0 | 0.00023165 | [16 empty] | 7.3.1.3 Ignition probability mapping showing the probability of ignition along the electric lines and equipmentWLDFRAggregatedAggregated | WLDFR | HFTD - Distribution - Tier 2 - 2QU CoRE ¦ 1QU LoRE | Non-Red Flag Warning - Small Fires | Aggregated | Aggregated | 2029 | 0.010026 | 0 | 186.3964 | 1.8689 | 2029 | Mitigation | 0.08575 | 30 | 0 | esc | 0.0012005 | 1.2037e-05 | 0.00060025 | 6.0183e-06 | 0.0015435 | 1.5476e-05
[35 empty] | 7.3.1.1 A summarized risk map that shows the overall ignition probability and estimated wildfire consequence along the electric lines and equipment | WLDFR | HFTD - Distribution - Zone 1 - 1QU CoRE ¦ 5QU LoRE | 2022 | 0.93458 | 9.6658e-11 | 2.0379e-06 | 0 | 2.0379e-06 | 6.0165e-11 | 1.2685e-06 | 0 | 1.2685e-06 | 1.374e-10 | 2.8968e-06 | 0 | 2.8968e-06 | 0 | 0 | 0 | 0 | 1.9046e-06 | 1.1855e-06 | 2.7073e-06 | 0 | 1.374e-10 | 1.2841e-10 | 2.8968e-06 | 2.7073e-06 | 0 | 0 | 2.8968e-06 | 2.7073e-06 | [11 empty] | WLDFR | HFTD - Distribution - Tier 2 - 2QU CoRE ¦ 1QU LoRE | Non-Red Flag Warning - Destructive Fires | 2040 | 1.7204e-08 | 8.6019e-09 | 2.2119e-08 | 10472.8261 | 280.5544 | 10192.2718 | 0 | 0 | 0 | 0 | 1.4331e-05 |  | 0.00018017 | 0 | 0.00018017 | 9.0087e-05 | 0 | 9.0087e-05 | 0.00023165 | 0 | 0.00023165 | [16 empty] | 7.3.1.3 Ignition probability mapping showing the probability of ignition along the electric lines and equipmentWLDFRAggregatedAggregated | WLDFR | HFTD - Distribution - Tier 2 - 2QU CoRE ¦ 1QU LoRE | Non-Red Flag Warning - Small Fires | Aggregated | Aggregated | 2030 | 0.010026 | 0 | 186.3964 | 1.8689 | 2030 | Mitigation | 0.08575 | 30 | 0 | esc | 0.0012005 | 1.2037e-05 | 0.00060025 | 6.0183e-06 | 0.0015435 | 1.5476e-05
[35 empty] | 7.3.1.1 A summarized risk map that shows the overall ignition probability and estimated wildfire consequence along the electric lines and equipment | WLDFR | HFTD - Distribution - Zone 1 - 1QU CoRE ¦ 5QU LoRE | 2023 | 0.87344 | 9.6658e-11 | 2.1106e-06 | 0 | 2.1106e-06 | 6.0165e-11 | 1.3138e-06 | 0 | 1.3138e-06 | 1.374e-10 | 3.0002e-06 | 0 | 3.0002e-06 | 1.4429e-10 | 3.1506e-06 | 0 | 3.1506e-06 | 1.8435e-06 | 1.1475e-06 | 2.6205e-06 | 2.7519e-06 | 1.374e-10 | 1.2001e-10 | 3.0002e-06 | 2.6205e-06 | 0 | 0 | 3.0002e-06 | 2.6205e-06 | [11 empty] | WLDFR | HFTD - Distribution - Tier 2 - 2QU CoRE ¦ 1QU LoRE | Non-Red Flag Warning - Destructive Fires | 2041 | 1.7204e-08 | 8.6019e-09 | 2.2119e-08 | 10472.8261 | 280.5544 | 10192.2718 | 0 | 0 | 0 | 0 | 1.4331e-05 |  | 0.00018017 | 0 | 0.00018017 | 9.0087e-05 | 0 | 9.0087e-05 | 0.00023165 | 0 | 0.00023165 | [16 empty] | 7.3.1.3 Ignition probability mapping showing the probability of ignition along the electric lines and equipmentWLDFRAggregatedAggregated | WLDFR | HFTD - Distribution - Tier 2 - 2QU CoRE ¦ 1QU LoRE | Non-Red Flag Warning - Small Fires | Aggregated | Aggregated | 2031 | 0.010026 | 0 | 186.3964 | 1.8689 | 2031 | Mitigation | 0.08575 | 30 | 0 | esc | 0.0012005 | 1.2037e-05 | 0.00060025 | 6.0183e-06 | 0.0015435 | 1.5476e-05
[35 empty] | 7.3.1.1 A summarized risk map that shows the overall ignition probability and estimated wildfire consequence along the electric lines and equipment | WLDFR | HFTD - Distribution - Zone 1 - 1QU CoRE ¦ 5QU LoRE | 2024 | 0.8163 | 9.6658e-11 | 2.1106e-06 | 0 | 2.1106e-06 | 6.0165e-11 | 1.3138e-06 | 0 | 1.3138e-06 | 1.374e-10 | 3.0002e-06 | 0 | 3.0002e-06 | 1.4429e-10 | 3.1506e-06 | 0 | 3.1506e-06 | 1.7229e-06 | 1.0724e-06 | 2.449e-06 | 2.5719e-06 | 1.374e-10 | 1.1216e-10 | 3.0002e-06 | 2.449e-06 | 0 | 0 | 3.0002e-06 | 2.449e-06 | [11 empty] | WLDFR | HFTD - Distribution - Tier 2 - 2QU CoRE ¦ 1QU LoRE | Non-Red Flag Warning - Destructive Fires | 2042 | 1.7204e-08 | 8.6019e-09 | 2.2119e-08 | 10472.8261 | 280.5544 | 10192.2718 | 0 | 0 | 0 | 0 | 1.4331e-05 |  | 0.00018017 | 0 | 0.00018017 | 9.0087e-05 | 0 | 9.0087e-05 | 0.00023165 | 0 | 0.00023165 | [16 empty] | 7.3.1.3 Ignition probability mapping showing the probability of ignition along the electric lines and equipmentWLDFRAggregatedAggregated | WLDFR | HFTD - Distribution - Tier 2 - 2QU CoRE ¦ 1QU LoRE | Non-Red Flag Warning - Small Fires | Aggregated | Aggregated | 2032 | 0.010026 | 0 | 186.3964 | 1.8689 | 2032 | Mitigation | 0.08575 | 30 | 0 | esc | 0.0012005 | 1.2037e-05 | 0.00060025 | 6.0183e-06 | 0.0015435 | 1.5476e-05
[35 empty] | 7.3.1.1 A summarized risk map that shows the overall ignition probability and estimated wildfire consequence along the electric lines and equipment | WLDFR | HFTD - Distribution - Zone 1 - 1QU CoRE ¦ 5QU LoRE | 2025 | 0.7629 | 9.6658e-11 | 2.1106e-06 | 0 | 2.1106e-06 | 6.0165e-11 | 1.3138e-06 | 0 | 1.3138e-06 | 1.374e-10 | 3.0002e-06 | 0 | 3.0002e-06 | 1.4429e-10 | 3.1506e-06 | 0 | 3.1506e-06 | 1.6102e-06 | 1.0023e-06 | 2.2888e-06 | 2.4036e-06 | 1.374e-10 | 1.0482e-10 | 3.0002e-06 | 2.2888e-06 | 0 | 0 | 3.0002e-06 | 2.2888e-06 | [11 empty] | WLDFR | HFTD - Distribution - Tier 2 - 2QU CoRE ¦ 1QU LoRE | Non-Red Flag Warning - Destructive Fires | 2043 | 1.7204e-08 | 8.6019e-09 | 2.2119e-08 | 10992.1562 | 299.42 | 10692.7362 | 0 | 0 | 0 | 0 | 1.4331e-05 |  | 0.00018911 | 0 | 0.00018911 | 9.4554e-05 | 0 | 9.4554e-05 | 0.00024314 | 0 | 0.00024314 | [16 empty] | 7.3.1.3 Ignition probability mapping showing the probability of ignition along the electric lines and equipmentWLDFRAggregatedAggregated | WLDFR | HFTD - Distribution - Tier 2 - 2QU CoRE ¦ 1QU LoRE | Non-Red Flag Warning - Small Fires | Aggregated | Aggregated | 2033 | 0.010026 | 0 | 186.3964 | 1.8689 | 2033 | Mitigation | 0.08575 | 30 | 0 | esc | 0.0012005 | 1.2037e-05 | 0.00060025 | 6.0183e-06 | 0.0015435 | 1.5476e-05
[35 empty] | 7.3.1.1 A summarized risk map that shows the overall ignition probability and estimated wildfire consequence along the electric lines and equipment | WLDFR | HFTD - Distribution - Zone 1 - 1QU CoRE ¦ 5QU LoRE | 2026 | 0.71299 | 9.6658e-11 | 2.1106e-06 | 0 | 2.1106e-06 | 6.0165e-11 | 1.3138e-06 | 0 | 1.3138e-06 | 1.374e-10 | 3.0002e-06 | 0 | 3.0002e-06 | 1.4429e-10 | 3.1506e-06 | 0 | 3.1506e-06 | 1.5048e-06 | 9.3669e-07 | 2.1391e-06 | 2.2464e-06 | 1.374e-10 | 9.7962e-11 | 3.0002e-06 | 2.1391e-06 | 0 | 0 | 3.0002e-06 | 2.1391e-06 | [11 empty] | WLDFR | HFTD - Distribution - Tier 2 - 2QU CoRE ¦ 1QU LoRE | Non-Red Flag Warning - Destructive Fires | 2044 | 1.7204e-08 | 8.6019e-09 | 2.2119e-08 | 10992.1562 | 299.42 | 10692.7362 | 0 | 0 | 0 | 0 | 1.4331e-05 |  | 0.00018911 | 0 | 0.00018911 | 9.4554e-05 | 0 | 9.4554e-05 | 0.00024314 | 0 | 0.00024314 | [16 empty] | 7.3.1.3 Ignition probability mapping showing the probability of ignition along the electric lines and equipmentWLDFRAggregatedAggregated | WLDFR | HFTD - Distribution - Tier 2 - 2QU CoRE ¦ 1QU LoRE | Non-Red Flag Warning - Small Fires | Aggregated | Aggregated | 2034 | 0.010026 | 0 | 186.3964 | 1.8689 | 2034 | Mitigation | 0.08575 | 30 | 0 | esc | 0.0012005 | 1.2037e-05 | 0.00060025 | 6.0183e-06 | 0.0015435 | 1.5476e-05
[35 empty] | 7.3.1.1 A summarized risk map that shows the overall ignition probability and estimated wildfire consequence along the electric lines and equipment | WLDFR | HFTD - Distribution - Zone 1 - 1QU CoRE ¦ 5QU LoRE | 2027 | 0.66634 | 9.6658e-11 | 2.1106e-06 | 0 | 2.1106e-06 | 6.0165e-11 | 1.3138e-06 | 0 | 1.3138e-06 | 1.374e-10 | 3.0002e-06 | 0 | 3.0002e-06 | 1.4429e-10 | 3.1506e-06 | 0 | 3.1506e-06 | 1.4064e-06 | 8.7541e-07 | 1.9992e-06 | 2.0994e-06 | 1.374e-10 | 9.1553e-11 | 3.0002e-06 | 1.9992e-06 | 0 | 0 | 3.0002e-06 | 1.9992e-06 | [11 empty] | WLDFR | HFTD - Distribution - Tier 2 - 2QU CoRE ¦ 1QU LoRE | Non-Red Flag Warning - Destructive Fires | 2045 | 1.7204e-08 | 8.6019e-09 | 2.2119e-08 | 10992.1562 | 299.42 | 10692.7362 | 0 | 0 | 0 | 0 | 1.4331e-05 |  | 0.00018911 | 0 | 0.00018911 | 9.4554e-05 | 0 | 9.4554e-05 | 0.00024314 | 0 | 0.00024314 | [16 empty] | 7.3.1.3 Ignition probability mapping showing the probability of ignition along the electric lines and equipmentWLDFRAggregatedAggregated | WLDFR | HFTD - Distribution - Tier 2 - 2QU CoRE ¦ 1QU LoRE | Non-Red Flag Warning - Small Fires | Aggregated | Aggregated | 2035 | 0.010026 | 0 | 186.3964 | 1.8689 | 2035 | Mitigation | 0.08575 | 30 | 0 | esc | 0.0012005 | 1.2037e-05 | 0.00060025 | 6.0183e-06 | 0.0015435 | 1.5476e-05
[35 empty] | 7.3.1.1 A summarized risk map that shows the overall ignition probability and estimated wildfire consequence along the electric lines and equipment | WLDFR | HFTD - Distribution - Zone 1 - 1QU CoRE ¦ 5QU LoRE | 2028 | 0.62275 | 9.6658e-11 | 2.2022e-06 | 0 | 2.2022e-06 | 6.0165e-11 | 1.3707e-06 | 0 | 1.3707e-06 | 1.374e-10 | 3.1303e-06 | 0 | 3.1303e-06 | 1.4429e-10 | 3.2873e-06 | 0 | 3.2873e-06 | 1.3714e-06 | 8.5363e-07 | 1.9494e-06 | 2.0472e-06 | 1.374e-10 | 8.5564e-11 | 3.1303e-06 | 1.9494e-06 | 0 | 0 | 3.1303e-06 | 1.9494e-06 | [11 empty] | WLDFR | HFTD - Distribution - Tier 2 - 2QU CoRE ¦ 1QU LoRE | Non-Red Flag Warning - Destructive Fires | 2046 | 1.7204e-08 | 8.6019e-09 | 2.2119e-08 | 10992.1562 | 299.42 | 10692.7362 | 0 | 0 | 0 | 0 | 1.4331e-05 |  | 0.00018911 | 0 | 0.00018911 | 9.4554e-05 | 0 | 9.4554e-05 | 0.00024314 | 0 | 0.00024314 | [16 empty] | 7.3.1.3 Ignition probability mapping showing the probability of ignition along the electric lines and equipmentWLDFRAggregatedAggregated | WLDFR | HFTD - Distribution - Tier 2 - 2QU CoRE ¦ 1QU LoRE | Non-Red Flag Warning - Small Fires | Aggregated | Aggregated | 2036 | 0.010026 | 0 | 186.3964 | 1.8689 | 2036 | Mitigation | 0.08575 | 30 | 0 | esc | 0.0012005 | 1.2037e-05 | 0.00060025 | 6.0183e-06 | 0.0015435 | 1.5476e-05
[35 empty] | 7.3.1.1 A summarized risk map that shows the overall ignition probability and estimated wildfire consequence along the electric lines and equipment | WLDFR | HFTD - Distribution - Zone 1 - 1QU CoRE ¦ 5QU LoRE | 2029 | 0.58201 | 9.6658e-11 | 2.2022e-06 | 0 | 2.2022e-06 | 6.0165e-11 | 1.3707e-06 | 0 | 1.3707e-06 | 1.374e-10 | 3.1303e-06 | 0 | 3.1303e-06 | 1.4429e-10 | 3.2873e-06 | 0 | 3.2873e-06 | 1.2817e-06 | 7.9779e-07 | 1.8219e-06 | 1.9132e-06 | 1.374e-10 | 7.9966e-11 | 3.1303e-06 | 1.8219e-06 | 0 | 0 | 3.1303e-06 | 1.8219e-06 | [11 empty] | WLDFR | HFTD - Distribution - Tier 2 - 2QU CoRE ¦ 1QU LoRE | Non-Red Flag Warning - Destructive Fires | 2047 | 1.7204e-08 | 8.6019e-09 | 2.2119e-08 | 10992.1562 | 299.42 | 10692.7362 | 0 | 0 | 0 | 0 | 1.4331e-05 |  | 0.00018911 | 0 | 0.00018911 | 9.4554e-05 | 0 | 9.4554e-05 | 0.00024314 | 0 | 0.00024314 | [16 empty] | 7.3.1.3 Ignition probability mapping showing the probability of ignition along the electric lines and equipmentWLDFRAggregatedAggregated | WLDFR | HFTD - Distribution - Tier 2 - 2QU CoRE ¦ 1QU LoRE | Non-Red Flag Warning - Small Fires | Aggregated | Aggregated | 2037 | 0.010026 | 0 | 186.3964 | 1.8689 | 2037 | Mitigation | 0.08575 | 30 | 0 | esc | 0.0012005 | 1.2037e-05 | 0.00060025 | 6.0183e-06 | 0.0015435 | 1.5476e-05
[35 empty] | 7.3.1.1 A summarized risk map that shows the overall ignition probability and estimated wildfire consequence along the electric lines and equipment | WLDFR | HFTD - Distribution - Zone 1 - 1QU CoRE ¦ 5QU LoRE | 2030 | 0.54393 | 9.6658e-11 | 2.2022e-06 | 0 | 2.2022e-06 | 6.0165e-11 | 1.3707e-06 | 0 | 1.3707e-06 | 1.374e-10 | 3.1303e-06 | 0 | 3.1303e-06 | 1.4429e-10 | 3.2873e-06 | 0 | 3.2873e-06 | 1.1978e-06 | 7.456e-07 | 1.7027e-06 | 1.7881e-06 | 1.374e-10 | 7.4735e-11 | 3.1303e-06 | 1.7027e-06 | 0 | 0 | 3.1303e-06 | 1.7027e-06 | [11 empty] | WLDFR | HFTD - Distribution - Tier 2 - 2QU CoRE ¦ 1QU LoRE | Non-Red Flag Warning - Destructive Fires | 2048 | 1.7204e-08 | 8.6019e-09 | 2.2119e-08 | 11536.0538 | 319.4911 | 11216.5626 | 0 | 0 | 0 | 0 | 1.4331e-05 |  | 0.00019846 | 0 | 0.00019846 | 9.9232e-05 | 0 | 9.9232e-05 | 0.00025517 | 0 | 0.00025517 | [16 empty] | 7.3.1.3 Ignition probability mapping showing the probability of ignition along the electric lines and equipmentWLDFRAggregatedAggregated | WLDFR | HFTD - Distribution - Tier 2 - 2QU CoRE ¦ 1QU LoRE | Non-Red Flag Warning - Small Fires | Aggregated | Aggregated | 2038 | 0.010026 | 0 | 186.3964 | 1.8689 | 2038 | Mitigation | 0.08575 | 30 | 0 | esc | 0.0012005 | 1.2037e-05 | 0.00060025 | 6.0183e-06 | 0.0015435 | 1.5476e-05
[35 empty] | 7.3.1.1 A summarized risk map that shows the overall ignition probability and estimated wildfire consequence along the electric lines and equipment | WLDFR | HFTD - Distribution - Zone 1 - 1QU CoRE ¦ 5QU LoRE | 2031 | 0.50835 | 9.6658e-11 | 2.2022e-06 | 0 | 2.2022e-06 | 6.0165e-11 | 1.3707e-06 | 0 | 1.3707e-06 | 1.374e-10 | 3.1303e-06 | 0 | 3.1303e-06 | 1.4429e-10 | 3.2873e-06 | 0 | 3.2873e-06 | 1.1195e-06 | 6.9682e-07 | 1.5913e-06 | 1.6711e-06 | 1.374e-10 | 6.9846e-11 | 3.1303e-06 | 1.5913e-06 | 0 | 0 | 3.1303e-06 | 1.5913e-06 | [11 empty] | WLDFR | HFTD - Distribution - Tier 2 - 2QU CoRE ¦ 1QU LoRE | Non-Red Flag Warning - Destructive Fires | 2049 | 1.7204e-08 | 8.6019e-09 | 2.2119e-08 | 11536.0538 | 319.4911 | 11216.5626 | 0 | 0 | 0 | 0 | 1.4331e-05 |  | 0.00019846 | 0 | 0.00019846 | 9.9232e-05 | 0 | 9.9232e-05 | 0.00025517 | 0 | 0.00025517 | [16 empty] | 7.3.1.3 Ignition probability mapping showing the probability of ignition along the electric lines and equipmentWLDFRAggregatedAggregated | WLDFR | HFTD - Distribution - Tier 2 - 2QU CoRE ¦ 1QU LoRE | Non-Red Flag Warning - Small Fires | Aggregated | Aggregated | 2039 | 0.010026 | 0 | 186.3964 | 1.8689 | 2039 | Mitigation | 0.08575 | 30 | 0 | esc | 0.0012005 | 1.2037e-05 | 0.00060025 | 6.0183e-06 | 0.0015435 | 1.5476e-05
[35 empty] | 7.3.1.1 A summarized risk map that shows the overall ignition probability and estimated wildfire consequence along the electric lines and equipment | WLDFR | HFTD - Distribution - Zone 1 - 1QU CoRE ¦ 5QU LoRE | 2032 | 0.47509 | 9.6658e-11 | 2.2022e-06 | 0 | 2.2022e-06 | 6.0165e-11 | 1.3707e-06 | 0 | 1.3707e-06 | 1.374e-10 | 3.1303e-06 | 0 | 3.1303e-06 | 1.4429e-10 | 3.2873e-06 | 0 | 3.2873e-06 | 1.0462e-06 | 6.5123e-07 | 1.4872e-06 | 1.5618e-06 | 1.374e-10 | 6.5276e-11 | 3.1303e-06 | 1.4872e-06 | 0 | 0 | 3.1303e-06 | 1.4872e-06 | [11 empty] | WLDFR | HFTD - Distribution - Tier 2 - 2QU CoRE ¦ 1QU LoRE | Non-Red Flag Warning - Destructive Fires | 2050 | 0 | 8.6019e-09 | 2.2119e-08 | 11536.0538 | 319.4911 | 11216.5626 | 0 | 0 | 0 | 0 | 1.4331e-05 |  | 0 | 0 | 0 | 9.9232e-05 | 0 | 9.9232e-05 | 0.00025517 | 0 | 0.00025517 | [16 empty] | 7.3.1.3 Ignition probability mapping showing the probability of ignition along the electric lines and equipmentWLDFRAggregatedAggregated | WLDFR | HFTD - Distribution - Tier 2 - 2QU CoRE ¦ 1QU LoRE | Non-Red Flag Warning - Small Fires | Aggregated | Aggregated | 2040 | 0.010026 | 0 | 186.3964 | 1.8689 | 2040 | Mitigation | 0.08575 | 30 | 0 | esc | 0.0012005 | 1.2037e-05 | 0.00060025 | 6.0183e-06 | 0.0015435 | 1.5476e-05
[35 empty] | 7.3.1.1 A summarized risk map that shows the overall ignition probability and estimated wildfire consequence along the electric lines and equipment | WLDFR | HFTD - Distribution - Zone 1 - 1QU CoRE ¦ 5QU LoRE | 2033 | 0.44401 | 9.6658e-11 | 2.3039e-06 | 0 | 2.3039e-06 | 6.0165e-11 | 1.434e-06 | 0 | 1.434e-06 | 1.374e-10 | 3.2749e-06 | 0 | 3.2749e-06 | 1.4429e-10 | 3.4391e-06 | 0 | 3.4391e-06 | 1.0229e-06 | 6.3673e-07 | 1.4541e-06 | 1.527e-06 | 1.374e-10 | 6.1006e-11 | 3.2749e-06 | 1.4541e-06 | 0 | 0 | 3.2749e-06 | 1.4541e-06 | [11 empty] | WLDFR | HFTD - Distribution - Tier 2 - 2QU CoRE ¦ 1QU LoRE | Non-Red Flag Warning - Destructive Fires | 2051 | 0 | 0 | 2.2119e-08 | 11536.0538 | 319.4911 | 11216.5626 | 0 | 0 | 0 | 0 | 1.4331e-05 |  | 0 | 0 | 0 | 0 | 0 | 0 | 0.00025517 | 0 | 0.00025517 | [16 empty] | 7.3.1.3 Ignition probability mapping showing the probability of ignition along the electric lines and equipmentWLDFRAggregatedAggregated | WLDFR | HFTD - Distribution - Tier 2 - 2QU CoRE ¦ 1QU LoRE | Non-Red Flag Warning - Small Fires | Aggregated | Aggregated | 2041 | 0.010026 | 0 | 186.3964 | 1.8689 | 2041 | Mitigation | 0.08575 | 30 | 0 | esc | 0.0012005 | 1.2037e-05 | 0.00060025 | 6.0183e-06 | 0.0015435 | 1.5476e-05
[35 empty] | 7.3.1.1 A summarized risk map that shows the overall ignition probability and estimated wildfire consequence along the electric lines and equipment | WLDFR | HFTD - Distribution - Zone 1 - 1QU CoRE ¦ 5QU LoRE | 2034 | 0.41496 | 9.6658e-11 | 2.3039e-06 | 0 | 2.3039e-06 | 6.0165e-11 | 1.434e-06 | 0 | 1.434e-06 | 1.374e-10 | 3.2749e-06 | 0 | 3.2749e-06 | 1.4429e-10 | 3.4391e-06 | 0 | 3.4391e-06 | 9.5602e-07 | 5.9508e-07 | 1.359e-06 | 1.4271e-06 | 1.374e-10 | 5.7015e-11 | 3.2749e-06 | 1.359e-06 | 0 | 0 | 3.2749e-06 | 1.359e-06 | [11 empty] | WLDFR | HFTD - Distribution - Tier 2 - 2QU CoRE ¦ 1QU LoRE | Non-Red Flag Warning - Large Fires | 2020 | 1.0276e-07 | 0 | 0 | 5.2406 | 0.69642 | 2.942 | 1.6022 | 0 | 0 | 0 | 8.5602e-05 |  | 5.3854e-07 | 0 | 5.3854e-07 | 0 | 0 | 0 | 0 | 0 | 0 | [16 empty] | 7.3.1.3 Ignition probability mapping showing the probability of ignition along the electric lines and equipmentWLDFRAggregatedAggregated | WLDFR | HFTD - Distribution - Tier 2 - 2QU CoRE ¦ 1QU LoRE | Non-Red Flag Warning - Small Fires | Aggregated | Aggregated | 2042 | 0.010026 | 0 | 186.3964 | 1.8689 | 2042 | Mitigation | 0.08575 | 30 | 0 | esc | 0.0012005 | 1.2037e-05 | 0.00060025 | 6.0183e-06 | 0.0015435 | 1.5476e-05
[35 empty] | 7.3.1.1 A summarized risk map that shows the overall ignition probability and estimated wildfire consequence along the electric lines and equipment | WLDFR | HFTD - Distribution - Zone 1 - 1QU CoRE ¦ 5QU LoRE | 2035 | 0.38782 | 9.6658e-11 | 2.3039e-06 | 0 | 2.3039e-06 | 6.0165e-11 | 1.434e-06 | 0 | 1.434e-06 | 1.374e-10 | 3.2749e-06 | 0 | 3.2749e-06 | 1.4429e-10 | 3.4391e-06 | 0 | 3.4391e-06 | 8.9348e-07 | 5.5615e-07 | 1.2701e-06 | 1.3337e-06 | 1.374e-10 | 5.3285e-11 | 3.2749e-06 | 1.2701e-06 | 0 | 0 | 3.2749e-06 | 1.2701e-06 | [11 empty] | WLDFR | HFTD - Distribution - Tier 2 - 2QU CoRE ¦ 1QU LoRE | Non-Red Flag Warning - Large Fires | 2021 | 1.0276e-07 | 5.1382e-08 | 0 | 5.2406 | 0.69642 | 2.942 | 1.6022 | 0 | 0 | 0 | 8.5602e-05 |  | 5.3854e-07 | 0 | 5.3854e-07 | 2.6927e-07 | 0 | 2.6927e-07 | 0 | 0 | 0 | [16 empty] | 7.3.1.3 Ignition probability mapping showing the probability of ignition along the electric lines and equipmentWLDFRAggregatedAggregated | WLDFR | HFTD - Distribution - Tier 2 - 2QU CoRE ¦ 1QU LoRE | Non-Red Flag Warning - Small Fires | Aggregated | Aggregated | 2043 | 0.010026 | 0 | 186.3964 | 1.8689 | 2043 | Mitigation | 0.08575 | 30 | 0 | esc | 0.0012005 | 1.2037e-05 | 0.00060025 | 6.0183e-06 | 0.0015435 | 1.5476e-05
[35 empty] | 7.3.1.1 A summarized risk map that shows the overall ignition probability and estimated wildfire consequence along the electric lines and equipment | WLDFR | HFTD - Distribution - Zone 1 - 1QU CoRE ¦ 5QU LoRE | 2036 | 0.36245 | 9.6658e-11 | 2.3039e-06 | 0 | 2.3039e-06 | 6.0165e-11 | 1.434e-06 | 0 | 1.434e-06 | 1.374e-10 | 3.2749e-06 | 0 | 3.2749e-06 | 1.4429e-10 | 3.4391e-06 | 0 | 3.4391e-06 | 8.3502e-07 | 5.1976e-07 | 1.187e-06 | 1.2465e-06 | 1.374e-10 | 4.9799e-11 | 3.2749e-06 | 1.187e-06 | 0 | 0 | 3.2749e-06 | 1.187e-06 | [11 empty] | WLDFR | HFTD - Distribution - Tier 2 - 2QU CoRE ¦ 1QU LoRE | Non-Red Flag Warning - Large Fires | 2022 | 1.0276e-07 | 5.1382e-08 | 1.3213e-07 | 5.2406 | 0.69642 | 2.942 | 1.6022 | 0 | 0 | 0 | 8.5602e-05 |  | 5.3854e-07 | 0 | 5.3854e-07 | 2.6927e-07 | 0 | 2.6927e-07 | 6.9241e-07 | 0 | 6.9241e-07 | [16 empty] | 7.3.1.3 Ignition probability mapping showing the probability of ignition along the electric lines and equipmentWLDFRAggregatedAggregated | WLDFR | HFTD - Distribution - Tier 2 - 2QU CoRE ¦ 1QU LoRE | Non-Red Flag Warning - Small Fires | Aggregated | Aggregated | 2044 | 0.010026 | 0 | 186.3964 | 1.8689 | 2044 | Mitigation | 0.08575 | 30 | 0 | esc | 0.0012005 | 1.2037e-05 | 0.00060025 | 6.0183e-06 | 0.0015435 | 1.5476e-05
[35 empty] | 7.3.1.1 A summarized risk map that shows the overall ignition probability and estimated wildfire consequence along the electric lines and equipment | WLDFR | HFTD - Distribution - Zone 1 - 1QU CoRE ¦ 5QU LoRE | 2037 | 0.33873 | 9.6658e-11 | 2.3039e-06 | 0 | 2.3039e-06 | 6.0165e-11 | 1.434e-06 | 0 | 1.434e-06 | 1.374e-10 | 3.2749e-06 | 0 | 3.2749e-06 | 1.4429e-10 | 3.4391e-06 | 0 | 3.4391e-06 | 7.804e-07 | 4.8576e-07 | 1.1093e-06 | 1.1649e-06 | 1.374e-10 | 4.6541e-11 | 3.2749e-06 | 1.1093e-06 | 0 | 0 | 3.2749e-06 | 1.1093e-06 | [11 empty] | WLDFR | HFTD - Distribution - Tier 2 - 2QU CoRE ¦ 1QU LoRE | Non-Red Flag Warning - Large Fires | 2023 | 1.0276e-07 | 5.1382e-08 | 1.3213e-07 | 5.475 | 0.71896 | 3.0715 | 1.6846 | 0 | 0 | 0 | 8.5602e-05 |  | 5.6264e-07 | 0 | 5.6264e-07 | 2.8132e-07 | 0 | 2.8132e-07 | 7.2339e-07 | 0 | 7.2339e-07 | [16 empty] | 7.3.1.3 Ignition probability mapping showing the probability of ignition along the electric lines and equipmentWLDFRAggregatedAggregated | WLDFR | HFTD - Distribution - Tier 2 - 2QU CoRE ¦ 1QU LoRE | Non-Red Flag Warning - Small Fires | Aggregated | Aggregated | 2045 | 0.010026 | 0 | 186.3964 | 1.8689 | 2045 | Mitigation | 0.08575 | 30 | 0 | esc | 0.0012005 | 1.2037e-05 | 0.00060025 | 6.0183e-06 | 0.0015435 | 1.5476e-05
[35 empty] | 7.3.1.1 A summarized risk map that shows the overall ignition probability and estimated wildfire consequence along the electric lines and equipment | WLDFR | HFTD - Distribution - Zone 1 - 1QU CoRE ¦ 5QU LoRE | 2038 | 0.31657 | 9.6658e-11 | 2.4142e-06 | 0 | 2.4142e-06 | 6.0165e-11 | 1.5027e-06 | 0 | 1.5027e-06 | 1.374e-10 | 3.4317e-06 | 0 | 3.4317e-06 | 1.4429e-10 | 3.6038e-06 | 0 | 3.6038e-06 | 7.6427e-07 | 4.7572e-07 | 1.0864e-06 | 1.1409e-06 | 1.374e-10 | 4.3496e-11 | 3.4317e-06 | 1.0864e-06 | 0 | 0 | 3.4317e-06 | 1.0864e-06 | [11 empty] | WLDFR | HFTD - Distribution - Tier 2 - 2QU CoRE ¦ 1QU LoRE | Non-Red Flag Warning - Large Fires | 2024 | 1.0276e-07 | 5.1382e-08 | 1.3213e-07 | 5.475 | 0.71896 | 3.0715 | 1.6846 | 0 | 0 | 0 | 8.5602e-05 |  | 5.6264e-07 | 0 | 5.6264e-07 | 2.8132e-07 | 0 | 2.8132e-07 | 7.2339e-07 | 0 | 7.2339e-07 | [16 empty] | 7.3.1.3 Ignition probability mapping showing the probability of ignition along the electric lines and equipmentWLDFRAggregatedAggregated | WLDFR | HFTD - Distribution - Tier 2 - 2QU CoRE ¦ 1QU LoRE | Non-Red Flag Warning - Small Fires | Aggregated | Aggregated | 2046 | 0.010026 | 0 | 186.3964 | 1.8689 | 2046 | Mitigation | 0.08575 | 30 | 0 | esc | 0.0012005 | 1.2037e-05 | 0.00060025 | 6.0183e-06 | 0.0015435 | 1.5476e-05
[35 empty] | 7.3.1.1 A summarized risk map that shows the overall ignition probability and estimated wildfire consequence along the electric lines and equipment | WLDFR | HFTD - Distribution - Zone 1 - 1QU CoRE ¦ 5QU LoRE | 2039 | 0.29586 | 9.6658e-11 | 2.4142e-06 | 0 | 2.4142e-06 | 6.0165e-11 | 1.5027e-06 | 0 | 1.5027e-06 | 1.374e-10 | 3.4317e-06 | 0 | 3.4317e-06 | 1.4429e-10 | 3.6038e-06 | 0 | 3.6038e-06 | 7.1427e-07 | 4.446e-07 | 1.0153e-06 | 1.0662e-06 | 1.374e-10 | 4.0651e-11 | 3.4317e-06 | 1.0153e-06 | 0 | 0 | 3.4317e-06 | 1.0153e-06 | [11 empty] | WLDFR | HFTD - Distribution - Tier 2 - 2QU CoRE ¦ 1QU LoRE | Non-Red Flag Warning - Large Fires | 2025 | 1.0276e-07 | 5.1382e-08 | 1.3213e-07 | 5.475 | 0.71896 | 3.0715 | 1.6846 | 0 | 0 | 0 | 8.5602e-05 |  | 5.6264e-07 | 0 | 5.6264e-07 | 2.8132e-07 | 0 | 2.8132e-07 | 7.2339e-07 | 0 | 7.2339e-07 | [16 empty] | 7.3.1.3 Ignition probability mapping showing the probability of ignition along the electric lines and equipmentWLDFRAggregatedAggregated | WLDFR | HFTD - Distribution - Tier 2 - 2QU CoRE ¦ 1QU LoRE | Non-Red Flag Warning - Small Fires | Aggregated | Aggregated | 2047 | 0.010026 | 0 | 186.3964 | 1.8689 | 2047 | Mitigation | 0.08575 | 30 | 0 | esc | 0.0012005 | 1.2037e-05 | 0.00060025 | 6.0183e-06 | 0.0015435 | 1.5476e-05
[35 empty] | 7.3.1.1 A summarized risk map that shows the overall ignition probability and estimated wildfire consequence along the electric lines and equipment | WLDFR | HFTD - Distribution - Zone 1 - 1QU CoRE ¦ 5QU LoRE | 2040 | 0.27651 | 9.6658e-11 | 2.4142e-06 | 0 | 2.4142e-06 | 6.0165e-11 | 1.5027e-06 | 0 | 1.5027e-06 | 1.374e-10 | 3.4317e-06 | 0 | 3.4317e-06 | 1.4429e-10 | 3.6038e-06 | 0 | 3.6038e-06 | 6.6754e-07 | 4.1551e-07 | 9.489e-07 | 9.9648e-07 | 1.374e-10 | 3.7991e-11 | 3.4317e-06 | 9.489e-07 | 0 | 0 | 3.4317e-06 | 9.489e-07 | [11 empty] | WLDFR | HFTD - Distribution - Tier 2 - 2QU CoRE ¦ 1QU LoRE | Non-Red Flag Warning - Large Fires | 2026 | 1.0276e-07 | 5.1382e-08 | 1.3213e-07 | 5.475 | 0.71896 | 3.0715 | 1.6846 | 0 | 0 | 0 | 8.5602e-05 |  | 5.6264e-07 | 0 | 5.6264e-07 | 2.8132e-07 | 0 | 2.8132e-07 | 7.2339e-07 | 0 | 7.2339e-07 | [16 empty] | 7.3.1.3 Ignition probability mapping showing the probability of ignition along the electric lines and equipmentWLDFRAggregatedAggregated | WLDFR | HFTD - Distribution - Tier 2 - 2QU CoRE ¦ 1QU LoRE | Non-Red Flag Warning - Small Fires | Aggregated | Aggregated | 2048 | 0.010026 | 0 | 186.3964 | 1.8689 | 2048 | Mitigation | 0.08575 | 30 | 0 | esc | 0.0012005 | 1.2037e-05 | 0.00060025 | 6.0183e-06 | 0.0015435 | 1.5476e-05
[35 empty] | 7.3.1.1 A summarized risk map that shows the overall ignition probability and estimated wildfire consequence along the electric lines and equipment | WLDFR | HFTD - Distribution - Zone 1 - 1QU CoRE ¦ 5QU LoRE | 2041 | 0.25842 | 9.6658e-11 | 2.4142e-06 | 0 | 2.4142e-06 | 6.0165e-11 | 1.5027e-06 | 0 | 1.5027e-06 | 1.374e-10 | 3.4317e-06 | 0 | 3.4317e-06 | 1.4429e-10 | 3.6038e-06 | 0 | 3.6038e-06 | 6.2387e-07 | 3.8833e-07 | 8.8682e-07 | 9.3129e-07 | 1.374e-10 | 3.5506e-11 | 3.4317e-06 | 8.8682e-07 | 0 | 0 | 3.4317e-06 | 8.8682e-07 | [11 empty] | WLDFR | HFTD - Distribution - Tier 2 - 2QU CoRE ¦ 1QU LoRE | Non-Red Flag Warning - Large Fires | 2027 | 1.0276e-07 | 5.1382e-08 | 1.3213e-07 | 5.475 | 0.71896 | 3.0715 | 1.6846 | 0 | 0 | 0 | 8.5602e-05 |  | 5.6264e-07 | 0 | 5.6264e-07 | 2.8132e-07 | 0 | 2.8132e-07 | 7.2339e-07 | 0 | 7.2339e-07 | [16 empty] | 7.3.1.3 Ignition probability mapping showing the probability of ignition along the electric lines and equipmentWLDFRAggregatedAggregated | WLDFR | HFTD - Distribution - Tier 2 - 2QU CoRE ¦ 1QU LoRE | Non-Red Flag Warning - Small Fires | Aggregated | Aggregated | 2049 | 0.010026 | 0 | 186.3964 | 1.8689 | 2049 | Mitigation | 0.08575 | 30 | 0 | esc | 0.0012005 | 1.2037e-05 | 0.00060025 | 6.0183e-06 | 0.0015435 | 1.5476e-05
[35 empty] | 7.3.1.1 A summarized risk map that shows the overall ignition probability and estimated wildfire consequence along the electric lines and equipment | WLDFR | HFTD - Distribution - Zone 1 - 1QU CoRE ¦ 5QU LoRE | 2042 | 0.24151 | 9.6658e-11 | 2.4142e-06 | 0 | 2.4142e-06 | 6.0165e-11 | 1.5027e-06 | 0 | 1.5027e-06 | 1.374e-10 | 3.4317e-06 | 0 | 3.4317e-06 | 1.4429e-10 | 3.6038e-06 | 0 | 3.6038e-06 | 5.8306e-07 | 3.6293e-07 | 8.288e-07 | 8.7036e-07 | 1.374e-10 | 3.3183e-11 | 3.4317e-06 | 8.288e-07 | 0 | 0 | 3.4317e-06 | 8.288e-07 | [11 empty] | WLDFR | HFTD - Distribution - Tier 2 - 2QU CoRE ¦ 1QU LoRE | Non-Red Flag Warning - Large Fires | 2028 | 1.0276e-07 | 5.1382e-08 | 1.3213e-07 | 5.777 | 0.74734 | 3.238 | 1.7917 | 0 | 0 | 0 | 8.5602e-05 |  | 5.9367e-07 | 0 | 5.9367e-07 | 2.9684e-07 | 0 | 2.9684e-07 | 7.6329e-07 | 0 | 7.6329e-07 | [16 empty] | 7.3.1.3 Ignition probability mapping showing the probability of ignition along the electric lines and equipmentWLDFRAggregatedAggregated | WLDFR | HFTD - Distribution - Tier 2 - 2QU CoRE ¦ 1QU LoRE | Non-Red Flag Warning - Small Fires | Aggregated | Aggregated | 2050 | 0.010026 | 0 | 186.3964 | 1.8689 | 2050 | Mitigation | 0.08575 | 30 | 0 | esc | 0 | 0 | 0.00060025 | 6.0183e-06 | 0.0015435 | 1.5476e-05
[35 empty] | 7.3.1.1 A summarized risk map that shows the overall ignition probability and estimated wildfire consequence along the electric lines and equipment | WLDFR | HFTD - Distribution - Zone 1 - 1QU CoRE ¦ 5QU LoRE | 2043 | 0.22571 | 9.6658e-11 | 2.5316e-06 | 0 | 2.5316e-06 | 6.0165e-11 | 1.5758e-06 | 0 | 1.5758e-06 | 1.374e-10 | 3.5987e-06 | 0 | 3.5987e-06 | 1.4429e-10 | 3.7791e-06 | 0 | 3.7791e-06 | 5.7142e-07 | 3.5568e-07 | 8.1226e-07 | 8.5299e-07 | 1.374e-10 | 3.1012e-11 | 3.5987e-06 | 8.1226e-07 | 0 | 0 | 3.5987e-06 | 8.1226e-07 | [11 empty] | WLDFR | HFTD - Distribution - Tier 2 - 2QU CoRE ¦ 1QU LoRE | Non-Red Flag Warning - Large Fires | 2029 | 1.0276e-07 | 5.1382e-08 | 1.3213e-07 | 5.777 | 0.74734 | 3.238 | 1.7917 | 0 | 0 | 0 | 8.5602e-05 |  | 5.9367e-07 | 0 | 5.9367e-07 | 2.9684e-07 | 0 | 2.9684e-07 | 7.6329e-07 | 0 | 7.6329e-07 | [16 empty] | 7.3.1.3 Ignition probability mapping showing the probability of ignition along the electric lines and equipmentWLDFRAggregatedAggregated | WLDFR | HFTD - Distribution - Tier 2 - 2QU CoRE ¦ 1QU LoRE | Non-Red Flag Warning - Small Fires | Aggregated | Aggregated | 2051 | 0.010026 | 0 | 186.3964 | 1.8689 | 2051 | Mitigation | 0.08575 | 30 | 0 | esc | 0 | 0 | 0 | 0 | 0.0015435 | 1.5476e-05
[35 empty] | 7.3.1.1 A summarized risk map that shows the overall ignition probability and estimated wildfire consequence along the electric lines and equipment | WLDFR | HFTD - Distribution - Zone 1 - 1QU CoRE ¦ 5QU LoRE | 2044 | 0.21095 | 9.6658e-11 | 2.5316e-06 | 0 | 2.5316e-06 | 6.0165e-11 | 1.5758e-06 | 0 | 1.5758e-06 | 1.374e-10 | 3.5987e-06 | 0 | 3.5987e-06 | 1.4429e-10 | 3.7791e-06 | 0 | 3.7791e-06 | 5.3404e-07 | 3.3241e-07 | 7.5913e-07 | 7.9719e-07 | 1.374e-10 | 2.8983e-11 | 3.5987e-06 | 7.5913e-07 | 0 | 0 | 3.5987e-06 | 7.5913e-07 | [11 empty] | WLDFR | HFTD - Distribution - Tier 2 - 2QU CoRE ¦ 1QU LoRE | Non-Red Flag Warning - Large Fires | 2030 | 1.0276e-07 | 5.1382e-08 | 1.3213e-07 | 5.777 | 0.74734 | 3.238 | 1.7917 | 0 | 0 | 0 | 8.5602e-05 |  | 5.9367e-07 | 0 | 5.9367e-07 | 2.9684e-07 | 0 | 2.9684e-07 | 7.6329e-07 | 0 | 7.6329e-07 | [16 empty] | 7.3.1.3 Ignition probability mapping showing the probability of ignition along the electric lines and equipmentWLDFRAggregatedAggregated | WLDFR | HFTD - Distribution - Tier 2 - 2QU CoRE ¦ 1QU LoRE | Red Flag Warning - Catastrophic Fires | Aggregated | Aggregated | 2021 | 0.000141 | 0 | 186.3964 | 0.026281 | 2021 | Mitigation | 0.08575 | 30 | 0 | esc | 0.0012005 | 1.6927e-07 | 0.00060025 | 8.4633e-08 | 0 | 0
[35 empty] | 7.3.1.1 A summarized risk map that shows the overall ignition probability and estimated wildfire consequence along the electric lines and equipment | WLDFR | HFTD - Distribution - Zone 1 - 1QU CoRE ¦ 5QU LoRE | 2045 | 0.19715 | 9.6658e-11 | 2.5316e-06 | 0 | 2.5316e-06 | 6.0165e-11 | 1.5758e-06 | 0 | 1.5758e-06 | 1.374e-10 | 3.5987e-06 | 0 | 3.5987e-06 | 1.4429e-10 | 3.7791e-06 | 0 | 3.7791e-06 | 4.991e-07 | 3.1067e-07 | 7.0946e-07 | 7.4504e-07 | 1.374e-10 | 2.7087e-11 | 3.5987e-06 | 7.0946e-07 | 0 | 0 | 3.5987e-06 | 7.0946e-07 | [11 empty] | WLDFR | HFTD - Distribution - Tier 2 - 2QU CoRE ¦ 1QU LoRE | Non-Red Flag Warning - Large Fires | 2031 | 1.0276e-07 | 5.1382e-08 | 1.3213e-07 | 5.777 | 0.74734 | 3.238 | 1.7917 | 0 | 0 | 0 | 8.5602e-05 |  | 5.9367e-07 | 0 | 5.9367e-07 | 2.9684e-07 | 0 | 2.9684e-07 | 7.6329e-07 | 0 | 7.6329e-07 | [16 empty] | 7.3.1.3 Ignition probability mapping showing the probability of ignition along the electric lines and equipmentWLDFRAggregatedAggregated | WLDFR | HFTD - Distribution - Tier 2 - 2QU CoRE ¦ 1QU LoRE | Red Flag Warning - Catastrophic Fires | Aggregated | Aggregated | 2022 | 0.000141 | 0 | 186.3964 | 0.026281 | 2022 | Mitigation | 0.08575 | 30 | 0 | esc | 0.0012005 | 1.6927e-07 | 0.00060025 | 8.4633e-08 | 0.0015435 | 2.1763e-07
[35 empty] | 7.3.1.1 A summarized risk map that shows the overall ignition probability and estimated wildfire consequence along the electric lines and equipment | WLDFR | HFTD - Distribution - Zone 1 - 1QU CoRE ¦ 5QU LoRE | 2046 | 0.18425 | 9.6658e-11 | 2.5316e-06 | 0 | 2.5316e-06 | 6.0165e-11 | 1.5758e-06 | 0 | 1.5758e-06 | 1.374e-10 | 3.5987e-06 | 0 | 3.5987e-06 | 1.4429e-10 | 3.7791e-06 | 0 | 3.7791e-06 | 4.6645e-07 | 2.9034e-07 | 6.6305e-07 | 6.963e-07 | 1.374e-10 | 2.5315e-11 | 3.5987e-06 | 6.6305e-07 | 0 | 0 | 3.5987e-06 | 6.6305e-07 | [11 empty] | WLDFR | HFTD - Distribution - Tier 2 - 2QU CoRE ¦ 1QU LoRE | Non-Red Flag Warning - Large Fires | 2032 | 1.0276e-07 | 5.1382e-08 | 1.3213e-07 | 5.777 | 0.74734 | 3.238 | 1.7917 | 0 | 0 | 0 | 8.5602e-05 |  | 5.9367e-07 | 0 | 5.9367e-07 | 2.9684e-07 | 0 | 2.9684e-07 | 7.6329e-07 | 0 | 7.6329e-07 | [16 empty] | 7.3.1.3 Ignition probability mapping showing the probability of ignition along the electric lines and equipmentWLDFRAggregatedAggregated | WLDFR | HFTD - Distribution - Tier 2 - 2QU CoRE ¦ 1QU LoRE | Red Flag Warning - Catastrophic Fires | Aggregated | Aggregated | 2023 | 0.000141 | 0 | 186.3964 | 0.026281 | 2023 | Mitigation | 0.08575 | 30 | 0 | esc | 0.0012005 | 1.6927e-07 | 0.00060025 | 8.4633e-08 | 0.0015435 | 2.1763e-07
[35 empty] | 7.3.1.1 A summarized risk map that shows the overall ignition probability and estimated wildfire consequence along the electric lines and equipment | WLDFR | HFTD - Distribution - Zone 1 - 1QU CoRE ¦ 5QU LoRE | 2047 | 0.1722 | 9.6658e-11 | 2.5316e-06 | 0 | 2.5316e-06 | 6.0165e-11 | 1.5758e-06 | 0 | 1.5758e-06 | 1.374e-10 | 3.5987e-06 | 0 | 3.5987e-06 | 1.4429e-10 | 3.7791e-06 | 0 | 3.7791e-06 | 4.3594e-07 | 2.7135e-07 | 6.1967e-07 | 6.5075e-07 | 1.374e-10 | 2.3659e-11 | 3.5987e-06 | 6.1967e-07 | 0 | 0 | 3.5987e-06 | 6.1967e-07 | [11 empty] | WLDFR | HFTD - Distribution - Tier 2 - 2QU CoRE ¦ 1QU LoRE | Non-Red Flag Warning - Large Fires | 2033 | 1.0276e-07 | 5.1382e-08 | 1.3213e-07 | 6.1205 | 0.77885 | 3.4265 | 1.9151 | 0 | 0 | 0 | 8.5602e-05 |  | 6.2897e-07 | 0 | 6.2897e-07 | 3.1449e-07 | 0 | 3.1449e-07 | 8.0868e-07 | 0 | 8.0868e-07 | [16 empty] | 7.3.1.3 Ignition probability mapping showing the probability of ignition along the electric lines and equipmentWLDFRAggregatedAggregated | WLDFR | HFTD - Distribution - Tier 2 - 2QU CoRE ¦ 1QU LoRE | Red Flag Warning - Catastrophic Fires | Aggregated | Aggregated | 2024 | 0.000141 | 0 | 186.3964 | 0.026281 | 2024 | Mitigation | 0.08575 | 30 | 0 | esc | 0.0012005 | 1.6927e-07 | 0.00060025 | 8.4633e-08 | 0.0015435 | 2.1763e-07
[35 empty] | 7.3.1.1 A summarized risk map that shows the overall ignition probability and estimated wildfire consequence along the electric lines and equipment | WLDFR | HFTD - Distribution - Zone 1 - 1QU CoRE ¦ 5QU LoRE | 2048 | 0.16093 | 9.6658e-11 | 2.6547e-06 | 0 | 2.6547e-06 | 6.0165e-11 | 1.6524e-06 | 0 | 1.6524e-06 | 1.374e-10 | 3.7736e-06 | 0 | 3.7736e-06 | 1.4429e-10 | 3.9628e-06 | 0 | 3.9628e-06 | 4.2722e-07 | 2.6592e-07 | 6.0728e-07 | 6.3773e-07 | 1.374e-10 | 2.2111e-11 | 3.7736e-06 | 6.0728e-07 | 0 | 0 | 3.7736e-06 | 6.0728e-07 | [11 empty] | WLDFR | HFTD - Distribution - Tier 2 - 2QU CoRE ¦ 1QU LoRE | Non-Red Flag Warning - Large Fires | 2034 | 1.0276e-07 | 5.1382e-08 | 1.3213e-07 | 6.1205 | 0.77885 | 3.4265 | 1.9151 | 0 | 0 | 0 | 8.5602e-05 |  | 6.2897e-07 | 0 | 6.2897e-07 | 3.1449e-07 | 0 | 3.1449e-07 | 8.0868e-07 | 0 | 8.0868e-07 | [16 empty] | 7.3.1.3 Ignition probability mapping showing the probability of ignition along the electric lines and equipmentWLDFRAggregatedAggregated | WLDFR | HFTD - Distribution - Tier 2 - 2QU CoRE ¦ 1QU LoRE | Red Flag Warning - Catastrophic Fires | Aggregated | Aggregated | 2025 | 0.000141 | 0 | 186.3964 | 0.026281 | 2025 | Mitigation | 0.08575 | 30 | 0 | esc | 0.0012005 | 1.6927e-07 | 0.00060025 | 8.4633e-08 | 0.0015435 | 2.1763e-07
[35 empty] | 7.3.1.1 A summarized risk map that shows the overall ignition probability and estimated wildfire consequence along the electric lines and equipment | WLDFR | HFTD - Distribution - Zone 1 - 1QU CoRE ¦ 5QU LoRE | 2049 | 0.1504 | 9.6658e-11 | 2.6547e-06 | 0 | 2.6547e-06 | 6.0165e-11 | 1.6524e-06 | 0 | 1.6524e-06 | 1.374e-10 | 3.7736e-06 | 0 | 3.7736e-06 | 1.4429e-10 | 3.9628e-06 | 0 | 3.9628e-06 | 3.9927e-07 | 2.4853e-07 | 5.6755e-07 | 5.9601e-07 | 1.374e-10 | 2.0665e-11 | 3.7736e-06 | 5.6755e-07 | 0 | 0 | 3.7736e-06 | 5.6755e-07 | [11 empty] | WLDFR | HFTD - Distribution - Tier 2 - 2QU CoRE ¦ 1QU LoRE | Non-Red Flag Warning - Large Fires | 2035 | 1.0276e-07 | 5.1382e-08 | 1.3213e-07 | 6.1205 | 0.77885 | 3.4265 | 1.9151 | 0 | 0 | 0 | 8.5602e-05 |  | 6.2897e-07 | 0 | 6.2897e-07 | 3.1449e-07 | 0 | 3.1449e-07 | 8.0868e-07 | 0 | 8.0868e-07 | [16 empty] | 7.3.1.3 Ignition probability mapping showing the probability of ignition along the electric lines and equipmentWLDFRAggregatedAggregated | WLDFR | HFTD - Distribution - Tier 2 - 2QU CoRE ¦ 1QU LoRE | Red Flag Warning - Catastrophic Fires | Aggregated | Aggregated | 2026 | 0.000141 | 0 | 186.3964 | 0.026281 | 2026 | Mitigation | 0.08575 | 30 | 0 | esc | 0.0012005 | 1.6927e-07 | 0.00060025 | 8.4633e-08 | 0.0015435 | 2.1763e-07
[35 empty] | 7.3.1.1 A summarized risk map that shows the overall ignition probability and estimated wildfire consequence along the electric lines and equipment | WLDFR | HFTD - Distribution - Zone 1 - 1QU CoRE ¦ 5QU LoRE | 2050 | 0.14056 | 0 | 0 | 0 | 0 | 6.0165e-11 | 1.6524e-06 | 0 | 1.6524e-06 | 1.374e-10 | 3.7736e-06 | 0 | 3.7736e-06 | 1.4429e-10 | 3.9628e-06 | 0 | 3.9628e-06 | 0 | 2.3227e-07 | 5.3042e-07 | 5.5702e-07 | 1.374e-10 | 1.9313e-11 | 3.7736e-06 | 5.3042e-07 | 0 | 0 | 3.7736e-06 | 5.3042e-07 | [11 empty] | WLDFR | HFTD - Distribution - Tier 2 - 2QU CoRE ¦ 1QU LoRE | Non-Red Flag Warning - Large Fires | 2036 | 1.0276e-07 | 5.1382e-08 | 1.3213e-07 | 6.1205 | 0.77885 | 3.4265 | 1.9151 | 0 | 0 | 0 | 8.5602e-05 |  | 6.2897e-07 | 0 | 6.2897e-07 | 3.1449e-07 | 0 | 3.1449e-07 | 8.0868e-07 | 0 | 8.0868e-07 | [16 empty] | 7.3.1.3 Ignition probability mapping showing the probability of ignition along the electric lines and equipmentWLDFRAggregatedAggregated | WLDFR | HFTD - Distribution - Tier 2 - 2QU CoRE ¦ 1QU LoRE | Red Flag Warning - Catastrophic Fires | Aggregated | Aggregated | 2027 | 0.000141 | 0 | 186.3964 | 0.026281 | 2027 | Mitigation | 0.08575 | 30 | 0 | esc | 0.0012005 | 1.6927e-07 | 0.00060025 | 8.4633e-08 | 0.0015435 | 2.1763e-07
[35 empty] | 7.3.1.1 A summarized risk map that shows the overall ignition probability and estimated wildfire consequence along the electric lines and equipment | WLDFR | HFTD - Distribution - Zone 1 - 1QU CoRE ¦ 5QU LoRE | 2051 | 0.13137 | 0 | 0 | 0 | 0 | 0 | 0 | 0 | 0 | 1.374e-10 | 3.7736e-06 | 0 | 3.7736e-06 | 1.4429e-10 | 3.9628e-06 | 0 | 3.9628e-06 | 0 | 0 | 4.9572e-07 | 5.2058e-07 | 1.374e-10 | 1.8049e-11 | 3.7736e-06 | 4.9572e-07 | 0 | 0 | 3.7736e-06 | 4.9572e-07 | [11 empty] | WLDFR | HFTD - Distribution - Tier 2 - 2QU CoRE ¦ 1QU LoRE | Non-Red Flag Warning - Large Fires | 2037 | 1.0276e-07 | 5.1382e-08 | 1.3213e-07 | 6.1205 | 0.77885 | 3.4265 | 1.9151 | 0 | 0 | 0 | 8.5602e-05 |  | 6.2897e-07 | 0 | 6.2897e-07 | 3.1449e-07 | 0 | 3.1449e-07 | 8.0868e-07 | 0 | 8.0868e-07 | [16 empty] | 7.3.1.3 Ignition probability mapping showing the probability of ignition along the electric lines and equipmentWLDFRAggregatedAggregated | WLDFR | HFTD - Distribution - Tier 2 - 2QU CoRE ¦ 1QU LoRE | Red Flag Warning - Catastrophic Fires | Aggregated | Aggregated | 2028 | 0.000141 | 0 | 186.3964 | 0.026281 | 2028 | Mitigation | 0.08575 | 30 | 0 | esc | 0.0012005 | 1.6927e-07 | 0.00060025 | 8.4633e-08 | 0.0015435 | 2.1763e-07
[35 empty] | 7.3.1.1 A summarized risk map that shows the overall ignition probability and estimated wildfire consequence along the electric lines and equipment | WLDFR | HFTD - Distribution - Zone 1 - 1QU CoRE ¦ 5QU LoRE | 2052 | 0.12277 | 0 | 0 | 0 | 0 | 0 | 0 | 0 | 0 | 0 | 0 | 0 | 0 | 1.4429e-10 | 3.9628e-06 | 0 | 3.9628e-06 | 0 | 0 | 0 | 4.8652e-07 | 0 | 0 | 0 | 0 | 0 | 0 | 0 | 0 | [11 empty] | WLDFR | HFTD - Distribution - Tier 2 - 2QU CoRE ¦ 1QU LoRE | Non-Red Flag Warning - Large Fires | 2038 | 1.0276e-07 | 5.1382e-08 | 1.3213e-07 | 6.5028 | 0.81304 | 3.6355 | 2.0543 | 0 | 0 | 0 | 8.5602e-05 |  | 6.6826e-07 | 0 | 6.6826e-07 | 3.3413e-07 | 0 | 3.3413e-07 | 8.5919e-07 | 0 | 8.5919e-07 | [16 empty] | 7.3.1.3 Ignition probability mapping showing the probability of ignition along the electric lines and equipmentWLDFRAggregatedAggregated | WLDFR | HFTD - Distribution - Tier 2 - 2QU CoRE ¦ 1QU LoRE | Red Flag Warning - Catastrophic Fires | Aggregated | Aggregated | 2029 | 0.000141 | 0 | 186.3964 | 0.026281 | 2029 | Mitigation | 0.08575 | 30 | 0 | esc | 0.0012005 | 1.6927e-07 | 0.00060025 | 8.4633e-08 | 0.0015435 | 2.1763e-07
[35 empty] | 7.3.1.1 A summarized risk map that shows the overall ignition probability and estimated wildfire consequence along the electric lines and equipment | WLDFR | HFTD - Distribution - Zone 1 - 4QU CoRE ¦ 1QU LoRE | 2020 | 1 | 1.2732e-05 | 0.0003855 | 0 | 0.0003855 | 0 | 0 | 0 | 0 | 0 | 0 | 0 | 0 | 0 | 0 | 0 | 0 | 0.0003855 | 0 | 0 | 0 | 0 | 0 | 0 | 0 | 0 | 0 | 0 | 0 | [11 empty] | WLDFR | HFTD - Distribution - Tier 2 - 2QU CoRE ¦ 1QU LoRE | Non-Red Flag Warning - Large Fires | 2039 | 1.0276e-07 | 5.1382e-08 | 1.3213e-07 | 6.5028 | 0.81304 | 3.6355 | 2.0543 | 0 | 0 | 0 | 8.5602e-05 |  | 6.6826e-07 | 0 | 6.6826e-07 | 3.3413e-07 | 0 | 3.3413e-07 | 8.5919e-07 | 0 | 8.5919e-07 | [16 empty] | 7.3.1.3 Ignition probability mapping showing the probability of ignition along the electric lines and equipmentWLDFRAggregatedAggregated | WLDFR | HFTD - Distribution - Tier 2 - 2QU CoRE ¦ 1QU LoRE | Red Flag Warning - Catastrophic Fires | Aggregated | Aggregated | 2030 | 0.000141 | 0 | 186.3964 | 0.026281 | 2030 | Mitigation | 0.08575 | 30 | 0 | esc | 0.0012005 | 1.6927e-07 | 0.00060025 | 8.4633e-08 | 0.0015435 | 2.1763e-07
[35 empty] | 7.3.1.1 A summarized risk map that shows the overall ignition probability and estimated wildfire consequence along the electric lines and equipment | WLDFR | HFTD - Distribution - Zone 1 - 4QU CoRE ¦ 1QU LoRE | 2021 | 1 | 1.2732e-05 | 0.0003855 | 0 | 0.0003855 | 7.9249e-06 | 0.00023996 | 0 | 0.00023996 | 0 | 0 | 0 | 0 | 0 | 0 | 0 | 0 | 0.0003855 | 0.00023996 | 0 | 0 | 0 | 0 | 0 | 0 | 0 | 0 | 0 | 0 | [11 empty] | WLDFR | HFTD - Distribution - Tier 2 - 2QU CoRE ¦ 1QU LoRE | Non-Red Flag Warning - Large Fires | 2040 | 1.0276e-07 | 5.1382e-08 | 1.3213e-07 | 6.5028 | 0.81304 | 3.6355 | 2.0543 | 0 | 0 | 0 | 8.5602e-05 |  | 6.6826e-07 | 0 | 6.6826e-07 | 3.3413e-07 | 0 | 3.3413e-07 | 8.5919e-07 | 0 | 8.5919e-07 | [16 empty] | 7.3.1.3 Ignition probability mapping showing the probability of ignition along the electric lines and equipmentWLDFRAggregatedAggregated | WLDFR | HFTD - Distribution - Tier 2 - 2QU CoRE ¦ 1QU LoRE | Red Flag Warning - Catastrophic Fires | Aggregated | Aggregated | 2031 | 0.000141 | 0 | 186.3964 | 0.026281 | 2031 | Mitigation | 0.08575 | 30 | 0 | esc | 0.0012005 | 1.6927e-07 | 0.00060025 | 8.4633e-08 | 0.0015435 | 2.1763e-07
[35 empty] | 7.3.1.1 A summarized risk map that shows the overall ignition probability and estimated wildfire consequence along the electric lines and equipment | WLDFR | HFTD - Distribution - Zone 1 - 4QU CoRE ¦ 1QU LoRE | 2022 | 0.93458 | 1.2726e-05 | 0.00038291 | 0 | 0.00038291 | 7.9217e-06 | 0.00023835 | 0 | 0.00023835 | 1.809e-05 | 0.0005443 | 0 | 0.0005443 | 0 | 0 | 0 | 0 | 0.00035786 | 0.00022275 | 0.00050869 | 0 | 1.809e-05 | 1.6907e-05 | 0.0005443 | 0.00050869 | 0 | 0 | 0.0005443 | 0.00050869 | [11 empty] | WLDFR | HFTD - Distribution - Tier 2 - 2QU CoRE ¦ 1QU LoRE | Non-Red Flag Warning - Large Fires | 2041 | 1.0276e-07 | 5.1382e-08 | 1.3213e-07 | 6.5028 | 0.81304 | 3.6355 | 2.0543 | 0 | 0 | 0 | 8.5602e-05 |  | 6.6826e-07 | 0 | 6.6826e-07 | 3.3413e-07 | 0 | 3.3413e-07 | 8.5919e-07 | 0 | 8.5919e-07 | [16 empty] | 7.3.1.3 Ignition probability mapping showing the probability of ignition along the electric lines and equipmentWLDFRAggregatedAggregated | WLDFR | HFTD - Distribution - Tier 2 - 2QU CoRE ¦ 1QU LoRE | Red Flag Warning - Catastrophic Fires | Aggregated | Aggregated | 2032 | 0.000141 | 0 | 186.3964 | 0.026281 | 2032 | Mitigation | 0.08575 | 30 | 0 | esc | 0.0012005 | 1.6927e-07 | 0.00060025 | 8.4633e-08 | 0.0015435 | 2.1763e-07
[35 empty] | 7.3.1.1 A summarized risk map that shows the overall ignition probability and estimated wildfire consequence along the electric lines and equipment | WLDFR | HFTD - Distribution - Zone 1 - 4QU CoRE ¦ 1QU LoRE | 2023 | 0.87344 | 1.2726e-05 | 0.00039694 | 0 | 0.00039694 | 7.9217e-06 | 0.00024707 | 0 | 0.00024707 | 1.809e-05 | 0.00056423 | 0 | 0.00056423 | 1.8998e-05 | 0.00059253 | 0 | 0.00059253 | 0.0003467 | 0.0002158 | 0.00049282 | 0.00051754 | 1.809e-05 | 1.5801e-05 | 0.00056423 | 0.00049282 | 0 | 0 | 0.00056423 | 0.00049282 | [11 empty] | WLDFR | HFTD - Distribution - Tier 2 - 2QU CoRE ¦ 1QU LoRE | Non-Red Flag Warning - Large Fires | 2042 | 1.0276e-07 | 5.1382e-08 | 1.3213e-07 | 6.5028 | 0.81304 | 3.6355 | 2.0543 | 0 | 0 | 0 | 8.5602e-05 |  | 6.6826e-07 | 0 | 6.6826e-07 | 3.3413e-07 | 0 | 3.3413e-07 | 8.5919e-07 | 0 | 8.5919e-07 | [16 empty] | 7.3.1.3 Ignition probability mapping showing the probability of ignition along the electric lines and equipmentWLDFRAggregatedAggregated | WLDFR | HFTD - Distribution - Tier 2 - 2QU CoRE ¦ 1QU LoRE | Red Flag Warning - Catastrophic Fires | Aggregated | Aggregated | 2033 | 0.000141 | 0 | 186.3964 | 0.026281 | 2033 | Mitigation | 0.08575 | 30 | 0 | esc | 0.0012005 | 1.6927e-07 | 0.00060025 | 8.4633e-08 | 0.0015435 | 2.1763e-07
[35 empty] | 7.3.1.1 A summarized risk map that shows the overall ignition probability and estimated wildfire consequence along the electric lines and equipment | WLDFR | HFTD - Distribution - Zone 1 - 4QU CoRE ¦ 1QU LoRE | 2024 | 0.8163 | 1.2726e-05 | 0.00039694 | 0 | 0.00039694 | 7.9217e-06 | 0.00024707 | 0 | 0.00024707 | 1.809e-05 | 0.00056423 | 0 | 0.00056423 | 1.8998e-05 | 0.00059253 | 0 | 0.00059253 | 0.00032402 | 0.00020169 | 0.00046058 | 0.00048368 | 1.809e-05 | 1.4767e-05 | 0.00056423 | 0.00046058 | 0 | 0 | 0.00056423 | 0.00046058 | [11 empty] | WLDFR | HFTD - Distribution - Tier 2 - 2QU CoRE ¦ 1QU LoRE | Non-Red Flag Warning - Large Fires | 2043 | 1.0276e-07 | 5.1382e-08 | 1.3213e-07 | 6.9209 | 0.84944 | 3.8632 | 2.2083 | 0 | 0 | 0 | 8.5602e-05 |  | 7.1123e-07 | 0 | 7.1123e-07 | 3.5561e-07 | 0 | 3.5561e-07 | 9.1443e-07 | 0 | 9.1443e-07 | [16 empty] | 7.3.1.3 Ignition probability mapping showing the probability of ignition along the electric lines and equipmentWLDFRAggregatedAggregated | WLDFR | HFTD - Distribution - Tier 2 - 2QU CoRE ¦ 1QU LoRE | Red Flag Warning - Catastrophic Fires | Aggregated | Aggregated | 2034 | 0.000141 | 0 | 186.3964 | 0.026281 | 2034 | Mitigation | 0.08575 | 30 | 0 | esc | 0.0012005 | 1.6927e-07 | 0.00060025 | 8.4633e-08 | 0.0015435 | 2.1763e-07
[35 empty] | 7.3.1.1 A summarized risk map that shows the overall ignition probability and estimated wildfire consequence along the electric lines and equipment | WLDFR | HFTD - Distribution - Zone 1 - 4QU CoRE ¦ 1QU LoRE | 2025 | 0.7629 | 1.2726e-05 | 0.00039694 | 0 | 0.00039694 | 7.9217e-06 | 0.00024707 | 0 | 0.00024707 | 1.809e-05 | 0.00056423 | 0 | 0.00056423 | 1.8998e-05 | 0.00059253 | 0 | 0.00059253 | 0.00030282 | 0.00018849 | 0.00043045 | 0.00045204 | 1.809e-05 | 1.3801e-05 | 0.00056423 | 0.00043045 | 0 | 0 | 0.00056423 | 0.00043045 | [11 empty] | WLDFR | HFTD - Distribution - Tier 2 - 2QU CoRE ¦ 1QU LoRE | Non-Red Flag Warning - Large Fires | 2044 | 1.0276e-07 | 5.1382e-08 | 1.3213e-07 | 6.9209 | 0.84944 | 3.8632 | 2.2083 | 0 | 0 | 0 | 8.5602e-05 |  | 7.1123e-07 | 0 | 7.1123e-07 | 3.5561e-07 | 0 | 3.5561e-07 | 9.1443e-07 | 0 | 9.1443e-07 | [16 empty] | 7.3.1.3 Ignition probability mapping showing the probability of ignition along the electric lines and equipmentWLDFRAggregatedAggregated | WLDFR | HFTD - Distribution - Tier 2 - 2QU CoRE ¦ 1QU LoRE | Red Flag Warning - Catastrophic Fires | Aggregated | Aggregated | 2035 | 0.000141 | 0 | 186.3964 | 0.026281 | 2035 | Mitigation | 0.08575 | 30 | 0 | esc | 0.0012005 | 1.6927e-07 | 0.00060025 | 8.4633e-08 | 0.0015435 | 2.1763e-07
[35 empty] | 7.3.1.1 A summarized risk map that shows the overall ignition probability and estimated wildfire consequence along the electric lines and equipment | WLDFR | HFTD - Distribution - Zone 1 - 4QU CoRE ¦ 1QU LoRE | 2026 | 0.71299 | 1.2726e-05 | 0.00039694 | 0 | 0.00039694 | 7.9217e-06 | 0.00024707 | 0 | 0.00024707 | 1.809e-05 | 0.00056423 | 0 | 0.00056423 | 1.8998e-05 | 0.00059253 | 0 | 0.00059253 | 0.00028301 | 0.00017616 | 0.00040229 | 0.00042246 | 1.809e-05 | 1.2898e-05 | 0.00056423 | 0.00040229 | 0 | 0 | 0.00056423 | 0.00040229 | [11 empty] | WLDFR | HFTD - Distribution - Tier 2 - 2QU CoRE ¦ 1QU LoRE | Non-Red Flag Warning - Large Fires | 2045 | 1.0276e-07 | 5.1382e-08 | 1.3213e-07 | 6.9209 | 0.84944 | 3.8632 | 2.2083 | 0 | 0 | 0 | 8.5602e-05 |  | 7.1123e-07 | 0 | 7.1123e-07 | 3.5561e-07 | 0 | 3.5561e-07 | 9.1443e-07 | 0 | 9.1443e-07 | [16 empty] | 7.3.1.3 Ignition probability mapping showing the probability of ignition along the electric lines and equipmentWLDFRAggregatedAggregated | WLDFR | HFTD - Distribution - Tier 2 - 2QU CoRE ¦ 1QU LoRE | Red Flag Warning - Catastrophic Fires | Aggregated | Aggregated | 2036 | 0.000141 | 0 | 186.3964 | 0.026281 | 2036 | Mitigation | 0.08575 | 30 | 0 | esc | 0.0012005 | 1.6927e-07 | 0.00060025 | 8.4633e-08 | 0.0015435 | 2.1763e-07
[35 empty] | 7.3.1.1 A summarized risk map that shows the overall ignition probability and estimated wildfire consequence along the electric lines and equipment | WLDFR | HFTD - Distribution - Zone 1 - 4QU CoRE ¦ 1QU LoRE | 2027 | 0.66634 | 1.2726e-05 | 0.00039694 | 0 | 0.00039694 | 7.9217e-06 | 0.00024707 | 0 | 0.00024707 | 1.809e-05 | 0.00056423 | 0 | 0.00056423 | 1.8998e-05 | 0.00059253 | 0 | 0.00059253 | 0.00026449 | 0.00016464 | 0.00037597 | 0.00039483 | 1.809e-05 | 1.2054e-05 | 0.00056423 | 0.00037597 | 0 | 0 | 0.00056423 | 0.00037597 | [11 empty] | WLDFR | HFTD - Distribution - Tier 2 - 2QU CoRE ¦ 1QU LoRE | Non-Red Flag Warning - Large Fires | 2046 | 1.0276e-07 | 5.1382e-08 | 1.3213e-07 | 6.9209 | 0.84944 | 3.8632 | 2.2083 | 0 | 0 | 0 | 8.5602e-05 |  | 7.1123e-07 | 0 | 7.1123e-07 | 3.5561e-07 | 0 | 3.5561e-07 | 9.1443e-07 | 0 | 9.1443e-07 | [16 empty] | 7.3.1.3 Ignition probability mapping showing the probability of ignition along the electric lines and equipmentWLDFRAggregatedAggregated | WLDFR | HFTD - Distribution - Tier 2 - 2QU CoRE ¦ 1QU LoRE | Red Flag Warning - Catastrophic Fires | Aggregated | Aggregated | 2037 | 0.000141 | 0 | 186.3964 | 0.026281 | 2037 | Mitigation | 0.08575 | 30 | 0 | esc | 0.0012005 | 1.6927e-07 | 0.00060025 | 8.4633e-08 | 0.0015435 | 2.1763e-07
[35 empty] | 7.3.1.1 A summarized risk map that shows the overall ignition probability and estimated wildfire consequence along the electric lines and equipment | WLDFR | HFTD - Distribution - Zone 1 - 4QU CoRE ¦ 1QU LoRE | 2028 | 0.62275 | 1.2726e-05 | 0.0004146 | 0 | 0.0004146 | 7.9217e-06 | 0.00025807 | 0 | 0.00025807 | 1.809e-05 | 0.00058935 | 0 | 0.00058935 | 1.8998e-05 | 0.0006189 | 0 | 0.0006189 | 0.00025819 | 0.00016071 | 0.00036702 | 0.00038542 | 1.809e-05 | 1.1266e-05 | 0.00058935 | 0.00036702 | 0 | 0 | 0.00058935 | 0.00036702 | [11 empty] | WLDFR | HFTD - Distribution - Tier 2 - 2QU CoRE ¦ 1QU LoRE | Non-Red Flag Warning - Large Fires | 2047 | 1.0276e-07 | 5.1382e-08 | 1.3213e-07 | 6.9209 | 0.84944 | 3.8632 | 2.2083 | 0 | 0 | 0 | 8.5602e-05 |  | 7.1123e-07 | 0 | 7.1123e-07 | 3.5561e-07 | 0 | 3.5561e-07 | 9.1443e-07 | 0 | 9.1443e-07 | [16 empty] | 7.3.1.3 Ignition probability mapping showing the probability of ignition along the electric lines and equipmentWLDFRAggregatedAggregated | WLDFR | HFTD - Distribution - Tier 2 - 2QU CoRE ¦ 1QU LoRE | Red Flag Warning - Catastrophic Fires | Aggregated | Aggregated | 2038 | 0.000141 | 0 | 186.3964 | 0.026281 | 2038 | Mitigation | 0.08575 | 30 | 0 | esc | 0.0012005 | 1.6927e-07 | 0.00060025 | 8.4633e-08 | 0.0015435 | 2.1763e-07
[35 empty] | 7.3.1.1 A summarized risk map that shows the overall ignition probability and estimated wildfire consequence along the electric lines and equipment | WLDFR | HFTD - Distribution - Zone 1 - 4QU CoRE ¦ 1QU LoRE | 2029 | 0.58201 | 1.2726e-05 | 0.0004146 | 0 | 0.0004146 | 7.9217e-06 | 0.00025807 | 0 | 0.00025807 | 1.809e-05 | 0.00058935 | 0 | 0.00058935 | 1.8998e-05 | 0.0006189 | 0 | 0.0006189 | 0.0002413 | 0.0001502 | 0.00034301 | 0.00036021 | 1.809e-05 | 1.0529e-05 | 0.00058935 | 0.00034301 | 0 | 0 | 0.00058935 | 0.00034301 | [11 empty] | WLDFR | HFTD - Distribution - Tier 2 - 2QU CoRE ¦ 1QU LoRE | Non-Red Flag Warning - Large Fires | 2048 | 1.0276e-07 | 5.1382e-08 | 1.3213e-07 | 7.3713 | 0.88759 | 4.1075 | 2.3763 | 0 | 0 | 0 | 8.5602e-05 |  | 7.5751e-07 | 0 | 7.5751e-07 | 3.7876e-07 | 0 | 3.7876e-07 | 9.7395e-07 | 0 | 9.7395e-07 | [16 empty] | 7.3.1.3 Ignition probability mapping showing the probability of ignition along the electric lines and equipmentWLDFRAggregatedAggregated | WLDFR | HFTD - Distribution - Tier 2 - 2QU CoRE ¦ 1QU LoRE | Red Flag Warning - Catastrophic Fires | Aggregated | Aggregated | 2039 | 0.000141 | 0 | 186.3964 | 0.026281 | 2039 | Mitigation | 0.08575 | 30 | 0 | esc | 0.0012005 | 1.6927e-07 | 0.00060025 | 8.4633e-08 | 0.0015435 | 2.1763e-07
[35 empty] | 7.3.1.1 A summarized risk map that shows the overall ignition probability and estimated wildfire consequence along the electric lines and equipment | WLDFR | HFTD - Distribution - Zone 1 - 4QU CoRE ¦ 1QU LoRE | 2030 | 0.54393 | 1.2726e-05 | 0.0004146 | 0 | 0.0004146 | 7.9217e-06 | 0.00025807 | 0 | 0.00025807 | 1.809e-05 | 0.00058935 | 0 | 0.00058935 | 1.8998e-05 | 0.0006189 | 0 | 0.0006189 | 0.00022552 | 0.00014037 | 0.00032057 | 0.00033664 | 1.809e-05 | 9.84e-06 | 0.00058935 | 0.00032057 | 0 | 0 | 0.00058935 | 0.00032057 | [11 empty] | WLDFR | HFTD - Distribution - Tier 2 - 2QU CoRE ¦ 1QU LoRE | Non-Red Flag Warning - Large Fires | 2049 | 1.0276e-07 | 5.1382e-08 | 1.3213e-07 | 7.3713 | 0.88759 | 4.1075 | 2.3763 | 0 | 0 | 0 | 8.5602e-05 |  | 7.5751e-07 | 0 | 7.5751e-07 | 3.7876e-07 | 0 | 3.7876e-07 | 9.7395e-07 | 0 | 9.7395e-07 | [16 empty] | 7.3.1.3 Ignition probability mapping showing the probability of ignition along the electric lines and equipmentWLDFRAggregatedAggregated | WLDFR | HFTD - Distribution - Tier 2 - 2QU CoRE ¦ 1QU LoRE | Red Flag Warning - Catastrophic Fires | Aggregated | Aggregated | 2040 | 0.000141 | 0 | 186.3964 | 0.026281 | 2040 | Mitigation | 0.08575 | 30 | 0 | esc | 0.0012005 | 1.6927e-07 | 0.00060025 | 8.4633e-08 | 0.0015435 | 2.1763e-07
[35 empty] | 7.3.1.1 A summarized risk map that shows the overall ignition probability and estimated wildfire consequence along the electric lines and equipment | WLDFR | HFTD - Distribution - Zone 1 - 4QU CoRE ¦ 1QU LoRE | 2031 | 0.50835 | 1.2726e-05 | 0.0004146 | 0 | 0.0004146 | 7.9217e-06 | 0.00025807 | 0 | 0.00025807 | 1.809e-05 | 0.00058935 | 0 | 0.00058935 | 1.8998e-05 | 0.0006189 | 0 | 0.0006189 | 0.00021076 | 0.00013119 | 0.00029959 | 0.00031462 | 1.809e-05 | 9.1963e-06 | 0.00058935 | 0.00029959 | 0 | 0 | 0.00058935 | 0.00029959 | [11 empty] | WLDFR | HFTD - Distribution - Tier 2 - 2QU CoRE ¦ 1QU LoRE | Non-Red Flag Warning - Large Fires | 2050 | 0 | 5.1382e-08 | 1.3213e-07 | 7.3713 | 0.88759 | 4.1075 | 2.3763 | 0 | 0 | 0 | 8.5602e-05 |  | 0 | 0 | 0 | 3.7876e-07 | 0 | 3.7876e-07 | 9.7395e-07 | 0 | 9.7395e-07 | [16 empty] | 7.3.1.3 Ignition probability mapping showing the probability of ignition along the electric lines and equipmentWLDFRAggregatedAggregated | WLDFR | HFTD - Distribution - Tier 2 - 2QU CoRE ¦ 1QU LoRE | Red Flag Warning - Catastrophic Fires | Aggregated | Aggregated | 2041 | 0.000141 | 0 | 186.3964 | 0.026281 | 2041 | Mitigation | 0.08575 | 30 | 0 | esc | 0.0012005 | 1.6927e-07 | 0.00060025 | 8.4633e-08 | 0.0015435 | 2.1763e-07
[35 empty] | 7.3.1.1 A summarized risk map that shows the overall ignition probability and estimated wildfire consequence along the electric lines and equipment | WLDFR | HFTD - Distribution - Zone 1 - 4QU CoRE ¦ 1QU LoRE | 2032 | 0.47509 | 1.2726e-05 | 0.0004146 | 0 | 0.0004146 | 7.9217e-06 | 0.00025807 | 0 | 0.00025807 | 1.809e-05 | 0.00058935 | 0 | 0.00058935 | 1.8998e-05 | 0.0006189 | 0 | 0.0006189 | 0.00019697 | 0.00012261 | 0.00027999 | 0.00029403 | 1.809e-05 | 8.5946e-06 | 0.00058935 | 0.00027999 | 0 | 0 | 0.00058935 | 0.00027999 | [11 empty] | WLDFR | HFTD - Distribution - Tier 2 - 2QU CoRE ¦ 1QU LoRE | Non-Red Flag Warning - Large Fires | 2051 | 0 | 0 | 1.3213e-07 | 7.3713 | 0.88759 | 4.1075 | 2.3763 | 0 | 0 | 0 | 8.5602e-05 |  | 0 | 0 | 0 | 0 | 0 | 0 | 9.7395e-07 | 0 | 9.7395e-07 | [16 empty] | 7.3.1.3 Ignition probability mapping showing the probability of ignition along the electric lines and equipmentWLDFRAggregatedAggregated | WLDFR | HFTD - Distribution - Tier 2 - 2QU CoRE ¦ 1QU LoRE | Red Flag Warning - Catastrophic Fires | Aggregated | Aggregated | 2042 | 0.000141 | 0 | 186.3964 | 0.026281 | 2042 | Mitigation | 0.08575 | 30 | 0 | esc | 0.0012005 | 1.6927e-07 | 0.00060025 | 8.4633e-08 | 0.0015435 | 2.1763e-07
[35 empty] | 7.3.1.1 A summarized risk map that shows the overall ignition probability and estimated wildfire consequence along the electric lines and equipment | WLDFR | HFTD - Distribution - Zone 1 - 4QU CoRE ¦ 1QU LoRE | 2033 | 0.44401 | 1.2726e-05 | 0.00043423 | 0 | 0.00043423 | 7.9217e-06 | 0.00027029 | 0 | 0.00027029 | 1.809e-05 | 0.00061725 | 0 | 0.00061725 | 1.8998e-05 | 0.0006482 | 0 | 0.0006482 | 0.0001928 | 0.00012001 | 0.00027407 | 0.00028781 | 1.809e-05 | 8.0324e-06 | 0.00061725 | 0.00027407 | 0 | 0 | 0.00061725 | 0.00027407 | [11 empty] | WLDFR | HFTD - Distribution - Tier 2 - 2QU CoRE ¦ 1QU LoRE | Non-Red Flag Warning - Small Fires | 2020 | 1.2037e-05 | 0 | 0 | 0.077901 | 0.036425 | 0.0015809 | 0.039895 | 0 | 0 | 0 | 0.010026 |  | 9.3766e-07 | 0 | 9.3766e-07 | 0 | 0 | 0 | 0 | 0 | 0 | [16 empty] | 7.3.1.3 Ignition probability mapping showing the probability of ignition along the electric lines and equipmentWLDFRAggregatedAggregated | WLDFR | HFTD - Distribution - Tier 2 - 2QU CoRE ¦ 1QU LoRE | Red Flag Warning - Catastrophic Fires | Aggregated | Aggregated | 2043 | 0.000141 | 0 | 186.3964 | 0.026281 | 2043 | Mitigation | 0.08575 | 30 | 0 | esc | 0.0012005 | 1.6927e-07 | 0.00060025 | 8.4633e-08 | 0.0015435 | 2.1763e-07
[35 empty] | 7.3.1.1 A summarized risk map that shows the overall ignition probability and estimated wildfire consequence along the electric lines and equipment | WLDFR | HFTD - Distribution - Zone 1 - 4QU CoRE ¦ 1QU LoRE | 2034 | 0.41496 | 1.2726e-05 | 0.00043423 | 0 | 0.00043423 | 7.9217e-06 | 0.00027029 | 0 | 0.00027029 | 1.809e-05 | 0.00061725 | 0 | 0.00061725 | 1.8998e-05 | 0.0006482 | 0 | 0.0006482 | 0.00018019 | 0.00011216 | 0.00025614 | 0.00026898 | 1.809e-05 | 7.5069e-06 | 0.00061725 | 0.00025614 | 0 | 0 | 0.00061725 | 0.00025614 | [11 empty] | WLDFR | HFTD - Distribution - Tier 2 - 2QU CoRE ¦ 1QU LoRE | Non-Red Flag Warning - Small Fires | 2021 | 1.2037e-05 | 6.0183e-06 | 0 | 0.077901 | 0.036425 | 0.0015809 | 0.039895 | 0 | 0 | 0 | 0.010026 |  | 9.3766e-07 | 0 | 9.3766e-07 | 4.6883e-07 | 0 | 4.6883e-07 | 0 | 0 | 0 | [16 empty] | 7.3.1.3 Ignition probability mapping showing the probability of ignition along the electric lines and equipmentWLDFRAggregatedAggregated | WLDFR | HFTD - Distribution - Tier 2 - 2QU CoRE ¦ 1QU LoRE | Red Flag Warning - Catastrophic Fires | Aggregated | Aggregated | 2044 | 0.000141 | 0 | 186.3964 | 0.026281 | 2044 | Mitigation | 0.08575 | 30 | 0 | esc | 0.0012005 | 1.6927e-07 | 0.00060025 | 8.4633e-08 | 0.0015435 | 2.1763e-07
[35 empty] | 7.3.1.1 A summarized risk map that shows the overall ignition probability and estimated wildfire consequence along the electric lines and equipment | WLDFR | HFTD - Distribution - Zone 1 - 4QU CoRE ¦ 1QU LoRE | 2035 | 0.38782 | 1.2726e-05 | 0.00043423 | 0 | 0.00043423 | 7.9217e-06 | 0.00027029 | 0 | 0.00027029 | 1.809e-05 | 0.00061725 | 0 | 0.00061725 | 1.8998e-05 | 0.0006482 | 0 | 0.0006482 | 0.0001684 | 0.00010482 | 0.00023938 | 0.00025138 | 1.809e-05 | 7.0158e-06 | 0.00061725 | 0.00023938 | 0 | 0 | 0.00061725 | 0.00023938 | [11 empty] | WLDFR | HFTD - Distribution - Tier 2 - 2QU CoRE ¦ 1QU LoRE | Non-Red Flag Warning - Small Fires | 2022 | 1.2037e-05 | 6.0183e-06 | 1.5476e-05 | 0.077901 | 0.036425 | 0.0015809 | 0.039895 | 0 | 0 | 0 | 0.010026 |  | 9.3766e-07 | 0 | 9.3766e-07 | 4.6883e-07 | 0 | 4.6883e-07 | 1.2056e-06 | 0 | 1.2056e-06 | [16 empty] | 7.3.1.3 Ignition probability mapping showing the probability of ignition along the electric lines and equipmentWLDFRAggregatedAggregated | WLDFR | HFTD - Distribution - Tier 2 - 2QU CoRE ¦ 1QU LoRE | Red Flag Warning - Catastrophic Fires | Aggregated | Aggregated | 2045 | 0.000141 | 0 | 186.3964 | 0.026281 | 2045 | Mitigation | 0.08575 | 30 | 0 | esc | 0.0012005 | 1.6927e-07 | 0.00060025 | 8.4633e-08 | 0.0015435 | 2.1763e-07
[35 empty] | 7.3.1.1 A summarized risk map that shows the overall ignition probability and estimated wildfire consequence along the electric lines and equipment | WLDFR | HFTD - Distribution - Zone 1 - 4QU CoRE ¦ 1QU LoRE | 2036 | 0.36245 | 1.2726e-05 | 0.00043423 | 0 | 0.00043423 | 7.9217e-06 | 0.00027029 | 0 | 0.00027029 | 1.809e-05 | 0.00061725 | 0 | 0.00061725 | 1.8998e-05 | 0.0006482 | 0 | 0.0006482 | 0.00015739 | 9.7965e-05 | 0.00022372 | 0.00023494 | 1.809e-05 | 6.5568e-06 | 0.00061725 | 0.00022372 | 0 | 0 | 0.00061725 | 0.00022372 | [11 empty] | WLDFR | HFTD - Distribution - Tier 2 - 2QU CoRE ¦ 1QU LoRE | Non-Red Flag Warning - Small Fires | 2023 | 1.2037e-05 | 6.0183e-06 | 1.5476e-05 | 0.080408 | 0.03759 | 0.0016314 | 0.041187 | 0 | 0 | 0 | 0.010026 |  | 9.6784e-07 | 0 | 9.6784e-07 | 4.8392e-07 | 0 | 4.8392e-07 | 1.2444e-06 | 0 | 1.2444e-06 | [16 empty] | 7.3.1.3 Ignition probability mapping showing the probability of ignition along the electric lines and equipmentWLDFRAggregatedAggregated | WLDFR | HFTD - Distribution - Tier 2 - 2QU CoRE ¦ 1QU LoRE | Red Flag Warning - Catastrophic Fires | Aggregated | Aggregated | 2046 | 0.000141 | 0 | 186.3964 | 0.026281 | 2046 | Mitigation | 0.08575 | 30 | 0 | esc | 0.0012005 | 1.6927e-07 | 0.00060025 | 8.4633e-08 | 0.0015435 | 2.1763e-07
[35 empty] | 7.3.1.1 A summarized risk map that shows the overall ignition probability and estimated wildfire consequence along the electric lines and equipment | WLDFR | HFTD - Distribution - Zone 1 - 4QU CoRE ¦ 1QU LoRE | 2037 | 0.33873 | 1.2726e-05 | 0.00043423 | 0 | 0.00043423 | 7.9217e-06 | 0.00027029 | 0 | 0.00027029 | 1.809e-05 | 0.00061725 | 0 | 0.00061725 | 1.8998e-05 | 0.0006482 | 0 | 0.0006482 | 0.00014709 | 9.1556e-05 | 0.00020908 | 0.00021957 | 1.809e-05 | 6.1279e-06 | 0.00061725 | 0.00020908 | 0 | 0 | 0.00061725 | 0.00020908 | [11 empty] | WLDFR | HFTD - Distribution - Tier 2 - 2QU CoRE ¦ 1QU LoRE | Non-Red Flag Warning - Small Fires | 2024 | 1.2037e-05 | 6.0183e-06 | 1.5476e-05 | 0.080408 | 0.03759 | 0.0016314 | 0.041187 | 0 | 0 | 0 | 0.010026 |  | 9.6784e-07 | 0 | 9.6784e-07 | 4.8392e-07 | 0 | 4.8392e-07 | 1.2444e-06 | 0 | 1.2444e-06 | [16 empty] | 7.3.1.3 Ignition probability mapping showing the probability of ignition along the electric lines and equipmentWLDFRAggregatedAggregated | WLDFR | HFTD - Distribution - Tier 2 - 2QU CoRE ¦ 1QU LoRE | Red Flag Warning - Catastrophic Fires | Aggregated | Aggregated | 2047 | 0.000141 | 0 | 186.3964 | 0.026281 | 2047 | Mitigation | 0.08575 | 30 | 0 | esc | 0.0012005 | 1.6927e-07 | 0.00060025 | 8.4633e-08 | 0.0015435 | 2.1763e-07
[35 empty] | 7.3.1.1 A summarized risk map that shows the overall ignition probability and estimated wildfire consequence along the electric lines and equipment | WLDFR | HFTD - Distribution - Zone 1 - 4QU CoRE ¦ 1QU LoRE | 2038 | 0.31657 | 1.2726e-05 | 0.00045554 | 0 | 0.00045554 | 7.9217e-06 | 0.00028355 | 0 | 0.00028355 | 1.809e-05 | 0.00064754 | 0 | 0.00064754 | 1.8998e-05 | 0.00068001 | 0 | 0.00068001 | 0.00014421 | 8.9765e-05 | 0.00020499 | 0.00021527 | 1.809e-05 | 5.727e-06 | 0.00064754 | 0.00020499 | 0 | 0 | 0.00064754 | 0.00020499 | [11 empty] | WLDFR | HFTD - Distribution - Tier 2 - 2QU CoRE ¦ 1QU LoRE | Non-Red Flag Warning - Small Fires | 2025 | 1.2037e-05 | 6.0183e-06 | 1.5476e-05 | 0.080408 | 0.03759 | 0.0016314 | 0.041187 | 0 | 0 | 0 | 0.010026 |  | 9.6784e-07 | 0 | 9.6784e-07 | 4.8392e-07 | 0 | 4.8392e-07 | 1.2444e-06 | 0 | 1.2444e-06 | [16 empty] | 7.3.1.3 Ignition probability mapping showing the probability of ignition along the electric lines and equipmentWLDFRAggregatedAggregated | WLDFR | HFTD - Distribution - Tier 2 - 2QU CoRE ¦ 1QU LoRE | Red Flag Warning - Catastrophic Fires | Aggregated | Aggregated | 2048 | 0.000141 | 0 | 186.3964 | 0.026281 | 2048 | Mitigation | 0.08575 | 30 | 0 | esc | 0.0012005 | 1.6927e-07 | 0.00060025 | 8.4633e-08 | 0.0015435 | 2.1763e-07
[35 empty] | 7.3.1.1 A summarized risk map that shows the overall ignition probability and estimated wildfire consequence along the electric lines and equipment | WLDFR | HFTD - Distribution - Zone 1 - 4QU CoRE ¦ 1QU LoRE | 2039 | 0.29586 | 1.2726e-05 | 0.00045554 | 0 | 0.00045554 | 7.9217e-06 | 0.00028355 | 0 | 0.00028355 | 1.809e-05 | 0.00064754 | 0 | 0.00064754 | 1.8998e-05 | 0.00068001 | 0 | 0.00068001 | 0.00013478 | 8.3893e-05 | 0.00019158 | 0.00020119 | 1.809e-05 | 5.3523e-06 | 0.00064754 | 0.00019158 | 0 | 0 | 0.00064754 | 0.00019158 | [11 empty] | WLDFR | HFTD - Distribution - Tier 2 - 2QU CoRE ¦ 1QU LoRE | Non-Red Flag Warning - Small Fires | 2026 | 1.2037e-05 | 6.0183e-06 | 1.5476e-05 | 0.080408 | 0.03759 | 0.0016314 | 0.041187 | 0 | 0 | 0 | 0.010026 |  | 9.6784e-07 | 0 | 9.6784e-07 | 4.8392e-07 | 0 | 4.8392e-07 | 1.2444e-06 | 0 | 1.2444e-06 | [16 empty] | 7.3.1.3 Ignition probability mapping showing the probability of ignition along the electric lines and equipmentWLDFRAggregatedAggregated | WLDFR | HFTD - Distribution - Tier 2 - 2QU CoRE ¦ 1QU LoRE | Red Flag Warning - Catastrophic Fires | Aggregated | Aggregated | 2049 | 0.000141 | 0 | 186.3964 | 0.026281 | 2049 | Mitigation | 0.08575 | 30 | 0 | esc | 0.0012005 | 1.6927e-07 | 0.00060025 | 8.4633e-08 | 0.0015435 | 2.1763e-07
[35 empty] | 7.3.1.1 A summarized risk map that shows the overall ignition probability and estimated wildfire consequence along the electric lines and equipment | WLDFR | HFTD - Distribution - Zone 1 - 4QU CoRE ¦ 1QU LoRE | 2040 | 0.27651 | 1.2726e-05 | 0.00045554 | 0 | 0.00045554 | 7.9217e-06 | 0.00028355 | 0 | 0.00028355 | 1.809e-05 | 0.00064754 | 0 | 0.00064754 | 1.8998e-05 | 0.00068001 | 0 | 0.00068001 | 0.00012596 | 7.8404e-05 | 0.00017905 | 0.00018803 | 1.809e-05 | 5.0022e-06 | 0.00064754 | 0.00017905 | 0 | 0 | 0.00064754 | 0.00017905 | [11 empty] | WLDFR | HFTD - Distribution - Tier 2 - 2QU CoRE ¦ 1QU LoRE | Non-Red Flag Warning - Small Fires | 2027 | 1.2037e-05 | 6.0183e-06 | 1.5476e-05 | 0.080408 | 0.03759 | 0.0016314 | 0.041187 | 0 | 0 | 0 | 0.010026 |  | 9.6784e-07 | 0 | 9.6784e-07 | 4.8392e-07 | 0 | 4.8392e-07 | 1.2444e-06 | 0 | 1.2444e-06 | [16 empty] | 7.3.1.3 Ignition probability mapping showing the probability of ignition along the electric lines and equipmentWLDFRAggregatedAggregated | WLDFR | HFTD - Distribution - Tier 2 - 2QU CoRE ¦ 1QU LoRE | Red Flag Warning - Catastrophic Fires | Aggregated | Aggregated | 2050 | 0.000141 | 0 | 186.3964 | 0.026281 | 2050 | Mitigation | 0.08575 | 30 | 0 | esc | 0 | 0 | 0.00060025 | 8.4633e-08 | 0.0015435 | 2.1763e-07
[35 empty] | 7.3.1.1 A summarized risk map that shows the overall ignition probability and estimated wildfire consequence along the electric lines and equipment | WLDFR | HFTD - Distribution - Zone 1 - 4QU CoRE ¦ 1QU LoRE | 2041 | 0.25842 | 1.2726e-05 | 0.00045554 | 0 | 0.00045554 | 7.9217e-06 | 0.00028355 | 0 | 0.00028355 | 1.809e-05 | 0.00064754 | 0 | 0.00064754 | 1.8998e-05 | 0.00068001 | 0 | 0.00068001 | 0.00011772 | 7.3275e-05 | 0.00016734 | 0.00017573 | 1.809e-05 | 4.6749e-06 | 0.00064754 | 0.00016734 | 0 | 0 | 0.00064754 | 0.00016734 | [11 empty] | WLDFR | HFTD - Distribution - Tier 2 - 2QU CoRE ¦ 1QU LoRE | Non-Red Flag Warning - Small Fires | 2028 | 1.2037e-05 | 6.0183e-06 | 1.5476e-05 | 0.083606 | 0.039055 | 0.001695 | 0.042856 | 0 | 0 | 0 | 0.010026 |  | 1.0063e-06 | 0 | 1.0063e-06 | 5.0317e-07 | 0 | 5.0317e-07 | 1.2939e-06 | 0 | 1.2939e-06 | [16 empty] | 7.3.1.3 Ignition probability mapping showing the probability of ignition along the electric lines and equipmentWLDFRAggregatedAggregated | WLDFR | HFTD - Distribution - Tier 2 - 2QU CoRE ¦ 1QU LoRE | Red Flag Warning - Catastrophic Fires | Aggregated | Aggregated | 2051 | 0.000141 | 0 | 186.3964 | 0.026281 | 2051 | Mitigation | 0.08575 | 30 | 0 | esc | 0 | 0 | 0 | 0 | 0.0015435 | 2.1763e-07
[35 empty] | 7.3.1.1 A summarized risk map that shows the overall ignition probability and estimated wildfire consequence along the electric lines and equipment | WLDFR | HFTD - Distribution - Zone 1 - 4QU CoRE ¦ 1QU LoRE | 2042 | 0.24151 | 1.2726e-05 | 0.00045554 | 0 | 0.00045554 | 7.9217e-06 | 0.00028355 | 0 | 0.00028355 | 1.809e-05 | 0.00064754 | 0 | 0.00064754 | 1.8998e-05 | 0.00068001 | 0 | 0.00068001 | 0.00011002 | 6.8482e-05 | 0.00015639 | 0.00016423 | 1.809e-05 | 4.3691e-06 | 0.00064754 | 0.00015639 | 0 | 0 | 0.00064754 | 0.00015639 | [11 empty] | WLDFR | HFTD - Distribution - Tier 2 - 2QU CoRE ¦ 1QU LoRE | Non-Red Flag Warning - Small Fires | 2029 | 1.2037e-05 | 6.0183e-06 | 1.5476e-05 | 0.083606 | 0.039055 | 0.001695 | 0.042856 | 0 | 0 | 0 | 0.010026 |  | 1.0063e-06 | 0 | 1.0063e-06 | 5.0317e-07 | 0 | 5.0317e-07 | 1.2939e-06 | 0 | 1.2939e-06 | [16 empty] | 7.3.1.3 Ignition probability mapping showing the probability of ignition along the electric lines and equipmentWLDFRAggregatedAggregated | WLDFR | HFTD - Distribution - Tier 2 - 2QU CoRE ¦ 1QU LoRE | Red Flag Warning - Destructive Fires | Aggregated | Aggregated | 2021 | 2.5416e-05 | 0 | 186.3964 | 0.0047374 | 2021 | Mitigation | 0.08575 | 30 | 0 | esc | 0.0012005 | 3.0512e-08 | 0.00060025 | 1.5256e-08 | 0 | 0
[35 empty] | 7.3.1.1 A summarized risk map that shows the overall ignition probability and estimated wildfire consequence along the electric lines and equipment | WLDFR | HFTD - Distribution - Zone 1 - 4QU CoRE ¦ 1QU LoRE | 2043 | 0.22571 | 1.2726e-05 | 0.00047823 | 0 | 0.00047823 | 7.9217e-06 | 0.00029768 | 0 | 0.00029768 | 1.809e-05 | 0.0006798 | 0 | 0.0006798 | 1.8998e-05 | 0.00071388 | 0 | 0.00071388 | 0.00010794 | 6.719e-05 | 0.00015344 | 0.00016113 | 1.809e-05 | 4.0833e-06 | 0.0006798 | 0.00015344 | 0 | 0 | 0.0006798 | 0.00015344 | [11 empty] | WLDFR | HFTD - Distribution - Tier 2 - 2QU CoRE ¦ 1QU LoRE | Non-Red Flag Warning - Small Fires | 2030 | 1.2037e-05 | 6.0183e-06 | 1.5476e-05 | 0.083606 | 0.039055 | 0.001695 | 0.042856 | 0 | 0 | 0 | 0.010026 |  | 1.0063e-06 | 0 | 1.0063e-06 | 5.0317e-07 | 0 | 5.0317e-07 | 1.2939e-06 | 0 | 1.2939e-06 | [16 empty] | 7.3.1.3 Ignition probability mapping showing the probability of ignition along the electric lines and equipmentWLDFRAggregatedAggregated | WLDFR | HFTD - Distribution - Tier 2 - 2QU CoRE ¦ 1QU LoRE | Red Flag Warning - Destructive Fires | Aggregated | Aggregated | 2022 | 2.5416e-05 | 0 | 186.3964 | 0.0047374 | 2022 | Mitigation | 0.08575 | 30 | 0 | esc | 0.0012005 | 3.0512e-08 | 0.00060025 | 1.5256e-08 | 0.0015435 | 3.9229e-08
[35 empty] | 7.3.1.1 A summarized risk map that shows the overall ignition probability and estimated wildfire consequence along the electric lines and equipment | WLDFR | HFTD - Distribution - Zone 1 - 4QU CoRE ¦ 1QU LoRE | 2044 | 0.21095 | 1.2726e-05 | 0.00047823 | 0 | 0.00047823 | 7.9217e-06 | 0.00029768 | 0 | 0.00029768 | 1.809e-05 | 0.0006798 | 0 | 0.0006798 | 1.8998e-05 | 0.00071388 | 0 | 0.00071388 | 0.00010088 | 6.2794e-05 | 0.0001434 | 0.00015059 | 1.809e-05 | 3.8161e-06 | 0.0006798 | 0.0001434 | 0 | 0 | 0.0006798 | 0.0001434 | [11 empty] | WLDFR | HFTD - Distribution - Tier 2 - 2QU CoRE ¦ 1QU LoRE | Non-Red Flag Warning - Small Fires | 2031 | 1.2037e-05 | 6.0183e-06 | 1.5476e-05 | 0.083606 | 0.039055 | 0.001695 | 0.042856 | 0 | 0 | 0 | 0.010026 |  | 1.0063e-06 | 0 | 1.0063e-06 | 5.0317e-07 | 0 | 5.0317e-07 | 1.2939e-06 | 0 | 1.2939e-06 | [16 empty] | 7.3.1.3 Ignition probability mapping showing the probability of ignition along the electric lines and equipmentWLDFRAggregatedAggregated | WLDFR | HFTD - Distribution - Tier 2 - 2QU CoRE ¦ 1QU LoRE | Red Flag Warning - Destructive Fires | Aggregated | Aggregated | 2023 | 2.5416e-05 | 0 | 186.3964 | 0.0047374 | 2023 | Mitigation | 0.08575 | 30 | 0 | esc | 0.0012005 | 3.0512e-08 | 0.00060025 | 1.5256e-08 | 0.0015435 | 3.9229e-08
[35 empty] | 7.3.1.1 A summarized risk map that shows the overall ignition probability and estimated wildfire consequence along the electric lines and equipment | WLDFR | HFTD - Distribution - Zone 1 - 4QU CoRE ¦ 1QU LoRE | 2045 | 0.19715 | 1.2726e-05 | 0.00047823 | 0 | 0.00047823 | 7.9217e-06 | 0.00029768 | 0 | 0.00029768 | 1.809e-05 | 0.0006798 | 0 | 0.0006798 | 1.8998e-05 | 0.00071388 | 0 | 0.00071388 | 9.4282e-05 | 5.8686e-05 | 0.00013402 | 0.00014074 | 1.809e-05 | 3.5665e-06 | 0.0006798 | 0.00013402 | 0 | 0 | 0.0006798 | 0.00013402 | [11 empty] | WLDFR | HFTD - Distribution - Tier 2 - 2QU CoRE ¦ 1QU LoRE | Non-Red Flag Warning - Small Fires | 2032 | 1.2037e-05 | 6.0183e-06 | 1.5476e-05 | 0.083606 | 0.039055 | 0.001695 | 0.042856 | 0 | 0 | 0 | 0.010026 |  | 1.0063e-06 | 0 | 1.0063e-06 | 5.0317e-07 | 0 | 5.0317e-07 | 1.2939e-06 | 0 | 1.2939e-06 | [16 empty] | 7.3.1.3 Ignition probability mapping showing the probability of ignition along the electric lines and equipmentWLDFRAggregatedAggregated | WLDFR | HFTD - Distribution - Tier 2 - 2QU CoRE ¦ 1QU LoRE | Red Flag Warning - Destructive Fires | Aggregated | Aggregated | 2024 | 2.5416e-05 | 0 | 186.3964 | 0.0047374 | 2024 | Mitigation | 0.08575 | 30 | 0 | esc | 0.0012005 | 3.0512e-08 | 0.00060025 | 1.5256e-08 | 0.0015435 | 3.9229e-08
[35 empty] | 7.3.1.1 A summarized risk map that shows the overall ignition probability and estimated wildfire consequence along the electric lines and equipment | WLDFR | HFTD - Distribution - Zone 1 - 4QU CoRE ¦ 1QU LoRE | 2046 | 0.18425 | 1.2726e-05 | 0.00047823 | 0 | 0.00047823 | 7.9217e-06 | 0.00029768 | 0 | 0.00029768 | 1.809e-05 | 0.0006798 | 0 | 0.0006798 | 1.8998e-05 | 0.00071388 | 0 | 0.00071388 | 8.8114e-05 | 5.4847e-05 | 0.00012525 | 0.00013153 | 1.809e-05 | 3.3331e-06 | 0.0006798 | 0.00012525 | 0 | 0 | 0.0006798 | 0.00012525 | [11 empty] | WLDFR | HFTD - Distribution - Tier 2 - 2QU CoRE ¦ 1QU LoRE | Non-Red Flag Warning - Small Fires | 2033 | 1.2037e-05 | 6.0183e-06 | 1.5476e-05 | 0.087211 | 0.040679 | 0.0017655 | 0.044766 | 0 | 0 | 0 | 0.010026 |  | 1.0497e-06 | 0 | 1.0497e-06 | 5.2486e-07 | 0 | 5.2486e-07 | 1.3496e-06 | 0 | 1.3496e-06 | [16 empty] | 7.3.1.3 Ignition probability mapping showing the probability of ignition along the electric lines and equipmentWLDFRAggregatedAggregated | WLDFR | HFTD - Distribution - Tier 2 - 2QU CoRE ¦ 1QU LoRE | Red Flag Warning - Destructive Fires | Aggregated | Aggregated | 2025 | 2.5416e-05 | 0 | 186.3964 | 0.0047374 | 2025 | Mitigation | 0.08575 | 30 | 0 | esc | 0.0012005 | 3.0512e-08 | 0.00060025 | 1.5256e-08 | 0.0015435 | 3.9229e-08
[35 empty] | 7.3.1.1 A summarized risk map that shows the overall ignition probability and estimated wildfire consequence along the electric lines and equipment | WLDFR | HFTD - Distribution - Zone 1 - 4QU CoRE ¦ 1QU LoRE | 2047 | 0.1722 | 1.2726e-05 | 0.00047823 | 0 | 0.00047823 | 7.9217e-06 | 0.00029768 | 0 | 0.00029768 | 1.809e-05 | 0.0006798 | 0 | 0.0006798 | 1.8998e-05 | 0.00071388 | 0 | 0.00071388 | 8.2349e-05 | 5.1259e-05 | 0.00011706 | 0.00012293 | 1.809e-05 | 3.1151e-06 | 0.0006798 | 0.00011706 | 0 | 0 | 0.0006798 | 0.00011706 | [11 empty] | WLDFR | HFTD - Distribution - Tier 2 - 2QU CoRE ¦ 1QU LoRE | Non-Red Flag Warning - Small Fires | 2034 | 1.2037e-05 | 6.0183e-06 | 1.5476e-05 | 0.087211 | 0.040679 | 0.0017655 | 0.044766 | 0 | 0 | 0 | 0.010026 |  | 1.0497e-06 | 0 | 1.0497e-06 | 5.2486e-07 | 0 | 5.2486e-07 | 1.3496e-06 | 0 | 1.3496e-06 | [16 empty] | 7.3.1.3 Ignition probability mapping showing the probability of ignition along the electric lines and equipmentWLDFRAggregatedAggregated | WLDFR | HFTD - Distribution - Tier 2 - 2QU CoRE ¦ 1QU LoRE | Red Flag Warning - Destructive Fires | Aggregated | Aggregated | 2026 | 2.5416e-05 | 0 | 186.3964 | 0.0047374 | 2026 | Mitigation | 0.08575 | 30 | 0 | esc | 0.0012005 | 3.0512e-08 | 0.00060025 | 1.5256e-08 | 0.0015435 | 3.9229e-08
[35 empty] | 7.3.1.1 A summarized risk map that shows the overall ignition probability and estimated wildfire consequence along the electric lines and equipment | WLDFR | HFTD - Distribution - Zone 1 - 4QU CoRE ¦ 1QU LoRE | 2048 | 0.16093 | 1.2726e-05 | 0.00050202 | 0 | 0.00050202 | 7.9217e-06 | 0.00031248 | 0 | 0.00031248 | 1.809e-05 | 0.00071361 | 0 | 0.00071361 | 1.8998e-05 | 0.00074939 | 0 | 0.00074939 | 8.079e-05 | 5.0288e-05 | 0.00011484 | 0.0001206 | 1.809e-05 | 2.9113e-06 | 0.00071361 | 0.00011484 | 0 | 0 | 0.00071361 | 0.00011484 | [11 empty] | WLDFR | HFTD - Distribution - Tier 2 - 2QU CoRE ¦ 1QU LoRE | Non-Red Flag Warning - Small Fires | 2035 | 1.2037e-05 | 6.0183e-06 | 1.5476e-05 | 0.087211 | 0.040679 | 0.0017655 | 0.044766 | 0 | 0 | 0 | 0.010026 |  | 1.0497e-06 | 0 | 1.0497e-06 | 5.2486e-07 | 0 | 5.2486e-07 | 1.3496e-06 | 0 | 1.3496e-06 | [16 empty] | 7.3.1.3 Ignition probability mapping showing the probability of ignition along the electric lines and equipmentWLDFRAggregatedAggregated | WLDFR | HFTD - Distribution - Tier 2 - 2QU CoRE ¦ 1QU LoRE | Red Flag Warning - Destructive Fires | Aggregated | Aggregated | 2027 | 2.5416e-05 | 0 | 186.3964 | 0.0047374 | 2027 | Mitigation | 0.08575 | 30 | 0 | esc | 0.0012005 | 3.0512e-08 | 0.00060025 | 1.5256e-08 | 0.0015435 | 3.9229e-08
[35 empty] | 7.3.1.1 A summarized risk map that shows the overall ignition probability and estimated wildfire consequence along the electric lines and equipment | WLDFR | HFTD - Distribution - Zone 1 - 4QU CoRE ¦ 1QU LoRE | 2049 | 0.1504 | 1.2726e-05 | 0.00050202 | 0 | 0.00050202 | 7.9217e-06 | 0.00031248 | 0 | 0.00031248 | 1.809e-05 | 0.00071361 | 0 | 0.00071361 | 1.8998e-05 | 0.00074939 | 0 | 0.00074939 | 7.5504e-05 | 4.6998e-05 | 0.00010733 | 0.00011271 | 1.809e-05 | 2.7208e-06 | 0.00071361 | 0.00010733 | 0 | 0 | 0.00071361 | 0.00010733 | [11 empty] | WLDFR | HFTD - Distribution - Tier 2 - 2QU CoRE ¦ 1QU LoRE | Non-Red Flag Warning - Small Fires | 2036 | 1.2037e-05 | 6.0183e-06 | 1.5476e-05 | 0.087211 | 0.040679 | 0.0017655 | 0.044766 | 0 | 0 | 0 | 0.010026 |  | 1.0497e-06 | 0 | 1.0497e-06 | 5.2486e-07 | 0 | 5.2486e-07 | 1.3496e-06 | 0 | 1.3496e-06 | [16 empty] | 7.3.1.3 Ignition probability mapping showing the probability of ignition along the electric lines and equipmentWLDFRAggregatedAggregated | WLDFR | HFTD - Distribution - Tier 2 - 2QU CoRE ¦ 1QU LoRE | Red Flag Warning - Destructive Fires | Aggregated | Aggregated | 2028 | 2.5416e-05 | 0 | 186.3964 | 0.0047374 | 2028 | Mitigation | 0.08575 | 30 | 0 | esc | 0.0012005 | 3.0512e-08 | 0.00060025 | 1.5256e-08 | 0.0015435 | 3.9229e-08
[35 empty] | 7.3.1.1 A summarized risk map that shows the overall ignition probability and estimated wildfire consequence along the electric lines and equipment | WLDFR | HFTD - Distribution - Zone 1 - 4QU CoRE ¦ 1QU LoRE | 2050 | 0.14056 | 0 | 0 | 0 | 0 | 7.9217e-06 | 0.00031248 | 0 | 0.00031248 | 1.809e-05 | 0.00071361 | 0 | 0.00071361 | 1.8998e-05 | 0.00074939 | 0 | 0.00074939 | 0 | 4.3923e-05 | 0.00010031 | 0.00010534 | 1.809e-05 | 2.5428e-06 | 0.00071361 | 0.00010031 | 0 | 0 | 0.00071361 | 0.00010031 | [11 empty] | WLDFR | HFTD - Distribution - Tier 2 - 2QU CoRE ¦ 1QU LoRE | Non-Red Flag Warning - Small Fires | 2037 | 1.2037e-05 | 6.0183e-06 | 1.5476e-05 | 0.087211 | 0.040679 | 0.0017655 | 0.044766 | 0 | 0 | 0 | 0.010026 |  | 1.0497e-06 | 0 | 1.0497e-06 | 5.2486e-07 | 0 | 5.2486e-07 | 1.3496e-06 | 0 | 1.3496e-06 | [16 empty] | 7.3.1.3 Ignition probability mapping showing the probability of ignition along the electric lines and equipmentWLDFRAggregatedAggregated | WLDFR | HFTD - Distribution - Tier 2 - 2QU CoRE ¦ 1QU LoRE | Red Flag Warning - Destructive Fires | Aggregated | Aggregated | 2029 | 2.5416e-05 | 0 | 186.3964 | 0.0047374 | 2029 | Mitigation | 0.08575 | 30 | 0 | esc | 0.0012005 | 3.0512e-08 | 0.00060025 | 1.5256e-08 | 0.0015435 | 3.9229e-08
[35 empty] | 7.3.1.1 A summarized risk map that shows the overall ignition probability and estimated wildfire consequence along the electric lines and equipment | WLDFR | HFTD - Distribution - Zone 1 - 4QU CoRE ¦ 1QU LoRE | 2051 | 0.13137 | 0 | 0 | 0 | 0 | 0 | 0 | 0 | 0 | 1.809e-05 | 0.00071361 | 0 | 0.00071361 | 1.8998e-05 | 0.00074939 | 0 | 0.00074939 | 0 | 0 | 9.3744e-05 | 9.8445e-05 | 1.809e-05 | 2.3765e-06 | 0.00071361 | 9.3744e-05 | 0 | 0 | 0.00071361 | 9.3744e-05 | [11 empty] | WLDFR | HFTD - Distribution - Tier 2 - 2QU CoRE ¦ 1QU LoRE | Non-Red Flag Warning - Small Fires | 2038 | 1.2037e-05 | 6.0183e-06 | 1.5476e-05 | 0.091184 | 0.042438 | 0.0018418 | 0.046905 | 0 | 0 | 0 | 0.010026 |  | 1.0975e-06 | 0 | 1.0975e-06 | 5.4877e-07 | 0 | 5.4877e-07 | 1.4111e-06 | 0 | 1.4111e-06 | [16 empty] | 7.3.1.3 Ignition probability mapping showing the probability of ignition along the electric lines and equipmentWLDFRAggregatedAggregated | WLDFR | HFTD - Distribution - Tier 2 - 2QU CoRE ¦ 1QU LoRE | Red Flag Warning - Destructive Fires | Aggregated | Aggregated | 2030 | 2.5416e-05 | 0 | 186.3964 | 0.0047374 | 2030 | Mitigation | 0.08575 | 30 | 0 | esc | 0.0012005 | 3.0512e-08 | 0.00060025 | 1.5256e-08 | 0.0015435 | 3.9229e-08
[35 empty] | 7.3.1.1 A summarized risk map that shows the overall ignition probability and estimated wildfire consequence along the electric lines and equipment | WLDFR | HFTD - Distribution - Zone 1 - 4QU CoRE ¦ 1QU LoRE | 2052 | 0.12277 | 0 | 0 | 0 | 0 | 0 | 0 | 0 | 0 | 0 | 0 | 0 | 0 | 1.8998e-05 | 0.00074939 | 0 | 0.00074939 | 0 | 0 | 0 | 9.2005e-05 | 0 | 0 | 0 | 0 | 0 | 0 | 0 | 0 | [11 empty] | WLDFR | HFTD - Distribution - Tier 2 - 2QU CoRE ¦ 1QU LoRE | Non-Red Flag Warning - Small Fires | 2039 | 1.2037e-05 | 6.0183e-06 | 1.5476e-05 | 0.091184 | 0.042438 | 0.0018418 | 0.046905 | 0 | 0 | 0 | 0.010026 |  | 1.0975e-06 | 0 | 1.0975e-06 | 5.4877e-07 | 0 | 5.4877e-07 | 1.4111e-06 | 0 | 1.4111e-06 | [16 empty] | 7.3.1.3 Ignition probability mapping showing the probability of ignition along the electric lines and equipmentWLDFRAggregatedAggregated | WLDFR | HFTD - Distribution - Tier 2 - 2QU CoRE ¦ 1QU LoRE | Red Flag Warning - Destructive Fires | Aggregated | Aggregated | 2031 | 2.5416e-05 | 0 | 186.3964 | 0.0047374 | 2031 | Mitigation | 0.08575 | 30 | 0 | esc | 0.0012005 | 3.0512e-08 | 0.00060025 | 1.5256e-08 | 0.0015435 | 3.9229e-08
[35 empty] | 7.3.1.1 A summarized risk map that shows the overall ignition probability and estimated wildfire consequence along the electric lines and equipment | WLDFR | HFTD - Distribution - Zone 1 - 5QU CoRE ¦ 1QU LoRE | 2020 | 1 | 0.00066322 | 0.00038623 | 0 | 0.00038623 | 0 | 0 | 0 | 0 | 0 | 0 | 0 | 0 | 0 | 0 | 0 | 0 | 0.00038623 | 0 | 0 | 0 | 0 | 0 | 0 | 0 | 0 | 0 | 0 | 0 | [11 empty] | WLDFR | HFTD - Distribution - Tier 2 - 2QU CoRE ¦ 1QU LoRE | Non-Red Flag Warning - Small Fires | 2040 | 1.2037e-05 | 6.0183e-06 | 1.5476e-05 | 0.091184 | 0.042438 | 0.0018418 | 0.046905 | 0 | 0 | 0 | 0.010026 |  | 1.0975e-06 | 0 | 1.0975e-06 | 5.4877e-07 | 0 | 5.4877e-07 | 1.4111e-06 | 0 | 1.4111e-06 | [16 empty] | 7.3.1.3 Ignition probability mapping showing the probability of ignition along the electric lines and equipmentWLDFRAggregatedAggregated | WLDFR | HFTD - Distribution - Tier 2 - 2QU CoRE ¦ 1QU LoRE | Red Flag Warning - Destructive Fires | Aggregated | Aggregated | 2032 | 2.5416e-05 | 0 | 186.3964 | 0.0047374 | 2032 | Mitigation | 0.08575 | 30 | 0 | esc | 0.0012005 | 3.0512e-08 | 0.00060025 | 1.5256e-08 | 0.0015435 | 3.9229e-08
[35 empty] | 7.3.1.1 A summarized risk map that shows the overall ignition probability and estimated wildfire consequence along the electric lines and equipment | WLDFR | HFTD - Distribution - Zone 1 - 5QU CoRE ¦ 1QU LoRE | 2021 | 1 | 0.00066322 | 0.00038623 | 0 | 0.00038623 | 0.00041282 | 0.00024041 | 0 | 0.00024041 | 0 | 0 | 0 | 0 | 0 | 0 | 0 | 0 | 0.00038623 | 0.00024041 | 0 | 0 | 0 | 0 | 0 | 0 | 0 | 0 | 0 | 0 | [11 empty] | WLDFR | HFTD - Distribution - Tier 2 - 2QU CoRE ¦ 1QU LoRE | Non-Red Flag Warning - Small Fires | 2041 | 1.2037e-05 | 6.0183e-06 | 1.5476e-05 | 0.091184 | 0.042438 | 0.0018418 | 0.046905 | 0 | 0 | 0 | 0.010026 |  | 1.0975e-06 | 0 | 1.0975e-06 | 5.4877e-07 | 0 | 5.4877e-07 | 1.4111e-06 | 0 | 1.4111e-06 | [16 empty] | 7.3.1.3 Ignition probability mapping showing the probability of ignition along the electric lines and equipmentWLDFRAggregatedAggregated | WLDFR | HFTD - Distribution - Tier 2 - 2QU CoRE ¦ 1QU LoRE | Red Flag Warning - Destructive Fires | Aggregated | Aggregated | 2033 | 2.5416e-05 | 0 | 186.3964 | 0.0047374 | 2033 | Mitigation | 0.08575 | 30 | 0 | esc | 0.0012005 | 3.0512e-08 | 0.00060025 | 1.5256e-08 | 0.0015435 | 3.9229e-08
[35 empty] | 7.3.1.1 A summarized risk map that shows the overall ignition probability and estimated wildfire consequence along the electric lines and equipment | WLDFR | HFTD - Distribution - Zone 1 - 5QU CoRE ¦ 1QU LoRE | 2022 | 0.93458 | 0.00066265 | 0.00038257 | 0 | 0.00038257 | 0.00041247 | 0.00023813 | 0 | 0.00023813 | 0.00094195 | 0.00054381 | 0 | 0.00054381 | 0 | 0 | 0 | 0 | 0.00035754 | 0.00022255 | 0.00050823 | 0 | 0.00094195 | 0.00088033 | 0.00054381 | 0.00050823 | 0 | 0 | 0.00054381 | 0.00050823 | [11 empty] | WLDFR | HFTD - Distribution - Tier 2 - 2QU CoRE ¦ 1QU LoRE | Non-Red Flag Warning - Small Fires | 2042 | 1.2037e-05 | 6.0183e-06 | 1.5476e-05 | 0.091184 | 0.042438 | 0.0018418 | 0.046905 | 0 | 0 | 0 | 0.010026 |  | 1.0975e-06 | 0 | 1.0975e-06 | 5.4877e-07 | 0 | 5.4877e-07 | 1.4111e-06 | 0 | 1.4111e-06 | [16 empty] | 7.3.1.3 Ignition probability mapping showing the probability of ignition along the electric lines and equipmentWLDFRAggregatedAggregated | WLDFR | HFTD - Distribution - Tier 2 - 2QU CoRE ¦ 1QU LoRE | Red Flag Warning - Destructive Fires | Aggregated | Aggregated | 2034 | 2.5416e-05 | 0 | 186.3964 | 0.0047374 | 2034 | Mitigation | 0.08575 | 30 | 0 | esc | 0.0012005 | 3.0512e-08 | 0.00060025 | 1.5256e-08 | 0.0015435 | 3.9229e-08
[35 empty] | 7.3.1.1 A summarized risk map that shows the overall ignition probability and estimated wildfire consequence along the electric lines and equipment | WLDFR | HFTD - Distribution - Zone 1 - 5QU CoRE ¦ 1QU LoRE | 2023 | 0.87344 | 0.00066265 | 0.00039664 | 0 | 0.00039664 | 0.00041247 | 0.00024689 | 0 | 0.00024689 | 0.00094195 | 0.00056381 | 0 | 0.00056381 | 0.00098918 | 0.00059208 | 0 | 0.00059208 | 0.00034644 | 0.00021564 | 0.00049245 | 0.00051715 | 0.00094195 | 0.00082273 | 0.00056381 | 0.00049245 | 0 | 0 | 0.00056381 | 0.00049245 | [11 empty] | WLDFR | HFTD - Distribution - Tier 2 - 2QU CoRE ¦ 1QU LoRE | Non-Red Flag Warning - Small Fires | 2043 | 1.2037e-05 | 6.0183e-06 | 1.5476e-05 | 0.095486 | 0.044306 | 0.0019228 | 0.049257 | 0 | 0 | 0 | 0.010026 |  | 1.1493e-06 | 0 | 1.1493e-06 | 5.7466e-07 | 0 | 5.7466e-07 | 1.4777e-06 | 0 | 1.4777e-06 | [16 empty] | 7.3.1.3 Ignition probability mapping showing the probability of ignition along the electric lines and equipmentWLDFRAggregatedAggregated | WLDFR | HFTD - Distribution - Tier 2 - 2QU CoRE ¦ 1QU LoRE | Red Flag Warning - Destructive Fires | Aggregated | Aggregated | 2035 | 2.5416e-05 | 0 | 186.3964 | 0.0047374 | 2035 | Mitigation | 0.08575 | 30 | 0 | esc | 0.0012005 | 3.0512e-08 | 0.00060025 | 1.5256e-08 | 0.0015435 | 3.9229e-08
[35 empty] | 7.3.1.1 A summarized risk map that shows the overall ignition probability and estimated wildfire consequence along the electric lines and equipment | WLDFR | HFTD - Distribution - Zone 1 - 5QU CoRE ¦ 1QU LoRE | 2024 | 0.8163 | 0.00066265 | 0.00039664 | 0 | 0.00039664 | 0.00041247 | 0.00024689 | 0 | 0.00024689 | 0.00094195 | 0.00056381 | 0 | 0.00056381 | 0.00098918 | 0.00059208 | 0 | 0.00059208 | 0.00032377 | 0.00020153 | 0.00046024 | 0.00048332 | 0.00094195 | 0.00076891 | 0.00056381 | 0.00046024 | 0 | 0 | 0.00056381 | 0.00046024 | [11 empty] | WLDFR | HFTD - Distribution - Tier 2 - 2QU CoRE ¦ 1QU LoRE | Non-Red Flag Warning - Small Fires | 2044 | 1.2037e-05 | 6.0183e-06 | 1.5476e-05 | 0.095486 | 0.044306 | 0.0019228 | 0.049257 | 0 | 0 | 0 | 0.010026 |  | 1.1493e-06 | 0 | 1.1493e-06 | 5.7466e-07 | 0 | 5.7466e-07 | 1.4777e-06 | 0 | 1.4777e-06 | [16 empty] | 7.3.1.3 Ignition probability mapping showing the probability of ignition along the electric lines and equipmentWLDFRAggregatedAggregated | WLDFR | HFTD - Distribution - Tier 2 - 2QU CoRE ¦ 1QU LoRE | Red Flag Warning - Destructive Fires | Aggregated | Aggregated | 2036 | 2.5416e-05 | 0 | 186.3964 | 0.0047374 | 2036 | Mitigation | 0.08575 | 30 | 0 | esc | 0.0012005 | 3.0512e-08 | 0.00060025 | 1.5256e-08 | 0.0015435 | 3.9229e-08
[35 empty] | 7.3.1.1 A summarized risk map that shows the overall ignition probability and estimated wildfire consequence along the electric lines and equipment | WLDFR | HFTD - Distribution - Zone 1 - 5QU CoRE ¦ 1QU LoRE | 2025 | 0.7629 | 0.00066265 | 0.00039664 | 0 | 0.00039664 | 0.00041247 | 0.00024689 | 0 | 0.00024689 | 0.00094195 | 0.00056381 | 0 | 0.00056381 | 0.00098918 | 0.00059208 | 0 | 0.00059208 | 0.00030259 | 0.00018835 | 0.00043013 | 0.0004517 | 0.00094195 | 0.00071861 | 0.00056381 | 0.00043013 | 0 | 0 | 0.00056381 | 0.00043013 | [11 empty] | WLDFR | HFTD - Distribution - Tier 2 - 2QU CoRE ¦ 1QU LoRE | Non-Red Flag Warning - Small Fires | 2045 | 1.2037e-05 | 6.0183e-06 | 1.5476e-05 | 0.095486 | 0.044306 | 0.0019228 | 0.049257 | 0 | 0 | 0 | 0.010026 |  | 1.1493e-06 | 0 | 1.1493e-06 | 5.7466e-07 | 0 | 5.7466e-07 | 1.4777e-06 | 0 | 1.4777e-06 | [16 empty] | 7.3.1.3 Ignition probability mapping showing the probability of ignition along the electric lines and equipmentWLDFRAggregatedAggregated | WLDFR | HFTD - Distribution - Tier 2 - 2QU CoRE ¦ 1QU LoRE | Red Flag Warning - Destructive Fires | Aggregated | Aggregated | 2037 | 2.5416e-05 | 0 | 186.3964 | 0.0047374 | 2037 | Mitigation | 0.08575 | 30 | 0 | esc | 0.0012005 | 3.0512e-08 | 0.00060025 | 1.5256e-08 | 0.0015435 | 3.9229e-08
[35 empty] | 7.3.1.1 A summarized risk map that shows the overall ignition probability and estimated wildfire consequence along the electric lines and equipment | WLDFR | HFTD - Distribution - Zone 1 - 5QU CoRE ¦ 1QU LoRE | 2026 | 0.71299 | 0.00066265 | 0.00039664 | 0 | 0.00039664 | 0.00041247 | 0.00024689 | 0 | 0.00024689 | 0.00094195 | 0.00056381 | 0 | 0.00056381 | 0.00098918 | 0.00059208 | 0 | 0.00059208 | 0.0002828 | 0.00017603 | 0.00040199 | 0.00042215 | 0.00094195 | 0.0006716 | 0.00056381 | 0.00040199 | 0 | 0 | 0.00056381 | 0.00040199 | [11 empty] | WLDFR | HFTD - Distribution - Tier 2 - 2QU CoRE ¦ 1QU LoRE | Non-Red Flag Warning - Small Fires | 2046 | 1.2037e-05 | 6.0183e-06 | 1.5476e-05 | 0.095486 | 0.044306 | 0.0019228 | 0.049257 | 0 | 0 | 0 | 0.010026 |  | 1.1493e-06 | 0 | 1.1493e-06 | 5.7466e-07 | 0 | 5.7466e-07 | 1.4777e-06 | 0 | 1.4777e-06 | [16 empty] | 7.3.1.3 Ignition probability mapping showing the probability of ignition along the electric lines and equipmentWLDFRAggregatedAggregated | WLDFR | HFTD - Distribution - Tier 2 - 2QU CoRE ¦ 1QU LoRE | Red Flag Warning - Destructive Fires | Aggregated | Aggregated | 2038 | 2.5416e-05 | 0 | 186.3964 | 0.0047374 | 2038 | Mitigation | 0.08575 | 30 | 0 | esc | 0.0012005 | 3.0512e-08 | 0.00060025 | 1.5256e-08 | 0.0015435 | 3.9229e-08
[35 empty] | 7.3.1.1 A summarized risk map that shows the overall ignition probability and estimated wildfire consequence along the electric lines and equipment | WLDFR | HFTD - Distribution - Zone 1 - 5QU CoRE ¦ 1QU LoRE | 2027 | 0.66634 | 0.00066265 | 0.00039664 | 0 | 0.00039664 | 0.00041247 | 0.00024689 | 0 | 0.00024689 | 0.00094195 | 0.00056381 | 0 | 0.00056381 | 0.00098918 | 0.00059208 | 0 | 0.00059208 | 0.0002643 | 0.00016451 | 0.00037569 | 0.00039453 | 0.00094195 | 0.00062766 | 0.00056381 | 0.00037569 | 0 | 0 | 0.00056381 | 0.00037569 | [11 empty] | WLDFR | HFTD - Distribution - Tier 2 - 2QU CoRE ¦ 1QU LoRE | Non-Red Flag Warning - Small Fires | 2047 | 1.2037e-05 | 6.0183e-06 | 1.5476e-05 | 0.095486 | 0.044306 | 0.0019228 | 0.049257 | 0 | 0 | 0 | 0.010026 |  | 1.1493e-06 | 0 | 1.1493e-06 | 5.7466e-07 | 0 | 5.7466e-07 | 1.4777e-06 | 0 | 1.4777e-06 | [16 empty] | 7.3.1.3 Ignition probability mapping showing the probability of ignition along the electric lines and equipmentWLDFRAggregatedAggregated | WLDFR | HFTD - Distribution - Tier 2 - 2QU CoRE ¦ 1QU LoRE | Red Flag Warning - Destructive Fires | Aggregated | Aggregated | 2039 | 2.5416e-05 | 0 | 186.3964 | 0.0047374 | 2039 | Mitigation | 0.08575 | 30 | 0 | esc | 0.0012005 | 3.0512e-08 | 0.00060025 | 1.5256e-08 | 0.0015435 | 3.9229e-08
[35 empty] | 7.3.1.1 A summarized risk map that shows the overall ignition probability and estimated wildfire consequence along the electric lines and equipment | WLDFR | HFTD - Distribution - Zone 1 - 5QU CoRE ¦ 1QU LoRE | 2028 | 0.62275 | 0.00066265 | 0.00041443 | 0 | 0.00041443 | 0.00041247 | 0.00025797 | 0 | 0.00025797 | 0.00094195 | 0.00058911 | 0 | 0.00058911 | 0.00098918 | 0.00061865 | 0 | 0.00061865 | 0.00025809 | 0.00016065 | 0.00036687 | 0.00038526 | 0.00094195 | 0.0005866 | 0.00058911 | 0.00036687 | 0 | 0 | 0.00058911 | 0.00036687 | [11 empty] | WLDFR | HFTD - Distribution - Tier 2 - 2QU CoRE ¦ 1QU LoRE | Non-Red Flag Warning - Small Fires | 2048 | 1.2037e-05 | 6.0183e-06 | 1.5476e-05 | 0.10007 | 0.04626 | 0.0020076 | 0.051804 | 0 | 0 | 0 | 0.010026 |  | 1.2045e-06 | 0 | 1.2045e-06 | 6.0226e-07 | 0 | 6.0226e-07 | 1.5487e-06 | 0 | 1.5487e-06 | [16 empty] | 7.3.1.3 Ignition probability mapping showing the probability of ignition along the electric lines and equipmentWLDFRAggregatedAggregated | WLDFR | HFTD - Distribution - Tier 2 - 2QU CoRE ¦ 1QU LoRE | Red Flag Warning - Destructive Fires | Aggregated | Aggregated | 2040 | 2.5416e-05 | 0 | 186.3964 | 0.0047374 | 2040 | Mitigation | 0.08575 | 30 | 0 | esc | 0.0012005 | 3.0512e-08 | 0.00060025 | 1.5256e-08 | 0.0015435 | 3.9229e-08
[35 empty] | 7.3.1.1 A summarized risk map that shows the overall ignition probability and estimated wildfire consequence along the electric lines and equipment | WLDFR | HFTD - Distribution - Zone 1 - 5QU CoRE ¦ 1QU LoRE | 2029 | 0.58201 | 0.00066265 | 0.00041443 | 0 | 0.00041443 | 0.00041247 | 0.00025797 | 0 | 0.00025797 | 0.00094195 | 0.00058911 | 0 | 0.00058911 | 0.00098918 | 0.00061865 | 0 | 0.00061865 | 0.0002412 | 0.00015014 | 0.00034287 | 0.00036006 | 0.00094195 | 0.00054822 | 0.00058911 | 0.00034287 | 0 | 0 | 0.00058911 | 0.00034287 | [11 empty] | WLDFR | HFTD - Distribution - Tier 2 - 2QU CoRE ¦ 1QU LoRE | Non-Red Flag Warning - Small Fires | 2049 | 1.2037e-05 | 6.0183e-06 | 1.5476e-05 | 0.10007 | 0.04626 | 0.0020076 | 0.051804 | 0 | 0 | 0 | 0.010026 |  | 1.2045e-06 | 0 | 1.2045e-06 | 6.0226e-07 | 0 | 6.0226e-07 | 1.5487e-06 | 0 | 1.5487e-06 | [16 empty] | 7.3.1.3 Ignition probability mapping showing the probability of ignition along the electric lines and equipmentWLDFRAggregatedAggregated | WLDFR | HFTD - Distribution - Tier 2 - 2QU CoRE ¦ 1QU LoRE | Red Flag Warning - Destructive Fires | Aggregated | Aggregated | 2041 | 2.5416e-05 | 0 | 186.3964 | 0.0047374 | 2041 | Mitigation | 0.08575 | 30 | 0 | esc | 0.0012005 | 3.0512e-08 | 0.00060025 | 1.5256e-08 | 0.0015435 | 3.9229e-08
[35 empty] | 7.3.1.1 A summarized risk map that shows the overall ignition probability and estimated wildfire consequence along the electric lines and equipment | WLDFR | HFTD - Distribution - Zone 1 - 5QU CoRE ¦ 1QU LoRE | 2030 | 0.54393 | 0.00066265 | 0.00041443 | 0 | 0.00041443 | 0.00041247 | 0.00025797 | 0 | 0.00025797 | 0.00094195 | 0.00058911 | 0 | 0.00058911 | 0.00098918 | 0.00061865 | 0 | 0.00061865 | 0.00022543 | 0.00014032 | 0.00032044 | 0.00033651 | 0.00094195 | 0.00051236 | 0.00058911 | 0.00032044 | 0 | 0 | 0.00058911 | 0.00032044 | [11 empty] | WLDFR | HFTD - Distribution - Tier 2 - 2QU CoRE ¦ 1QU LoRE | Non-Red Flag Warning - Small Fires | 2050 | 0 | 6.0183e-06 | 1.5476e-05 | 0.10007 | 0.04626 | 0.0020076 | 0.051804 | 0 | 0 | 0 | 0.010026 |  | 0 | 0 | 0 | 6.0226e-07 | 0 | 6.0226e-07 | 1.5487e-06 | 0 | 1.5487e-06 | [16 empty] | 7.3.1.3 Ignition probability mapping showing the probability of ignition along the electric lines and equipmentWLDFRAggregatedAggregated | WLDFR | HFTD - Distribution - Tier 2 - 2QU CoRE ¦ 1QU LoRE | Red Flag Warning - Destructive Fires | Aggregated | Aggregated | 2042 | 2.5416e-05 | 0 | 186.3964 | 0.0047374 | 2042 | Mitigation | 0.08575 | 30 | 0 | esc | 0.0012005 | 3.0512e-08 | 0.00060025 | 1.5256e-08 | 0.0015435 | 3.9229e-08
[35 empty] | 7.3.1.1 A summarized risk map that shows the overall ignition probability and estimated wildfire consequence along the electric lines and equipment | WLDFR | HFTD - Distribution - Zone 1 - 5QU CoRE ¦ 1QU LoRE | 2031 | 0.50835 | 0.00066265 | 0.00041443 | 0 | 0.00041443 | 0.00041247 | 0.00025797 | 0 | 0.00025797 | 0.00094195 | 0.00058911 | 0 | 0.00058911 | 0.00098918 | 0.00061865 | 0 | 0.00061865 | 0.00021068 | 0.00013114 | 0.00029947 | 0.00031449 | 0.00094195 | 0.00047884 | 0.00058911 | 0.00029947 | 0 | 0 | 0.00058911 | 0.00029947 | [11 empty] | WLDFR | HFTD - Distribution - Tier 2 - 2QU CoRE ¦ 1QU LoRE | Non-Red Flag Warning - Small Fires | 2051 | 0 | 0 | 1.5476e-05 | 0.10007 | 0.04626 | 0.0020076 | 0.051804 | 0 | 0 | 0 | 0.010026 |  | 0 | 0 | 0 | 0 | 0 | 0 | 1.5487e-06 | 0 | 1.5487e-06 | [16 empty] | 7.3.1.3 Ignition probability mapping showing the probability of ignition along the electric lines and equipmentWLDFRAggregatedAggregated | WLDFR | HFTD - Distribution - Tier 2 - 2QU CoRE ¦ 1QU LoRE | Red Flag Warning - Destructive Fires | Aggregated | Aggregated | 2043 | 2.5416e-05 | 0 | 186.3964 | 0.0047374 | 2043 | Mitigation | 0.08575 | 30 | 0 | esc | 0.0012005 | 3.0512e-08 | 0.00060025 | 1.5256e-08 | 0.0015435 | 3.9229e-08
[35 empty] | 7.3.1.1 A summarized risk map that shows the overall ignition probability and estimated wildfire consequence along the electric lines and equipment | WLDFR | HFTD - Distribution - Zone 1 - 5QU CoRE ¦ 1QU LoRE | 2032 | 0.47509 | 0.00066265 | 0.00041443 | 0 | 0.00041443 | 0.00041247 | 0.00025797 | 0 | 0.00025797 | 0.00094195 | 0.00058911 | 0 | 0.00058911 | 0.00098918 | 0.00061865 | 0 | 0.00061865 | 0.00019689 | 0.00012256 | 0.00027988 | 0.00029392 | 0.00094195 | 0.00044751 | 0.00058911 | 0.00027988 | 0 | 0 | 0.00058911 | 0.00027988 | [11 empty] | WLDFR | HFTD - Distribution - Tier 2 - 2QU CoRE ¦ 1QU LoRE | Red Flag Warning - Catastrophic Fires | 2020 | 1.6927e-07 | 0 | 0 | 14146.1306 | 222.2294 | 8585.7228 | 5338.1784 | 0 | 0 | 0 | 0.000141 |  | 0.0023945 | 0 | 0.0023945 | 0 | 0 | 0 | 0 | 0 | 0 | [16 empty] | 7.3.1.3 Ignition probability mapping showing the probability of ignition along the electric lines and equipmentWLDFRAggregatedAggregated | WLDFR | HFTD - Distribution - Tier 2 - 2QU CoRE ¦ 1QU LoRE | Red Flag Warning - Destructive Fires | Aggregated | Aggregated | 2044 | 2.5416e-05 | 0 | 186.3964 | 0.0047374 | 2044 | Mitigation | 0.08575 | 30 | 0 | esc | 0.0012005 | 3.0512e-08 | 0.00060025 | 1.5256e-08 | 0.0015435 | 3.9229e-08
[35 empty] | 7.3.1.1 A summarized risk map that shows the overall ignition probability and estimated wildfire consequence along the electric lines and equipment | WLDFR | HFTD - Distribution - Zone 1 - 5QU CoRE ¦ 1QU LoRE | 2033 | 0.44401 | 0.00066265 | 0.0004343 | 0 | 0.0004343 | 0.00041247 | 0.00027033 | 0 | 0.00027033 | 0.00094195 | 0.00061734 | 0 | 0.00061734 | 0.00098918 | 0.0006483 | 0 | 0.0006483 | 0.00019283 | 0.00012003 | 0.00027411 | 0.00028785 | 0.00094195 | 0.00041824 | 0.00061734 | 0.00027411 | 0 | 0 | 0.00061734 | 0.00027411 | [11 empty] | WLDFR | HFTD - Distribution - Tier 2 - 2QU CoRE ¦ 1QU LoRE | Red Flag Warning - Catastrophic Fires | 2021 | 1.6927e-07 | 8.4633e-08 | 0 | 14146.1306 | 222.2294 | 8585.7228 | 5338.1784 | 0 | 0 | 0 | 0.000141 |  | 0.0023945 | 0 | 0.0023945 | 0.0011972 | 0 | 0.0011972 | 0 | 0 | 0 | [16 empty] | 7.3.1.3 Ignition probability mapping showing the probability of ignition along the electric lines and equipmentWLDFRAggregatedAggregated | WLDFR | HFTD - Distribution - Tier 2 - 2QU CoRE ¦ 1QU LoRE | Red Flag Warning - Destructive Fires | Aggregated | Aggregated | 2045 | 2.5416e-05 | 0 | 186.3964 | 0.0047374 | 2045 | Mitigation | 0.08575 | 30 | 0 | esc | 0.0012005 | 3.0512e-08 | 0.00060025 | 1.5256e-08 | 0.0015435 | 3.9229e-08
[35 empty] | 7.3.1.1 A summarized risk map that shows the overall ignition probability and estimated wildfire consequence along the electric lines and equipment | WLDFR | HFTD - Distribution - Zone 1 - 5QU CoRE ¦ 1QU LoRE | 2034 | 0.41496 | 0.00066265 | 0.0004343 | 0 | 0.0004343 | 0.00041247 | 0.00027033 | 0 | 0.00027033 | 0.00094195 | 0.00061734 | 0 | 0.00061734 | 0.00098918 | 0.0006483 | 0 | 0.0006483 | 0.00018022 | 0.00011218 | 0.00025618 | 0.00026902 | 0.00094195 | 0.00039088 | 0.00061734 | 0.00025618 | 0 | 0 | 0.00061734 | 0.00025618 | [11 empty] | WLDFR | HFTD - Distribution - Tier 2 - 2QU CoRE ¦ 1QU LoRE | Red Flag Warning - Catastrophic Fires | 2022 | 1.6927e-07 | 8.4633e-08 | 2.1763e-07 | 14146.1306 | 222.2294 | 8585.7228 | 5338.1784 | 0 | 0 | 0 | 0.000141 |  | 0.0023945 | 0 | 0.0023945 | 0.0011972 | 0 | 0.0011972 | 0.0030786 | 0 | 0.0030786 | [16 empty] | 7.3.1.3 Ignition probability mapping showing the probability of ignition along the electric lines and equipmentWLDFRAggregatedAggregated | WLDFR | HFTD - Distribution - Tier 2 - 2QU CoRE ¦ 1QU LoRE | Red Flag Warning - Destructive Fires | Aggregated | Aggregated | 2046 | 2.5416e-05 | 0 | 186.3964 | 0.0047374 | 2046 | Mitigation | 0.08575 | 30 | 0 | esc | 0.0012005 | 3.0512e-08 | 0.00060025 | 1.5256e-08 | 0.0015435 | 3.9229e-08
[35 empty] | 7.3.1.1 A summarized risk map that shows the overall ignition probability and estimated wildfire consequence along the electric lines and equipment | WLDFR | HFTD - Distribution - Zone 1 - 5QU CoRE ¦ 1QU LoRE | 2035 | 0.38782 | 0.00066265 | 0.0004343 | 0 | 0.0004343 | 0.00041247 | 0.00027033 | 0 | 0.00027033 | 0.00094195 | 0.00061734 | 0 | 0.00061734 | 0.00098918 | 0.0006483 | 0 | 0.0006483 | 0.00016843 | 0.00010484 | 0.00023942 | 0.00025142 | 0.00094195 | 0.0003653 | 0.00061734 | 0.00023942 | 0 | 0 | 0.00061734 | 0.00023942 | [11 empty] | WLDFR | HFTD - Distribution - Tier 2 - 2QU CoRE ¦ 1QU LoRE | Red Flag Warning - Catastrophic Fires | 2023 | 1.6927e-07 | 8.4633e-08 | 2.1763e-07 | 14664.6376 | 233.2301 | 8896.516 | 5534.8915 | 0 | 0 | 0 | 0.000141 |  | 0.0024822 | 0 | 0.0024822 | 0.0012411 | 0 | 0.0012411 | 0.0031914 | 0 | 0.0031914 | [16 empty] | 7.3.1.3 Ignition probability mapping showing the probability of ignition along the electric lines and equipmentWLDFRAggregatedAggregated | WLDFR | HFTD - Distribution - Tier 2 - 2QU CoRE ¦ 1QU LoRE | Red Flag Warning - Destructive Fires | Aggregated | Aggregated | 2047 | 2.5416e-05 | 0 | 186.3964 | 0.0047374 | 2047 | Mitigation | 0.08575 | 30 | 0 | esc | 0.0012005 | 3.0512e-08 | 0.00060025 | 1.5256e-08 | 0.0015435 | 3.9229e-08
[35 empty] | 7.3.1.1 A summarized risk map that shows the overall ignition probability and estimated wildfire consequence along the electric lines and equipment | WLDFR | HFTD - Distribution - Zone 1 - 5QU CoRE ¦ 1QU LoRE | 2036 | 0.36245 | 0.00066265 | 0.0004343 | 0 | 0.0004343 | 0.00041247 | 0.00027033 | 0 | 0.00027033 | 0.00094195 | 0.00061734 | 0 | 0.00061734 | 0.00098918 | 0.0006483 | 0 | 0.0006483 | 0.00015741 | 9.798e-05 | 0.00022375 | 0.00023497 | 0.00094195 | 0.00034141 | 0.00061734 | 0.00022375 | 0 | 0 | 0.00061734 | 0.00022375 | [11 empty] | WLDFR | HFTD - Distribution - Tier 2 - 2QU CoRE ¦ 1QU LoRE | Red Flag Warning - Catastrophic Fires | 2024 | 1.6927e-07 | 8.4633e-08 | 2.1763e-07 | 14664.6376 | 233.2301 | 8896.516 | 5534.8915 | 0 | 0 | 0 | 0.000141 |  | 0.0024822 | 0 | 0.0024822 | 0.0012411 | 0 | 0.0012411 | 0.0031914 | 0 | 0.0031914 | [16 empty] | 7.3.1.3 Ignition probability mapping showing the probability of ignition along the electric lines and equipmentWLDFRAggregatedAggregated | WLDFR | HFTD - Distribution - Tier 2 - 2QU CoRE ¦ 1QU LoRE | Red Flag Warning - Destructive Fires | Aggregated | Aggregated | 2048 | 2.5416e-05 | 0 | 186.3964 | 0.0047374 | 2048 | Mitigation | 0.08575 | 30 | 0 | esc | 0.0012005 | 3.0512e-08 | 0.00060025 | 1.5256e-08 | 0.0015435 | 3.9229e-08
[35 empty] | 7.3.1.1 A summarized risk map that shows the overall ignition probability and estimated wildfire consequence along the electric lines and equipment | WLDFR | HFTD - Distribution - Zone 1 - 5QU CoRE ¦ 1QU LoRE | 2037 | 0.33873 | 0.00066265 | 0.0004343 | 0 | 0.0004343 | 0.00041247 | 0.00027033 | 0 | 0.00027033 | 0.00094195 | 0.00061734 | 0 | 0.00061734 | 0.00098918 | 0.0006483 | 0 | 0.0006483 | 0.00014711 | 9.157e-05 | 0.00020912 | 0.0002196 | 0.00094195 | 0.00031907 | 0.00061734 | 0.00020912 | 0 | 0 | 0.00061734 | 0.00020912 | [11 empty] | WLDFR | HFTD - Distribution - Tier 2 - 2QU CoRE ¦ 1QU LoRE | Red Flag Warning - Catastrophic Fires | 2025 | 1.6927e-07 | 8.4633e-08 | 2.1763e-07 | 14664.6376 | 233.2301 | 8896.516 | 5534.8915 | 0 | 0 | 0 | 0.000141 |  | 0.0024822 | 0 | 0.0024822 | 0.0012411 | 0 | 0.0012411 | 0.0031914 | 0 | 0.0031914 | [16 empty] | 7.3.1.3 Ignition probability mapping showing the probability of ignition along the electric lines and equipmentWLDFRAggregatedAggregated | WLDFR | HFTD - Distribution - Tier 2 - 2QU CoRE ¦ 1QU LoRE | Red Flag Warning - Destructive Fires | Aggregated | Aggregated | 2049 | 2.5416e-05 | 0 | 186.3964 | 0.0047374 | 2049 | Mitigation | 0.08575 | 30 | 0 | esc | 0.0012005 | 3.0512e-08 | 0.00060025 | 1.5256e-08 | 0.0015435 | 3.9229e-08
[35 empty] | 7.3.1.1 A summarized risk map that shows the overall ignition probability and estimated wildfire consequence along the electric lines and equipment | WLDFR | HFTD - Distribution - Zone 1 - 5QU CoRE ¦ 1QU LoRE | 2038 | 0.31657 | 0.00066265 | 0.00045596 | 0 | 0.00045596 | 0.00041247 | 0.00028381 | 0 | 0.00028381 | 0.00094195 | 0.00064814 | 0 | 0.00064814 | 0.00098918 | 0.00068064 | 0 | 0.00068064 | 0.00014435 | 8.9848e-05 | 0.00020518 | 0.00021547 | 0.00094195 | 0.0002982 | 0.00064814 | 0.00020518 | 0 | 0 | 0.00064814 | 0.00020518 | [11 empty] | WLDFR | HFTD - Distribution - Tier 2 - 2QU CoRE ¦ 1QU LoRE | Red Flag Warning - Catastrophic Fires | 2026 | 1.6927e-07 | 8.4633e-08 | 2.1763e-07 | 14664.6376 | 233.2301 | 8896.516 | 5534.8915 | 0 | 0 | 0 | 0.000141 |  | 0.0024822 | 0 | 0.0024822 | 0.0012411 | 0 | 0.0012411 | 0.0031914 | 0 | 0.0031914 | [16 empty] | 7.3.1.3 Ignition probability mapping showing the probability of ignition along the electric lines and equipmentWLDFRAggregatedAggregated | WLDFR | HFTD - Distribution - Tier 2 - 2QU CoRE ¦ 1QU LoRE | Red Flag Warning - Destructive Fires | Aggregated | Aggregated | 2050 | 2.5416e-05 | 0 | 186.3964 | 0.0047374 | 2050 | Mitigation | 0.08575 | 30 | 0 | esc | 0 | 0 | 0.00060025 | 1.5256e-08 | 0.0015435 | 3.9229e-08
[35 empty] | 7.3.1.1 A summarized risk map that shows the overall ignition probability and estimated wildfire consequence along the electric lines and equipment | WLDFR | HFTD - Distribution - Zone 1 - 5QU CoRE ¦ 1QU LoRE | 2039 | 0.29586 | 0.00066265 | 0.00045596 | 0 | 0.00045596 | 0.00041247 | 0.00028381 | 0 | 0.00028381 | 0.00094195 | 0.00064814 | 0 | 0.00064814 | 0.00098918 | 0.00068064 | 0 | 0.00068064 | 0.0001349 | 8.397e-05 | 0.00019176 | 0.00020138 | 0.00094195 | 0.00027869 | 0.00064814 | 0.00019176 | 0 | 0 | 0.00064814 | 0.00019176 | [11 empty] | WLDFR | HFTD - Distribution - Tier 2 - 2QU CoRE ¦ 1QU LoRE | Red Flag Warning - Catastrophic Fires | 2027 | 1.6927e-07 | 8.4633e-08 | 2.1763e-07 | 14664.6376 | 233.2301 | 8896.516 | 5534.8915 | 0 | 0 | 0 | 0.000141 |  | 0.0024822 | 0 | 0.0024822 | 0.0012411 | 0 | 0.0012411 | 0.0031914 | 0 | 0.0031914 | [16 empty] | 7.3.1.3 Ignition probability mapping showing the probability of ignition along the electric lines and equipmentWLDFRAggregatedAggregated | WLDFR | HFTD - Distribution - Tier 2 - 2QU CoRE ¦ 1QU LoRE | Red Flag Warning - Destructive Fires | Aggregated | Aggregated | 2051 | 2.5416e-05 | 0 | 186.3964 | 0.0047374 | 2051 | Mitigation | 0.08575 | 30 | 0 | esc | 0 | 0 | 0 | 0 | 0.0015435 | 3.9229e-08
[35 empty] | 7.3.1.1 A summarized risk map that shows the overall ignition probability and estimated wildfire consequence along the electric lines and equipment | WLDFR | HFTD - Distribution - Zone 1 - 5QU CoRE ¦ 1QU LoRE | 2040 | 0.27651 | 0.00066265 | 0.00045596 | 0 | 0.00045596 | 0.00041247 | 0.00028381 | 0 | 0.00028381 | 0.00094195 | 0.00064814 | 0 | 0.00064814 | 0.00098918 | 0.00068064 | 0 | 0.00068064 | 0.00012608 | 7.8477e-05 | 0.00017922 | 0.0001882 | 0.00094195 | 0.00026046 | 0.00064814 | 0.00017922 | 0 | 0 | 0.00064814 | 0.00017922 | [11 empty] | WLDFR | HFTD - Distribution - Tier 2 - 2QU CoRE ¦ 1QU LoRE | Red Flag Warning - Catastrophic Fires | 2028 | 1.6927e-07 | 8.4633e-08 | 2.1763e-07 | 15317.9909 | 247.273 | 9287.6491 | 5783.0689 | 0 | 0 | 0 | 0.000141 |  | 0.0025928 | 0 | 0.0025928 | 0.0012964 | 0 | 0.0012964 | 0.0033336 | 0 | 0.0033336 | [16 empty] | 7.3.1.3 Ignition probability mapping showing the probability of ignition along the electric lines and equipmentWLDFRAggregatedAggregated | WLDFR | HFTD - Distribution - Tier 2 - 2QU CoRE ¦ 1QU LoRE | Red Flag Warning - Large Fires | Aggregated | Aggregated | 2021 | 0.00010964 | 0 | 186.3964 | 0.020436 | 2021 | Mitigation | 0.08575 | 30 | 0 | esc | 0.0012005 | 1.3162e-07 | 0.00060025 | 6.5808e-08 | 0 | 0
[35 empty] | 7.3.1.1 A summarized risk map that shows the overall ignition probability and estimated wildfire consequence along the electric lines and equipment | WLDFR | HFTD - Distribution - Zone 1 - 5QU CoRE ¦ 1QU LoRE | 2041 | 0.25842 | 0.00066265 | 0.00045596 | 0 | 0.00045596 | 0.00041247 | 0.00028381 | 0 | 0.00028381 | 0.00094195 | 0.00064814 | 0 | 0.00064814 | 0.00098918 | 0.00068064 | 0 | 0.00068064 | 0.00011783 | 7.3343e-05 | 0.00016749 | 0.00017589 | 0.00094195 | 0.00024342 | 0.00064814 | 0.00016749 | 0 | 0 | 0.00064814 | 0.00016749 | [11 empty] | WLDFR | HFTD - Distribution - Tier 2 - 2QU CoRE ¦ 1QU LoRE | Red Flag Warning - Catastrophic Fires | 2029 | 1.6927e-07 | 8.4633e-08 | 2.1763e-07 | 15317.9909 | 247.273 | 9287.6491 | 5783.0689 | 0 | 0 | 0 | 0.000141 |  | 0.0025928 | 0 | 0.0025928 | 0.0012964 | 0 | 0.0012964 | 0.0033336 | 0 | 0.0033336 | [16 empty] | 7.3.1.3 Ignition probability mapping showing the probability of ignition along the electric lines and equipmentWLDFRAggregatedAggregated | WLDFR | HFTD - Distribution - Tier 2 - 2QU CoRE ¦ 1QU LoRE | Red Flag Warning - Large Fires | Aggregated | Aggregated | 2022 | 0.00010964 | 0 | 186.3964 | 0.020436 | 2022 | Mitigation | 0.08575 | 30 | 0 | esc | 0.0012005 | 1.3162e-07 | 0.00060025 | 6.5808e-08 | 0.0015435 | 1.6922e-07
[35 empty] | 7.3.1.1 A summarized risk map that shows the overall ignition probability and estimated wildfire consequence along the electric lines and equipment | WLDFR | HFTD - Distribution - Zone 1 - 5QU CoRE ¦ 1QU LoRE | 2042 | 0.24151 | 0.00066265 | 0.00045596 | 0 | 0.00045596 | 0.00041247 | 0.00028381 | 0 | 0.00028381 | 0.00094195 | 0.00064814 | 0 | 0.00064814 | 0.00098918 | 0.00068064 | 0 | 0.00068064 | 0.00011012 | 6.8545e-05 | 0.00015653 | 0.00016438 | 0.00094195 | 0.00022749 | 0.00064814 | 0.00015653 | 0 | 0 | 0.00064814 | 0.00015653 | [11 empty] | WLDFR | HFTD - Distribution - Tier 2 - 2QU CoRE ¦ 1QU LoRE | Red Flag Warning - Catastrophic Fires | 2030 | 1.6927e-07 | 8.4633e-08 | 2.1763e-07 | 15317.9909 | 247.273 | 9287.6491 | 5783.0689 | 0 | 0 | 0 | 0.000141 |  | 0.0025928 | 0 | 0.0025928 | 0.0012964 | 0 | 0.0012964 | 0.0033336 | 0 | 0.0033336 | [16 empty] | 7.3.1.3 Ignition probability mapping showing the probability of ignition along the electric lines and equipmentWLDFRAggregatedAggregated | WLDFR | HFTD - Distribution - Tier 2 - 2QU CoRE ¦ 1QU LoRE | Red Flag Warning - Large Fires | Aggregated | Aggregated | 2023 | 0.00010964 | 0 | 186.3964 | 0.020436 | 2023 | Mitigation | 0.08575 | 30 | 0 | esc | 0.0012005 | 1.3162e-07 | 0.00060025 | 6.5808e-08 | 0.0015435 | 1.6922e-07
[35 empty] | 7.3.1.1 A summarized risk map that shows the overall ignition probability and estimated wildfire consequence along the electric lines and equipment | WLDFR | HFTD - Distribution - Zone 1 - 5QU CoRE ¦ 1QU LoRE | 2043 | 0.22571 | 0.00066265 | 0.00047915 | 0 | 0.00047915 | 0.00041247 | 0.00029825 | 0 | 0.00029825 | 0.00094195 | 0.0006811 | 0 | 0.0006811 | 0.00098918 | 0.00071525 | 0 | 0.00071525 | 0.00010815 | 6.7319e-05 | 0.00015373 | 0.00016144 | 0.00094195 | 0.00021261 | 0.0006811 | 0.00015373 | 0 | 0 | 0.0006811 | 0.00015373 | [11 empty] | WLDFR | HFTD - Distribution - Tier 2 - 2QU CoRE ¦ 1QU LoRE | Red Flag Warning - Catastrophic Fires | 2031 | 1.6927e-07 | 8.4633e-08 | 2.1763e-07 | 15317.9909 | 247.273 | 9287.6491 | 5783.0689 | 0 | 0 | 0 | 0.000141 |  | 0.0025928 | 0 | 0.0025928 | 0.0012964 | 0 | 0.0012964 | 0.0033336 | 0 | 0.0033336 | [16 empty] | 7.3.1.3 Ignition probability mapping showing the probability of ignition along the electric lines and equipmentWLDFRAggregatedAggregated | WLDFR | HFTD - Distribution - Tier 2 - 2QU CoRE ¦ 1QU LoRE | Red Flag Warning - Large Fires | Aggregated | Aggregated | 2024 | 0.00010964 | 0 | 186.3964 | 0.020436 | 2024 | Mitigation | 0.08575 | 30 | 0 | esc | 0.0012005 | 1.3162e-07 | 0.00060025 | 6.5808e-08 | 0.0015435 | 1.6922e-07
[35 empty] | 7.3.1.1 A summarized risk map that shows the overall ignition probability and estimated wildfire consequence along the electric lines and equipment | WLDFR | HFTD - Distribution - Zone 1 - 5QU CoRE ¦ 1QU LoRE | 2044 | 0.21095 | 0.00066265 | 0.00047915 | 0 | 0.00047915 | 0.00041247 | 0.00029825 | 0 | 0.00029825 | 0.00094195 | 0.0006811 | 0 | 0.0006811 | 0.00098918 | 0.00071525 | 0 | 0.00071525 | 0.00010108 | 6.2915e-05 | 0.00014368 | 0.00015088 | 0.00094195 | 0.0001987 | 0.0006811 | 0.00014368 | 0 | 0 | 0.0006811 | 0.00014368 | [11 empty] | WLDFR | HFTD - Distribution - Tier 2 - 2QU CoRE ¦ 1QU LoRE | Red Flag Warning - Catastrophic Fires | 2032 | 1.6927e-07 | 8.4633e-08 | 2.1763e-07 | 15317.9909 | 247.273 | 9287.6491 | 5783.0689 | 0 | 0 | 0 | 0.000141 |  | 0.0025928 | 0 | 0.0025928 | 0.0012964 | 0 | 0.0012964 | 0.0033336 | 0 | 0.0033336 | [16 empty] | 7.3.1.3 Ignition probability mapping showing the probability of ignition along the electric lines and equipmentWLDFRAggregatedAggregated | WLDFR | HFTD - Distribution - Tier 2 - 2QU CoRE ¦ 1QU LoRE | Red Flag Warning - Large Fires | Aggregated | Aggregated | 2025 | 0.00010964 | 0 | 186.3964 | 0.020436 | 2025 | Mitigation | 0.08575 | 30 | 0 | esc | 0.0012005 | 1.3162e-07 | 0.00060025 | 6.5808e-08 | 0.0015435 | 1.6922e-07
[35 empty] | 7.3.1.1 A summarized risk map that shows the overall ignition probability and estimated wildfire consequence along the electric lines and equipment | WLDFR | HFTD - Distribution - Zone 1 - 5QU CoRE ¦ 1QU LoRE | 2045 | 0.19715 | 0.00066265 | 0.00047915 | 0 | 0.00047915 | 0.00041247 | 0.00029825 | 0 | 0.00029825 | 0.00094195 | 0.0006811 | 0 | 0.0006811 | 0.00098918 | 0.00071525 | 0 | 0.00071525 | 9.4463e-05 | 5.8799e-05 | 0.00013428 | 0.00014101 | 0.00094195 | 0.0001857 | 0.0006811 | 0.00013428 | 0 | 0 | 0.0006811 | 0.00013428 | [11 empty] | WLDFR | HFTD - Distribution - Tier 2 - 2QU CoRE ¦ 1QU LoRE | Red Flag Warning - Catastrophic Fires | 2033 | 1.6927e-07 | 8.4633e-08 | 2.1763e-07 | 16044.1264 | 263.1074 | 9721.74 | 6059.2791 | 0 | 0 | 0 | 0.000141 |  | 0.0027157 | 0 | 0.0027157 | 0.0013579 | 0 | 0.0013579 | 0.0034916 | 0 | 0.0034916 | [16 empty] | 7.3.1.3 Ignition probability mapping showing the probability of ignition along the electric lines and equipmentWLDFRAggregatedAggregated | WLDFR | HFTD - Distribution - Tier 2 - 2QU CoRE ¦ 1QU LoRE | Red Flag Warning - Large Fires | Aggregated | Aggregated | 2026 | 0.00010964 | 0 | 186.3964 | 0.020436 | 2026 | Mitigation | 0.08575 | 30 | 0 | esc | 0.0012005 | 1.3162e-07 | 0.00060025 | 6.5808e-08 | 0.0015435 | 1.6922e-07
[35 empty] | 7.3.1.1 A summarized risk map that shows the overall ignition probability and estimated wildfire consequence along the electric lines and equipment | WLDFR | HFTD - Distribution - Zone 1 - 5QU CoRE ¦ 1QU LoRE | 2046 | 0.18425 | 0.00066265 | 0.00047915 | 0 | 0.00047915 | 0.00041247 | 0.00029825 | 0 | 0.00029825 | 0.00094195 | 0.0006811 | 0 | 0.0006811 | 0.00098918 | 0.00071525 | 0 | 0.00071525 | 8.8283e-05 | 5.4952e-05 | 0.00012549 | 0.00013179 | 0.00094195 | 0.00017355 | 0.0006811 | 0.00012549 | 0 | 0 | 0.0006811 | 0.00012549 | [11 empty] | WLDFR | HFTD - Distribution - Tier 2 - 2QU CoRE ¦ 1QU LoRE | Red Flag Warning - Catastrophic Fires | 2034 | 1.6927e-07 | 8.4633e-08 | 2.1763e-07 | 16044.1264 | 263.1074 | 9721.74 | 6059.2791 | 0 | 0 | 0 | 0.000141 |  | 0.0027157 | 0 | 0.0027157 | 0.0013579 | 0 | 0.0013579 | 0.0034916 | 0 | 0.0034916 | [16 empty] | 7.3.1.3 Ignition probability mapping showing the probability of ignition along the electric lines and equipmentWLDFRAggregatedAggregated | WLDFR | HFTD - Distribution - Tier 2 - 2QU CoRE ¦ 1QU LoRE | Red Flag Warning - Large Fires | Aggregated | Aggregated | 2027 | 0.00010964 | 0 | 186.3964 | 0.020436 | 2027 | Mitigation | 0.08575 | 30 | 0 | esc | 0.0012005 | 1.3162e-07 | 0.00060025 | 6.5808e-08 | 0.0015435 | 1.6922e-07
[35 empty] | 7.3.1.1 A summarized risk map that shows the overall ignition probability and estimated wildfire consequence along the electric lines and equipment | WLDFR | HFTD - Distribution - Zone 1 - 5QU CoRE ¦ 1QU LoRE | 2047 | 0.1722 | 0.00066265 | 0.00047915 | 0 | 0.00047915 | 0.00041247 | 0.00029825 | 0 | 0.00029825 | 0.00094195 | 0.0006811 | 0 | 0.0006811 | 0.00098918 | 0.00071525 | 0 | 0.00071525 | 8.2507e-05 | 5.1357e-05 | 0.00011728 | 0.00012316 | 0.00094195 | 0.0001622 | 0.0006811 | 0.00011728 | 0 | 0 | 0.0006811 | 0.00011728 | [11 empty] | WLDFR | HFTD - Distribution - Tier 2 - 2QU CoRE ¦ 1QU LoRE | Red Flag Warning - Catastrophic Fires | 2035 | 1.6927e-07 | 8.4633e-08 | 2.1763e-07 | 16044.1264 | 263.1074 | 9721.74 | 6059.2791 | 0 | 0 | 0 | 0.000141 |  | 0.0027157 | 0 | 0.0027157 | 0.0013579 | 0 | 0.0013579 | 0.0034916 | 0 | 0.0034916 | [16 empty] | 7.3.1.3 Ignition probability mapping showing the probability of ignition along the electric lines and equipmentWLDFRAggregatedAggregated | WLDFR | HFTD - Distribution - Tier 2 - 2QU CoRE ¦ 1QU LoRE | Red Flag Warning - Large Fires | Aggregated | Aggregated | 2028 | 0.00010964 | 0 | 186.3964 | 0.020436 | 2028 | Mitigation | 0.08575 | 30 | 0 | esc | 0.0012005 | 1.3162e-07 | 0.00060025 | 6.5808e-08 | 0.0015435 | 1.6922e-07
[35 empty] | 7.3.1.1 A summarized risk map that shows the overall ignition probability and estimated wildfire consequence along the electric lines and equipment | WLDFR | HFTD - Distribution - Zone 1 - 5QU CoRE ¦ 1QU LoRE | 2048 | 0.16093 | 0.00066265 | 0.00050359 | 0 | 0.00050359 | 0.00041247 | 0.00031346 | 0 | 0.00031346 | 0.00094195 | 0.00071584 | 0 | 0.00071584 | 0.00098918 | 0.00075174 | 0 | 0.00075174 | 8.1043e-05 | 5.0445e-05 | 0.0001152 | 0.00012098 | 0.00094195 | 0.00015159 | 0.00071584 | 0.0001152 | 0 | 0 | 0.00071584 | 0.0001152 | [11 empty] | WLDFR | HFTD - Distribution - Tier 2 - 2QU CoRE ¦ 1QU LoRE | Red Flag Warning - Catastrophic Fires | 2036 | 1.6927e-07 | 8.4633e-08 | 2.1763e-07 | 16044.1264 | 263.1074 | 9721.74 | 6059.2791 | 0 | 0 | 0 | 0.000141 |  | 0.0027157 | 0 | 0.0027157 | 0.0013579 | 0 | 0.0013579 | 0.0034916 | 0 | 0.0034916 | [16 empty] | 7.3.1.3 Ignition probability mapping showing the probability of ignition along the electric lines and equipmentWLDFRAggregatedAggregated | WLDFR | HFTD - Distribution - Tier 2 - 2QU CoRE ¦ 1QU LoRE | Red Flag Warning - Large Fires | Aggregated | Aggregated | 2029 | 0.00010964 | 0 | 186.3964 | 0.020436 | 2029 | Mitigation | 0.08575 | 30 | 0 | esc | 0.0012005 | 1.3162e-07 | 0.00060025 | 6.5808e-08 | 0.0015435 | 1.6922e-07
[35 empty] | 7.3.1.1 A summarized risk map that shows the overall ignition probability and estimated wildfire consequence along the electric lines and equipment | WLDFR | HFTD - Distribution - Zone 1 - 5QU CoRE ¦ 1QU LoRE | 2049 | 0.1504 | 0.00066265 | 0.00050359 | 0 | 0.00050359 | 0.00041247 | 0.00031346 | 0 | 0.00031346 | 0.00094195 | 0.00071584 | 0 | 0.00071584 | 0.00098918 | 0.00075174 | 0 | 0.00075174 | 7.5741e-05 | 4.7145e-05 | 0.00010766 | 0.00011306 | 0.00094195 | 0.00014167 | 0.00071584 | 0.00010766 | 0 | 0 | 0.00071584 | 0.00010766 | [11 empty] | WLDFR | HFTD - Distribution - Tier 2 - 2QU CoRE ¦ 1QU LoRE | Red Flag Warning - Catastrophic Fires | 2037 | 1.6927e-07 | 8.4633e-08 | 2.1763e-07 | 16044.1264 | 263.1074 | 9721.74 | 6059.2791 | 0 | 0 | 0 | 0.000141 |  | 0.0027157 | 0 | 0.0027157 | 0.0013579 | 0 | 0.0013579 | 0.0034916 | 0 | 0.0034916 | [16 empty] | 7.3.1.3 Ignition probability mapping showing the probability of ignition along the electric lines and equipmentWLDFRAggregatedAggregated | WLDFR | HFTD - Distribution - Tier 2 - 2QU CoRE ¦ 1QU LoRE | Red Flag Warning - Large Fires | Aggregated | Aggregated | 2030 | 0.00010964 | 0 | 186.3964 | 0.020436 | 2030 | Mitigation | 0.08575 | 30 | 0 | esc | 0.0012005 | 1.3162e-07 | 0.00060025 | 6.5808e-08 | 0.0015435 | 1.6922e-07
[35 empty] | 7.3.1.1 A summarized risk map that shows the overall ignition probability and estimated wildfire consequence along the electric lines and equipment | WLDFR | HFTD - Distribution - Zone 1 - 5QU CoRE ¦ 1QU LoRE | 2050 | 0.14056 | 0 | 0 | 0 | 0 | 0.00041247 | 0.00031346 | 0 | 0.00031346 | 0.00094195 | 0.00071584 | 0 | 0.00071584 | 0.00098918 | 0.00075174 | 0 | 0.00075174 | 0 | 4.4061e-05 | 0.00010062 | 0.00010567 | 0.00094195 | 0.0001324 | 0.00071584 | 0.00010062 | 0 | 0 | 0.00071584 | 0.00010062 | [11 empty] | WLDFR | HFTD - Distribution - Tier 2 - 2QU CoRE ¦ 1QU LoRE | Red Flag Warning - Catastrophic Fires | 2038 | 1.6927e-07 | 8.4633e-08 | 2.1763e-07 | 16832.3912 | 280.5544 | 10192.2718 | 6359.5651 | 0 | 0 | 0 | 0.000141 |  | 0.0028491 | 0 | 0.0028491 | 0.0014246 | 0 | 0.0014246 | 0.0036632 | 0 | 0.0036632 | [16 empty] | 7.3.1.3 Ignition probability mapping showing the probability of ignition along the electric lines and equipmentWLDFRAggregatedAggregated | WLDFR | HFTD - Distribution - Tier 2 - 2QU CoRE ¦ 1QU LoRE | Red Flag Warning - Large Fires | Aggregated | Aggregated | 2031 | 0.00010964 | 0 | 186.3964 | 0.020436 | 2031 | Mitigation | 0.08575 | 30 | 0 | esc | 0.0012005 | 1.3162e-07 | 0.00060025 | 6.5808e-08 | 0.0015435 | 1.6922e-07
[35 empty] | 7.3.1.1 A summarized risk map that shows the overall ignition probability and estimated wildfire consequence along the electric lines and equipment | WLDFR | HFTD - Distribution - Zone 1 - 5QU CoRE ¦ 1QU LoRE | 2051 | 0.13137 | 0 | 0 | 0 | 0 | 0 | 0 | 0 | 0 | 0.00094195 | 0.00071584 | 0 | 0.00071584 | 0.00098918 | 0.00075174 | 0 | 0.00075174 | 0 | 0 | 9.4038e-05 | 9.8753e-05 | 0.00094195 | 0.00012374 | 0.00071584 | 9.4038e-05 | 0 | 0 | 0.00071584 | 9.4038e-05 | [11 empty] | WLDFR | HFTD - Distribution - Tier 2 - 2QU CoRE ¦ 1QU LoRE | Red Flag Warning - Catastrophic Fires | 2039 | 1.6927e-07 | 8.4633e-08 | 2.1763e-07 | 16832.3912 | 280.5544 | 10192.2718 | 6359.5651 | 0 | 0 | 0 | 0.000141 |  | 0.0028491 | 0 | 0.0028491 | 0.0014246 | 0 | 0.0014246 | 0.0036632 | 0 | 0.0036632 | [16 empty] | 7.3.1.3 Ignition probability mapping showing the probability of ignition along the electric lines and equipmentWLDFRAggregatedAggregated | WLDFR | HFTD - Distribution - Tier 2 - 2QU CoRE ¦ 1QU LoRE | Red Flag Warning - Large Fires | Aggregated | Aggregated | 2032 | 0.00010964 | 0 | 186.3964 | 0.020436 | 2032 | Mitigation | 0.08575 | 30 | 0 | esc | 0.0012005 | 1.3162e-07 | 0.00060025 | 6.5808e-08 | 0.0015435 | 1.6922e-07
[35 empty] | 7.3.1.1 A summarized risk map that shows the overall ignition probability and estimated wildfire consequence along the electric lines and equipment | WLDFR | HFTD - Distribution - Zone 1 - 5QU CoRE ¦ 1QU LoRE | 2052 | 0.12277 | 0 | 0 | 0 | 0 | 0 | 0 | 0 | 0 | 0 | 0 | 0 | 0 | 0.00098918 | 0.00075174 | 0 | 0.00075174 | 0 | 0 | 0 | 9.2293e-05 | 0 | 0 | 0 | 0 | 0 | 0 | 0 | 0 | [11 empty] | WLDFR | HFTD - Distribution - Tier 2 - 2QU CoRE ¦ 1QU LoRE | Red Flag Warning - Catastrophic Fires | 2040 | 1.6927e-07 | 8.4633e-08 | 2.1763e-07 | 16832.3912 | 280.5544 | 10192.2718 | 6359.5651 | 0 | 0 | 0 | 0.000141 |  | 0.0028491 | 0 | 0.0028491 | 0.0014246 | 0 | 0.0014246 | 0.0036632 | 0 | 0.0036632 | [16 empty] | 7.3.1.3 Ignition probability mapping showing the probability of ignition along the electric lines and equipmentWLDFRAggregatedAggregated | WLDFR | HFTD - Distribution - Tier 2 - 2QU CoRE ¦ 1QU LoRE | Red Flag Warning - Large Fires | Aggregated | Aggregated | 2033 | 0.00010964 | 0 | 186.3964 | 0.020436 | 2033 | Mitigation | 0.08575 | 30 | 0 | esc | 0.0012005 | 1.3162e-07 | 0.00060025 | 6.5808e-08 | 0.0015435 | 1.6922e-07
[35 empty] | 7.3.1.1 A summarized risk map that shows the overall ignition probability and estimated wildfire consequence along the electric lines and equipment | WLDFR | HFTD - Distribution - Zone 1 - 5QU CoRE ¦ 4QU LoRE | 2020 | 1 | 3.4994e-06 | 9.8391e-07 | 0 | 9.8391e-07 | 0 | 0 | 0 | 0 | 0 | 0 | 0 | 0 | 0 | 0 | 0 | 0 | 9.8391e-07 | 0 | 0 | 0 | 0 | 0 | 0 | 0 | 0 | 0 | 0 | 0 | [11 empty] | WLDFR | HFTD - Distribution - Tier 2 - 2QU CoRE ¦ 1QU LoRE | Red Flag Warning - Catastrophic Fires | 2041 | 1.6927e-07 | 8.4633e-08 | 2.1763e-07 | 16832.3912 | 280.5544 | 10192.2718 | 6359.5651 | 0 | 0 | 0 | 0.000141 |  | 0.0028491 | 0 | 0.0028491 | 0.0014246 | 0 | 0.0014246 | 0.0036632 | 0 | 0.0036632 | [16 empty] | 7.3.1.3 Ignition probability mapping showing the probability of ignition along the electric lines and equipmentWLDFRAggregatedAggregated | WLDFR | HFTD - Distribution - Tier 2 - 2QU CoRE ¦ 1QU LoRE | Red Flag Warning - Large Fires | Aggregated | Aggregated | 2034 | 0.00010964 | 0 | 186.3964 | 0.020436 | 2034 | Mitigation | 0.08575 | 30 | 0 | esc | 0.0012005 | 1.3162e-07 | 0.00060025 | 6.5808e-08 | 0.0015435 | 1.6922e-07
[35 empty] | 7.3.1.1 A summarized risk map that shows the overall ignition probability and estimated wildfire consequence along the electric lines and equipment | WLDFR | HFTD - Distribution - Zone 1 - 5QU CoRE ¦ 4QU LoRE | 2021 | 1 | 3.4994e-06 | 9.8391e-07 | 0 | 9.8391e-07 | 2.1782e-06 | 6.1244e-07 | 0 | 6.1244e-07 | 0 | 0 | 0 | 0 | 0 | 0 | 0 | 0 | 9.8391e-07 | 6.1244e-07 | 0 | 0 | 0 | 0 | 0 | 0 | 0 | 0 | 0 | 0 | [11 empty] | WLDFR | HFTD - Distribution - Tier 2 - 2QU CoRE ¦ 1QU LoRE | Red Flag Warning - Catastrophic Fires | 2042 | 1.6927e-07 | 8.4633e-08 | 2.1763e-07 | 16832.3912 | 280.5544 | 10192.2718 | 6359.5651 | 0 | 0 | 0 | 0.000141 |  | 0.0028491 | 0 | 0.0028491 | 0.0014246 | 0 | 0.0014246 | 0.0036632 | 0 | 0.0036632 | [16 empty] | 7.3.1.3 Ignition probability mapping showing the probability of ignition along the electric lines and equipmentWLDFRAggregatedAggregated | WLDFR | HFTD - Distribution - Tier 2 - 2QU CoRE ¦ 1QU LoRE | Red Flag Warning - Large Fires | Aggregated | Aggregated | 2035 | 0.00010964 | 0 | 186.3964 | 0.020436 | 2035 | Mitigation | 0.08575 | 30 | 0 | esc | 0.0012005 | 1.3162e-07 | 0.00060025 | 6.5808e-08 | 0.0015435 | 1.6922e-07
[35 empty] | 7.3.1.1 A summarized risk map that shows the overall ignition probability and estimated wildfire consequence along the electric lines and equipment | WLDFR | HFTD - Distribution - Zone 1 - 5QU CoRE ¦ 4QU LoRE | 2022 | 0.93458 | 3.4992e-06 | 9.8036e-07 | 0 | 9.8036e-07 | 2.1781e-06 | 6.1023e-07 | 0 | 6.1023e-07 | 4.974e-06 | 1.3936e-06 | 0 | 1.3936e-06 | 0 | 0 | 0 | 0 | 9.1622e-07 | 5.703e-07 | 1.3024e-06 | 0 | 4.974e-06 | 4.6486e-06 | 1.3936e-06 | 1.3024e-06 | 0 | 0 | 1.3936e-06 | 1.3024e-06 | [11 empty] | WLDFR | HFTD - Distribution - Tier 2 - 2QU CoRE ¦ 1QU LoRE | Red Flag Warning - Catastrophic Fires | 2043 | 1.6927e-07 | 8.4633e-08 | 2.1763e-07 | 17672.0852 | 299.42 | 10692.7362 | 6679.929 | 0 | 0 | 0 | 0.000141 |  | 0.0029913 | 0 | 0.0029913 | 0.0014956 | 0 | 0.0014956 | 0.0038459 | 0 | 0.0038459 | [16 empty] | 7.3.1.3 Ignition probability mapping showing the probability of ignition along the electric lines and equipmentWLDFRAggregatedAggregated | WLDFR | HFTD - Distribution - Tier 2 - 2QU CoRE ¦ 1QU LoRE | Red Flag Warning - Large Fires | Aggregated | Aggregated | 2036 | 0.00010964 | 0 | 186.3964 | 0.020436 | 2036 | Mitigation | 0.08575 | 30 | 0 | esc | 0.0012005 | 1.3162e-07 | 0.00060025 | 6.5808e-08 | 0.0015435 | 1.6922e-07
[35 empty] | 7.3.1.1 A summarized risk map that shows the overall ignition probability and estimated wildfire consequence along the electric lines and equipment | WLDFR | HFTD - Distribution - Zone 1 - 5QU CoRE ¦ 4QU LoRE | 2023 | 0.87344 | 3.4992e-06 | 1.0151e-06 | 0 | 1.0151e-06 | 2.1781e-06 | 6.3182e-07 | 0 | 6.3182e-07 | 4.974e-06 | 1.4429e-06 | 0 | 1.4429e-06 | 5.2234e-06 | 1.5152e-06 | 0 | 1.5152e-06 | 8.8659e-07 | 5.5186e-07 | 1.2603e-06 | 1.3235e-06 | 4.974e-06 | 4.3445e-06 | 1.4429e-06 | 1.2603e-06 | 0 | 0 | 1.4429e-06 | 1.2603e-06 | [11 empty] | WLDFR | HFTD - Distribution - Tier 2 - 2QU CoRE ¦ 1QU LoRE | Red Flag Warning - Catastrophic Fires | 2044 | 1.6927e-07 | 8.4633e-08 | 2.1763e-07 | 17672.0852 | 299.42 | 10692.7362 | 6679.929 | 0 | 0 | 0 | 0.000141 |  | 0.0029913 | 0 | 0.0029913 | 0.0014956 | 0 | 0.0014956 | 0.0038459 | 0 | 0.0038459 | [16 empty] | 7.3.1.3 Ignition probability mapping showing the probability of ignition along the electric lines and equipmentWLDFRAggregatedAggregated | WLDFR | HFTD - Distribution - Tier 2 - 2QU CoRE ¦ 1QU LoRE | Red Flag Warning - Large Fires | Aggregated | Aggregated | 2037 | 0.00010964 | 0 | 186.3964 | 0.020436 | 2037 | Mitigation | 0.08575 | 30 | 0 | esc | 0.0012005 | 1.3162e-07 | 0.00060025 | 6.5808e-08 | 0.0015435 | 1.6922e-07
[35 empty] | 7.3.1.1 A summarized risk map that shows the overall ignition probability and estimated wildfire consequence along the electric lines and equipment | WLDFR | HFTD - Distribution - Zone 1 - 5QU CoRE ¦ 4QU LoRE | 2024 | 0.8163 | 3.4992e-06 | 1.0151e-06 | 0 | 1.0151e-06 | 2.1781e-06 | 6.3182e-07 | 0 | 6.3182e-07 | 4.974e-06 | 1.4429e-06 | 0 | 1.4429e-06 | 5.2234e-06 | 1.5152e-06 | 0 | 1.5152e-06 | 8.2859e-07 | 5.1576e-07 | 1.1778e-06 | 1.2369e-06 | 4.974e-06 | 4.0603e-06 | 1.4429e-06 | 1.1778e-06 | 0 | 0 | 1.4429e-06 | 1.1778e-06 | [11 empty] | WLDFR | HFTD - Distribution - Tier 2 - 2QU CoRE ¦ 1QU LoRE | Red Flag Warning - Catastrophic Fires | 2045 | 1.6927e-07 | 8.4633e-08 | 2.1763e-07 | 17672.0852 | 299.42 | 10692.7362 | 6679.929 | 0 | 0 | 0 | 0.000141 |  | 0.0029913 | 0 | 0.0029913 | 0.0014956 | 0 | 0.0014956 | 0.0038459 | 0 | 0.0038459 | [16 empty] | 7.3.1.3 Ignition probability mapping showing the probability of ignition along the electric lines and equipmentWLDFRAggregatedAggregated | WLDFR | HFTD - Distribution - Tier 2 - 2QU CoRE ¦ 1QU LoRE | Red Flag Warning - Large Fires | Aggregated | Aggregated | 2038 | 0.00010964 | 0 | 186.3964 | 0.020436 | 2038 | Mitigation | 0.08575 | 30 | 0 | esc | 0.0012005 | 1.3162e-07 | 0.00060025 | 6.5808e-08 | 0.0015435 | 1.6922e-07
[35 empty] | 7.3.1.1 A summarized risk map that shows the overall ignition probability and estimated wildfire consequence along the electric lines and equipment | WLDFR | HFTD - Distribution - Zone 1 - 5QU CoRE ¦ 4QU LoRE | 2025 | 0.7629 | 3.4992e-06 | 1.0151e-06 | 0 | 1.0151e-06 | 2.1781e-06 | 6.3182e-07 | 0 | 6.3182e-07 | 4.974e-06 | 1.4429e-06 | 0 | 1.4429e-06 | 5.2234e-06 | 1.5152e-06 | 0 | 1.5152e-06 | 7.7438e-07 | 4.8202e-07 | 1.1008e-06 | 1.156e-06 | 4.974e-06 | 3.7946e-06 | 1.4429e-06 | 1.1008e-06 | 0 | 0 | 1.4429e-06 | 1.1008e-06 | [11 empty] | WLDFR | HFTD - Distribution - Tier 2 - 2QU CoRE ¦ 1QU LoRE | Red Flag Warning - Catastrophic Fires | 2046 | 1.6927e-07 | 8.4633e-08 | 2.1763e-07 | 17672.0852 | 299.42 | 10692.7362 | 6679.929 | 0 | 0 | 0 | 0.000141 |  | 0.0029913 | 0 | 0.0029913 | 0.0014956 | 0 | 0.0014956 | 0.0038459 | 0 | 0.0038459 | [16 empty] | 7.3.1.3 Ignition probability mapping showing the probability of ignition along the electric lines and equipmentWLDFRAggregatedAggregated | WLDFR | HFTD - Distribution - Tier 2 - 2QU CoRE ¦ 1QU LoRE | Red Flag Warning - Large Fires | Aggregated | Aggregated | 2039 | 0.00010964 | 0 | 186.3964 | 0.020436 | 2039 | Mitigation | 0.08575 | 30 | 0 | esc | 0.0012005 | 1.3162e-07 | 0.00060025 | 6.5808e-08 | 0.0015435 | 1.6922e-07
[35 empty] | 7.3.1.1 A summarized risk map that shows the overall ignition probability and estimated wildfire consequence along the electric lines and equipment | WLDFR | HFTD - Distribution - Zone 1 - 5QU CoRE ¦ 4QU LoRE | 2026 | 0.71299 | 3.4992e-06 | 1.0151e-06 | 0 | 1.0151e-06 | 2.1781e-06 | 6.3182e-07 | 0 | 6.3182e-07 | 4.974e-06 | 1.4429e-06 | 0 | 1.4429e-06 | 5.2234e-06 | 1.5152e-06 | 0 | 1.5152e-06 | 7.2372e-07 | 4.5048e-07 | 1.0288e-06 | 1.0803e-06 | 4.974e-06 | 3.5464e-06 | 1.4429e-06 | 1.0288e-06 | 0 | 0 | 1.4429e-06 | 1.0288e-06 | [11 empty] | WLDFR | HFTD - Distribution - Tier 2 - 2QU CoRE ¦ 1QU LoRE | Red Flag Warning - Catastrophic Fires | 2047 | 1.6927e-07 | 8.4633e-08 | 2.1763e-07 | 17672.0852 | 299.42 | 10692.7362 | 6679.929 | 0 | 0 | 0 | 0.000141 |  | 0.0029913 | 0 | 0.0029913 | 0.0014956 | 0 | 0.0014956 | 0.0038459 | 0 | 0.0038459 | [16 empty] | 7.3.1.3 Ignition probability mapping showing the probability of ignition along the electric lines and equipmentWLDFRAggregatedAggregated | WLDFR | HFTD - Distribution - Tier 2 - 2QU CoRE ¦ 1QU LoRE | Red Flag Warning - Large Fires | Aggregated | Aggregated | 2040 | 0.00010964 | 0 | 186.3964 | 0.020436 | 2040 | Mitigation | 0.08575 | 30 | 0 | esc | 0.0012005 | 1.3162e-07 | 0.00060025 | 6.5808e-08 | 0.0015435 | 1.6922e-07
[35 empty] | 7.3.1.1 A summarized risk map that shows the overall ignition probability and estimated wildfire consequence along the electric lines and equipment | WLDFR | HFTD - Distribution - Zone 1 - 5QU CoRE ¦ 4QU LoRE | 2027 | 0.66634 | 3.4992e-06 | 1.0151e-06 | 0 | 1.0151e-06 | 2.1781e-06 | 6.3182e-07 | 0 | 6.3182e-07 | 4.974e-06 | 1.4429e-06 | 0 | 1.4429e-06 | 5.2234e-06 | 1.5152e-06 | 0 | 1.5152e-06 | 6.7637e-07 | 4.2101e-07 | 9.6145e-07 | 1.0097e-06 | 4.974e-06 | 3.3144e-06 | 1.4429e-06 | 9.6145e-07 | 0 | 0 | 1.4429e-06 | 9.6145e-07 | [11 empty] | WLDFR | HFTD - Distribution - Tier 2 - 2QU CoRE ¦ 1QU LoRE | Red Flag Warning - Catastrophic Fires | 2048 | 1.6927e-07 | 8.4633e-08 | 2.1763e-07 | 18552.3348 | 319.4911 | 11216.5626 | 7016.281 | 0 | 0 | 0 | 0.000141 |  | 0.0031403 | 0 | 0.0031403 | 0.0015701 | 0 | 0.0015701 | 0.0040375 | 0 | 0.0040375 | [16 empty] | 7.3.1.3 Ignition probability mapping showing the probability of ignition along the electric lines and equipmentWLDFRAggregatedAggregated | WLDFR | HFTD - Distribution - Tier 2 - 2QU CoRE ¦ 1QU LoRE | Red Flag Warning - Large Fires | Aggregated | Aggregated | 2041 | 0.00010964 | 0 | 186.3964 | 0.020436 | 2041 | Mitigation | 0.08575 | 30 | 0 | esc | 0.0012005 | 1.3162e-07 | 0.00060025 | 6.5808e-08 | 0.0015435 | 1.6922e-07
[35 empty] | 7.3.1.1 A summarized risk map that shows the overall ignition probability and estimated wildfire consequence along the electric lines and equipment | WLDFR | HFTD - Distribution - Zone 1 - 5QU CoRE ¦ 4QU LoRE | 2028 | 0.62275 | 3.4992e-06 | 1.059e-06 | 0 | 1.059e-06 | 2.1781e-06 | 6.5917e-07 | 0 | 6.5917e-07 | 4.974e-06 | 1.5053e-06 | 0 | 1.5053e-06 | 5.2234e-06 | 1.5808e-06 | 0 | 1.5808e-06 | 6.5948e-07 | 4.105e-07 | 9.3744e-07 | 9.8445e-07 | 4.974e-06 | 3.0976e-06 | 1.5053e-06 | 9.3744e-07 | 0 | 0 | 1.5053e-06 | 9.3744e-07 | [11 empty] | WLDFR | HFTD - Distribution - Tier 2 - 2QU CoRE ¦ 1QU LoRE | Red Flag Warning - Catastrophic Fires | 2049 | 1.6927e-07 | 8.4633e-08 | 2.1763e-07 | 18552.3348 | 319.4911 | 11216.5626 | 7016.281 | 0 | 0 | 0 | 0.000141 |  | 0.0031403 | 0 | 0.0031403 | 0.0015701 | 0 | 0.0015701 | 0.0040375 | 0 | 0.0040375 | [16 empty] | 7.3.1.3 Ignition probability mapping showing the probability of ignition along the electric lines and equipmentWLDFRAggregatedAggregated | WLDFR | HFTD - Distribution - Tier 2 - 2QU CoRE ¦ 1QU LoRE | Red Flag Warning - Large Fires | Aggregated | Aggregated | 2042 | 0.00010964 | 0 | 186.3964 | 0.020436 | 2042 | Mitigation | 0.08575 | 30 | 0 | esc | 0.0012005 | 1.3162e-07 | 0.00060025 | 6.5808e-08 | 0.0015435 | 1.6922e-07
[35 empty] | 7.3.1.1 A summarized risk map that shows the overall ignition probability and estimated wildfire consequence along the electric lines and equipment | WLDFR | HFTD - Distribution - Zone 1 - 5QU CoRE ¦ 4QU LoRE | 2029 | 0.58201 | 3.4992e-06 | 1.059e-06 | 0 | 1.059e-06 | 2.1781e-06 | 6.5917e-07 | 0 | 6.5917e-07 | 4.974e-06 | 1.5053e-06 | 0 | 1.5053e-06 | 5.2234e-06 | 1.5808e-06 | 0 | 1.5808e-06 | 6.1634e-07 | 3.8364e-07 | 8.7611e-07 | 9.2004e-07 | 4.974e-06 | 2.8949e-06 | 1.5053e-06 | 8.7611e-07 | 0 | 0 | 1.5053e-06 | 8.7611e-07 | [11 empty] | WLDFR | HFTD - Distribution - Tier 2 - 2QU CoRE ¦ 1QU LoRE | Red Flag Warning - Catastrophic Fires | 2050 | 0 | 8.4633e-08 | 2.1763e-07 | 18552.3348 | 319.4911 | 11216.5626 | 7016.281 | 0 | 0 | 0 | 0.000141 |  | 0 | 0 | 0 | 0.0015701 | 0 | 0.0015701 | 0.0040375 | 0 | 0.0040375 | [16 empty] | 7.3.1.3 Ignition probability mapping showing the probability of ignition along the electric lines and equipmentWLDFRAggregatedAggregated | WLDFR | HFTD - Distribution - Tier 2 - 2QU CoRE ¦ 1QU LoRE | Red Flag Warning - Large Fires | Aggregated | Aggregated | 2043 | 0.00010964 | 0 | 186.3964 | 0.020436 | 2043 | Mitigation | 0.08575 | 30 | 0 | esc | 0.0012005 | 1.3162e-07 | 0.00060025 | 6.5808e-08 | 0.0015435 | 1.6922e-07
[35 empty] | 7.3.1.1 A summarized risk map that shows the overall ignition probability and estimated wildfire consequence along the electric lines and equipment | WLDFR | HFTD - Distribution - Zone 1 - 5QU CoRE ¦ 4QU LoRE | 2030 | 0.54393 | 3.4992e-06 | 1.059e-06 | 0 | 1.059e-06 | 2.1781e-06 | 6.5917e-07 | 0 | 6.5917e-07 | 4.974e-06 | 1.5053e-06 | 0 | 1.5053e-06 | 5.2234e-06 | 1.5808e-06 | 0 | 1.5808e-06 | 5.7602e-07 | 3.5854e-07 | 8.188e-07 | 8.5985e-07 | 4.974e-06 | 2.7055e-06 | 1.5053e-06 | 8.188e-07 | 0 | 0 | 1.5053e-06 | 8.188e-07 | [11 empty] | WLDFR | HFTD - Distribution - Tier 2 - 2QU CoRE ¦ 1QU LoRE | Red Flag Warning - Catastrophic Fires | 2051 | 0 | 0 | 2.1763e-07 | 18552.3348 | 319.4911 | 11216.5626 | 7016.281 | 0 | 0 | 0 | 0.000141 |  | 0 | 0 | 0 | 0 | 0 | 0 | 0.0040375 | 0 | 0.0040375 | [16 empty] | 7.3.1.3 Ignition probability mapping showing the probability of ignition along the electric lines and equipmentWLDFRAggregatedAggregated | WLDFR | HFTD - Distribution - Tier 2 - 2QU CoRE ¦ 1QU LoRE | Red Flag Warning - Large Fires | Aggregated | Aggregated | 2044 | 0.00010964 | 0 | 186.3964 | 0.020436 | 2044 | Mitigation | 0.08575 | 30 | 0 | esc | 0.0012005 | 1.3162e-07 | 0.00060025 | 6.5808e-08 | 0.0015435 | 1.6922e-07
[35 empty] | 7.3.1.1 A summarized risk map that shows the overall ignition probability and estimated wildfire consequence along the electric lines and equipment | WLDFR | HFTD - Distribution - Zone 1 - 5QU CoRE ¦ 4QU LoRE | 2031 | 0.50835 | 3.4992e-06 | 1.059e-06 | 0 | 1.059e-06 | 2.1781e-06 | 6.5917e-07 | 0 | 6.5917e-07 | 4.974e-06 | 1.5053e-06 | 0 | 1.5053e-06 | 5.2234e-06 | 1.5808e-06 | 0 | 1.5808e-06 | 5.3833e-07 | 3.3509e-07 | 7.6523e-07 | 8.036e-07 | 4.974e-06 | 2.5285e-06 | 1.5053e-06 | 7.6523e-07 | 0 | 0 | 1.5053e-06 | 7.6523e-07 | [11 empty] | WLDFR | HFTD - Distribution - Tier 2 - 2QU CoRE ¦ 1QU LoRE | Red Flag Warning - Destructive Fires | 2020 | 3.0512e-08 | 0 | 0 | 8807.9522 | 222.2294 | 8585.7228 | 0 | 0 | 0 | 0 | 2.5416e-05 |  | 0.00026875 | 0 | 0.00026875 | 0 | 0 | 0 | 0 | 0 | 0 | [16 empty] | 7.3.1.3 Ignition probability mapping showing the probability of ignition along the electric lines and equipmentWLDFRAggregatedAggregated | WLDFR | HFTD - Distribution - Tier 2 - 2QU CoRE ¦ 1QU LoRE | Red Flag Warning - Large Fires | Aggregated | Aggregated | 2045 | 0.00010964 | 0 | 186.3964 | 0.020436 | 2045 | Mitigation | 0.08575 | 30 | 0 | esc | 0.0012005 | 1.3162e-07 | 0.00060025 | 6.5808e-08 | 0.0015435 | 1.6922e-07
[35 empty] | 7.3.1.1 A summarized risk map that shows the overall ignition probability and estimated wildfire consequence along the electric lines and equipment | WLDFR | HFTD - Distribution - Zone 1 - 5QU CoRE ¦ 4QU LoRE | 2032 | 0.47509 | 3.4992e-06 | 1.059e-06 | 0 | 1.059e-06 | 2.1781e-06 | 6.5917e-07 | 0 | 6.5917e-07 | 4.974e-06 | 1.5053e-06 | 0 | 1.5053e-06 | 5.2234e-06 | 1.5808e-06 | 0 | 1.5808e-06 | 5.0312e-07 | 3.1317e-07 | 7.1517e-07 | 7.5103e-07 | 4.974e-06 | 2.3631e-06 | 1.5053e-06 | 7.1517e-07 | 0 | 0 | 1.5053e-06 | 7.1517e-07 | [11 empty] | WLDFR | HFTD - Distribution - Tier 2 - 2QU CoRE ¦ 1QU LoRE | Red Flag Warning - Destructive Fires | 2021 | 3.0512e-08 | 1.5256e-08 | 0 | 8807.9522 | 222.2294 | 8585.7228 | 0 | 0 | 0 | 0 | 2.5416e-05 |  | 0.00026875 | 0 | 0.00026875 | 0.00013437 | 0 | 0.00013437 | 0 | 0 | 0 | [16 empty] | 7.3.1.3 Ignition probability mapping showing the probability of ignition along the electric lines and equipmentWLDFRAggregatedAggregated | WLDFR | HFTD - Distribution - Tier 2 - 2QU CoRE ¦ 1QU LoRE | Red Flag Warning - Large Fires | Aggregated | Aggregated | 2046 | 0.00010964 | 0 | 186.3964 | 0.020436 | 2046 | Mitigation | 0.08575 | 30 | 0 | esc | 0.0012005 | 1.3162e-07 | 0.00060025 | 6.5808e-08 | 0.0015435 | 1.6922e-07
[35 empty] | 7.3.1.1 A summarized risk map that shows the overall ignition probability and estimated wildfire consequence along the electric lines and equipment | WLDFR | HFTD - Distribution - Zone 1 - 5QU CoRE ¦ 4QU LoRE | 2033 | 0.44401 | 3.4992e-06 | 1.1081e-06 | 0 | 1.1081e-06 | 2.1781e-06 | 6.8973e-07 | 0 | 6.8973e-07 | 4.974e-06 | 1.5751e-06 | 0 | 1.5751e-06 | 5.2234e-06 | 1.6541e-06 | 0 | 1.6541e-06 | 4.92e-07 | 3.0625e-07 | 6.9937e-07 | 7.3443e-07 | 4.974e-06 | 2.2085e-06 | 1.5751e-06 | 6.9937e-07 | 0 | 0 | 1.5751e-06 | 6.9937e-07 | [11 empty] | WLDFR | HFTD - Distribution - Tier 2 - 2QU CoRE ¦ 1QU LoRE | Red Flag Warning - Destructive Fires | 2022 | 3.0512e-08 | 1.5256e-08 | 3.9229e-08 | 8807.9522 | 222.2294 | 8585.7228 | 0 | 0 | 0 | 0 | 2.5416e-05 |  | 0.00026875 | 0 | 0.00026875 | 0.00013437 | 0 | 0.00013437 | 0.00034553 | 0 | 0.00034553 | [16 empty] | 7.3.1.3 Ignition probability mapping showing the probability of ignition along the electric lines and equipmentWLDFRAggregatedAggregated | WLDFR | HFTD - Distribution - Tier 2 - 2QU CoRE ¦ 1QU LoRE | Red Flag Warning - Large Fires | Aggregated | Aggregated | 2047 | 0.00010964 | 0 | 186.3964 | 0.020436 | 2047 | Mitigation | 0.08575 | 30 | 0 | esc | 0.0012005 | 1.3162e-07 | 0.00060025 | 6.5808e-08 | 0.0015435 | 1.6922e-07
[35 empty] | 7.3.1.1 A summarized risk map that shows the overall ignition probability and estimated wildfire consequence along the electric lines and equipment | WLDFR | HFTD - Distribution - Zone 1 - 5QU CoRE ¦ 4QU LoRE | 2034 | 0.41496 | 3.4992e-06 | 1.1081e-06 | 0 | 1.1081e-06 | 2.1781e-06 | 6.8973e-07 | 0 | 6.8973e-07 | 4.974e-06 | 1.5751e-06 | 0 | 1.5751e-06 | 5.2234e-06 | 1.6541e-06 | 0 | 1.6541e-06 | 4.5981e-07 | 2.8621e-07 | 6.5361e-07 | 6.8639e-07 | 4.974e-06 | 2.064e-06 | 1.5751e-06 | 6.5361e-07 | 0 | 0 | 1.5751e-06 | 6.5361e-07 | [11 empty] | WLDFR | HFTD - Distribution - Tier 2 - 2QU CoRE ¦ 1QU LoRE | Red Flag Warning - Destructive Fires | 2023 | 3.0512e-08 | 1.5256e-08 | 3.9229e-08 | 9129.7461 | 233.2301 | 8896.516 | 0 | 0 | 0 | 0 | 2.5416e-05 |  | 0.00027856 | 0 | 0.00027856 | 0.00013928 | 0 | 0.00013928 | 0.00035815 | 0 | 0.00035815 | [16 empty] | 7.3.1.3 Ignition probability mapping showing the probability of ignition along the electric lines and equipmentWLDFRAggregatedAggregated | WLDFR | HFTD - Distribution - Tier 2 - 2QU CoRE ¦ 1QU LoRE | Red Flag Warning - Large Fires | Aggregated | Aggregated | 2048 | 0.00010964 | 0 | 186.3964 | 0.020436 | 2048 | Mitigation | 0.08575 | 30 | 0 | esc | 0.0012005 | 1.3162e-07 | 0.00060025 | 6.5808e-08 | 0.0015435 | 1.6922e-07
[35 empty] | 7.3.1.1 A summarized risk map that shows the overall ignition probability and estimated wildfire consequence along the electric lines and equipment | WLDFR | HFTD - Distribution - Zone 1 - 5QU CoRE ¦ 4QU LoRE | 2035 | 0.38782 | 3.4992e-06 | 1.1081e-06 | 0 | 1.1081e-06 | 2.1781e-06 | 6.8973e-07 | 0 | 6.8973e-07 | 4.974e-06 | 1.5751e-06 | 0 | 1.5751e-06 | 5.2234e-06 | 1.6541e-06 | 0 | 1.6541e-06 | 4.2973e-07 | 2.6749e-07 | 6.1085e-07 | 6.4148e-07 | 4.974e-06 | 1.929e-06 | 1.5751e-06 | 6.1085e-07 | 0 | 0 | 1.5751e-06 | 6.1085e-07 | [11 empty] | WLDFR | HFTD - Distribution - Tier 2 - 2QU CoRE ¦ 1QU LoRE | Red Flag Warning - Destructive Fires | 2024 | 3.0512e-08 | 1.5256e-08 | 3.9229e-08 | 9129.7461 | 233.2301 | 8896.516 | 0 | 0 | 0 | 0 | 2.5416e-05 |  | 0.00027856 | 0 | 0.00027856 | 0.00013928 | 0 | 0.00013928 | 0.00035815 | 0 | 0.00035815 | [16 empty] | 7.3.1.3 Ignition probability mapping showing the probability of ignition along the electric lines and equipmentWLDFRAggregatedAggregated | WLDFR | HFTD - Distribution - Tier 2 - 2QU CoRE ¦ 1QU LoRE | Red Flag Warning - Large Fires | Aggregated | Aggregated | 2049 | 0.00010964 | 0 | 186.3964 | 0.020436 | 2049 | Mitigation | 0.08575 | 30 | 0 | esc | 0.0012005 | 1.3162e-07 | 0.00060025 | 6.5808e-08 | 0.0015435 | 1.6922e-07
[35 empty] | 7.3.1.1 A summarized risk map that shows the overall ignition probability and estimated wildfire consequence along the electric lines and equipment | WLDFR | HFTD - Distribution - Zone 1 - 5QU CoRE ¦ 4QU LoRE | 2036 | 0.36245 | 3.4992e-06 | 1.1081e-06 | 0 | 1.1081e-06 | 2.1781e-06 | 6.8973e-07 | 0 | 6.8973e-07 | 4.974e-06 | 1.5751e-06 | 0 | 1.5751e-06 | 5.2234e-06 | 1.6541e-06 | 0 | 1.6541e-06 | 4.0162e-07 | 2.4999e-07 | 5.7089e-07 | 5.9952e-07 | 4.974e-06 | 1.8028e-06 | 1.5751e-06 | 5.7089e-07 | 0 | 0 | 1.5751e-06 | 5.7089e-07 | [11 empty] | WLDFR | HFTD - Distribution - Tier 2 - 2QU CoRE ¦ 1QU LoRE | Red Flag Warning - Destructive Fires | 2025 | 3.0512e-08 | 1.5256e-08 | 3.9229e-08 | 9129.7461 | 233.2301 | 8896.516 | 0 | 0 | 0 | 0 | 2.5416e-05 |  | 0.00027856 | 0 | 0.00027856 | 0.00013928 | 0 | 0.00013928 | 0.00035815 | 0 | 0.00035815 | [16 empty] | 7.3.1.3 Ignition probability mapping showing the probability of ignition along the electric lines and equipmentWLDFRAggregatedAggregated | WLDFR | HFTD - Distribution - Tier 2 - 2QU CoRE ¦ 1QU LoRE | Red Flag Warning - Large Fires | Aggregated | Aggregated | 2050 | 0.00010964 | 0 | 186.3964 | 0.020436 | 2050 | Mitigation | 0.08575 | 30 | 0 | esc | 0 | 0 | 0.00060025 | 6.5808e-08 | 0.0015435 | 1.6922e-07
[35 empty] | 7.3.1.1 A summarized risk map that shows the overall ignition probability and estimated wildfire consequence along the electric lines and equipment | WLDFR | HFTD - Distribution - Zone 1 - 5QU CoRE ¦ 4QU LoRE | 2037 | 0.33873 | 3.4992e-06 | 1.1081e-06 | 0 | 1.1081e-06 | 2.1781e-06 | 6.8973e-07 | 0 | 6.8973e-07 | 4.974e-06 | 1.5751e-06 | 0 | 1.5751e-06 | 5.2234e-06 | 1.6541e-06 | 0 | 1.6541e-06 | 3.7534e-07 | 2.3363e-07 | 5.3354e-07 | 5.603e-07 | 4.974e-06 | 1.6849e-06 | 1.5751e-06 | 5.3354e-07 | 0 | 0 | 1.5751e-06 | 5.3354e-07 | [11 empty] | WLDFR | HFTD - Distribution - Tier 2 - 2QU CoRE ¦ 1QU LoRE | Red Flag Warning - Destructive Fires | 2026 | 3.0512e-08 | 1.5256e-08 | 3.9229e-08 | 9129.7461 | 233.2301 | 8896.516 | 0 | 0 | 0 | 0 | 2.5416e-05 |  | 0.00027856 | 0 | 0.00027856 | 0.00013928 | 0 | 0.00013928 | 0.00035815 | 0 | 0.00035815 | [16 empty] | 7.3.1.3 Ignition probability mapping showing the probability of ignition along the electric lines and equipmentWLDFRAggregatedAggregated | WLDFR | HFTD - Distribution - Tier 2 - 2QU CoRE ¦ 1QU LoRE | Red Flag Warning - Large Fires | Aggregated | Aggregated | 2051 | 0.00010964 | 0 | 186.3964 | 0.020436 | 2051 | Mitigation | 0.08575 | 30 | 0 | esc | 0 | 0 | 0 | 0 | 0.0015435 | 1.6922e-07
[35 empty] | 7.3.1.1 A summarized risk map that shows the overall ignition probability and estimated wildfire consequence along the electric lines and equipment | WLDFR | HFTD - Distribution - Zone 1 - 5QU CoRE ¦ 4QU LoRE | 2038 | 0.31657 | 3.4992e-06 | 1.1617e-06 | 0 | 1.1617e-06 | 2.1781e-06 | 7.231e-07 | 0 | 7.231e-07 | 4.974e-06 | 1.6513e-06 | 0 | 1.6513e-06 | 5.2234e-06 | 1.7341e-06 | 0 | 1.7341e-06 | 3.6776e-07 | 2.2891e-07 | 5.2276e-07 | 5.4898e-07 | 4.974e-06 | 1.5746e-06 | 1.6513e-06 | 5.2276e-07 | 0 | 0 | 1.6513e-06 | 5.2276e-07 | [11 empty] | WLDFR | HFTD - Distribution - Tier 2 - 2QU CoRE ¦ 1QU LoRE | Red Flag Warning - Destructive Fires | 2027 | 3.0512e-08 | 1.5256e-08 | 3.9229e-08 | 9129.7461 | 233.2301 | 8896.516 | 0 | 0 | 0 | 0 | 2.5416e-05 |  | 0.00027856 | 0 | 0.00027856 | 0.00013928 | 0 | 0.00013928 | 0.00035815 | 0 | 0.00035815 | [16 empty] | 7.3.1.3 Ignition probability mapping showing the probability of ignition along the electric lines and equipmentWLDFRAggregatedAggregated | WLDFR | HFTD - Distribution - Tier 2 - 2QU CoRE ¦ 1QU LoRE | Red Flag Warning - Small Fires | Aggregated | Aggregated | 2021 | 0.0010263 | 0 | 186.3964 | 0.1913 | 2021 | Mitigation | 0.08575 | 30 | 0 | esc | 0.0012005 | 1.2321e-06 | 0.00060025 | 6.1603e-07 | 0 | 0
[35 empty] | 7.3.1.1 A summarized risk map that shows the overall ignition probability and estimated wildfire consequence along the electric lines and equipment | WLDFR | HFTD - Distribution - Zone 1 - 5QU CoRE ¦ 4QU LoRE | 2039 | 0.29586 | 3.4992e-06 | 1.1617e-06 | 0 | 1.1617e-06 | 2.1781e-06 | 7.231e-07 | 0 | 7.231e-07 | 4.974e-06 | 1.6513e-06 | 0 | 1.6513e-06 | 5.2234e-06 | 1.7341e-06 | 0 | 1.7341e-06 | 3.437e-07 | 2.1394e-07 | 4.8856e-07 | 5.1306e-07 | 4.974e-06 | 1.4716e-06 | 1.6513e-06 | 4.8856e-07 | 0 | 0 | 1.6513e-06 | 4.8856e-07 | [11 empty] | WLDFR | HFTD - Distribution - Tier 2 - 2QU CoRE ¦ 1QU LoRE | Red Flag Warning - Destructive Fires | 2028 | 3.0512e-08 | 1.5256e-08 | 3.9229e-08 | 9534.9221 | 247.273 | 9287.6491 | 0 | 0 | 0 | 0 | 2.5416e-05 |  | 0.00029093 | 0 | 0.00029093 | 0.00014546 | 0 | 0.00014546 | 0.00037405 | 0 | 0.00037405 | [16 empty] | 7.3.1.3 Ignition probability mapping showing the probability of ignition along the electric lines and equipmentWLDFRAggregatedAggregated | WLDFR | HFTD - Distribution - Tier 2 - 2QU CoRE ¦ 1QU LoRE | Red Flag Warning - Small Fires | Aggregated | Aggregated | 2022 | 0.0010263 | 0 | 186.3964 | 0.1913 | 2022 | Mitigation | 0.08575 | 30 | 0 | esc | 0.0012005 | 1.2321e-06 | 0.00060025 | 6.1603e-07 | 0.0015435 | 1.5841e-06
[35 empty] | 7.3.1.1 A summarized risk map that shows the overall ignition probability and estimated wildfire consequence along the electric lines and equipment | WLDFR | HFTD - Distribution - Zone 1 - 5QU CoRE ¦ 4QU LoRE | 2040 | 0.27651 | 3.4992e-06 | 1.1617e-06 | 0 | 1.1617e-06 | 2.1781e-06 | 7.231e-07 | 0 | 7.231e-07 | 4.974e-06 | 1.6513e-06 | 0 | 1.6513e-06 | 5.2234e-06 | 1.7341e-06 | 0 | 1.7341e-06 | 3.2122e-07 | 1.9994e-07 | 4.566e-07 | 4.795e-07 | 4.974e-06 | 1.3753e-06 | 1.6513e-06 | 4.566e-07 | 0 | 0 | 1.6513e-06 | 4.566e-07 | [11 empty] | WLDFR | HFTD - Distribution - Tier 2 - 2QU CoRE ¦ 1QU LoRE | Red Flag Warning - Destructive Fires | 2029 | 3.0512e-08 | 1.5256e-08 | 3.9229e-08 | 9534.9221 | 247.273 | 9287.6491 | 0 | 0 | 0 | 0 | 2.5416e-05 |  | 0.00029093 | 0 | 0.00029093 | 0.00014546 | 0 | 0.00014546 | 0.00037405 | 0 | 0.00037405 | [16 empty] | 7.3.1.3 Ignition probability mapping showing the probability of ignition along the electric lines and equipmentWLDFRAggregatedAggregated | WLDFR | HFTD - Distribution - Tier 2 - 2QU CoRE ¦ 1QU LoRE | Red Flag Warning - Small Fires | Aggregated | Aggregated | 2023 | 0.0010263 | 0 | 186.3964 | 0.1913 | 2023 | Mitigation | 0.08575 | 30 | 0 | esc | 0.0012005 | 1.2321e-06 | 0.00060025 | 6.1603e-07 | 0.0015435 | 1.5841e-06
[35 empty] | 7.3.1.1 A summarized risk map that shows the overall ignition probability and estimated wildfire consequence along the electric lines and equipment | WLDFR | HFTD - Distribution - Zone 1 - 5QU CoRE ¦ 4QU LoRE | 2041 | 0.25842 | 3.4992e-06 | 1.1617e-06 | 0 | 1.1617e-06 | 2.1781e-06 | 7.231e-07 | 0 | 7.231e-07 | 4.974e-06 | 1.6513e-06 | 0 | 1.6513e-06 | 5.2234e-06 | 1.7341e-06 | 0 | 1.7341e-06 | 3.002e-07 | 1.8686e-07 | 4.2673e-07 | 4.4813e-07 | 4.974e-06 | 1.2854e-06 | 1.6513e-06 | 4.2673e-07 | 0 | 0 | 1.6513e-06 | 4.2673e-07 | [11 empty] | WLDFR | HFTD - Distribution - Tier 2 - 2QU CoRE ¦ 1QU LoRE | Red Flag Warning - Destructive Fires | 2030 | 3.0512e-08 | 1.5256e-08 | 3.9229e-08 | 9534.9221 | 247.273 | 9287.6491 | 0 | 0 | 0 | 0 | 2.5416e-05 |  | 0.00029093 | 0 | 0.00029093 | 0.00014546 | 0 | 0.00014546 | 0.00037405 | 0 | 0.00037405 | [16 empty] | 7.3.1.3 Ignition probability mapping showing the probability of ignition along the electric lines and equipmentWLDFRAggregatedAggregated | WLDFR | HFTD - Distribution - Tier 2 - 2QU CoRE ¦ 1QU LoRE | Red Flag Warning - Small Fires | Aggregated | Aggregated | 2024 | 0.0010263 | 0 | 186.3964 | 0.1913 | 2024 | Mitigation | 0.08575 | 30 | 0 | esc | 0.0012005 | 1.2321e-06 | 0.00060025 | 6.1603e-07 | 0.0015435 | 1.5841e-06
[35 empty] | 7.3.1.1 A summarized risk map that shows the overall ignition probability and estimated wildfire consequence along the electric lines and equipment | WLDFR | HFTD - Distribution - Zone 1 - 5QU CoRE ¦ 4QU LoRE | 2042 | 0.24151 | 3.4992e-06 | 1.1617e-06 | 0 | 1.1617e-06 | 2.1781e-06 | 7.231e-07 | 0 | 7.231e-07 | 4.974e-06 | 1.6513e-06 | 0 | 1.6513e-06 | 5.2234e-06 | 1.7341e-06 | 0 | 1.7341e-06 | 2.8056e-07 | 1.7464e-07 | 3.9881e-07 | 4.1881e-07 | 4.974e-06 | 1.2013e-06 | 1.6513e-06 | 3.9881e-07 | 0 | 0 | 1.6513e-06 | 3.9881e-07 | [11 empty] | WLDFR | HFTD - Distribution - Tier 2 - 2QU CoRE ¦ 1QU LoRE | Red Flag Warning - Destructive Fires | 2031 | 3.0512e-08 | 1.5256e-08 | 3.9229e-08 | 9534.9221 | 247.273 | 9287.6491 | 0 | 0 | 0 | 0 | 2.5416e-05 |  | 0.00029093 | 0 | 0.00029093 | 0.00014546 | 0 | 0.00014546 | 0.00037405 | 0 | 0.00037405 | [16 empty] | 7.3.1.3 Ignition probability mapping showing the probability of ignition along the electric lines and equipmentWLDFRAggregatedAggregated | WLDFR | HFTD - Distribution - Tier 2 - 2QU CoRE ¦ 1QU LoRE | Red Flag Warning - Small Fires | Aggregated | Aggregated | 2025 | 0.0010263 | 0 | 186.3964 | 0.1913 | 2025 | Mitigation | 0.08575 | 30 | 0 | esc | 0.0012005 | 1.2321e-06 | 0.00060025 | 6.1603e-07 | 0.0015435 | 1.5841e-06
[35 empty] | 7.3.1.1 A summarized risk map that shows the overall ignition probability and estimated wildfire consequence along the electric lines and equipment | WLDFR | HFTD - Distribution - Zone 1 - 5QU CoRE ¦ 4QU LoRE | 2043 | 0.22571 | 3.4992e-06 | 1.2192e-06 | 0 | 1.2192e-06 | 2.1781e-06 | 7.5888e-07 | 0 | 7.5888e-07 | 4.974e-06 | 1.733e-06 | 0 | 1.733e-06 | 5.2234e-06 | 1.8199e-06 | 0 | 1.8199e-06 | 2.7518e-07 | 1.7129e-07 | 3.9117e-07 | 4.1078e-07 | 4.974e-06 | 1.1227e-06 | 1.733e-06 | 3.9117e-07 | 0 | 0 | 1.733e-06 | 3.9117e-07 | [11 empty] | WLDFR | HFTD - Distribution - Tier 2 - 2QU CoRE ¦ 1QU LoRE | Red Flag Warning - Destructive Fires | 2032 | 3.0512e-08 | 1.5256e-08 | 3.9229e-08 | 9534.9221 | 247.273 | 9287.6491 | 0 | 0 | 0 | 0 | 2.5416e-05 |  | 0.00029093 | 0 | 0.00029093 | 0.00014546 | 0 | 0.00014546 | 0.00037405 | 0 | 0.00037405 | [16 empty] | 7.3.1.3 Ignition probability mapping showing the probability of ignition along the electric lines and equipmentWLDFRAggregatedAggregated | WLDFR | HFTD - Distribution - Tier 2 - 2QU CoRE ¦ 1QU LoRE | Red Flag Warning - Small Fires | Aggregated | Aggregated | 2026 | 0.0010263 | 0 | 186.3964 | 0.1913 | 2026 | Mitigation | 0.08575 | 30 | 0 | esc | 0.0012005 | 1.2321e-06 | 0.00060025 | 6.1603e-07 | 0.0015435 | 1.5841e-06
[35 empty] | 7.3.1.1 A summarized risk map that shows the overall ignition probability and estimated wildfire consequence along the electric lines and equipment | WLDFR | HFTD - Distribution - Zone 1 - 5QU CoRE ¦ 4QU LoRE | 2044 | 0.21095 | 3.4992e-06 | 1.2192e-06 | 0 | 1.2192e-06 | 2.1781e-06 | 7.5888e-07 | 0 | 7.5888e-07 | 4.974e-06 | 1.733e-06 | 0 | 1.733e-06 | 5.2234e-06 | 1.8199e-06 | 0 | 1.8199e-06 | 2.5718e-07 | 1.6008e-07 | 3.6558e-07 | 3.8391e-07 | 4.974e-06 | 1.0492e-06 | 1.733e-06 | 3.6558e-07 | 0 | 0 | 1.733e-06 | 3.6558e-07 | [11 empty] | WLDFR | HFTD - Distribution - Tier 2 - 2QU CoRE ¦ 1QU LoRE | Red Flag Warning - Destructive Fires | 2033 | 3.0512e-08 | 1.5256e-08 | 3.9229e-08 | 9984.8474 | 263.1074 | 9721.74 | 0 | 0 | 0 | 0 | 2.5416e-05 |  | 0.00030465 | 0 | 0.00030465 | 0.00015233 | 0 | 0.00015233 | 0.0003917 | 0 | 0.0003917 | [16 empty] | 7.3.1.3 Ignition probability mapping showing the probability of ignition along the electric lines and equipmentWLDFRAggregatedAggregated | WLDFR | HFTD - Distribution - Tier 2 - 2QU CoRE ¦ 1QU LoRE | Red Flag Warning - Small Fires | Aggregated | Aggregated | 2027 | 0.0010263 | 0 | 186.3964 | 0.1913 | 2027 | Mitigation | 0.08575 | 30 | 0 | esc | 0.0012005 | 1.2321e-06 | 0.00060025 | 6.1603e-07 | 0.0015435 | 1.5841e-06
[35 empty] | 7.3.1.1 A summarized risk map that shows the overall ignition probability and estimated wildfire consequence along the electric lines and equipment | WLDFR | HFTD - Distribution - Zone 1 - 5QU CoRE ¦ 4QU LoRE | 2045 | 0.19715 | 3.4992e-06 | 1.2192e-06 | 0 | 1.2192e-06 | 2.1781e-06 | 7.5888e-07 | 0 | 7.5888e-07 | 4.974e-06 | 1.733e-06 | 0 | 1.733e-06 | 5.2234e-06 | 1.8199e-06 | 0 | 1.8199e-06 | 2.4035e-07 | 1.4961e-07 | 3.4166e-07 | 3.5879e-07 | 4.974e-06 | 9.8061e-07 | 1.733e-06 | 3.4166e-07 | 0 | 0 | 1.733e-06 | 3.4166e-07 | [11 empty] | WLDFR | HFTD - Distribution - Tier 2 - 2QU CoRE ¦ 1QU LoRE | Red Flag Warning - Destructive Fires | 2034 | 3.0512e-08 | 1.5256e-08 | 3.9229e-08 | 9984.8474 | 263.1074 | 9721.74 | 0 | 0 | 0 | 0 | 2.5416e-05 |  | 0.00030465 | 0 | 0.00030465 | 0.00015233 | 0 | 0.00015233 | 0.0003917 | 0 | 0.0003917 | [16 empty] | 7.3.1.3 Ignition probability mapping showing the probability of ignition along the electric lines and equipmentWLDFRAggregatedAggregated | WLDFR | HFTD - Distribution - Tier 2 - 2QU CoRE ¦ 1QU LoRE | Red Flag Warning - Small Fires | Aggregated | Aggregated | 2028 | 0.0010263 | 0 | 186.3964 | 0.1913 | 2028 | Mitigation | 0.08575 | 30 | 0 | esc | 0.0012005 | 1.2321e-06 | 0.00060025 | 6.1603e-07 | 0.0015435 | 1.5841e-06
[35 empty] | 7.3.1.1 A summarized risk map that shows the overall ignition probability and estimated wildfire consequence along the electric lines and equipment | WLDFR | HFTD - Distribution - Zone 1 - 5QU CoRE ¦ 4QU LoRE | 2046 | 0.18425 | 3.4992e-06 | 1.2192e-06 | 0 | 1.2192e-06 | 2.1781e-06 | 7.5888e-07 | 0 | 7.5888e-07 | 4.974e-06 | 1.733e-06 | 0 | 1.733e-06 | 5.2234e-06 | 1.8199e-06 | 0 | 1.8199e-06 | 2.2463e-07 | 1.3982e-07 | 3.1931e-07 | 3.3532e-07 | 4.974e-06 | 9.1645e-07 | 1.733e-06 | 3.1931e-07 | 0 | 0 | 1.733e-06 | 3.1931e-07 | [11 empty] | WLDFR | HFTD - Distribution - Tier 2 - 2QU CoRE ¦ 1QU LoRE | Red Flag Warning - Destructive Fires | 2035 | 3.0512e-08 | 1.5256e-08 | 3.9229e-08 | 9984.8474 | 263.1074 | 9721.74 | 0 | 0 | 0 | 0 | 2.5416e-05 |  | 0.00030465 | 0 | 0.00030465 | 0.00015233 | 0 | 0.00015233 | 0.0003917 | 0 | 0.0003917 | [16 empty] | 7.3.1.3 Ignition probability mapping showing the probability of ignition along the electric lines and equipmentWLDFRAggregatedAggregated | WLDFR | HFTD - Distribution - Tier 2 - 2QU CoRE ¦ 1QU LoRE | Red Flag Warning - Small Fires | Aggregated | Aggregated | 2029 | 0.0010263 | 0 | 186.3964 | 0.1913 | 2029 | Mitigation | 0.08575 | 30 | 0 | esc | 0.0012005 | 1.2321e-06 | 0.00060025 | 6.1603e-07 | 0.0015435 | 1.5841e-06
[35 empty] | 7.3.1.1 A summarized risk map that shows the overall ignition probability and estimated wildfire consequence along the electric lines and equipment | WLDFR | HFTD - Distribution - Zone 1 - 5QU CoRE ¦ 4QU LoRE | 2047 | 0.1722 | 3.4992e-06 | 1.2192e-06 | 0 | 1.2192e-06 | 2.1781e-06 | 7.5888e-07 | 0 | 7.5888e-07 | 4.974e-06 | 1.733e-06 | 0 | 1.733e-06 | 5.2234e-06 | 1.8199e-06 | 0 | 1.8199e-06 | 2.0994e-07 | 1.3067e-07 | 2.9842e-07 | 3.1338e-07 | 4.974e-06 | 8.565e-07 | 1.733e-06 | 2.9842e-07 | 0 | 0 | 1.733e-06 | 2.9842e-07 | [11 empty] | WLDFR | HFTD - Distribution - Tier 2 - 2QU CoRE ¦ 1QU LoRE | Red Flag Warning - Destructive Fires | 2036 | 3.0512e-08 | 1.5256e-08 | 3.9229e-08 | 9984.8474 | 263.1074 | 9721.74 | 0 | 0 | 0 | 0 | 2.5416e-05 |  | 0.00030465 | 0 | 0.00030465 | 0.00015233 | 0 | 0.00015233 | 0.0003917 | 0 | 0.0003917 | [16 empty] | 7.3.1.3 Ignition probability mapping showing the probability of ignition along the electric lines and equipmentWLDFRAggregatedAggregated | WLDFR | HFTD - Distribution - Tier 2 - 2QU CoRE ¦ 1QU LoRE | Red Flag Warning - Small Fires | Aggregated | Aggregated | 2030 | 0.0010263 | 0 | 186.3964 | 0.1913 | 2030 | Mitigation | 0.08575 | 30 | 0 | esc | 0.0012005 | 1.2321e-06 | 0.00060025 | 6.1603e-07 | 0.0015435 | 1.5841e-06
[35 empty] | 7.3.1.1 A summarized risk map that shows the overall ignition probability and estimated wildfire consequence along the electric lines and equipment | WLDFR | HFTD - Distribution - Zone 1 - 5QU CoRE ¦ 4QU LoRE | 2048 | 0.16093 | 3.4992e-06 | 1.2798e-06 | 0 | 1.2798e-06 | 2.1781e-06 | 7.9664e-07 | 0 | 7.9664e-07 | 4.974e-06 | 1.8193e-06 | 0 | 1.8193e-06 | 5.2234e-06 | 1.9105e-06 | 0 | 1.9105e-06 | 2.0597e-07 | 1.282e-07 | 2.9277e-07 | 3.0746e-07 | 4.974e-06 | 8.0047e-07 | 1.8193e-06 | 2.9277e-07 | 0 | 0 | 1.8193e-06 | 2.9277e-07 | [11 empty] | WLDFR | HFTD - Distribution - Tier 2 - 2QU CoRE ¦ 1QU LoRE | Red Flag Warning - Destructive Fires | 2037 | 3.0512e-08 | 1.5256e-08 | 3.9229e-08 | 9984.8474 | 263.1074 | 9721.74 | 0 | 0 | 0 | 0 | 2.5416e-05 |  | 0.00030465 | 0 | 0.00030465 | 0.00015233 | 0 | 0.00015233 | 0.0003917 | 0 | 0.0003917 | [16 empty] | 7.3.1.3 Ignition probability mapping showing the probability of ignition along the electric lines and equipmentWLDFRAggregatedAggregated | WLDFR | HFTD - Distribution - Tier 2 - 2QU CoRE ¦ 1QU LoRE | Red Flag Warning - Small Fires | Aggregated | Aggregated | 2031 | 0.0010263 | 0 | 186.3964 | 0.1913 | 2031 | Mitigation | 0.08575 | 30 | 0 | esc | 0.0012005 | 1.2321e-06 | 0.00060025 | 6.1603e-07 | 0.0015435 | 1.5841e-06
[35 empty] | 7.3.1.1 A summarized risk map that shows the overall ignition probability and estimated wildfire consequence along the electric lines and equipment | WLDFR | HFTD - Distribution - Zone 1 - 5QU CoRE ¦ 4QU LoRE | 2049 | 0.1504 | 3.4992e-06 | 1.2798e-06 | 0 | 1.2798e-06 | 2.1781e-06 | 7.9664e-07 | 0 | 7.9664e-07 | 4.974e-06 | 1.8193e-06 | 0 | 1.8193e-06 | 5.2234e-06 | 1.9105e-06 | 0 | 1.9105e-06 | 1.9249e-07 | 1.1982e-07 | 2.7362e-07 | 2.8734e-07 | 4.974e-06 | 7.481e-07 | 1.8193e-06 | 2.7362e-07 | 0 | 0 | 1.8193e-06 | 2.7362e-07 | [11 empty] | WLDFR | HFTD - Distribution - Tier 2 - 2QU CoRE ¦ 1QU LoRE | Red Flag Warning - Destructive Fires | 2038 | 3.0512e-08 | 1.5256e-08 | 3.9229e-08 | 10472.8261 | 280.5544 | 10192.2718 | 0 | 0 | 0 | 0 | 2.5416e-05 |  | 0.00031954 | 0 | 0.00031954 | 0.00015977 | 0 | 0.00015977 | 0.00041084 | 0 | 0.00041084 | [16 empty] | 7.3.1.3 Ignition probability mapping showing the probability of ignition along the electric lines and equipmentWLDFRAggregatedAggregated | WLDFR | HFTD - Distribution - Tier 2 - 2QU CoRE ¦ 1QU LoRE | Red Flag Warning - Small Fires | Aggregated | Aggregated | 2032 | 0.0010263 | 0 | 186.3964 | 0.1913 | 2032 | Mitigation | 0.08575 | 30 | 0 | esc | 0.0012005 | 1.2321e-06 | 0.00060025 | 6.1603e-07 | 0.0015435 | 1.5841e-06
[35 empty] | 7.3.1.1 A summarized risk map that shows the overall ignition probability and estimated wildfire consequence along the electric lines and equipment | WLDFR | HFTD - Distribution - Zone 1 - 5QU CoRE ¦ 4QU LoRE | 2050 | 0.14056 | 0 | 0 | 0 | 0 | 2.1781e-06 | 7.9664e-07 | 0 | 7.9664e-07 | 4.974e-06 | 1.8193e-06 | 0 | 1.8193e-06 | 5.2234e-06 | 1.9105e-06 | 0 | 1.9105e-06 | 0 | 1.1198e-07 | 2.5572e-07 | 2.6854e-07 | 4.974e-06 | 6.9916e-07 | 1.8193e-06 | 2.5572e-07 | 0 | 0 | 1.8193e-06 | 2.5572e-07 | [11 empty] | WLDFR | HFTD - Distribution - Tier 2 - 2QU CoRE ¦ 1QU LoRE | Red Flag Warning - Destructive Fires | 2039 | 3.0512e-08 | 1.5256e-08 | 3.9229e-08 | 10472.8261 | 280.5544 | 10192.2718 | 0 | 0 | 0 | 0 | 2.5416e-05 |  | 0.00031954 | 0 | 0.00031954 | 0.00015977 | 0 | 0.00015977 | 0.00041084 | 0 | 0.00041084 | [16 empty] | 7.3.1.3 Ignition probability mapping showing the probability of ignition along the electric lines and equipmentWLDFRAggregatedAggregated | WLDFR | HFTD - Distribution - Tier 2 - 2QU CoRE ¦ 1QU LoRE | Red Flag Warning - Small Fires | Aggregated | Aggregated | 2033 | 0.0010263 | 0 | 186.3964 | 0.1913 | 2033 | Mitigation | 0.08575 | 30 | 0 | esc | 0.0012005 | 1.2321e-06 | 0.00060025 | 6.1603e-07 | 0.0015435 | 1.5841e-06
[35 empty] | 7.3.1.1 A summarized risk map that shows the overall ignition probability and estimated wildfire consequence along the electric lines and equipment | WLDFR | HFTD - Distribution - Zone 1 - 5QU CoRE ¦ 4QU LoRE | 2051 | 0.13137 | 0 | 0 | 0 | 0 | 0 | 0 | 0 | 0 | 4.974e-06 | 1.8193e-06 | 0 | 1.8193e-06 | 5.2234e-06 | 1.9105e-06 | 0 | 1.9105e-06 | 0 | 0 | 2.3899e-07 | 2.5098e-07 | 4.974e-06 | 6.5342e-07 | 1.8193e-06 | 2.3899e-07 | 0 | 0 | 1.8193e-06 | 2.3899e-07 | [11 empty] | WLDFR | HFTD - Distribution - Tier 2 - 2QU CoRE ¦ 1QU LoRE | Red Flag Warning - Destructive Fires | 2040 | 3.0512e-08 | 1.5256e-08 | 3.9229e-08 | 10472.8261 | 280.5544 | 10192.2718 | 0 | 0 | 0 | 0 | 2.5416e-05 |  | 0.00031954 | 0 | 0.00031954 | 0.00015977 | 0 | 0.00015977 | 0.00041084 | 0 | 0.00041084 | [16 empty] | 7.3.1.3 Ignition probability mapping showing the probability of ignition along the electric lines and equipmentWLDFRAggregatedAggregated | WLDFR | HFTD - Distribution - Tier 2 - 2QU CoRE ¦ 1QU LoRE | Red Flag Warning - Small Fires | Aggregated | Aggregated | 2034 | 0.0010263 | 0 | 186.3964 | 0.1913 | 2034 | Mitigation | 0.08575 | 30 | 0 | esc | 0.0012005 | 1.2321e-06 | 0.00060025 | 6.1603e-07 | 0.0015435 | 1.5841e-06
[35 empty] | 7.3.1.1 A summarized risk map that shows the overall ignition probability and estimated wildfire consequence along the electric lines and equipment | WLDFR | HFTD - Distribution - Zone 1 - 5QU CoRE ¦ 4QU LoRE | 2052 | 0.12277 | 0 | 0 | 0 | 0 | 0 | 0 | 0 | 0 | 0 | 0 | 0 | 0 | 5.2234e-06 | 1.9105e-06 | 0 | 1.9105e-06 | 0 | 0 | 0 | 2.3456e-07 | 0 | 0 | 0 | 0 | 0 | 0 | 0 | 0 | [11 empty] | WLDFR | HFTD - Distribution - Tier 2 - 2QU CoRE ¦ 1QU LoRE | Red Flag Warning - Destructive Fires | 2041 | 3.0512e-08 | 1.5256e-08 | 3.9229e-08 | 10472.8261 | 280.5544 | 10192.2718 | 0 | 0 | 0 | 0 | 2.5416e-05 |  | 0.00031954 | 0 | 0.00031954 | 0.00015977 | 0 | 0.00015977 | 0.00041084 | 0 | 0.00041084 | [16 empty] | 7.3.1.3 Ignition probability mapping showing the probability of ignition along the electric lines and equipmentWLDFRAggregatedAggregated | WLDFR | HFTD - Distribution - Tier 2 - 2QU CoRE ¦ 1QU LoRE | Red Flag Warning - Small Fires | Aggregated | Aggregated | 2035 | 0.0010263 | 0 | 186.3964 | 0.1913 | 2035 | Mitigation | 0.08575 | 30 | 0 | esc | 0.0012005 | 1.2321e-06 | 0.00060025 | 6.1603e-07 | 0.0015435 | 1.5841e-06
[35 empty] | 7.3.1.3 Ignition probability mapping showing the probability of ignition along the electric lines and equipment | WLDFR | HFTD - Distribution - Tier 2 - 1QU CoRE ¦ 1QU LoRE | 2020 | 1 | 0.0078229 | 4.8925 | 0 | 4.8925 | 0 | 0 | 0 | 0 | 0 | 0 | 0 | 0 | 0 | 0 | 0 | 0 | 4.8925 | 0 | 0 | 0 | 0 | 0 | 0 | 0 | 0 | 0 | 0 | 0 | [11 empty] | WLDFR | HFTD - Distribution - Tier 2 - 2QU CoRE ¦ 1QU LoRE | Red Flag Warning - Destructive Fires | 2042 | 3.0512e-08 | 1.5256e-08 | 3.9229e-08 | 10472.8261 | 280.5544 | 10192.2718 | 0 | 0 | 0 | 0 | 2.5416e-05 |  | 0.00031954 | 0 | 0.00031954 | 0.00015977 | 0 | 0.00015977 | 0.00041084 | 0 | 0.00041084 | [16 empty] | 7.3.1.3 Ignition probability mapping showing the probability of ignition along the electric lines and equipmentWLDFRAggregatedAggregated | WLDFR | HFTD - Distribution - Tier 2 - 2QU CoRE ¦ 1QU LoRE | Red Flag Warning - Small Fires | Aggregated | Aggregated | 2036 | 0.0010263 | 0 | 186.3964 | 0.1913 | 2036 | Mitigation | 0.08575 | 30 | 0 | esc | 0.0012005 | 1.2321e-06 | 0.00060025 | 6.1603e-07 | 0.0015435 | 1.5841e-06
[35 empty] | 7.3.1.3 Ignition probability mapping showing the probability of ignition along the electric lines and equipment | WLDFR | HFTD - Distribution - Tier 2 - 1QU CoRE ¦ 1QU LoRE | 2021 | 1 | 0.0078229 | 4.8925 | 0 | 4.8925 | 0.0048694 | 3.0454 | 0 | 3.0454 | 0 | 0 | 0 | 0 | 0 | 0 | 0 | 0 | 4.8925 | 3.0454 | 0 | 0 | 0 | 0 | 0 | 0 | 0 | 0 | 0 | 0 | [11 empty] | WLDFR | HFTD - Distribution - Tier 2 - 2QU CoRE ¦ 1QU LoRE | Red Flag Warning - Destructive Fires | 2043 | 3.0512e-08 | 1.5256e-08 | 3.9229e-08 | 10992.1562 | 299.42 | 10692.7362 | 0 | 0 | 0 | 0 | 2.5416e-05 |  | 0.00033539 | 0 | 0.00033539 | 0.00016769 | 0 | 0.00016769 | 0.00043121 | 0 | 0.00043121 | [16 empty] | 7.3.1.3 Ignition probability mapping showing the probability of ignition along the electric lines and equipmentWLDFRAggregatedAggregated | WLDFR | HFTD - Distribution - Tier 2 - 2QU CoRE ¦ 1QU LoRE | Red Flag Warning - Small Fires | Aggregated | Aggregated | 2037 | 0.0010263 | 0 | 186.3964 | 0.1913 | 2037 | Mitigation | 0.08575 | 30 | 0 | esc | 0.0012005 | 1.2321e-06 | 0.00060025 | 6.1603e-07 | 0.0015435 | 1.5841e-06
[35 empty] | 7.3.1.3 Ignition probability mapping showing the probability of ignition along the electric lines and equipment | WLDFR | HFTD - Distribution - Tier 2 - 1QU CoRE ¦ 1QU LoRE | 2022 | 0.93458 | 0.0081192 | 5.2283 | 0 | 5.2283 | 0.0050538 | 3.2544 | 0 | 3.2544 | 0.01025 | 6.6007 | 0 | 6.6007 | 0 | 0 | 0 | 0 | 4.8863 | 3.0415 | 6.1689 | 0 | 0.01025 | 0.0095798 | 6.6007 | 6.1689 | 0 | 0 | 6.6007 | 6.1689 | [11 empty] | WLDFR | HFTD - Distribution - Tier 2 - 2QU CoRE ¦ 1QU LoRE | Red Flag Warning - Destructive Fires | 2044 | 3.0512e-08 | 1.5256e-08 | 3.9229e-08 | 10992.1562 | 299.42 | 10692.7362 | 0 | 0 | 0 | 0 | 2.5416e-05 |  | 0.00033539 | 0 | 0.00033539 | 0.00016769 | 0 | 0.00016769 | 0.00043121 | 0 | 0.00043121 | [16 empty] | 7.3.1.3 Ignition probability mapping showing the probability of ignition along the electric lines and equipmentWLDFRAggregatedAggregated | WLDFR | HFTD - Distribution - Tier 2 - 2QU CoRE ¦ 1QU LoRE | Red Flag Warning - Small Fires | Aggregated | Aggregated | 2038 | 0.0010263 | 0 | 186.3964 | 0.1913 | 2038 | Mitigation | 0.08575 | 30 | 0 | esc | 0.0012005 | 1.2321e-06 | 0.00060025 | 6.1603e-07 | 0.0015435 | 1.5841e-06
[35 empty] | 7.3.1.3 Ignition probability mapping showing the probability of ignition along the electric lines and equipment | WLDFR | HFTD - Distribution - Tier 2 - 1QU CoRE ¦ 1QU LoRE | 2023 | 0.87344 | 0.0081192 | 5.4199 | 0 | 5.4199 | 0.0050538 | 3.3736 | 0 | 3.3736 | 0.01025 | 6.8426 | 0 | 6.8426 | 0.010764 | 7.1857 | 0 | 7.1857 | 4.734 | 2.9467 | 5.9766 | 6.2763 | 0.01025 | 0.0089531 | 6.8426 | 5.9766 | 0 | 0 | 6.8426 | 5.9766 | [11 empty] | WLDFR | HFTD - Distribution - Tier 2 - 2QU CoRE ¦ 1QU LoRE | Red Flag Warning - Destructive Fires | 2045 | 3.0512e-08 | 1.5256e-08 | 3.9229e-08 | 10992.1562 | 299.42 | 10692.7362 | 0 | 0 | 0 | 0 | 2.5416e-05 |  | 0.00033539 | 0 | 0.00033539 | 0.00016769 | 0 | 0.00016769 | 0.00043121 | 0 | 0.00043121 | [16 empty] | 7.3.1.3 Ignition probability mapping showing the probability of ignition along the electric lines and equipmentWLDFRAggregatedAggregated | WLDFR | HFTD - Distribution - Tier 2 - 2QU CoRE ¦ 1QU LoRE | Red Flag Warning - Small Fires | Aggregated | Aggregated | 2039 | 0.0010263 | 0 | 186.3964 | 0.1913 | 2039 | Mitigation | 0.08575 | 30 | 0 | esc | 0.0012005 | 1.2321e-06 | 0.00060025 | 6.1603e-07 | 0.0015435 | 1.5841e-06
[35 empty] | 7.3.1.3 Ignition probability mapping showing the probability of ignition along the electric lines and equipment | WLDFR | HFTD - Distribution - Tier 2 - 1QU CoRE ¦ 1QU LoRE | 2024 | 0.8163 | 0.0081192 | 5.4199 | 0 | 5.4199 | 0.0050538 | 3.3736 | 0 | 3.3736 | 0.01025 | 6.8426 | 0 | 6.8426 | 0.010764 | 7.1857 | 0 | 7.1857 | 4.4243 | 2.7539 | 5.5856 | 5.8657 | 0.01025 | 0.0083673 | 6.8426 | 5.5856 | 0 | 0 | 6.8426 | 5.5856 | [11 empty] | WLDFR | HFTD - Distribution - Tier 2 - 2QU CoRE ¦ 1QU LoRE | Red Flag Warning - Destructive Fires | 2046 | 3.0512e-08 | 1.5256e-08 | 3.9229e-08 | 10992.1562 | 299.42 | 10692.7362 | 0 | 0 | 0 | 0 | 2.5416e-05 |  | 0.00033539 | 0 | 0.00033539 | 0.00016769 | 0 | 0.00016769 | 0.00043121 | 0 | 0.00043121 | [16 empty] | 7.3.1.3 Ignition probability mapping showing the probability of ignition along the electric lines and equipmentWLDFRAggregatedAggregated | WLDFR | HFTD - Distribution - Tier 2 - 2QU CoRE ¦ 1QU LoRE | Red Flag Warning - Small Fires | Aggregated | Aggregated | 2040 | 0.0010263 | 0 | 186.3964 | 0.1913 | 2040 | Mitigation | 0.08575 | 30 | 0 | esc | 0.0012005 | 1.2321e-06 | 0.00060025 | 6.1603e-07 | 0.0015435 | 1.5841e-06
[35 empty] | 7.3.1.3 Ignition probability mapping showing the probability of ignition along the electric lines and equipment | WLDFR | HFTD - Distribution - Tier 2 - 1QU CoRE ¦ 1QU LoRE | 2025 | 0.7629 | 0.0081192 | 5.4199 | 0 | 5.4199 | 0.0050538 | 3.3736 | 0 | 3.3736 | 0.01025 | 6.8426 | 0 | 6.8426 | 0.010764 | 7.1857 | 0 | 7.1857 | 4.1348 | 2.5737 | 5.2202 | 5.4819 | 0.01025 | 0.00782 | 6.8426 | 5.2202 | 0 | 0 | 6.8426 | 5.2202 | [11 empty] | WLDFR | HFTD - Distribution - Tier 2 - 2QU CoRE ¦ 1QU LoRE | Red Flag Warning - Destructive Fires | 2047 | 3.0512e-08 | 1.5256e-08 | 3.9229e-08 | 10992.1562 | 299.42 | 10692.7362 | 0 | 0 | 0 | 0 | 2.5416e-05 |  | 0.00033539 | 0 | 0.00033539 | 0.00016769 | 0 | 0.00016769 | 0.00043121 | 0 | 0.00043121 | [16 empty] | 7.3.1.3 Ignition probability mapping showing the probability of ignition along the electric lines and equipmentWLDFRAggregatedAggregated | WLDFR | HFTD - Distribution - Tier 2 - 2QU CoRE ¦ 1QU LoRE | Red Flag Warning - Small Fires | Aggregated | Aggregated | 2041 | 0.0010263 | 0 | 186.3964 | 0.1913 | 2041 | Mitigation | 0.08575 | 30 | 0 | esc | 0.0012005 | 1.2321e-06 | 0.00060025 | 6.1603e-07 | 0.0015435 | 1.5841e-06
[35 empty] | 7.3.1.3 Ignition probability mapping showing the probability of ignition along the electric lines and equipment | WLDFR | HFTD - Distribution - Tier 2 - 1QU CoRE ¦ 1QU LoRE | 2026 | 0.71299 | 0.0081192 | 5.4199 | 0 | 5.4199 | 0.0050538 | 3.3736 | 0 | 3.3736 | 0.01025 | 6.8426 | 0 | 6.8426 | 0.010764 | 7.1857 | 0 | 7.1857 | 3.8643 | 2.4054 | 4.8787 | 5.1233 | 0.01025 | 0.0073084 | 6.8426 | 4.8787 | 0 | 0 | 6.8426 | 4.8787 | [11 empty] | WLDFR | HFTD - Distribution - Tier 2 - 2QU CoRE ¦ 1QU LoRE | Red Flag Warning - Destructive Fires | 2048 | 3.0512e-08 | 1.5256e-08 | 3.9229e-08 | 11536.0538 | 319.4911 | 11216.5626 | 0 | 0 | 0 | 0 | 2.5416e-05 |  | 0.00035198 | 0 | 0.00035198 | 0.00017599 | 0 | 0.00017599 | 0.00045255 | 0 | 0.00045255 | [16 empty] | 7.3.1.3 Ignition probability mapping showing the probability of ignition along the electric lines and equipmentWLDFRAggregatedAggregated | WLDFR | HFTD - Distribution - Tier 2 - 2QU CoRE ¦ 1QU LoRE | Red Flag Warning - Small Fires | Aggregated | Aggregated | 2042 | 0.0010263 | 0 | 186.3964 | 0.1913 | 2042 | Mitigation | 0.08575 | 30 | 0 | esc | 0.0012005 | 1.2321e-06 | 0.00060025 | 6.1603e-07 | 0.0015435 | 1.5841e-06
[35 empty] | 7.3.1.3 Ignition probability mapping showing the probability of ignition along the electric lines and equipment | WLDFR | HFTD - Distribution - Tier 2 - 1QU CoRE ¦ 1QU LoRE | 2027 | 0.66634 | 0.0081192 | 5.4199 | 0 | 5.4199 | 0.0050538 | 3.3736 | 0 | 3.3736 | 0.01025 | 6.8426 | 0 | 6.8426 | 0.010764 | 7.1857 | 0 | 7.1857 | 3.6115 | 2.248 | 4.5595 | 4.7881 | 0.01025 | 0.0068302 | 6.8426 | 4.5595 | 0 | 0 | 6.8426 | 4.5595 | [11 empty] | WLDFR | HFTD - Distribution - Tier 2 - 2QU CoRE ¦ 1QU LoRE | Red Flag Warning - Destructive Fires | 2049 | 3.0512e-08 | 1.5256e-08 | 3.9229e-08 | 11536.0538 | 319.4911 | 11216.5626 | 0 | 0 | 0 | 0 | 2.5416e-05 |  | 0.00035198 | 0 | 0.00035198 | 0.00017599 | 0 | 0.00017599 | 0.00045255 | 0 | 0.00045255 | [16 empty] | 7.3.1.3 Ignition probability mapping showing the probability of ignition along the electric lines and equipmentWLDFRAggregatedAggregated | WLDFR | HFTD - Distribution - Tier 2 - 2QU CoRE ¦ 1QU LoRE | Red Flag Warning - Small Fires | Aggregated | Aggregated | 2043 | 0.0010263 | 0 | 186.3964 | 0.1913 | 2043 | Mitigation | 0.08575 | 30 | 0 | esc | 0.0012005 | 1.2321e-06 | 0.00060025 | 6.1603e-07 | 0.0015435 | 1.5841e-06
[35 empty] | 7.3.1.3 Ignition probability mapping showing the probability of ignition along the electric lines and equipment | WLDFR | HFTD - Distribution - Tier 2 - 1QU CoRE ¦ 1QU LoRE | 2028 | 0.62275 | 0.0081192 | 5.6613 | 0 | 5.6613 | 0.0050538 | 3.5239 | 0 | 3.5239 | 0.01025 | 7.1473 | 0 | 7.1473 | 0.010764 | 7.5057 | 0 | 7.5057 | 3.5255 | 2.1945 | 4.451 | 4.6742 | 0.01025 | 0.0063834 | 7.1473 | 4.451 | 0 | 0 | 7.1473 | 4.451 | [11 empty] | WLDFR | HFTD - Distribution - Tier 2 - 2QU CoRE ¦ 1QU LoRE | Red Flag Warning - Destructive Fires | 2050 | 0 | 1.5256e-08 | 3.9229e-08 | 11536.0538 | 319.4911 | 11216.5626 | 0 | 0 | 0 | 0 | 2.5416e-05 |  | 0 | 0 | 0 | 0.00017599 | 0 | 0.00017599 | 0.00045255 | 0 | 0.00045255 | [16 empty] | 7.3.1.3 Ignition probability mapping showing the probability of ignition along the electric lines and equipmentWLDFRAggregatedAggregated | WLDFR | HFTD - Distribution - Tier 2 - 2QU CoRE ¦ 1QU LoRE | Red Flag Warning - Small Fires | Aggregated | Aggregated | 2044 | 0.0010263 | 0 | 186.3964 | 0.1913 | 2044 | Mitigation | 0.08575 | 30 | 0 | esc | 0.0012005 | 1.2321e-06 | 0.00060025 | 6.1603e-07 | 0.0015435 | 1.5841e-06
[35 empty] | 7.3.1.3 Ignition probability mapping showing the probability of ignition along the electric lines and equipment | WLDFR | HFTD - Distribution - Tier 2 - 1QU CoRE ¦ 1QU LoRE | 2029 | 0.58201 | 0.0081192 | 5.6613 | 0 | 5.6613 | 0.0050538 | 3.5239 | 0 | 3.5239 | 0.01025 | 7.1473 | 0 | 7.1473 | 0.010764 | 7.5057 | 0 | 7.5057 | 3.2949 | 2.0509 | 4.1598 | 4.3684 | 0.01025 | 0.0059658 | 7.1473 | 4.1598 | 0 | 0 | 7.1473 | 4.1598 | [11 empty] | WLDFR | HFTD - Distribution - Tier 2 - 2QU CoRE ¦ 1QU LoRE | Red Flag Warning - Destructive Fires | 2051 | 0 | 0 | 3.9229e-08 | 11536.0538 | 319.4911 | 11216.5626 | 0 | 0 | 0 | 0 | 2.5416e-05 |  | 0 | 0 | 0 | 0 | 0 | 0 | 0.00045255 | 0 | 0.00045255 | [16 empty] | 7.3.1.3 Ignition probability mapping showing the probability of ignition along the electric lines and equipmentWLDFRAggregatedAggregated | WLDFR | HFTD - Distribution - Tier 2 - 2QU CoRE ¦ 1QU LoRE | Red Flag Warning - Small Fires | Aggregated | Aggregated | 2045 | 0.0010263 | 0 | 186.3964 | 0.1913 | 2045 | Mitigation | 0.08575 | 30 | 0 | esc | 0.0012005 | 1.2321e-06 | 0.00060025 | 6.1603e-07 | 0.0015435 | 1.5841e-06
[35 empty] | 7.3.1.3 Ignition probability mapping showing the probability of ignition along the electric lines and equipment | WLDFR | HFTD - Distribution - Tier 2 - 1QU CoRE ¦ 1QU LoRE | 2030 | 0.54393 | 0.0081192 | 5.6613 | 0 | 5.6613 | 0.0050538 | 3.5239 | 0 | 3.5239 | 0.01025 | 7.1473 | 0 | 7.1473 | 0.010764 | 7.5057 | 0 | 7.5057 | 3.0793 | 1.9168 | 3.8876 | 4.0826 | 0.01025 | 0.0055755 | 7.1473 | 3.8876 | 0 | 0 | 7.1473 | 3.8876 | [11 empty] | WLDFR | HFTD - Distribution - Tier 2 - 2QU CoRE ¦ 1QU LoRE | Red Flag Warning - Large Fires | 2020 | 1.3162e-07 | 0 | 0 | 5.2406 | 0.69642 | 2.942 | 1.6022 | 0 | 0 | 0 | 0.00010964 |  | 6.8975e-07 | 0 | 6.8975e-07 | 0 | 0 | 0 | 0 | 0 | 0 | [16 empty] | 7.3.1.3 Ignition probability mapping showing the probability of ignition along the electric lines and equipmentWLDFRAggregatedAggregated | WLDFR | HFTD - Distribution - Tier 2 - 2QU CoRE ¦ 1QU LoRE | Red Flag Warning - Small Fires | Aggregated | Aggregated | 2046 | 0.0010263 | 0 | 186.3964 | 0.1913 | 2046 | Mitigation | 0.08575 | 30 | 0 | esc | 0.0012005 | 1.2321e-06 | 0.00060025 | 6.1603e-07 | 0.0015435 | 1.5841e-06
[35 empty] | 7.3.1.3 Ignition probability mapping showing the probability of ignition along the electric lines and equipment | WLDFR | HFTD - Distribution - Tier 2 - 1QU CoRE ¦ 1QU LoRE | 2031 | 0.50835 | 0.0081192 | 5.6613 | 0 | 5.6613 | 0.0050538 | 3.5239 | 0 | 3.5239 | 0.01025 | 7.1473 | 0 | 7.1473 | 0.010764 | 7.5057 | 0 | 7.5057 | 2.8779 | 1.7914 | 3.6333 | 3.8155 | 0.01025 | 0.0052108 | 7.1473 | 3.6333 | 0 | 0 | 7.1473 | 3.6333 | [11 empty] | WLDFR | HFTD - Distribution - Tier 2 - 2QU CoRE ¦ 1QU LoRE | Red Flag Warning - Large Fires | 2021 | 1.3162e-07 | 6.5808e-08 | 0 | 5.2406 | 0.69642 | 2.942 | 1.6022 | 0 | 0 | 0 | 0.00010964 |  | 6.8975e-07 | 0 | 6.8975e-07 | 3.4487e-07 | 0 | 3.4487e-07 | 0 | 0 | 0 | [16 empty] | 7.3.1.3 Ignition probability mapping showing the probability of ignition along the electric lines and equipmentWLDFRAggregatedAggregated | WLDFR | HFTD - Distribution - Tier 2 - 2QU CoRE ¦ 1QU LoRE | Red Flag Warning - Small Fires | Aggregated | Aggregated | 2047 | 0.0010263 | 0 | 186.3964 | 0.1913 | 2047 | Mitigation | 0.08575 | 30 | 0 | esc | 0.0012005 | 1.2321e-06 | 0.00060025 | 6.1603e-07 | 0.0015435 | 1.5841e-06
[35 empty] | 7.3.1.3 Ignition probability mapping showing the probability of ignition along the electric lines and equipment | WLDFR | HFTD - Distribution - Tier 2 - 1QU CoRE ¦ 1QU LoRE | 2032 | 0.47509 | 0.0081192 | 5.6613 | 0 | 5.6613 | 0.0050538 | 3.5239 | 0 | 3.5239 | 0.01025 | 7.1473 | 0 | 7.1473 | 0.010764 | 7.5057 | 0 | 7.5057 | 2.6896 | 1.6742 | 3.3956 | 3.5659 | 0.01025 | 0.0048699 | 7.1473 | 3.3956 | 0 | 0 | 7.1473 | 3.3956 | [11 empty] | WLDFR | HFTD - Distribution - Tier 2 - 2QU CoRE ¦ 1QU LoRE | Red Flag Warning - Large Fires | 2022 | 1.3162e-07 | 6.5808e-08 | 1.6922e-07 | 5.2406 | 0.69642 | 2.942 | 1.6022 | 0 | 0 | 0 | 0.00010964 |  | 6.8975e-07 | 0 | 6.8975e-07 | 3.4487e-07 | 0 | 3.4487e-07 | 8.8682e-07 | 0 | 8.8682e-07 | [16 empty] | 7.3.1.3 Ignition probability mapping showing the probability of ignition along the electric lines and equipmentWLDFRAggregatedAggregated | WLDFR | HFTD - Distribution - Tier 2 - 2QU CoRE ¦ 1QU LoRE | Red Flag Warning - Small Fires | Aggregated | Aggregated | 2048 | 0.0010263 | 0 | 186.3964 | 0.1913 | 2048 | Mitigation | 0.08575 | 30 | 0 | esc | 0.0012005 | 1.2321e-06 | 0.00060025 | 6.1603e-07 | 0.0015435 | 1.5841e-06
[35 empty] | 7.3.1.3 Ignition probability mapping showing the probability of ignition along the electric lines and equipment | WLDFR | HFTD - Distribution - Tier 2 - 1QU CoRE ¦ 1QU LoRE | 2033 | 0.44401 | 0.0081192 | 5.9295 | 0 | 5.9295 | 0.0050538 | 3.6908 | 0 | 3.6908 | 0.01025 | 7.4859 | 0 | 7.4859 | 0.010764 | 7.8613 | 0 | 7.8613 | 2.6328 | 1.6388 | 3.3238 | 3.4905 | 0.01025 | 0.0045513 | 7.4859 | 3.3238 | 0 | 0 | 7.4859 | 3.3238 | [11 empty] | WLDFR | HFTD - Distribution - Tier 2 - 2QU CoRE ¦ 1QU LoRE | Red Flag Warning - Large Fires | 2023 | 1.3162e-07 | 6.5808e-08 | 1.6922e-07 | 5.475 | 0.71896 | 3.0715 | 1.6846 | 0 | 0 | 0 | 0.00010964 |  | 7.2061e-07 | 0 | 7.2061e-07 | 3.603e-07 | 0 | 3.603e-07 | 9.265e-07 | 0 | 9.265e-07 | [16 empty] | 7.3.1.3 Ignition probability mapping showing the probability of ignition along the electric lines and equipmentWLDFRAggregatedAggregated | WLDFR | HFTD - Distribution - Tier 2 - 2QU CoRE ¦ 1QU LoRE | Red Flag Warning - Small Fires | Aggregated | Aggregated | 2049 | 0.0010263 | 0 | 186.3964 | 0.1913 | 2049 | Mitigation | 0.08575 | 30 | 0 | esc | 0.0012005 | 1.2321e-06 | 0.00060025 | 6.1603e-07 | 0.0015435 | 1.5841e-06
[35 empty] | 7.3.1.3 Ignition probability mapping showing the probability of ignition along the electric lines and equipment | WLDFR | HFTD - Distribution - Tier 2 - 1QU CoRE ¦ 1QU LoRE | 2034 | 0.41496 | 0.0081192 | 5.9295 | 0 | 5.9295 | 0.0050538 | 3.6908 | 0 | 3.6908 | 0.01025 | 7.4859 | 0 | 7.4859 | 0.010764 | 7.8613 | 0 | 7.8613 | 2.4605 | 1.5316 | 3.1064 | 3.2621 | 0.01025 | 0.0042535 | 7.4859 | 3.1064 | 0 | 0 | 7.4859 | 3.1064 | [11 empty] | WLDFR | HFTD - Distribution - Tier 2 - 2QU CoRE ¦ 1QU LoRE | Red Flag Warning - Large Fires | 2024 | 1.3162e-07 | 6.5808e-08 | 1.6922e-07 | 5.475 | 0.71896 | 3.0715 | 1.6846 | 0 | 0 | 0 | 0.00010964 |  | 7.2061e-07 | 0 | 7.2061e-07 | 3.603e-07 | 0 | 3.603e-07 | 9.265e-07 | 0 | 9.265e-07 | [16 empty] | 7.3.1.3 Ignition probability mapping showing the probability of ignition along the electric lines and equipmentWLDFRAggregatedAggregated | WLDFR | HFTD - Distribution - Tier 2 - 2QU CoRE ¦ 1QU LoRE | Red Flag Warning - Small Fires | Aggregated | Aggregated | 2050 | 0.0010263 | 0 | 186.3964 | 0.1913 | 2050 | Mitigation | 0.08575 | 30 | 0 | esc | 0 | 0 | 0.00060025 | 6.1603e-07 | 0.0015435 | 1.5841e-06
[35 empty] | 7.3.1.3 Ignition probability mapping showing the probability of ignition along the electric lines and equipment | WLDFR | HFTD - Distribution - Tier 2 - 1QU CoRE ¦ 1QU LoRE | 2035 | 0.38782 | 0.0081192 | 5.9295 | 0 | 5.9295 | 0.0050538 | 3.6908 | 0 | 3.6908 | 0.01025 | 7.4859 | 0 | 7.4859 | 0.010764 | 7.8613 | 0 | 7.8613 | 2.2996 | 1.4314 | 2.9032 | 3.0487 | 0.01025 | 0.0039753 | 7.4859 | 2.9032 | 0 | 0 | 7.4859 | 2.9032 | [11 empty] | WLDFR | HFTD - Distribution - Tier 2 - 2QU CoRE ¦ 1QU LoRE | Red Flag Warning - Large Fires | 2025 | 1.3162e-07 | 6.5808e-08 | 1.6922e-07 | 5.475 | 0.71896 | 3.0715 | 1.6846 | 0 | 0 | 0 | 0.00010964 |  | 7.2061e-07 | 0 | 7.2061e-07 | 3.603e-07 | 0 | 3.603e-07 | 9.265e-07 | 0 | 9.265e-07 | [16 empty] | 7.3.1.3 Ignition probability mapping showing the probability of ignition along the electric lines and equipmentWLDFRAggregatedAggregated | WLDFR | HFTD - Distribution - Tier 2 - 2QU CoRE ¦ 1QU LoRE | Red Flag Warning - Small Fires | Aggregated | Aggregated | 2051 | 0.0010263 | 0 | 186.3964 | 0.1913 | 2051 | Mitigation | 0.08575 | 30 | 0 | esc | 0 | 0 | 0 | 0 | 0.0015435 | 1.5841e-06
[35 empty] | 7.3.1.3 Ignition probability mapping showing the probability of ignition along the electric lines and equipment | WLDFR | HFTD - Distribution - Tier 2 - 1QU CoRE ¦ 1QU LoRE | 2036 | 0.36245 | 0.0081192 | 5.9295 | 0 | 5.9295 | 0.0050538 | 3.6908 | 0 | 3.6908 | 0.01025 | 7.4859 | 0 | 7.4859 | 0.010764 | 7.8613 | 0 | 7.8613 | 2.1491 | 1.3377 | 2.7132 | 2.8493 | 0.01025 | 0.0037152 | 7.4859 | 2.7132 | 0 | 0 | 7.4859 | 2.7132 | [11 empty] | WLDFR | HFTD - Distribution - Tier 2 - 2QU CoRE ¦ 1QU LoRE | Red Flag Warning - Large Fires | 2026 | 1.3162e-07 | 6.5808e-08 | 1.6922e-07 | 5.475 | 0.71896 | 3.0715 | 1.6846 | 0 | 0 | 0 | 0.00010964 |  | 7.2061e-07 | 0 | 7.2061e-07 | 3.603e-07 | 0 | 3.603e-07 | 9.265e-07 | 0 | 9.265e-07 | [16 empty] | 7.3.1.3 Ignition probability mapping showing the probability of ignition along the electric lines and equipmentWLDFRAggregatedAggregated | WLDFR | HFTD - Distribution - Tier 2 - 2QU CoRE ¦ 1QU LoRE | Seismic - Non-Red Flag Warning - Catastrophic Fires | Aggregated | Aggregated | 2021 | 1.062e-09 | 0 | 186.3964 | 1.9795e-07 | 2021 | Mitigation | 0.08575 | 30 | 0 | esc | 0.0012005 | 1.2749e-12 | 0.00060025 | 6.3747e-13 | 0 | 0
[35 empty] | 7.3.1.3 Ignition probability mapping showing the probability of ignition along the electric lines and equipment | WLDFR | HFTD - Distribution - Tier 2 - 1QU CoRE ¦ 1QU LoRE | 2037 | 0.33873 | 0.0081192 | 5.9295 | 0 | 5.9295 | 0.0050538 | 3.6908 | 0 | 3.6908 | 0.01025 | 7.4859 | 0 | 7.4859 | 0.010764 | 7.8613 | 0 | 7.8613 | 2.0085 | 1.2502 | 2.5357 | 2.6629 | 0.01025 | 0.0034722 | 7.4859 | 2.5357 | 0 | 0 | 7.4859 | 2.5357 | [11 empty] | WLDFR | HFTD - Distribution - Tier 2 - 2QU CoRE ¦ 1QU LoRE | Red Flag Warning - Large Fires | 2027 | 1.3162e-07 | 6.5808e-08 | 1.6922e-07 | 5.475 | 0.71896 | 3.0715 | 1.6846 | 0 | 0 | 0 | 0.00010964 |  | 7.2061e-07 | 0 | 7.2061e-07 | 3.603e-07 | 0 | 3.603e-07 | 9.265e-07 | 0 | 9.265e-07 | [16 empty] | 7.3.1.3 Ignition probability mapping showing the probability of ignition along the electric lines and equipmentWLDFRAggregatedAggregated | WLDFR | HFTD - Distribution - Tier 2 - 2QU CoRE ¦ 1QU LoRE | Seismic - Non-Red Flag Warning - Catastrophic Fires | Aggregated | Aggregated | 2022 | 1.062e-09 | 0 | 186.3964 | 1.9795e-07 | 2022 | Mitigation | 0.08575 | 30 | 0 | esc | 0.0012005 | 1.2749e-12 | 0.00060025 | 6.3747e-13 | 0.0015435 | 1.6392e-12
[35 empty] | 7.3.1.3 Ignition probability mapping showing the probability of ignition along the electric lines and equipment | WLDFR | HFTD - Distribution - Tier 2 - 1QU CoRE ¦ 1QU LoRE | 2038 | 0.31657 | 0.0081192 | 6.2206 | 0 | 6.2206 | 0.0050538 | 3.872 | 0 | 3.872 | 0.01025 | 7.8534 | 0 | 7.8534 | 0.010764 | 8.2472 | 0 | 8.2472 | 1.9693 | 1.2258 | 2.4862 | 2.6109 | 0.01025 | 0.003245 | 7.8534 | 2.4862 | 0 | 0 | 7.8534 | 2.4862 | [11 empty] | WLDFR | HFTD - Distribution - Tier 2 - 2QU CoRE ¦ 1QU LoRE | Red Flag Warning - Large Fires | 2028 | 1.3162e-07 | 6.5808e-08 | 1.6922e-07 | 5.777 | 0.74734 | 3.238 | 1.7917 | 0 | 0 | 0 | 0.00010964 |  | 7.6035e-07 | 0 | 7.6035e-07 | 3.8018e-07 | 0 | 3.8018e-07 | 9.776e-07 | 0 | 9.776e-07 | [16 empty] | 7.3.1.3 Ignition probability mapping showing the probability of ignition along the electric lines and equipmentWLDFRAggregatedAggregated | WLDFR | HFTD - Distribution - Tier 2 - 2QU CoRE ¦ 1QU LoRE | Seismic - Non-Red Flag Warning - Catastrophic Fires | Aggregated | Aggregated | 2023 | 1.062e-09 | 0 | 186.3964 | 1.9795e-07 | 2023 | Mitigation | 0.08575 | 30 | 0 | esc | 0.0012005 | 1.2749e-12 | 0.00060025 | 6.3747e-13 | 0.0015435 | 1.6392e-12
[35 empty] | 7.3.1.3 Ignition probability mapping showing the probability of ignition along the electric lines and equipment | WLDFR | HFTD - Distribution - Tier 2 - 1QU CoRE ¦ 1QU LoRE | 2039 | 0.29586 | 0.0081192 | 6.2206 | 0 | 6.2206 | 0.0050538 | 3.872 | 0 | 3.872 | 0.01025 | 7.8534 | 0 | 7.8534 | 0.010764 | 8.2472 | 0 | 8.2472 | 1.8405 | 1.1456 | 2.3236 | 2.4401 | 0.01025 | 0.0030327 | 7.8534 | 2.3236 | 0 | 0 | 7.8534 | 2.3236 | [11 empty] | WLDFR | HFTD - Distribution - Tier 2 - 2QU CoRE ¦ 1QU LoRE | Red Flag Warning - Large Fires | 2029 | 1.3162e-07 | 6.5808e-08 | 1.6922e-07 | 5.777 | 0.74734 | 3.238 | 1.7917 | 0 | 0 | 0 | 0.00010964 |  | 7.6035e-07 | 0 | 7.6035e-07 | 3.8018e-07 | 0 | 3.8018e-07 | 9.776e-07 | 0 | 9.776e-07 | [16 empty] | 7.3.1.3 Ignition probability mapping showing the probability of ignition along the electric lines and equipmentWLDFRAggregatedAggregated | WLDFR | HFTD - Distribution - Tier 2 - 2QU CoRE ¦ 1QU LoRE | Seismic - Non-Red Flag Warning - Catastrophic Fires | Aggregated | Aggregated | 2024 | 1.062e-09 | 0 | 186.3964 | 1.9795e-07 | 2024 | Mitigation | 0.08575 | 30 | 0 | esc | 0.0012005 | 1.2749e-12 | 0.00060025 | 6.3747e-13 | 0.0015435 | 1.6392e-12
[35 empty] | 7.3.1.3 Ignition probability mapping showing the probability of ignition along the electric lines and equipment | WLDFR | HFTD - Distribution - Tier 2 - 1QU CoRE ¦ 1QU LoRE | 2040 | 0.27651 | 0.0081192 | 6.2206 | 0 | 6.2206 | 0.0050538 | 3.872 | 0 | 3.872 | 0.01025 | 7.8534 | 0 | 7.8534 | 0.010764 | 8.2472 | 0 | 8.2472 | 1.72 | 1.0707 | 2.1715 | 2.2804 | 0.01025 | 0.0028343 | 7.8534 | 2.1715 | 0 | 0 | 7.8534 | 2.1715 | [11 empty] | WLDFR | HFTD - Distribution - Tier 2 - 2QU CoRE ¦ 1QU LoRE | Red Flag Warning - Large Fires | 2030 | 1.3162e-07 | 6.5808e-08 | 1.6922e-07 | 5.777 | 0.74734 | 3.238 | 1.7917 | 0 | 0 | 0 | 0.00010964 |  | 7.6035e-07 | 0 | 7.6035e-07 | 3.8018e-07 | 0 | 3.8018e-07 | 9.776e-07 | 0 | 9.776e-07 | [16 empty] | 7.3.1.3 Ignition probability mapping showing the probability of ignition along the electric lines and equipmentWLDFRAggregatedAggregated | WLDFR | HFTD - Distribution - Tier 2 - 2QU CoRE ¦ 1QU LoRE | Seismic - Non-Red Flag Warning - Catastrophic Fires | Aggregated | Aggregated | 2025 | 1.062e-09 | 0 | 186.3964 | 1.9795e-07 | 2025 | Mitigation | 0.08575 | 30 | 0 | esc | 0.0012005 | 1.2749e-12 | 0.00060025 | 6.3747e-13 | 0.0015435 | 1.6392e-12
[35 empty] | 7.3.1.3 Ignition probability mapping showing the probability of ignition along the electric lines and equipment | WLDFR | HFTD - Distribution - Tier 2 - 1QU CoRE ¦ 1QU LoRE | 2041 | 0.25842 | 0.0081192 | 6.2206 | 0 | 6.2206 | 0.0050538 | 3.872 | 0 | 3.872 | 0.01025 | 7.8534 | 0 | 7.8534 | 0.010764 | 8.2472 | 0 | 8.2472 | 1.6075 | 1.0006 | 2.0295 | 2.1312 | 0.01025 | 0.0026489 | 7.8534 | 2.0295 | 0 | 0 | 7.8534 | 2.0295 | [11 empty] | WLDFR | HFTD - Distribution - Tier 2 - 2QU CoRE ¦ 1QU LoRE | Red Flag Warning - Large Fires | 2031 | 1.3162e-07 | 6.5808e-08 | 1.6922e-07 | 5.777 | 0.74734 | 3.238 | 1.7917 | 0 | 0 | 0 | 0.00010964 |  | 7.6035e-07 | 0 | 7.6035e-07 | 3.8018e-07 | 0 | 3.8018e-07 | 9.776e-07 | 0 | 9.776e-07 | [16 empty] | 7.3.1.3 Ignition probability mapping showing the probability of ignition along the electric lines and equipmentWLDFRAggregatedAggregated | WLDFR | HFTD - Distribution - Tier 2 - 2QU CoRE ¦ 1QU LoRE | Seismic - Non-Red Flag Warning - Catastrophic Fires | Aggregated | Aggregated | 2026 | 1.062e-09 | 0 | 186.3964 | 1.9795e-07 | 2026 | Mitigation | 0.08575 | 30 | 0 | esc | 0.0012005 | 1.2749e-12 | 0.00060025 | 6.3747e-13 | 0.0015435 | 1.6392e-12
[35 empty] | 7.3.1.3 Ignition probability mapping showing the probability of ignition along the electric lines and equipment | WLDFR | HFTD - Distribution - Tier 2 - 1QU CoRE ¦ 1QU LoRE | 2042 | 0.24151 | 0.0081192 | 6.2206 | 0 | 6.2206 | 0.0050538 | 3.872 | 0 | 3.872 | 0.01025 | 7.8534 | 0 | 7.8534 | 0.010764 | 8.2472 | 0 | 8.2472 | 1.5024 | 0.93515 | 1.8967 | 1.9918 | 0.01025 | 0.0024756 | 7.8534 | 1.8967 | 0 | 0 | 7.8534 | 1.8967 | [11 empty] | WLDFR | HFTD - Distribution - Tier 2 - 2QU CoRE ¦ 1QU LoRE | Red Flag Warning - Large Fires | 2032 | 1.3162e-07 | 6.5808e-08 | 1.6922e-07 | 5.777 | 0.74734 | 3.238 | 1.7917 | 0 | 0 | 0 | 0.00010964 |  | 7.6035e-07 | 0 | 7.6035e-07 | 3.8018e-07 | 0 | 3.8018e-07 | 9.776e-07 | 0 | 9.776e-07 | [16 empty] | 7.3.1.3 Ignition probability mapping showing the probability of ignition along the electric lines and equipmentWLDFRAggregatedAggregated | WLDFR | HFTD - Distribution - Tier 2 - 2QU CoRE ¦ 1QU LoRE | Seismic - Non-Red Flag Warning - Catastrophic Fires | Aggregated | Aggregated | 2027 | 1.062e-09 | 0 | 186.3964 | 1.9795e-07 | 2027 | Mitigation | 0.08575 | 30 | 0 | esc | 0.0012005 | 1.2749e-12 | 0.00060025 | 6.3747e-13 | 0.0015435 | 1.6392e-12
[35 empty] | 7.3.1.3 Ignition probability mapping showing the probability of ignition along the electric lines and equipment | WLDFR | HFTD - Distribution - Tier 2 - 1QU CoRE ¦ 1QU LoRE | 2043 | 0.22571 | 0.0081192 | 6.5307 | 0 | 6.5307 | 0.0050538 | 4.0651 | 0 | 4.0651 | 0.01025 | 8.2449 | 0 | 8.2449 | 0.010764 | 8.6584 | 0 | 8.6584 | 1.4741 | 0.91754 | 1.861 | 1.9543 | 0.01025 | 0.0023136 | 8.2449 | 1.861 | 0 | 0 | 8.2449 | 1.861 | [11 empty] | WLDFR | HFTD - Distribution - Tier 2 - 2QU CoRE ¦ 1QU LoRE | Red Flag Warning - Large Fires | 2033 | 1.3162e-07 | 6.5808e-08 | 1.6922e-07 | 6.1205 | 0.77885 | 3.4265 | 1.9151 | 0 | 0 | 0 | 0.00010964 |  | 8.0556e-07 | 0 | 8.0556e-07 | 4.0278e-07 | 0 | 4.0278e-07 | 1.0357e-06 | 0 | 1.0357e-06 | [16 empty] | 7.3.1.3 Ignition probability mapping showing the probability of ignition along the electric lines and equipmentWLDFRAggregatedAggregated | WLDFR | HFTD - Distribution - Tier 2 - 2QU CoRE ¦ 1QU LoRE | Seismic - Non-Red Flag Warning - Catastrophic Fires | Aggregated | Aggregated | 2028 | 1.062e-09 | 0 | 186.3964 | 1.9795e-07 | 2028 | Mitigation | 0.08575 | 30 | 0 | esc | 0.0012005 | 1.2749e-12 | 0.00060025 | 6.3747e-13 | 0.0015435 | 1.6392e-12
[35 empty] | 7.3.1.3 Ignition probability mapping showing the probability of ignition along the electric lines and equipment | WLDFR | HFTD - Distribution - Tier 2 - 1QU CoRE ¦ 1QU LoRE | 2044 | 0.21095 | 0.0081192 | 6.5307 | 0 | 6.5307 | 0.0050538 | 4.0651 | 0 | 4.0651 | 0.01025 | 8.2449 | 0 | 8.2449 | 0.010764 | 8.6584 | 0 | 8.6584 | 1.3776 | 0.85751 | 1.7392 | 1.8265 | 0.01025 | 0.0021623 | 8.2449 | 1.7392 | 0 | 0 | 8.2449 | 1.7392 | [11 empty] | WLDFR | HFTD - Distribution - Tier 2 - 2QU CoRE ¦ 1QU LoRE | Red Flag Warning - Large Fires | 2034 | 1.3162e-07 | 6.5808e-08 | 1.6922e-07 | 6.1205 | 0.77885 | 3.4265 | 1.9151 | 0 | 0 | 0 | 0.00010964 |  | 8.0556e-07 | 0 | 8.0556e-07 | 4.0278e-07 | 0 | 4.0278e-07 | 1.0357e-06 | 0 | 1.0357e-06 | [16 empty] | 7.3.1.3 Ignition probability mapping showing the probability of ignition along the electric lines and equipmentWLDFRAggregatedAggregated | WLDFR | HFTD - Distribution - Tier 2 - 2QU CoRE ¦ 1QU LoRE | Seismic - Non-Red Flag Warning - Catastrophic Fires | Aggregated | Aggregated | 2029 | 1.062e-09 | 0 | 186.3964 | 1.9795e-07 | 2029 | Mitigation | 0.08575 | 30 | 0 | esc | 0.0012005 | 1.2749e-12 | 0.00060025 | 6.3747e-13 | 0.0015435 | 1.6392e-12
[35 empty] | 7.3.1.3 Ignition probability mapping showing the probability of ignition along the electric lines and equipment | WLDFR | HFTD - Distribution - Tier 2 - 1QU CoRE ¦ 1QU LoRE | 2045 | 0.19715 | 0.0081192 | 6.5307 | 0 | 6.5307 | 0.0050538 | 4.0651 | 0 | 4.0651 | 0.01025 | 8.2449 | 0 | 8.2449 | 0.010764 | 8.6584 | 0 | 8.6584 | 1.2875 | 0.80141 | 1.6255 | 1.707 | 0.01025 | 0.0020208 | 8.2449 | 1.6255 | 0 | 0 | 8.2449 | 1.6255 | [11 empty] | WLDFR | HFTD - Distribution - Tier 2 - 2QU CoRE ¦ 1QU LoRE | Red Flag Warning - Large Fires | 2035 | 1.3162e-07 | 6.5808e-08 | 1.6922e-07 | 6.1205 | 0.77885 | 3.4265 | 1.9151 | 0 | 0 | 0 | 0.00010964 |  | 8.0556e-07 | 0 | 8.0556e-07 | 4.0278e-07 | 0 | 4.0278e-07 | 1.0357e-06 | 0 | 1.0357e-06 | [16 empty] | 7.3.1.3 Ignition probability mapping showing the probability of ignition along the electric lines and equipmentWLDFRAggregatedAggregated | WLDFR | HFTD - Distribution - Tier 2 - 2QU CoRE ¦ 1QU LoRE | Seismic - Non-Red Flag Warning - Catastrophic Fires | Aggregated | Aggregated | 2030 | 1.062e-09 | 0 | 186.3964 | 1.9795e-07 | 2030 | Mitigation | 0.08575 | 30 | 0 | esc | 0.0012005 | 1.2749e-12 | 0.00060025 | 6.3747e-13 | 0.0015435 | 1.6392e-12
[35 empty] | 7.3.1.3 Ignition probability mapping showing the probability of ignition along the electric lines and equipment | WLDFR | HFTD - Distribution - Tier 2 - 1QU CoRE ¦ 1QU LoRE | 2046 | 0.18425 | 0.0081192 | 6.5307 | 0 | 6.5307 | 0.0050538 | 4.0651 | 0 | 4.0651 | 0.01025 | 8.2449 | 0 | 8.2449 | 0.010764 | 8.6584 | 0 | 8.6584 | 1.2033 | 0.74898 | 1.5191 | 1.5953 | 0.01025 | 0.0018886 | 8.2449 | 1.5191 | 0 | 0 | 8.2449 | 1.5191 | [11 empty] | WLDFR | HFTD - Distribution - Tier 2 - 2QU CoRE ¦ 1QU LoRE | Red Flag Warning - Large Fires | 2036 | 1.3162e-07 | 6.5808e-08 | 1.6922e-07 | 6.1205 | 0.77885 | 3.4265 | 1.9151 | 0 | 0 | 0 | 0.00010964 |  | 8.0556e-07 | 0 | 8.0556e-07 | 4.0278e-07 | 0 | 4.0278e-07 | 1.0357e-06 | 0 | 1.0357e-06 | [16 empty] | 7.3.1.3 Ignition probability mapping showing the probability of ignition along the electric lines and equipmentWLDFRAggregatedAggregated | WLDFR | HFTD - Distribution - Tier 2 - 2QU CoRE ¦ 1QU LoRE | Seismic - Non-Red Flag Warning - Catastrophic Fires | Aggregated | Aggregated | 2031 | 1.062e-09 | 0 | 186.3964 | 1.9795e-07 | 2031 | Mitigation | 0.08575 | 30 | 0 | esc | 0.0012005 | 1.2749e-12 | 0.00060025 | 6.3747e-13 | 0.0015435 | 1.6392e-12
[35 empty] | 7.3.1.3 Ignition probability mapping showing the probability of ignition along the electric lines and equipment | WLDFR | HFTD - Distribution - Tier 2 - 1QU CoRE ¦ 1QU LoRE | 2047 | 0.1722 | 0.0081192 | 6.5307 | 0 | 6.5307 | 0.0050538 | 4.0651 | 0 | 4.0651 | 0.01025 | 8.2449 | 0 | 8.2449 | 0.010764 | 8.6584 | 0 | 8.6584 | 1.1246 | 0.69998 | 1.4197 | 1.4909 | 0.01025 | 0.0017651 | 8.2449 | 1.4197 | 0 | 0 | 8.2449 | 1.4197 | [11 empty] | WLDFR | HFTD - Distribution - Tier 2 - 2QU CoRE ¦ 1QU LoRE | Red Flag Warning - Large Fires | 2037 | 1.3162e-07 | 6.5808e-08 | 1.6922e-07 | 6.1205 | 0.77885 | 3.4265 | 1.9151 | 0 | 0 | 0 | 0.00010964 |  | 8.0556e-07 | 0 | 8.0556e-07 | 4.0278e-07 | 0 | 4.0278e-07 | 1.0357e-06 | 0 | 1.0357e-06 | [16 empty] | 7.3.1.3 Ignition probability mapping showing the probability of ignition along the electric lines and equipmentWLDFRAggregatedAggregated | WLDFR | HFTD - Distribution - Tier 2 - 2QU CoRE ¦ 1QU LoRE | Seismic - Non-Red Flag Warning - Catastrophic Fires | Aggregated | Aggregated | 2032 | 1.062e-09 | 0 | 186.3964 | 1.9795e-07 | 2032 | Mitigation | 0.08575 | 30 | 0 | esc | 0.0012005 | 1.2749e-12 | 0.00060025 | 6.3747e-13 | 0.0015435 | 1.6392e-12
[35 empty] | 7.3.1.3 Ignition probability mapping showing the probability of ignition along the electric lines and equipment | WLDFR | HFTD - Distribution - Tier 2 - 1QU CoRE ¦ 1QU LoRE | 2048 | 0.16093 | 0.0081192 | 6.8557 | 0 | 6.8557 | 0.0050538 | 4.2674 | 0 | 4.2674 | 0.01025 | 8.6553 | 0 | 8.6553 | 0.010764 | 9.0893 | 0 | 9.0893 | 1.1033 | 0.68675 | 1.3929 | 1.4627 | 0.01025 | 0.0016496 | 8.6553 | 1.3929 | 0 | 0 | 8.6553 | 1.3929 | [11 empty] | WLDFR | HFTD - Distribution - Tier 2 - 2QU CoRE ¦ 1QU LoRE | Red Flag Warning - Large Fires | 2038 | 1.3162e-07 | 6.5808e-08 | 1.6922e-07 | 6.5028 | 0.81304 | 3.6355 | 2.0543 | 0 | 0 | 0 | 0.00010964 |  | 8.5588e-07 | 0 | 8.5588e-07 | 4.2794e-07 | 0 | 4.2794e-07 | 1.1004e-06 | 0 | 1.1004e-06 | [16 empty] | 7.3.1.3 Ignition probability mapping showing the probability of ignition along the electric lines and equipmentWLDFRAggregatedAggregated | WLDFR | HFTD - Distribution - Tier 2 - 2QU CoRE ¦ 1QU LoRE | Seismic - Non-Red Flag Warning - Catastrophic Fires | Aggregated | Aggregated | 2033 | 1.062e-09 | 0 | 186.3964 | 1.9795e-07 | 2033 | Mitigation | 0.08575 | 30 | 0 | esc | 0.0012005 | 1.2749e-12 | 0.00060025 | 6.3747e-13 | 0.0015435 | 1.6392e-12
[35 empty] | 7.3.1.3 Ignition probability mapping showing the probability of ignition along the electric lines and equipment | WLDFR | HFTD - Distribution - Tier 2 - 1QU CoRE ¦ 1QU LoRE | 2049 | 0.1504 | 0.0081192 | 6.8557 | 0 | 6.8557 | 0.0050538 | 4.2674 | 0 | 4.2674 | 0.01025 | 8.6553 | 0 | 8.6553 | 0.010764 | 9.0893 | 0 | 9.0893 | 1.0311 | 0.64182 | 1.3018 | 1.367 | 0.01025 | 0.0015417 | 8.6553 | 1.3018 | 0 | 0 | 8.6553 | 1.3018 | [11 empty] | WLDFR | HFTD - Distribution - Tier 2 - 2QU CoRE ¦ 1QU LoRE | Red Flag Warning - Large Fires | 2039 | 1.3162e-07 | 6.5808e-08 | 1.6922e-07 | 6.5028 | 0.81304 | 3.6355 | 2.0543 | 0 | 0 | 0 | 0.00010964 |  | 8.5588e-07 | 0 | 8.5588e-07 | 4.2794e-07 | 0 | 4.2794e-07 | 1.1004e-06 | 0 | 1.1004e-06 | [16 empty] | 7.3.1.3 Ignition probability mapping showing the probability of ignition along the electric lines and equipmentWLDFRAggregatedAggregated | WLDFR | HFTD - Distribution - Tier 2 - 2QU CoRE ¦ 1QU LoRE | Seismic - Non-Red Flag Warning - Catastrophic Fires | Aggregated | Aggregated | 2034 | 1.062e-09 | 0 | 186.3964 | 1.9795e-07 | 2034 | Mitigation | 0.08575 | 30 | 0 | esc | 0.0012005 | 1.2749e-12 | 0.00060025 | 6.3747e-13 | 0.0015435 | 1.6392e-12
[35 empty] | 7.3.1.3 Ignition probability mapping showing the probability of ignition along the electric lines and equipment | WLDFR | HFTD - Distribution - Tier 2 - 1QU CoRE ¦ 1QU LoRE | 2050 | 0.14056 | 0 | 0 | 0 | 0 | 0.0050538 | 4.2674 | 0 | 4.2674 | 0.01025 | 8.6553 | 0 | 8.6553 | 0.010764 | 9.0893 | 0 | 9.0893 | 0 | 0.59983 | 1.2166 | 1.2776 | 0.01025 | 0.0014408 | 8.6553 | 1.2166 | 0 | 0 | 8.6553 | 1.2166 | [11 empty] | WLDFR | HFTD - Distribution - Tier 2 - 2QU CoRE ¦ 1QU LoRE | Red Flag Warning - Large Fires | 2040 | 1.3162e-07 | 6.5808e-08 | 1.6922e-07 | 6.5028 | 0.81304 | 3.6355 | 2.0543 | 0 | 0 | 0 | 0.00010964 |  | 8.5588e-07 | 0 | 8.5588e-07 | 4.2794e-07 | 0 | 4.2794e-07 | 1.1004e-06 | 0 | 1.1004e-06 | [16 empty] | 7.3.1.3 Ignition probability mapping showing the probability of ignition along the electric lines and equipmentWLDFRAggregatedAggregated | WLDFR | HFTD - Distribution - Tier 2 - 2QU CoRE ¦ 1QU LoRE | Seismic - Non-Red Flag Warning - Catastrophic Fires | Aggregated | Aggregated | 2035 | 1.062e-09 | 0 | 186.3964 | 1.9795e-07 | 2035 | Mitigation | 0.08575 | 30 | 0 | esc | 0.0012005 | 1.2749e-12 | 0.00060025 | 6.3747e-13 | 0.0015435 | 1.6392e-12
[35 empty] | 7.3.1.3 Ignition probability mapping showing the probability of ignition along the electric lines and equipment | WLDFR | HFTD - Distribution - Tier 2 - 1QU CoRE ¦ 1QU LoRE | 2051 | 0.13137 | 0 | 0 | 0 | 0 | 0 | 0 | 0 | 0 | 0.01025 | 8.6553 | 0 | 8.6553 | 0.010764 | 9.0893 | 0 | 9.0893 | 0 | 0 | 1.137 | 1.194 | 0.01025 | 0.0013466 | 8.6553 | 1.137 | 0 | 0 | 8.6553 | 1.137 | [11 empty] | WLDFR | HFTD - Distribution - Tier 2 - 2QU CoRE ¦ 1QU LoRE | Red Flag Warning - Large Fires | 2041 | 1.3162e-07 | 6.5808e-08 | 1.6922e-07 | 6.5028 | 0.81304 | 3.6355 | 2.0543 | 0 | 0 | 0 | 0.00010964 |  | 8.5588e-07 | 0 | 8.5588e-07 | 4.2794e-07 | 0 | 4.2794e-07 | 1.1004e-06 | 0 | 1.1004e-06 | [16 empty] | 7.3.1.3 Ignition probability mapping showing the probability of ignition along the electric lines and equipmentWLDFRAggregatedAggregated | WLDFR | HFTD - Distribution - Tier 2 - 2QU CoRE ¦ 1QU LoRE | Seismic - Non-Red Flag Warning - Catastrophic Fires | Aggregated | Aggregated | 2036 | 1.062e-09 | 0 | 186.3964 | 1.9795e-07 | 2036 | Mitigation | 0.08575 | 30 | 0 | esc | 0.0012005 | 1.2749e-12 | 0.00060025 | 6.3747e-13 | 0.0015435 | 1.6392e-12
[35 empty] | 7.3.1.3 Ignition probability mapping showing the probability of ignition along the electric lines and equipment | WLDFR | HFTD - Distribution - Tier 2 - 1QU CoRE ¦ 1QU LoRE | 2052 | 0.12277 | 0 | 0 | 0 | 0 | 0 | 0 | 0 | 0 | 0 | 0 | 0 | 0 | 0.010764 | 9.0893 | 0 | 9.0893 | 0 | 0 | 0 | 1.1159 | 0 | 0 | 0 | 0 | 0 | 0 | 0 | 0 | [11 empty] | WLDFR | HFTD - Distribution - Tier 2 - 2QU CoRE ¦ 1QU LoRE | Red Flag Warning - Large Fires | 2042 | 1.3162e-07 | 6.5808e-08 | 1.6922e-07 | 6.5028 | 0.81304 | 3.6355 | 2.0543 | 0 | 0 | 0 | 0.00010964 |  | 8.5588e-07 | 0 | 8.5588e-07 | 4.2794e-07 | 0 | 4.2794e-07 | 1.1004e-06 | 0 | 1.1004e-06 | [16 empty] | 7.3.1.3 Ignition probability mapping showing the probability of ignition along the electric lines and equipmentWLDFRAggregatedAggregated | WLDFR | HFTD - Distribution - Tier 2 - 2QU CoRE ¦ 1QU LoRE | Seismic - Non-Red Flag Warning - Catastrophic Fires | Aggregated | Aggregated | 2037 | 1.062e-09 | 0 | 186.3964 | 1.9795e-07 | 2037 | Mitigation | 0.08575 | 30 | 0 | esc | 0.0012005 | 1.2749e-12 | 0.00060025 | 6.3747e-13 | 0.0015435 | 1.6392e-12
[35 empty] | 7.3.1.3 Ignition probability mapping showing the probability of ignition along the electric lines and equipment | WLDFR | HFTD - Distribution - Tier 2 - 1QU CoRE ¦ 2QU LoRE | 2020 | 1 | 0.0081848 | 5.9794 | 0 | 5.9794 | 0 | 0 | 0 | 0 | 0 | 0 | 0 | 0 | 0 | 0 | 0 | 0 | 5.9794 | 0 | 0 | 0 | 0 | 0 | 0 | 0 | 0 | 0 | 0 | 0 | [11 empty] | WLDFR | HFTD - Distribution - Tier 2 - 2QU CoRE ¦ 1QU LoRE | Red Flag Warning - Large Fires | 2043 | 1.3162e-07 | 6.5808e-08 | 1.6922e-07 | 6.9209 | 0.84944 | 3.8632 | 2.2083 | 0 | 0 | 0 | 0.00010964 |  | 9.1091e-07 | 0 | 9.1091e-07 | 4.5546e-07 | 0 | 4.5546e-07 | 1.1712e-06 | 0 | 1.1712e-06 | [16 empty] | 7.3.1.3 Ignition probability mapping showing the probability of ignition along the electric lines and equipmentWLDFRAggregatedAggregated | WLDFR | HFTD - Distribution - Tier 2 - 2QU CoRE ¦ 1QU LoRE | Seismic - Non-Red Flag Warning - Catastrophic Fires | Aggregated | Aggregated | 2038 | 1.062e-09 | 0 | 186.3964 | 1.9795e-07 | 2038 | Mitigation | 0.08575 | 30 | 0 | esc | 0.0012005 | 1.2749e-12 | 0.00060025 | 6.3747e-13 | 0.0015435 | 1.6392e-12
[35 empty] | 7.3.1.3 Ignition probability mapping showing the probability of ignition along the electric lines and equipment | WLDFR | HFTD - Distribution - Tier 2 - 1QU CoRE ¦ 2QU LoRE | 2021 | 1 | 0.0081848 | 5.9794 | 0 | 5.9794 | 0.0050947 | 3.7219 | 0 | 3.7219 | 0 | 0 | 0 | 0 | 0 | 0 | 0 | 0 | 5.9794 | 3.7219 | 0 | 0 | 0 | 0 | 0 | 0 | 0 | 0 | 0 | 0 | [11 empty] | WLDFR | HFTD - Distribution - Tier 2 - 2QU CoRE ¦ 1QU LoRE | Red Flag Warning - Large Fires | 2044 | 1.3162e-07 | 6.5808e-08 | 1.6922e-07 | 6.9209 | 0.84944 | 3.8632 | 2.2083 | 0 | 0 | 0 | 0.00010964 |  | 9.1091e-07 | 0 | 9.1091e-07 | 4.5546e-07 | 0 | 4.5546e-07 | 1.1712e-06 | 0 | 1.1712e-06 | [16 empty] | 7.3.1.3 Ignition probability mapping showing the probability of ignition along the electric lines and equipmentWLDFRAggregatedAggregated | WLDFR | HFTD - Distribution - Tier 2 - 2QU CoRE ¦ 1QU LoRE | Seismic - Non-Red Flag Warning - Catastrophic Fires | Aggregated | Aggregated | 2039 | 1.062e-09 | 0 | 186.3964 | 1.9795e-07 | 2039 | Mitigation | 0.08575 | 30 | 0 | esc | 0.0012005 | 1.2749e-12 | 0.00060025 | 6.3747e-13 | 0.0015435 | 1.6392e-12
[35 empty] | 7.3.1.3 Ignition probability mapping showing the probability of ignition along the electric lines and equipment | WLDFR | HFTD - Distribution - Tier 2 - 1QU CoRE ¦ 2QU LoRE | 2022 | 0.93458 | 0.0082913 | 5.4235 | 0 | 5.4235 | 0.005161 | 3.3759 | 0 | 3.3759 | 0.012178 | 7.9659 | 0 | 7.9659 | 0 | 0 | 0 | 0 | 5.0687 | 3.155 | 7.4448 | 0 | 0.012178 | 0.011381 | 7.9659 | 7.4448 | 0 | 0 | 7.9659 | 7.4448 | [11 empty] | WLDFR | HFTD - Distribution - Tier 2 - 2QU CoRE ¦ 1QU LoRE | Red Flag Warning - Large Fires | 2045 | 1.3162e-07 | 6.5808e-08 | 1.6922e-07 | 6.9209 | 0.84944 | 3.8632 | 2.2083 | 0 | 0 | 0 | 0.00010964 |  | 9.1091e-07 | 0 | 9.1091e-07 | 4.5546e-07 | 0 | 4.5546e-07 | 1.1712e-06 | 0 | 1.1712e-06 | [16 empty] | 7.3.1.3 Ignition probability mapping showing the probability of ignition along the electric lines and equipmentWLDFRAggregatedAggregated | WLDFR | HFTD - Distribution - Tier 2 - 2QU CoRE ¦ 1QU LoRE | Seismic - Non-Red Flag Warning - Catastrophic Fires | Aggregated | Aggregated | 2040 | 1.062e-09 | 0 | 186.3964 | 1.9795e-07 | 2040 | Mitigation | 0.08575 | 30 | 0 | esc | 0.0012005 | 1.2749e-12 | 0.00060025 | 6.3747e-13 | 0.0015435 | 1.6392e-12
[35 empty] | 7.3.1.3 Ignition probability mapping showing the probability of ignition along the electric lines and equipment | WLDFR | HFTD - Distribution - Tier 2 - 1QU CoRE ¦ 2QU LoRE | 2023 | 0.87344 | 0.0082913 | 5.6222 | 0 | 5.6222 | 0.005161 | 3.4996 | 0 | 3.4996 | 0.012178 | 8.2578 | 0 | 8.2578 | 0.012789 | 8.6719 | 0 | 8.6719 | 4.9107 | 3.0567 | 7.2127 | 7.5744 | 0.012178 | 0.010637 | 8.2578 | 7.2127 | 0 | 0 | 8.2578 | 7.2127 | [11 empty] | WLDFR | HFTD - Distribution - Tier 2 - 2QU CoRE ¦ 1QU LoRE | Red Flag Warning - Large Fires | 2046 | 1.3162e-07 | 6.5808e-08 | 1.6922e-07 | 6.9209 | 0.84944 | 3.8632 | 2.2083 | 0 | 0 | 0 | 0.00010964 |  | 9.1091e-07 | 0 | 9.1091e-07 | 4.5546e-07 | 0 | 4.5546e-07 | 1.1712e-06 | 0 | 1.1712e-06 | [16 empty] | 7.3.1.3 Ignition probability mapping showing the probability of ignition along the electric lines and equipmentWLDFRAggregatedAggregated | WLDFR | HFTD - Distribution - Tier 2 - 2QU CoRE ¦ 1QU LoRE | Seismic - Non-Red Flag Warning - Catastrophic Fires | Aggregated | Aggregated | 2041 | 1.062e-09 | 0 | 186.3964 | 1.9795e-07 | 2041 | Mitigation | 0.08575 | 30 | 0 | esc | 0.0012005 | 1.2749e-12 | 0.00060025 | 6.3747e-13 | 0.0015435 | 1.6392e-12
[35 empty] | 7.3.1.3 Ignition probability mapping showing the probability of ignition along the electric lines and equipment | WLDFR | HFTD - Distribution - Tier 2 - 1QU CoRE ¦ 2QU LoRE | 2024 | 0.8163 | 0.0082913 | 5.6222 | 0 | 5.6222 | 0.005161 | 3.4996 | 0 | 3.4996 | 0.012178 | 8.2578 | 0 | 8.2578 | 0.012789 | 8.6719 | 0 | 8.6719 | 4.5894 | 2.8567 | 6.7409 | 7.0789 | 0.012178 | 0.009941 | 8.2578 | 6.7409 | 0 | 0 | 8.2578 | 6.7409 | [11 empty] | WLDFR | HFTD - Distribution - Tier 2 - 2QU CoRE ¦ 1QU LoRE | Red Flag Warning - Large Fires | 2047 | 1.3162e-07 | 6.5808e-08 | 1.6922e-07 | 6.9209 | 0.84944 | 3.8632 | 2.2083 | 0 | 0 | 0 | 0.00010964 |  | 9.1091e-07 | 0 | 9.1091e-07 | 4.5546e-07 | 0 | 4.5546e-07 | 1.1712e-06 | 0 | 1.1712e-06 | [16 empty] | 7.3.1.3 Ignition probability mapping showing the probability of ignition along the electric lines and equipmentWLDFRAggregatedAggregated | WLDFR | HFTD - Distribution - Tier 2 - 2QU CoRE ¦ 1QU LoRE | Seismic - Non-Red Flag Warning - Catastrophic Fires | Aggregated | Aggregated | 2042 | 1.062e-09 | 0 | 186.3964 | 1.9795e-07 | 2042 | Mitigation | 0.08575 | 30 | 0 | esc | 0.0012005 | 1.2749e-12 | 0.00060025 | 6.3747e-13 | 0.0015435 | 1.6392e-12
[35 empty] | 7.3.1.3 Ignition probability mapping showing the probability of ignition along the electric lines and equipment | WLDFR | HFTD - Distribution - Tier 2 - 1QU CoRE ¦ 2QU LoRE | 2025 | 0.7629 | 0.0082913 | 5.6222 | 0 | 5.6222 | 0.005161 | 3.4996 | 0 | 3.4996 | 0.012178 | 8.2578 | 0 | 8.2578 | 0.012789 | 8.6719 | 0 | 8.6719 | 4.2892 | 2.6698 | 6.2999 | 6.6158 | 0.012178 | 0.0092907 | 8.2578 | 6.2999 | 0 | 0 | 8.2578 | 6.2999 | [11 empty] | WLDFR | HFTD - Distribution - Tier 2 - 2QU CoRE ¦ 1QU LoRE | Red Flag Warning - Large Fires | 2048 | 1.3162e-07 | 6.5808e-08 | 1.6922e-07 | 7.3713 | 0.88759 | 4.1075 | 2.3763 | 0 | 0 | 0 | 0.00010964 |  | 9.7019e-07 | 0 | 9.7019e-07 | 4.851e-07 | 0 | 4.851e-07 | 1.2474e-06 | 0 | 1.2474e-06 | [16 empty] | 7.3.1.3 Ignition probability mapping showing the probability of ignition along the electric lines and equipmentWLDFRAggregatedAggregated | WLDFR | HFTD - Distribution - Tier 2 - 2QU CoRE ¦ 1QU LoRE | Seismic - Non-Red Flag Warning - Catastrophic Fires | Aggregated | Aggregated | 2043 | 1.062e-09 | 0 | 186.3964 | 1.9795e-07 | 2043 | Mitigation | 0.08575 | 30 | 0 | esc | 0.0012005 | 1.2749e-12 | 0.00060025 | 6.3747e-13 | 0.0015435 | 1.6392e-12
[35 empty] | 7.3.1.3 Ignition probability mapping showing the probability of ignition along the electric lines and equipment | WLDFR | HFTD - Distribution - Tier 2 - 1QU CoRE ¦ 2QU LoRE | 2026 | 0.71299 | 0.0082913 | 5.6222 | 0 | 5.6222 | 0.005161 | 3.4996 | 0 | 3.4996 | 0.012178 | 8.2578 | 0 | 8.2578 | 0.012789 | 8.6719 | 0 | 8.6719 | 4.0086 | 2.4951 | 5.8877 | 6.183 | 0.012178 | 0.0086829 | 8.2578 | 5.8877 | 0 | 0 | 8.2578 | 5.8877 | [11 empty] | WLDFR | HFTD - Distribution - Tier 2 - 2QU CoRE ¦ 1QU LoRE | Red Flag Warning - Large Fires | 2049 | 1.3162e-07 | 6.5808e-08 | 1.6922e-07 | 7.3713 | 0.88759 | 4.1075 | 2.3763 | 0 | 0 | 0 | 0.00010964 |  | 9.7019e-07 | 0 | 9.7019e-07 | 4.851e-07 | 0 | 4.851e-07 | 1.2474e-06 | 0 | 1.2474e-06 | [16 empty] | 7.3.1.3 Ignition probability mapping showing the probability of ignition along the electric lines and equipmentWLDFRAggregatedAggregated | WLDFR | HFTD - Distribution - Tier 2 - 2QU CoRE ¦ 1QU LoRE | Seismic - Non-Red Flag Warning - Catastrophic Fires | Aggregated | Aggregated | 2044 | 1.062e-09 | 0 | 186.3964 | 1.9795e-07 | 2044 | Mitigation | 0.08575 | 30 | 0 | esc | 0.0012005 | 1.2749e-12 | 0.00060025 | 6.3747e-13 | 0.0015435 | 1.6392e-12
[35 empty] | 7.3.1.3 Ignition probability mapping showing the probability of ignition along the electric lines and equipment | WLDFR | HFTD - Distribution - Tier 2 - 1QU CoRE ¦ 2QU LoRE | 2027 | 0.66634 | 0.0082913 | 5.6222 | 0 | 5.6222 | 0.005161 | 3.4996 | 0 | 3.4996 | 0.012178 | 8.2578 | 0 | 8.2578 | 0.012789 | 8.6719 | 0 | 8.6719 | 3.7463 | 2.3319 | 5.5025 | 5.7785 | 0.012178 | 0.0081148 | 8.2578 | 5.5025 | 0 | 0 | 8.2578 | 5.5025 | [11 empty] | WLDFR | HFTD - Distribution - Tier 2 - 2QU CoRE ¦ 1QU LoRE | Red Flag Warning - Large Fires | 2050 | 0 | 6.5808e-08 | 1.6922e-07 | 7.3713 | 0.88759 | 4.1075 | 2.3763 | 0 | 0 | 0 | 0.00010964 |  | 0 | 0 | 0 | 4.851e-07 | 0 | 4.851e-07 | 1.2474e-06 | 0 | 1.2474e-06 | [16 empty] | 7.3.1.3 Ignition probability mapping showing the probability of ignition along the electric lines and equipmentWLDFRAggregatedAggregated | WLDFR | HFTD - Distribution - Tier 2 - 2QU CoRE ¦ 1QU LoRE | Seismic - Non-Red Flag Warning - Catastrophic Fires | Aggregated | Aggregated | 2045 | 1.062e-09 | 0 | 186.3964 | 1.9795e-07 | 2045 | Mitigation | 0.08575 | 30 | 0 | esc | 0.0012005 | 1.2749e-12 | 0.00060025 | 6.3747e-13 | 0.0015435 | 1.6392e-12
[35 empty] | 7.3.1.3 Ignition probability mapping showing the probability of ignition along the electric lines and equipment | WLDFR | HFTD - Distribution - Tier 2 - 1QU CoRE ¦ 2QU LoRE | 2028 | 0.62275 | 0.0082913 | 5.8726 | 0 | 5.8726 | 0.005161 | 3.6554 | 0 | 3.6554 | 0.012178 | 8.6256 | 0 | 8.6256 | 0.012789 | 9.0581 | 0 | 9.0581 | 3.6572 | 2.2764 | 5.3716 | 5.6409 | 0.012178 | 0.007584 | 8.6256 | 5.3716 | 0 | 0 | 8.6256 | 5.3716 | [11 empty] | WLDFR | HFTD - Distribution - Tier 2 - 2QU CoRE ¦ 1QU LoRE | Red Flag Warning - Large Fires | 2051 | 0 | 0 | 1.6922e-07 | 7.3713 | 0.88759 | 4.1075 | 2.3763 | 0 | 0 | 0 | 0.00010964 |  | 0 | 0 | 0 | 0 | 0 | 0 | 1.2474e-06 | 0 | 1.2474e-06 | [16 empty] | 7.3.1.3 Ignition probability mapping showing the probability of ignition along the electric lines and equipmentWLDFRAggregatedAggregated | WLDFR | HFTD - Distribution - Tier 2 - 2QU CoRE ¦ 1QU LoRE | Seismic - Non-Red Flag Warning - Catastrophic Fires | Aggregated | Aggregated | 2046 | 1.062e-09 | 0 | 186.3964 | 1.9795e-07 | 2046 | Mitigation | 0.08575 | 30 | 0 | esc | 0.0012005 | 1.2749e-12 | 0.00060025 | 6.3747e-13 | 0.0015435 | 1.6392e-12
[35 empty] | 7.3.1.3 Ignition probability mapping showing the probability of ignition along the electric lines and equipment | WLDFR | HFTD - Distribution - Tier 2 - 1QU CoRE ¦ 2QU LoRE | 2029 | 0.58201 | 0.0082913 | 5.8726 | 0 | 5.8726 | 0.005161 | 3.6554 | 0 | 3.6554 | 0.012178 | 8.6256 | 0 | 8.6256 | 0.012789 | 9.0581 | 0 | 9.0581 | 3.4179 | 2.1275 | 5.0202 | 5.2719 | 0.012178 | 0.0070878 | 8.6256 | 5.0202 | 0 | 0 | 8.6256 | 5.0202 | [11 empty] | WLDFR | HFTD - Distribution - Tier 2 - 2QU CoRE ¦ 1QU LoRE | Red Flag Warning - Small Fires | 2020 | 1.2321e-06 | 0 | 0 | 0.077901 | 0.036425 | 0.0015809 | 0.039895 | 0 | 0 | 0 | 0.0010263 |  | 9.5978e-08 | 0 | 9.5978e-08 | 0 | 0 | 0 | 0 | 0 | 0 | [16 empty] | 7.3.1.3 Ignition probability mapping showing the probability of ignition along the electric lines and equipmentWLDFRAggregatedAggregated | WLDFR | HFTD - Distribution - Tier 2 - 2QU CoRE ¦ 1QU LoRE | Seismic - Non-Red Flag Warning - Catastrophic Fires | Aggregated | Aggregated | 2047 | 1.062e-09 | 0 | 186.3964 | 1.9795e-07 | 2047 | Mitigation | 0.08575 | 30 | 0 | esc | 0.0012005 | 1.2749e-12 | 0.00060025 | 6.3747e-13 | 0.0015435 | 1.6392e-12
[35 empty] | 7.3.1.3 Ignition probability mapping showing the probability of ignition along the electric lines and equipment | WLDFR | HFTD - Distribution - Tier 2 - 1QU CoRE ¦ 2QU LoRE | 2030 | 0.54393 | 0.0082913 | 5.8726 | 0 | 5.8726 | 0.005161 | 3.6554 | 0 | 3.6554 | 0.012178 | 8.6256 | 0 | 8.6256 | 0.012789 | 9.0581 | 0 | 9.0581 | 3.1943 | 1.9883 | 4.6918 | 4.927 | 0.012178 | 0.0066241 | 8.6256 | 4.6918 | 0 | 0 | 8.6256 | 4.6918 | [11 empty] | WLDFR | HFTD - Distribution - Tier 2 - 2QU CoRE ¦ 1QU LoRE | Red Flag Warning - Small Fires | 2021 | 1.2321e-06 | 6.1603e-07 | 0 | 0.077901 | 0.036425 | 0.0015809 | 0.039895 | 0 | 0 | 0 | 0.0010263 |  | 9.5978e-08 | 0 | 9.5978e-08 | 4.7989e-08 | 0 | 4.7989e-08 | 0 | 0 | 0 | [16 empty] | 7.3.1.3 Ignition probability mapping showing the probability of ignition along the electric lines and equipmentWLDFRAggregatedAggregated | WLDFR | HFTD - Distribution - Tier 2 - 2QU CoRE ¦ 1QU LoRE | Seismic - Non-Red Flag Warning - Catastrophic Fires | Aggregated | Aggregated | 2048 | 1.062e-09 | 0 | 186.3964 | 1.9795e-07 | 2048 | Mitigation | 0.08575 | 30 | 0 | esc | 0.0012005 | 1.2749e-12 | 0.00060025 | 6.3747e-13 | 0.0015435 | 1.6392e-12
[35 empty] | 7.3.1.3 Ignition probability mapping showing the probability of ignition along the electric lines and equipment | WLDFR | HFTD - Distribution - Tier 2 - 1QU CoRE ¦ 2QU LoRE | 2031 | 0.50835 | 0.0082913 | 5.8726 | 0 | 5.8726 | 0.005161 | 3.6554 | 0 | 3.6554 | 0.012178 | 8.6256 | 0 | 8.6256 | 0.012789 | 9.0581 | 0 | 9.0581 | 2.9853 | 1.8582 | 4.3848 | 4.6047 | 0.012178 | 0.0061908 | 8.6256 | 4.3848 | 0 | 0 | 8.6256 | 4.3848 | [11 empty] | WLDFR | HFTD - Distribution - Tier 2 - 2QU CoRE ¦ 1QU LoRE | Red Flag Warning - Small Fires | 2022 | 1.2321e-06 | 6.1603e-07 | 1.5841e-06 | 0.077901 | 0.036425 | 0.0015809 | 0.039895 | 0 | 0 | 0 | 0.0010263 |  | 9.5978e-08 | 0 | 9.5978e-08 | 4.7989e-08 | 0 | 4.7989e-08 | 1.234e-07 | 0 | 1.234e-07 | [16 empty] | 7.3.1.3 Ignition probability mapping showing the probability of ignition along the electric lines and equipmentWLDFRAggregatedAggregated | WLDFR | HFTD - Distribution - Tier 2 - 2QU CoRE ¦ 1QU LoRE | Seismic - Non-Red Flag Warning - Catastrophic Fires | Aggregated | Aggregated | 2049 | 1.062e-09 | 0 | 186.3964 | 1.9795e-07 | 2049 | Mitigation | 0.08575 | 30 | 0 | esc | 0.0012005 | 1.2749e-12 | 0.00060025 | 6.3747e-13 | 0.0015435 | 1.6392e-12
[35 empty] | 7.3.1.3 Ignition probability mapping showing the probability of ignition along the electric lines and equipment | WLDFR | HFTD - Distribution - Tier 2 - 1QU CoRE ¦ 2QU LoRE | 2032 | 0.47509 | 0.0082913 | 5.8726 | 0 | 5.8726 | 0.005161 | 3.6554 | 0 | 3.6554 | 0.012178 | 8.6256 | 0 | 8.6256 | 0.012789 | 9.0581 | 0 | 9.0581 | 2.79 | 1.7367 | 4.098 | 4.3035 | 0.012178 | 0.0057858 | 8.6256 | 4.098 | 0 | 0 | 8.6256 | 4.098 | [11 empty] | WLDFR | HFTD - Distribution - Tier 2 - 2QU CoRE ¦ 1QU LoRE | Red Flag Warning - Small Fires | 2023 | 1.2321e-06 | 6.1603e-07 | 1.5841e-06 | 0.080408 | 0.03759 | 0.0016314 | 0.041187 | 0 | 0 | 0 | 0.0010263 |  | 9.9068e-08 | 0 | 9.9068e-08 | 4.9534e-08 | 0 | 4.9534e-08 | 1.2737e-07 | 0 | 1.2737e-07 | [16 empty] | 7.3.1.3 Ignition probability mapping showing the probability of ignition along the electric lines and equipmentWLDFRAggregatedAggregated | WLDFR | HFTD - Distribution - Tier 2 - 2QU CoRE ¦ 1QU LoRE | Seismic - Non-Red Flag Warning - Catastrophic Fires | Aggregated | Aggregated | 2050 | 1.062e-09 | 0 | 186.3964 | 1.9795e-07 | 2050 | Mitigation | 0.08575 | 30 | 0 | esc | 0 | 0 | 0.00060025 | 6.3747e-13 | 0.0015435 | 1.6392e-12
[35 empty] | 7.3.1.3 Ignition probability mapping showing the probability of ignition along the electric lines and equipment | WLDFR | HFTD - Distribution - Tier 2 - 1QU CoRE ¦ 2QU LoRE | 2033 | 0.44401 | 0.0082913 | 6.1509 | 0 | 6.1509 | 0.005161 | 3.8286 | 0 | 3.8286 | 0.012178 | 9.0343 | 0 | 9.0343 | 0.012789 | 9.4873 | 0 | 9.4873 | 2.7311 | 1.7 | 4.0113 | 4.2125 | 0.012178 | 0.0054073 | 9.0343 | 4.0113 | 0 | 0 | 9.0343 | 4.0113 | [11 empty] | WLDFR | HFTD - Distribution - Tier 2 - 2QU CoRE ¦ 1QU LoRE | Red Flag Warning - Small Fires | 2024 | 1.2321e-06 | 6.1603e-07 | 1.5841e-06 | 0.080408 | 0.03759 | 0.0016314 | 0.041187 | 0 | 0 | 0 | 0.0010263 |  | 9.9068e-08 | 0 | 9.9068e-08 | 4.9534e-08 | 0 | 4.9534e-08 | 1.2737e-07 | 0 | 1.2737e-07 | [16 empty] | 7.3.1.3 Ignition probability mapping showing the probability of ignition along the electric lines and equipmentWLDFRAggregatedAggregated | WLDFR | HFTD - Distribution - Tier 2 - 2QU CoRE ¦ 1QU LoRE | Seismic - Non-Red Flag Warning - Catastrophic Fires | Aggregated | Aggregated | 2051 | 1.062e-09 | 0 | 186.3964 | 1.9795e-07 | 2051 | Mitigation | 0.08575 | 30 | 0 | esc | 0 | 0 | 0 | 0 | 0.0015435 | 1.6392e-12
[35 empty] | 7.3.1.3 Ignition probability mapping showing the probability of ignition along the electric lines and equipment | WLDFR | HFTD - Distribution - Tier 2 - 1QU CoRE ¦ 2QU LoRE | 2034 | 0.41496 | 0.0082913 | 6.1509 | 0 | 6.1509 | 0.005161 | 3.8286 | 0 | 3.8286 | 0.012178 | 9.0343 | 0 | 9.0343 | 0.012789 | 9.4873 | 0 | 9.4873 | 2.5524 | 1.5887 | 3.7489 | 3.9369 | 0.012178 | 0.0050535 | 9.0343 | 3.7489 | 0 | 0 | 9.0343 | 3.7489 | [11 empty] | WLDFR | HFTD - Distribution - Tier 2 - 2QU CoRE ¦ 1QU LoRE | Red Flag Warning - Small Fires | 2025 | 1.2321e-06 | 6.1603e-07 | 1.5841e-06 | 0.080408 | 0.03759 | 0.0016314 | 0.041187 | 0 | 0 | 0 | 0.0010263 |  | 9.9068e-08 | 0 | 9.9068e-08 | 4.9534e-08 | 0 | 4.9534e-08 | 1.2737e-07 | 0 | 1.2737e-07 | [16 empty] | 7.3.1.3 Ignition probability mapping showing the probability of ignition along the electric lines and equipmentWLDFRAggregatedAggregated | WLDFR | HFTD - Distribution - Tier 2 - 2QU CoRE ¦ 1QU LoRE | Seismic - Red Flag Warning - Catastrophic Fires | Aggregated | Aggregated | 2021 | 4.5803e-08 | 0 | 186.3964 | 8.5375e-06 | 2021 | Mitigation | 0.08575 | 30 | 0 | esc | 0.0012005 | 5.4986e-11 | 0.00060025 | 2.7493e-11 | 0 | 0
[35 empty] | 7.3.1.3 Ignition probability mapping showing the probability of ignition along the electric lines and equipment | WLDFR | HFTD - Distribution - Tier 2 - 1QU CoRE ¦ 2QU LoRE | 2035 | 0.38782 | 0.0082913 | 6.1509 | 0 | 6.1509 | 0.005161 | 3.8286 | 0 | 3.8286 | 0.012178 | 9.0343 | 0 | 9.0343 | 0.012789 | 9.4873 | 0 | 9.4873 | 2.3854 | 1.4848 | 3.5037 | 3.6793 | 0.012178 | 0.0047229 | 9.0343 | 3.5037 | 0 | 0 | 9.0343 | 3.5037 | [11 empty] | WLDFR | HFTD - Distribution - Tier 2 - 2QU CoRE ¦ 1QU LoRE | Red Flag Warning - Small Fires | 2026 | 1.2321e-06 | 6.1603e-07 | 1.5841e-06 | 0.080408 | 0.03759 | 0.0016314 | 0.041187 | 0 | 0 | 0 | 0.0010263 |  | 9.9068e-08 | 0 | 9.9068e-08 | 4.9534e-08 | 0 | 4.9534e-08 | 1.2737e-07 | 0 | 1.2737e-07 | [16 empty] | 7.3.1.3 Ignition probability mapping showing the probability of ignition along the electric lines and equipmentWLDFRAggregatedAggregated | WLDFR | HFTD - Distribution - Tier 2 - 2QU CoRE ¦ 1QU LoRE | Seismic - Red Flag Warning - Catastrophic Fires | Aggregated | Aggregated | 2022 | 4.5803e-08 | 0 | 186.3964 | 8.5375e-06 | 2022 | Mitigation | 0.08575 | 30 | 0 | esc | 0.0012005 | 5.4986e-11 | 0.00060025 | 2.7493e-11 | 0.0015435 | 7.0697e-11
[35 empty] | 7.3.1.3 Ignition probability mapping showing the probability of ignition along the electric lines and equipment | WLDFR | HFTD - Distribution - Tier 2 - 1QU CoRE ¦ 2QU LoRE | 2036 | 0.36245 | 0.0082913 | 6.1509 | 0 | 6.1509 | 0.005161 | 3.8286 | 0 | 3.8286 | 0.012178 | 9.0343 | 0 | 9.0343 | 0.012789 | 9.4873 | 0 | 9.4873 | 2.2294 | 1.3877 | 3.2744 | 3.4386 | 0.012178 | 0.0044139 | 9.0343 | 3.2744 | 0 | 0 | 9.0343 | 3.2744 | [11 empty] | WLDFR | HFTD - Distribution - Tier 2 - 2QU CoRE ¦ 1QU LoRE | Red Flag Warning - Small Fires | 2027 | 1.2321e-06 | 6.1603e-07 | 1.5841e-06 | 0.080408 | 0.03759 | 0.0016314 | 0.041187 | 0 | 0 | 0 | 0.0010263 |  | 9.9068e-08 | 0 | 9.9068e-08 | 4.9534e-08 | 0 | 4.9534e-08 | 1.2737e-07 | 0 | 1.2737e-07 | [16 empty] | 7.3.1.3 Ignition probability mapping showing the probability of ignition along the electric lines and equipmentWLDFRAggregatedAggregated | WLDFR | HFTD - Distribution - Tier 2 - 2QU CoRE ¦ 1QU LoRE | Seismic - Red Flag Warning - Catastrophic Fires | Aggregated | Aggregated | 2023 | 4.5803e-08 | 0 | 186.3964 | 8.5375e-06 | 2023 | Mitigation | 0.08575 | 30 | 0 | esc | 0.0012005 | 5.4986e-11 | 0.00060025 | 2.7493e-11 | 0.0015435 | 7.0697e-11
[35 empty] | 7.3.1.3 Ignition probability mapping showing the probability of ignition along the electric lines and equipment | WLDFR | HFTD - Distribution - Tier 2 - 1QU CoRE ¦ 2QU LoRE | 2037 | 0.33873 | 0.0082913 | 6.1509 | 0 | 6.1509 | 0.005161 | 3.8286 | 0 | 3.8286 | 0.012178 | 9.0343 | 0 | 9.0343 | 0.012789 | 9.4873 | 0 | 9.4873 | 2.0835 | 1.2969 | 3.0602 | 3.2137 | 0.012178 | 0.0041252 | 9.0343 | 3.0602 | 0 | 0 | 9.0343 | 3.0602 | [11 empty] | WLDFR | HFTD - Distribution - Tier 2 - 2QU CoRE ¦ 1QU LoRE | Red Flag Warning - Small Fires | 2028 | 1.2321e-06 | 6.1603e-07 | 1.5841e-06 | 0.083606 | 0.039055 | 0.001695 | 0.042856 | 0 | 0 | 0 | 0.0010263 |  | 1.0301e-07 | 0 | 1.0301e-07 | 5.1504e-08 | 0 | 5.1504e-08 | 1.3244e-07 | 0 | 1.3244e-07 | [16 empty] | 7.3.1.3 Ignition probability mapping showing the probability of ignition along the electric lines and equipmentWLDFRAggregatedAggregated | WLDFR | HFTD - Distribution - Tier 2 - 2QU CoRE ¦ 1QU LoRE | Seismic - Red Flag Warning - Catastrophic Fires | Aggregated | Aggregated | 2024 | 4.5803e-08 | 0 | 186.3964 | 8.5375e-06 | 2024 | Mitigation | 0.08575 | 30 | 0 | esc | 0.0012005 | 5.4986e-11 | 0.00060025 | 2.7493e-11 | 0.0015435 | 7.0697e-11
[35 empty] | 7.3.1.3 Ignition probability mapping showing the probability of ignition along the electric lines and equipment | WLDFR | HFTD - Distribution - Tier 2 - 1QU CoRE ¦ 2QU LoRE | 2038 | 0.31657 | 0.0082913 | 6.4529 | 0 | 6.4529 | 0.005161 | 4.0166 | 0 | 4.0166 | 0.012178 | 9.4779 | 0 | 9.4779 | 0.012789 | 9.9532 | 0 | 9.9532 | 2.0428 | 1.2716 | 3.0005 | 3.1509 | 0.012178 | 0.0038553 | 9.4779 | 3.0005 | 0 | 0 | 9.4779 | 3.0005 | [11 empty] | WLDFR | HFTD - Distribution - Tier 2 - 2QU CoRE ¦ 1QU LoRE | Red Flag Warning - Small Fires | 2029 | 1.2321e-06 | 6.1603e-07 | 1.5841e-06 | 0.083606 | 0.039055 | 0.001695 | 0.042856 | 0 | 0 | 0 | 0.0010263 |  | 1.0301e-07 | 0 | 1.0301e-07 | 5.1504e-08 | 0 | 5.1504e-08 | 1.3244e-07 | 0 | 1.3244e-07 | [16 empty] | 7.3.1.3 Ignition probability mapping showing the probability of ignition along the electric lines and equipmentWLDFRAggregatedAggregated | WLDFR | HFTD - Distribution - Tier 2 - 2QU CoRE ¦ 1QU LoRE | Seismic - Red Flag Warning - Catastrophic Fires | Aggregated | Aggregated | 2025 | 4.5803e-08 | 0 | 186.3964 | 8.5375e-06 | 2025 | Mitigation | 0.08575 | 30 | 0 | esc | 0.0012005 | 5.4986e-11 | 0.00060025 | 2.7493e-11 | 0.0015435 | 7.0697e-11
[35 empty] | 7.3.1.3 Ignition probability mapping showing the probability of ignition along the electric lines and equipment | WLDFR | HFTD - Distribution - Tier 2 - 1QU CoRE ¦ 2QU LoRE | 2039 | 0.29586 | 0.0082913 | 6.4529 | 0 | 6.4529 | 0.005161 | 4.0166 | 0 | 4.0166 | 0.012178 | 9.4779 | 0 | 9.4779 | 0.012789 | 9.9532 | 0 | 9.9532 | 1.9092 | 1.1884 | 2.8042 | 2.9448 | 0.012178 | 0.0036031 | 9.4779 | 2.8042 | 0 | 0 | 9.4779 | 2.8042 | [11 empty] | WLDFR | HFTD - Distribution - Tier 2 - 2QU CoRE ¦ 1QU LoRE | Red Flag Warning - Small Fires | 2030 | 1.2321e-06 | 6.1603e-07 | 1.5841e-06 | 0.083606 | 0.039055 | 0.001695 | 0.042856 | 0 | 0 | 0 | 0.0010263 |  | 1.0301e-07 | 0 | 1.0301e-07 | 5.1504e-08 | 0 | 5.1504e-08 | 1.3244e-07 | 0 | 1.3244e-07 | [16 empty] | 7.3.1.3 Ignition probability mapping showing the probability of ignition along the electric lines and equipmentWLDFRAggregatedAggregated | WLDFR | HFTD - Distribution - Tier 2 - 2QU CoRE ¦ 1QU LoRE | Seismic - Red Flag Warning - Catastrophic Fires | Aggregated | Aggregated | 2026 | 4.5803e-08 | 0 | 186.3964 | 8.5375e-06 | 2026 | Mitigation | 0.08575 | 30 | 0 | esc | 0.0012005 | 5.4986e-11 | 0.00060025 | 2.7493e-11 | 0.0015435 | 7.0697e-11
[35 empty] | 7.3.1.3 Ignition probability mapping showing the probability of ignition along the electric lines and equipment | WLDFR | HFTD - Distribution - Tier 2 - 1QU CoRE ¦ 2QU LoRE | 2040 | 0.27651 | 0.0082913 | 6.4529 | 0 | 6.4529 | 0.005161 | 4.0166 | 0 | 4.0166 | 0.012178 | 9.4779 | 0 | 9.4779 | 0.012789 | 9.9532 | 0 | 9.9532 | 1.7843 | 1.1106 | 2.6207 | 2.7521 | 0.012178 | 0.0033674 | 9.4779 | 2.6207 | 0 | 0 | 9.4779 | 2.6207 | [11 empty] | WLDFR | HFTD - Distribution - Tier 2 - 2QU CoRE ¦ 1QU LoRE | Red Flag Warning - Small Fires | 2031 | 1.2321e-06 | 6.1603e-07 | 1.5841e-06 | 0.083606 | 0.039055 | 0.001695 | 0.042856 | 0 | 0 | 0 | 0.0010263 |  | 1.0301e-07 | 0 | 1.0301e-07 | 5.1504e-08 | 0 | 5.1504e-08 | 1.3244e-07 | 0 | 1.3244e-07 | [16 empty] | 7.3.1.3 Ignition probability mapping showing the probability of ignition along the electric lines and equipmentWLDFRAggregatedAggregated | WLDFR | HFTD - Distribution - Tier 2 - 2QU CoRE ¦ 1QU LoRE | Seismic - Red Flag Warning - Catastrophic Fires | Aggregated | Aggregated | 2027 | 4.5803e-08 | 0 | 186.3964 | 8.5375e-06 | 2027 | Mitigation | 0.08575 | 30 | 0 | esc | 0.0012005 | 5.4986e-11 | 0.00060025 | 2.7493e-11 | 0.0015435 | 7.0697e-11
[35 empty] | 7.3.1.3 Ignition probability mapping showing the probability of ignition along the electric lines and equipment | WLDFR | HFTD - Distribution - Tier 2 - 1QU CoRE ¦ 2QU LoRE | 2041 | 0.25842 | 0.0082913 | 6.4529 | 0 | 6.4529 | 0.005161 | 4.0166 | 0 | 4.0166 | 0.012178 | 9.4779 | 0 | 9.4779 | 0.012789 | 9.9532 | 0 | 9.9532 | 1.6675 | 1.038 | 2.4493 | 2.5721 | 0.012178 | 0.0031471 | 9.4779 | 2.4493 | 0 | 0 | 9.4779 | 2.4493 | [11 empty] | WLDFR | HFTD - Distribution - Tier 2 - 2QU CoRE ¦ 1QU LoRE | Red Flag Warning - Small Fires | 2032 | 1.2321e-06 | 6.1603e-07 | 1.5841e-06 | 0.083606 | 0.039055 | 0.001695 | 0.042856 | 0 | 0 | 0 | 0.0010263 |  | 1.0301e-07 | 0 | 1.0301e-07 | 5.1504e-08 | 0 | 5.1504e-08 | 1.3244e-07 | 0 | 1.3244e-07 | [16 empty] | 7.3.1.3 Ignition probability mapping showing the probability of ignition along the electric lines and equipmentWLDFRAggregatedAggregated | WLDFR | HFTD - Distribution - Tier 2 - 2QU CoRE ¦ 1QU LoRE | Seismic - Red Flag Warning - Catastrophic Fires | Aggregated | Aggregated | 2028 | 4.5803e-08 | 0 | 186.3964 | 8.5375e-06 | 2028 | Mitigation | 0.08575 | 30 | 0 | esc | 0.0012005 | 5.4986e-11 | 0.00060025 | 2.7493e-11 | 0.0015435 | 7.0697e-11
[35 empty] | 7.3.1.3 Ignition probability mapping showing the probability of ignition along the electric lines and equipment | WLDFR | HFTD - Distribution - Tier 2 - 1QU CoRE ¦ 2QU LoRE | 2042 | 0.24151 | 0.0082913 | 6.4529 | 0 | 6.4529 | 0.005161 | 4.0166 | 0 | 4.0166 | 0.012178 | 9.4779 | 0 | 9.4779 | 0.012789 | 9.9532 | 0 | 9.9532 | 1.5585 | 0.97007 | 2.289 | 2.4038 | 0.012178 | 0.0029412 | 9.4779 | 2.289 | 0 | 0 | 9.4779 | 2.289 | [11 empty] | WLDFR | HFTD - Distribution - Tier 2 - 2QU CoRE ¦ 1QU LoRE | Red Flag Warning - Small Fires | 2033 | 1.2321e-06 | 6.1603e-07 | 1.5841e-06 | 0.087211 | 0.040679 | 0.0017655 | 0.044766 | 0 | 0 | 0 | 0.0010263 |  | 1.0745e-07 | 0 | 1.0745e-07 | 5.3724e-08 | 0 | 5.3724e-08 | 1.3815e-07 | 0 | 1.3815e-07 | [16 empty] | 7.3.1.3 Ignition probability mapping showing the probability of ignition along the electric lines and equipmentWLDFRAggregatedAggregated | WLDFR | HFTD - Distribution - Tier 2 - 2QU CoRE ¦ 1QU LoRE | Seismic - Red Flag Warning - Catastrophic Fires | Aggregated | Aggregated | 2029 | 4.5803e-08 | 0 | 186.3964 | 8.5375e-06 | 2029 | Mitigation | 0.08575 | 30 | 0 | esc | 0.0012005 | 5.4986e-11 | 0.00060025 | 2.7493e-11 | 0.0015435 | 7.0697e-11
[35 empty] | 7.3.1.3 Ignition probability mapping showing the probability of ignition along the electric lines and equipment | WLDFR | HFTD - Distribution - Tier 2 - 1QU CoRE ¦ 2QU LoRE | 2043 | 0.22571 | 0.0082913 | 6.7746 | 0 | 6.7746 | 0.005161 | 4.2169 | 0 | 4.2169 | 0.012178 | 9.9505 | 0 | 9.9505 | 0.012789 | 10.4494 | 0 | 10.4494 | 1.5291 | 0.95181 | 2.246 | 2.3586 | 0.012178 | 0.0027488 | 9.9505 | 2.246 | 0 | 0 | 9.9505 | 2.246 | [11 empty] | WLDFR | HFTD - Distribution - Tier 2 - 2QU CoRE ¦ 1QU LoRE | Red Flag Warning - Small Fires | 2034 | 1.2321e-06 | 6.1603e-07 | 1.5841e-06 | 0.087211 | 0.040679 | 0.0017655 | 0.044766 | 0 | 0 | 0 | 0.0010263 |  | 1.0745e-07 | 0 | 1.0745e-07 | 5.3724e-08 | 0 | 5.3724e-08 | 1.3815e-07 | 0 | 1.3815e-07 | [16 empty] | 7.3.1.3 Ignition probability mapping showing the probability of ignition along the electric lines and equipmentWLDFRAggregatedAggregated | WLDFR | HFTD - Distribution - Tier 2 - 2QU CoRE ¦ 1QU LoRE | Seismic - Red Flag Warning - Catastrophic Fires | Aggregated | Aggregated | 2030 | 4.5803e-08 | 0 | 186.3964 | 8.5375e-06 | 2030 | Mitigation | 0.08575 | 30 | 0 | esc | 0.0012005 | 5.4986e-11 | 0.00060025 | 2.7493e-11 | 0.0015435 | 7.0697e-11
[35 empty] | 7.3.1.3 Ignition probability mapping showing the probability of ignition along the electric lines and equipment | WLDFR | HFTD - Distribution - Tier 2 - 1QU CoRE ¦ 2QU LoRE | 2044 | 0.21095 | 0.0082913 | 6.7746 | 0 | 6.7746 | 0.005161 | 4.2169 | 0 | 4.2169 | 0.012178 | 9.9505 | 0 | 9.9505 | 0.012789 | 10.4494 | 0 | 10.4494 | 1.4291 | 0.88954 | 2.099 | 2.2043 | 0.012178 | 0.0025689 | 9.9505 | 2.099 | 0 | 0 | 9.9505 | 2.099 | [11 empty] | WLDFR | HFTD - Distribution - Tier 2 - 2QU CoRE ¦ 1QU LoRE | Red Flag Warning - Small Fires | 2035 | 1.2321e-06 | 6.1603e-07 | 1.5841e-06 | 0.087211 | 0.040679 | 0.0017655 | 0.044766 | 0 | 0 | 0 | 0.0010263 |  | 1.0745e-07 | 0 | 1.0745e-07 | 5.3724e-08 | 0 | 5.3724e-08 | 1.3815e-07 | 0 | 1.3815e-07 | [16 empty] | 7.3.1.3 Ignition probability mapping showing the probability of ignition along the electric lines and equipmentWLDFRAggregatedAggregated | WLDFR | HFTD - Distribution - Tier 2 - 2QU CoRE ¦ 1QU LoRE | Seismic - Red Flag Warning - Catastrophic Fires | Aggregated | Aggregated | 2031 | 4.5803e-08 | 0 | 186.3964 | 8.5375e-06 | 2031 | Mitigation | 0.08575 | 30 | 0 | esc | 0.0012005 | 5.4986e-11 | 0.00060025 | 2.7493e-11 | 0.0015435 | 7.0697e-11
[35 empty] | 7.3.1.3 Ignition probability mapping showing the probability of ignition along the electric lines and equipment | WLDFR | HFTD - Distribution - Tier 2 - 1QU CoRE ¦ 2QU LoRE | 2045 | 0.19715 | 0.0082913 | 6.7746 | 0 | 6.7746 | 0.005161 | 4.2169 | 0 | 4.2169 | 0.012178 | 9.9505 | 0 | 9.9505 | 0.012789 | 10.4494 | 0 | 10.4494 | 1.3356 | 0.83134 | 1.9617 | 2.0601 | 0.012178 | 0.0024009 | 9.9505 | 1.9617 | 0 | 0 | 9.9505 | 1.9617 | [11 empty] | WLDFR | HFTD - Distribution - Tier 2 - 2QU CoRE ¦ 1QU LoRE | Red Flag Warning - Small Fires | 2036 | 1.2321e-06 | 6.1603e-07 | 1.5841e-06 | 0.087211 | 0.040679 | 0.0017655 | 0.044766 | 0 | 0 | 0 | 0.0010263 |  | 1.0745e-07 | 0 | 1.0745e-07 | 5.3724e-08 | 0 | 5.3724e-08 | 1.3815e-07 | 0 | 1.3815e-07 | [16 empty] | 7.3.1.3 Ignition probability mapping showing the probability of ignition along the electric lines and equipmentWLDFRAggregatedAggregated | WLDFR | HFTD - Distribution - Tier 2 - 2QU CoRE ¦ 1QU LoRE | Seismic - Red Flag Warning - Catastrophic Fires | Aggregated | Aggregated | 2032 | 4.5803e-08 | 0 | 186.3964 | 8.5375e-06 | 2032 | Mitigation | 0.08575 | 30 | 0 | esc | 0.0012005 | 5.4986e-11 | 0.00060025 | 2.7493e-11 | 0.0015435 | 7.0697e-11
[35 empty] | 7.3.1.3 Ignition probability mapping showing the probability of ignition along the electric lines and equipment | WLDFR | HFTD - Distribution - Tier 2 - 1QU CoRE ¦ 2QU LoRE | 2046 | 0.18425 | 0.0082913 | 6.7746 | 0 | 6.7746 | 0.005161 | 4.2169 | 0 | 4.2169 | 0.012178 | 9.9505 | 0 | 9.9505 | 0.012789 | 10.4494 | 0 | 10.4494 | 1.2482 | 0.77696 | 1.8334 | 1.9253 | 0.012178 | 0.0022438 | 9.9505 | 1.8334 | 0 | 0 | 9.9505 | 1.8334 | [11 empty] | WLDFR | HFTD - Distribution - Tier 2 - 2QU CoRE ¦ 1QU LoRE | Red Flag Warning - Small Fires | 2037 | 1.2321e-06 | 6.1603e-07 | 1.5841e-06 | 0.087211 | 0.040679 | 0.0017655 | 0.044766 | 0 | 0 | 0 | 0.0010263 |  | 1.0745e-07 | 0 | 1.0745e-07 | 5.3724e-08 | 0 | 5.3724e-08 | 1.3815e-07 | 0 | 1.3815e-07 | [16 empty] | 7.3.1.3 Ignition probability mapping showing the probability of ignition along the electric lines and equipmentWLDFRAggregatedAggregated | WLDFR | HFTD - Distribution - Tier 2 - 2QU CoRE ¦ 1QU LoRE | Seismic - Red Flag Warning - Catastrophic Fires | Aggregated | Aggregated | 2033 | 4.5803e-08 | 0 | 186.3964 | 8.5375e-06 | 2033 | Mitigation | 0.08575 | 30 | 0 | esc | 0.0012005 | 5.4986e-11 | 0.00060025 | 2.7493e-11 | 0.0015435 | 7.0697e-11
[35 empty] | 7.3.1.3 Ignition probability mapping showing the probability of ignition along the electric lines and equipment | WLDFR | HFTD - Distribution - Tier 2 - 1QU CoRE ¦ 2QU LoRE | 2047 | 0.1722 | 0.0082913 | 6.7746 | 0 | 6.7746 | 0.005161 | 4.2169 | 0 | 4.2169 | 0.012178 | 9.9505 | 0 | 9.9505 | 0.012789 | 10.4494 | 0 | 10.4494 | 1.1666 | 0.72613 | 1.7134 | 1.7993 | 0.012178 | 0.002097 | 9.9505 | 1.7134 | 0 | 0 | 9.9505 | 1.7134 | [11 empty] | WLDFR | HFTD - Distribution - Tier 2 - 2QU CoRE ¦ 1QU LoRE | Red Flag Warning - Small Fires | 2038 | 1.2321e-06 | 6.1603e-07 | 1.5841e-06 | 0.091184 | 0.042438 | 0.0018418 | 0.046905 | 0 | 0 | 0 | 0.0010263 |  | 1.1234e-07 | 0 | 1.1234e-07 | 5.6172e-08 | 0 | 5.6172e-08 | 1.4444e-07 | 0 | 1.4444e-07 | [16 empty] | 7.3.1.3 Ignition probability mapping showing the probability of ignition along the electric lines and equipmentWLDFRAggregatedAggregated | WLDFR | HFTD - Distribution - Tier 2 - 2QU CoRE ¦ 1QU LoRE | Seismic - Red Flag Warning - Catastrophic Fires | Aggregated | Aggregated | 2034 | 4.5803e-08 | 0 | 186.3964 | 8.5375e-06 | 2034 | Mitigation | 0.08575 | 30 | 0 | esc | 0.0012005 | 5.4986e-11 | 0.00060025 | 2.7493e-11 | 0.0015435 | 7.0697e-11
[35 empty] | 7.3.1.3 Ignition probability mapping showing the probability of ignition along the electric lines and equipment | WLDFR | HFTD - Distribution - Tier 2 - 1QU CoRE ¦ 2QU LoRE | 2048 | 0.16093 | 0.0082913 | 7.1118 | 0 | 7.1118 | 0.005161 | 4.4268 | 0 | 4.4268 | 0.012178 | 10.4458 | 0 | 10.4458 | 0.012789 | 10.9696 | 0 | 10.9696 | 1.1445 | 0.7124 | 1.681 | 1.7653 | 0.012178 | 0.0019598 | 10.4458 | 1.681 | 0 | 0 | 10.4458 | 1.681 | [11 empty] | WLDFR | HFTD - Distribution - Tier 2 - 2QU CoRE ¦ 1QU LoRE | Red Flag Warning - Small Fires | 2039 | 1.2321e-06 | 6.1603e-07 | 1.5841e-06 | 0.091184 | 0.042438 | 0.0018418 | 0.046905 | 0 | 0 | 0 | 0.0010263 |  | 1.1234e-07 | 0 | 1.1234e-07 | 5.6172e-08 | 0 | 5.6172e-08 | 1.4444e-07 | 0 | 1.4444e-07 | [16 empty] | 7.3.1.3 Ignition probability mapping showing the probability of ignition along the electric lines and equipmentWLDFRAggregatedAggregated | WLDFR | HFTD - Distribution - Tier 2 - 2QU CoRE ¦ 1QU LoRE | Seismic - Red Flag Warning - Catastrophic Fires | Aggregated | Aggregated | 2035 | 4.5803e-08 | 0 | 186.3964 | 8.5375e-06 | 2035 | Mitigation | 0.08575 | 30 | 0 | esc | 0.0012005 | 5.4986e-11 | 0.00060025 | 2.7493e-11 | 0.0015435 | 7.0697e-11
[35 empty] | 7.3.1.3 Ignition probability mapping showing the probability of ignition along the electric lines and equipment | WLDFR | HFTD - Distribution - Tier 2 - 1QU CoRE ¦ 2QU LoRE | 2049 | 0.1504 | 0.0082913 | 7.1118 | 0 | 7.1118 | 0.005161 | 4.4268 | 0 | 4.4268 | 0.012178 | 10.4458 | 0 | 10.4458 | 0.012789 | 10.9696 | 0 | 10.9696 | 1.0696 | 0.6658 | 1.5711 | 1.6498 | 0.012178 | 0.0018316 | 10.4458 | 1.5711 | 0 | 0 | 10.4458 | 1.5711 | [11 empty] | WLDFR | HFTD - Distribution - Tier 2 - 2QU CoRE ¦ 1QU LoRE | Red Flag Warning - Small Fires | 2040 | 1.2321e-06 | 6.1603e-07 | 1.5841e-06 | 0.091184 | 0.042438 | 0.0018418 | 0.046905 | 0 | 0 | 0 | 0.0010263 |  | 1.1234e-07 | 0 | 1.1234e-07 | 5.6172e-08 | 0 | 5.6172e-08 | 1.4444e-07 | 0 | 1.4444e-07 | [16 empty] | 7.3.1.3 Ignition probability mapping showing the probability of ignition along the electric lines and equipmentWLDFRAggregatedAggregated | WLDFR | HFTD - Distribution - Tier 2 - 2QU CoRE ¦ 1QU LoRE | Seismic - Red Flag Warning - Catastrophic Fires | Aggregated | Aggregated | 2036 | 4.5803e-08 | 0 | 186.3964 | 8.5375e-06 | 2036 | Mitigation | 0.08575 | 30 | 0 | esc | 0.0012005 | 5.4986e-11 | 0.00060025 | 2.7493e-11 | 0.0015435 | 7.0697e-11
[35 empty] | 7.3.1.3 Ignition probability mapping showing the probability of ignition along the electric lines and equipment | WLDFR | HFTD - Distribution - Tier 2 - 1QU CoRE ¦ 2QU LoRE | 2050 | 0.14056 | 0 | 0 | 0 | 0 | 0.005161 | 4.4268 | 0 | 4.4268 | 0.012178 | 10.4458 | 0 | 10.4458 | 0.012789 | 10.9696 | 0 | 10.9696 | 0 | 0.62224 | 1.4683 | 1.5419 | 0.012178 | 0.0017118 | 10.4458 | 1.4683 | 0 | 0 | 10.4458 | 1.4683 | [11 empty] | WLDFR | HFTD - Distribution - Tier 2 - 2QU CoRE ¦ 1QU LoRE | Red Flag Warning - Small Fires | 2041 | 1.2321e-06 | 6.1603e-07 | 1.5841e-06 | 0.091184 | 0.042438 | 0.0018418 | 0.046905 | 0 | 0 | 0 | 0.0010263 |  | 1.1234e-07 | 0 | 1.1234e-07 | 5.6172e-08 | 0 | 5.6172e-08 | 1.4444e-07 | 0 | 1.4444e-07 | [16 empty] | 7.3.1.3 Ignition probability mapping showing the probability of ignition along the electric lines and equipmentWLDFRAggregatedAggregated | WLDFR | HFTD - Distribution - Tier 2 - 2QU CoRE ¦ 1QU LoRE | Seismic - Red Flag Warning - Catastrophic Fires | Aggregated | Aggregated | 2037 | 4.5803e-08 | 0 | 186.3964 | 8.5375e-06 | 2037 | Mitigation | 0.08575 | 30 | 0 | esc | 0.0012005 | 5.4986e-11 | 0.00060025 | 2.7493e-11 | 0.0015435 | 7.0697e-11
[35 empty] | 7.3.1.3 Ignition probability mapping showing the probability of ignition along the electric lines and equipment | WLDFR | HFTD - Distribution - Tier 2 - 1QU CoRE ¦ 2QU LoRE | 2051 | 0.13137 | 0 | 0 | 0 | 0 | 0 | 0 | 0 | 0 | 0.012178 | 10.4458 | 0 | 10.4458 | 0.012789 | 10.9696 | 0 | 10.9696 | 0 | 0 | 1.3722 | 1.441 | 0.012178 | 0.0015998 | 10.4458 | 1.3722 | 0 | 0 | 10.4458 | 1.3722 | [11 empty] | WLDFR | HFTD - Distribution - Tier 2 - 2QU CoRE ¦ 1QU LoRE | Red Flag Warning - Small Fires | 2042 | 1.2321e-06 | 6.1603e-07 | 1.5841e-06 | 0.091184 | 0.042438 | 0.0018418 | 0.046905 | 0 | 0 | 0 | 0.0010263 |  | 1.1234e-07 | 0 | 1.1234e-07 | 5.6172e-08 | 0 | 5.6172e-08 | 1.4444e-07 | 0 | 1.4444e-07 | [16 empty] | 7.3.1.3 Ignition probability mapping showing the probability of ignition along the electric lines and equipmentWLDFRAggregatedAggregated | WLDFR | HFTD - Distribution - Tier 2 - 2QU CoRE ¦ 1QU LoRE | Seismic - Red Flag Warning - Catastrophic Fires | Aggregated | Aggregated | 2038 | 4.5803e-08 | 0 | 186.3964 | 8.5375e-06 | 2038 | Mitigation | 0.08575 | 30 | 0 | esc | 0.0012005 | 5.4986e-11 | 0.00060025 | 2.7493e-11 | 0.0015435 | 7.0697e-11
[35 empty] | 7.3.1.3 Ignition probability mapping showing the probability of ignition along the electric lines and equipment | WLDFR | HFTD - Distribution - Tier 2 - 1QU CoRE ¦ 2QU LoRE | 2052 | 0.12277 | 0 | 0 | 0 | 0 | 0 | 0 | 0 | 0 | 0 | 0 | 0 | 0 | 0.012789 | 10.9696 | 0 | 10.9696 | 0 | 0 | 0 | 1.3468 | 0 | 0 | 0 | 0 | 0 | 0 | 0 | 0 | [11 empty] | WLDFR | HFTD - Distribution - Tier 2 - 2QU CoRE ¦ 1QU LoRE | Red Flag Warning - Small Fires | 2043 | 1.2321e-06 | 6.1603e-07 | 1.5841e-06 | 0.095486 | 0.044306 | 0.0019228 | 0.049257 | 0 | 0 | 0 | 0.0010263 |  | 1.1764e-07 | 0 | 1.1764e-07 | 5.8822e-08 | 0 | 5.8822e-08 | 1.5126e-07 | 0 | 1.5126e-07 | [16 empty] | 7.3.1.3 Ignition probability mapping showing the probability of ignition along the electric lines and equipmentWLDFRAggregatedAggregated | WLDFR | HFTD - Distribution - Tier 2 - 2QU CoRE ¦ 1QU LoRE | Seismic - Red Flag Warning - Catastrophic Fires | Aggregated | Aggregated | 2039 | 4.5803e-08 | 0 | 186.3964 | 8.5375e-06 | 2039 | Mitigation | 0.08575 | 30 | 0 | esc | 0.0012005 | 5.4986e-11 | 0.00060025 | 2.7493e-11 | 0.0015435 | 7.0697e-11
[35 empty] | 7.3.1.3 Ignition probability mapping showing the probability of ignition along the electric lines and equipment | WLDFR | HFTD - Distribution - Tier 2 - 1QU CoRE ¦ 3QU LoRE | 2020 | 1 | 0.020447 | 13.1571 | 0 | 13.1571 | 0 | 0 | 0 | 0 | 0 | 0 | 0 | 0 | 0 | 0 | 0 | 0 | 13.1571 | 0 | 0 | 0 | 0 | 0 | 0 | 0 | 0 | 0 | 0 | 0 | [11 empty] | WLDFR | HFTD - Distribution - Tier 2 - 2QU CoRE ¦ 1QU LoRE | Red Flag Warning - Small Fires | 2044 | 1.2321e-06 | 6.1603e-07 | 1.5841e-06 | 0.095486 | 0.044306 | 0.0019228 | 0.049257 | 0 | 0 | 0 | 0.0010263 |  | 1.1764e-07 | 0 | 1.1764e-07 | 5.8822e-08 | 0 | 5.8822e-08 | 1.5126e-07 | 0 | 1.5126e-07 | [16 empty] | 7.3.1.3 Ignition probability mapping showing the probability of ignition along the electric lines and equipmentWLDFRAggregatedAggregated | WLDFR | HFTD - Distribution - Tier 2 - 2QU CoRE ¦ 1QU LoRE | Seismic - Red Flag Warning - Catastrophic Fires | Aggregated | Aggregated | 2040 | 4.5803e-08 | 0 | 186.3964 | 8.5375e-06 | 2040 | Mitigation | 0.08575 | 30 | 0 | esc | 0.0012005 | 5.4986e-11 | 0.00060025 | 2.7493e-11 | 0.0015435 | 7.0697e-11
[35 empty] | 7.3.1.3 Ignition probability mapping showing the probability of ignition along the electric lines and equipment | WLDFR | HFTD - Distribution - Tier 2 - 1QU CoRE ¦ 3QU LoRE | 2021 | 1 | 0.020447 | 13.1571 | 0 | 13.1571 | 0.012727 | 8.1897 | 0 | 8.1897 | 0 | 0 | 0 | 0 | 0 | 0 | 0 | 0 | 13.1571 | 8.1897 | 0 | 0 | 0 | 0 | 0 | 0 | 0 | 0 | 0 | 0 | [11 empty] | WLDFR | HFTD - Distribution - Tier 2 - 2QU CoRE ¦ 1QU LoRE | Red Flag Warning - Small Fires | 2045 | 1.2321e-06 | 6.1603e-07 | 1.5841e-06 | 0.095486 | 0.044306 | 0.0019228 | 0.049257 | 0 | 0 | 0 | 0.0010263 |  | 1.1764e-07 | 0 | 1.1764e-07 | 5.8822e-08 | 0 | 5.8822e-08 | 1.5126e-07 | 0 | 1.5126e-07 | [16 empty] | 7.3.1.3 Ignition probability mapping showing the probability of ignition along the electric lines and equipmentWLDFRAggregatedAggregated | WLDFR | HFTD - Distribution - Tier 2 - 2QU CoRE ¦ 1QU LoRE | Seismic - Red Flag Warning - Catastrophic Fires | Aggregated | Aggregated | 2041 | 4.5803e-08 | 0 | 186.3964 | 8.5375e-06 | 2041 | Mitigation | 0.08575 | 30 | 0 | esc | 0.0012005 | 5.4986e-11 | 0.00060025 | 2.7493e-11 | 0.0015435 | 7.0697e-11
[35 empty] | 7.3.1.3 Ignition probability mapping showing the probability of ignition along the electric lines and equipment | WLDFR | HFTD - Distribution - Tier 2 - 1QU CoRE ¦ 3QU LoRE | 2022 | 0.93458 | 0.020433 | 13.3481 | 0 | 13.3481 | 0.012718 | 8.3086 | 0 | 8.3086 | 0.02816 | 18.3963 | 0 | 18.3963 | 0 | 0 | 0 | 0 | 12.4749 | 7.765 | 17.1928 | 0 | 0.02816 | 0.026318 | 18.3963 | 17.1928 | 0 | 0 | 18.3963 | 17.1928 | [11 empty] | WLDFR | HFTD - Distribution - Tier 2 - 2QU CoRE ¦ 1QU LoRE | Red Flag Warning - Small Fires | 2046 | 1.2321e-06 | 6.1603e-07 | 1.5841e-06 | 0.095486 | 0.044306 | 0.0019228 | 0.049257 | 0 | 0 | 0 | 0.0010263 |  | 1.1764e-07 | 0 | 1.1764e-07 | 5.8822e-08 | 0 | 5.8822e-08 | 1.5126e-07 | 0 | 1.5126e-07 | [16 empty] | 7.3.1.3 Ignition probability mapping showing the probability of ignition along the electric lines and equipmentWLDFRAggregatedAggregated | WLDFR | HFTD - Distribution - Tier 2 - 2QU CoRE ¦ 1QU LoRE | Seismic - Red Flag Warning - Catastrophic Fires | Aggregated | Aggregated | 2042 | 4.5803e-08 | 0 | 186.3964 | 8.5375e-06 | 2042 | Mitigation | 0.08575 | 30 | 0 | esc | 0.0012005 | 5.4986e-11 | 0.00060025 | 2.7493e-11 | 0.0015435 | 7.0697e-11
[35 empty] | 7.3.1.3 Ignition probability mapping showing the probability of ignition along the electric lines and equipment | WLDFR | HFTD - Distribution - Tier 2 - 1QU CoRE ¦ 3QU LoRE | 2023 | 0.87344 | 0.020433 | 13.8373 | 0 | 13.8373 | 0.012718 | 8.6131 | 0 | 8.6131 | 0.02816 | 19.0704 | 0 | 19.0704 | 0.029572 | 20.0267 | 0 | 20.0267 | 12.086 | 7.523 | 16.6569 | 17.4921 | 0.02816 | 0.024596 | 19.0704 | 16.6569 | 0 | 0 | 19.0704 | 16.6569 | [11 empty] | WLDFR | HFTD - Distribution - Tier 2 - 2QU CoRE ¦ 1QU LoRE | Red Flag Warning - Small Fires | 2047 | 1.2321e-06 | 6.1603e-07 | 1.5841e-06 | 0.095486 | 0.044306 | 0.0019228 | 0.049257 | 0 | 0 | 0 | 0.0010263 |  | 1.1764e-07 | 0 | 1.1764e-07 | 5.8822e-08 | 0 | 5.8822e-08 | 1.5126e-07 | 0 | 1.5126e-07 | [16 empty] | 7.3.1.3 Ignition probability mapping showing the probability of ignition along the electric lines and equipmentWLDFRAggregatedAggregated | WLDFR | HFTD - Distribution - Tier 2 - 2QU CoRE ¦ 1QU LoRE | Seismic - Red Flag Warning - Catastrophic Fires | Aggregated | Aggregated | 2043 | 4.5803e-08 | 0 | 186.3964 | 8.5375e-06 | 2043 | Mitigation | 0.08575 | 30 | 0 | esc | 0.0012005 | 5.4986e-11 | 0.00060025 | 2.7493e-11 | 0.0015435 | 7.0697e-11
[35 empty] | 7.3.1.3 Ignition probability mapping showing the probability of ignition along the electric lines and equipment | WLDFR | HFTD - Distribution - Tier 2 - 1QU CoRE ¦ 3QU LoRE | 2024 | 0.8163 | 0.020433 | 13.8373 | 0 | 13.8373 | 0.012718 | 8.6131 | 0 | 8.6131 | 0.02816 | 19.0704 | 0 | 19.0704 | 0.029572 | 20.0267 | 0 | 20.0267 | 11.2953 | 7.0308 | 15.5672 | 16.3478 | 0.02816 | 0.022987 | 19.0704 | 15.5672 | 0 | 0 | 19.0704 | 15.5672 | [11 empty] | WLDFR | HFTD - Distribution - Tier 2 - 2QU CoRE ¦ 1QU LoRE | Red Flag Warning - Small Fires | 2048 | 1.2321e-06 | 6.1603e-07 | 1.5841e-06 | 0.10007 | 0.04626 | 0.0020076 | 0.051804 | 0 | 0 | 0 | 0.0010263 |  | 1.2329e-07 | 0 | 1.2329e-07 | 6.1647e-08 | 0 | 6.1647e-08 | 1.5852e-07 | 0 | 1.5852e-07 | [16 empty] | 7.3.1.3 Ignition probability mapping showing the probability of ignition along the electric lines and equipmentWLDFRAggregatedAggregated | WLDFR | HFTD - Distribution - Tier 2 - 2QU CoRE ¦ 1QU LoRE | Seismic - Red Flag Warning - Catastrophic Fires | Aggregated | Aggregated | 2044 | 4.5803e-08 | 0 | 186.3964 | 8.5375e-06 | 2044 | Mitigation | 0.08575 | 30 | 0 | esc | 0.0012005 | 5.4986e-11 | 0.00060025 | 2.7493e-11 | 0.0015435 | 7.0697e-11
[35 empty] | 7.3.1.3 Ignition probability mapping showing the probability of ignition along the electric lines and equipment | WLDFR | HFTD - Distribution - Tier 2 - 1QU CoRE ¦ 3QU LoRE | 2025 | 0.7629 | 0.020433 | 13.8373 | 0 | 13.8373 | 0.012718 | 8.6131 | 0 | 8.6131 | 0.02816 | 19.0704 | 0 | 19.0704 | 0.029572 | 20.0267 | 0 | 20.0267 | 10.5564 | 6.5709 | 14.5487 | 15.2783 | 0.02816 | 0.021483 | 19.0704 | 14.5487 | 0 | 0 | 19.0704 | 14.5487 | [11 empty] | WLDFR | HFTD - Distribution - Tier 2 - 2QU CoRE ¦ 1QU LoRE | Red Flag Warning - Small Fires | 2049 | 1.2321e-06 | 6.1603e-07 | 1.5841e-06 | 0.10007 | 0.04626 | 0.0020076 | 0.051804 | 0 | 0 | 0 | 0.0010263 |  | 1.2329e-07 | 0 | 1.2329e-07 | 6.1647e-08 | 0 | 6.1647e-08 | 1.5852e-07 | 0 | 1.5852e-07 | [16 empty] | 7.3.1.3 Ignition probability mapping showing the probability of ignition along the electric lines and equipmentWLDFRAggregatedAggregated | WLDFR | HFTD - Distribution - Tier 2 - 2QU CoRE ¦ 1QU LoRE | Seismic - Red Flag Warning - Catastrophic Fires | Aggregated | Aggregated | 2045 | 4.5803e-08 | 0 | 186.3964 | 8.5375e-06 | 2045 | Mitigation | 0.08575 | 30 | 0 | esc | 0.0012005 | 5.4986e-11 | 0.00060025 | 2.7493e-11 | 0.0015435 | 7.0697e-11
[35 empty] | 7.3.1.3 Ignition probability mapping showing the probability of ignition along the electric lines and equipment | WLDFR | HFTD - Distribution - Tier 2 - 1QU CoRE ¦ 3QU LoRE | 2026 | 0.71299 | 0.020433 | 13.8373 | 0 | 13.8373 | 0.012718 | 8.6131 | 0 | 8.6131 | 0.02816 | 19.0704 | 0 | 19.0704 | 0.029572 | 20.0267 | 0 | 20.0267 | 9.8658 | 6.141 | 13.597 | 14.2788 | 0.02816 | 0.020078 | 19.0704 | 13.597 | 0 | 0 | 19.0704 | 13.597 | [11 empty] | WLDFR | HFTD - Distribution - Tier 2 - 2QU CoRE ¦ 1QU LoRE | Red Flag Warning - Small Fires | 2050 | 0 | 6.1603e-07 | 1.5841e-06 | 0.10007 | 0.04626 | 0.0020076 | 0.051804 | 0 | 0 | 0 | 0.0010263 |  | 0 | 0 | 0 | 6.1647e-08 | 0 | 6.1647e-08 | 1.5852e-07 | 0 | 1.5852e-07 | [16 empty] | 7.3.1.3 Ignition probability mapping showing the probability of ignition along the electric lines and equipmentWLDFRAggregatedAggregated | WLDFR | HFTD - Distribution - Tier 2 - 2QU CoRE ¦ 1QU LoRE | Seismic - Red Flag Warning - Catastrophic Fires | Aggregated | Aggregated | 2046 | 4.5803e-08 | 0 | 186.3964 | 8.5375e-06 | 2046 | Mitigation | 0.08575 | 30 | 0 | esc | 0.0012005 | 5.4986e-11 | 0.00060025 | 2.7493e-11 | 0.0015435 | 7.0697e-11
[35 empty] | 7.3.1.3 Ignition probability mapping showing the probability of ignition along the electric lines and equipment | WLDFR | HFTD - Distribution - Tier 2 - 1QU CoRE ¦ 3QU LoRE | 2027 | 0.66634 | 0.020433 | 13.8373 | 0 | 13.8373 | 0.012718 | 8.6131 | 0 | 8.6131 | 0.02816 | 19.0704 | 0 | 19.0704 | 0.029572 | 20.0267 | 0 | 20.0267 | 9.2203 | 5.7392 | 12.7074 | 13.3446 | 0.02816 | 0.018764 | 19.0704 | 12.7074 | 0 | 0 | 19.0704 | 12.7074 | [11 empty] | WLDFR | HFTD - Distribution - Tier 2 - 2QU CoRE ¦ 1QU LoRE | Red Flag Warning - Small Fires | 2051 | 0 | 0 | 1.5841e-06 | 0.10007 | 0.04626 | 0.0020076 | 0.051804 | 0 | 0 | 0 | 0.0010263 |  | 0 | 0 | 0 | 0 | 0 | 0 | 1.5852e-07 | 0 | 1.5852e-07 | [16 empty] | 7.3.1.3 Ignition probability mapping showing the probability of ignition along the electric lines and equipmentWLDFRAggregatedAggregated | WLDFR | HFTD - Distribution - Tier 2 - 2QU CoRE ¦ 1QU LoRE | Seismic - Red Flag Warning - Catastrophic Fires | Aggregated | Aggregated | 2047 | 4.5803e-08 | 0 | 186.3964 | 8.5375e-06 | 2047 | Mitigation | 0.08575 | 30 | 0 | esc | 0.0012005 | 5.4986e-11 | 0.00060025 | 2.7493e-11 | 0.0015435 | 7.0697e-11
[35 empty] | 7.3.1.3 Ignition probability mapping showing the probability of ignition along the electric lines and equipment | WLDFR | HFTD - Distribution - Tier 2 - 1QU CoRE ¦ 3QU LoRE | 2028 | 0.62275 | 0.020433 | 14.4535 | 0 | 14.4535 | 0.012718 | 8.9967 | 0 | 8.9967 | 0.02816 | 19.9198 | 0 | 19.9198 | 0.029572 | 20.9187 | 0 | 20.9187 | 9.0009 | 5.6027 | 12.405 | 13.0271 | 0.02816 | 0.017537 | 19.9198 | 12.405 | 0 | 0 | 19.9198 | 12.405 | [11 empty] | WLDFR | HFTD - Distribution - Tier 2 - 2QU CoRE ¦ 1QU LoRE | Seismic - Non-Red Flag Warning - Catastrophic Fires | 2020 | 1.2749e-12 | 0 | 0 | 21083.8428 | 409.2237 | 13469.0878 | 7205.5313 | 0 | 0 | 0 | 1.062e-09 |  | 2.6881e-08 | 0 | 2.6881e-08 | 0 | 0 | 0 | 0 | 0 | 0 | [16 empty] | 7.3.1.3 Ignition probability mapping showing the probability of ignition along the electric lines and equipmentWLDFRAggregatedAggregated | WLDFR | HFTD - Distribution - Tier 2 - 2QU CoRE ¦ 1QU LoRE | Seismic - Red Flag Warning - Catastrophic Fires | Aggregated | Aggregated | 2048 | 4.5803e-08 | 0 | 186.3964 | 8.5375e-06 | 2048 | Mitigation | 0.08575 | 30 | 0 | esc | 0.0012005 | 5.4986e-11 | 0.00060025 | 2.7493e-11 | 0.0015435 | 7.0697e-11
[35 empty] | 7.3.1.3 Ignition probability mapping showing the probability of ignition along the electric lines and equipment | WLDFR | HFTD - Distribution - Tier 2 - 1QU CoRE ¦ 3QU LoRE | 2029 | 0.58201 | 0.020433 | 14.4535 | 0 | 14.4535 | 0.012718 | 8.9967 | 0 | 8.9967 | 0.02816 | 19.9198 | 0 | 19.9198 | 0.029572 | 20.9187 | 0 | 20.9187 | 8.4121 | 5.2361 | 11.5935 | 12.1748 | 0.02816 | 0.016389 | 19.9198 | 11.5935 | 0 | 0 | 19.9198 | 11.5935 | [11 empty] | WLDFR | HFTD - Distribution - Tier 2 - 2QU CoRE ¦ 1QU LoRE | Seismic - Non-Red Flag Warning - Catastrophic Fires | 2021 | 1.2749e-12 | 6.3747e-13 | 0 | 21083.8428 | 409.2237 | 13469.0878 | 7205.5313 | 0 | 0 | 0 | 1.062e-09 |  | 2.6881e-08 | 0 | 2.6881e-08 | 1.344e-08 | 0 | 1.344e-08 | 0 | 0 | 0 | [16 empty] | 7.3.1.3 Ignition probability mapping showing the probability of ignition along the electric lines and equipmentWLDFRAggregatedAggregated | WLDFR | HFTD - Distribution - Tier 2 - 2QU CoRE ¦ 1QU LoRE | Seismic - Red Flag Warning - Catastrophic Fires | Aggregated | Aggregated | 2049 | 4.5803e-08 | 0 | 186.3964 | 8.5375e-06 | 2049 | Mitigation | 0.08575 | 30 | 0 | esc | 0.0012005 | 5.4986e-11 | 0.00060025 | 2.7493e-11 | 0.0015435 | 7.0697e-11
[35 empty] | 7.3.1.3 Ignition probability mapping showing the probability of ignition along the electric lines and equipment | WLDFR | HFTD - Distribution - Tier 2 - 1QU CoRE ¦ 3QU LoRE | 2030 | 0.54393 | 0.020433 | 14.4535 | 0 | 14.4535 | 0.012718 | 8.9967 | 0 | 8.9967 | 0.02816 | 19.9198 | 0 | 19.9198 | 0.029572 | 20.9187 | 0 | 20.9187 | 7.8618 | 4.8936 | 10.835 | 11.3784 | 0.02816 | 0.015317 | 19.9198 | 10.835 | 0 | 0 | 19.9198 | 10.835 | [11 empty] | WLDFR | HFTD - Distribution - Tier 2 - 2QU CoRE ¦ 1QU LoRE | Seismic - Non-Red Flag Warning - Catastrophic Fires | 2022 | 1.2749e-12 | 6.3747e-13 | 1.6392e-12 | 21083.8428 | 409.2237 | 13469.0878 | 7205.5313 | 0 | 0 | 0 | 1.062e-09 |  | 2.6881e-08 | 0 | 2.6881e-08 | 1.344e-08 | 0 | 1.344e-08 | 3.4561e-08 | 0 | 3.4561e-08 | [16 empty] | 7.3.1.3 Ignition probability mapping showing the probability of ignition along the electric lines and equipmentWLDFRAggregatedAggregated | WLDFR | HFTD - Distribution - Tier 2 - 2QU CoRE ¦ 1QU LoRE | Seismic - Red Flag Warning - Catastrophic Fires | Aggregated | Aggregated | 2050 | 4.5803e-08 | 0 | 186.3964 | 8.5375e-06 | 2050 | Mitigation | 0.08575 | 30 | 0 | esc | 0 | 0 | 0.00060025 | 2.7493e-11 | 0.0015435 | 7.0697e-11
[35 empty] | 7.3.1.3 Ignition probability mapping showing the probability of ignition along the electric lines and equipment | WLDFR | HFTD - Distribution - Tier 2 - 1QU CoRE ¦ 3QU LoRE | 2031 | 0.50835 | 0.020433 | 14.4535 | 0 | 14.4535 | 0.012718 | 8.9967 | 0 | 8.9967 | 0.02816 | 19.9198 | 0 | 19.9198 | 0.029572 | 20.9187 | 0 | 20.9187 | 7.3474 | 4.5734 | 10.1262 | 10.634 | 0.02816 | 0.014315 | 19.9198 | 10.1262 | 0 | 0 | 19.9198 | 10.1262 | [11 empty] | WLDFR | HFTD - Distribution - Tier 2 - 2QU CoRE ¦ 1QU LoRE | Seismic - Non-Red Flag Warning - Catastrophic Fires | 2023 | 1.2749e-12 | 6.3747e-13 | 1.6392e-12 | 21835.9781 | 428.6023 | 13939.561 | 7467.8148 | 0 | 0 | 0 | 1.062e-09 |  | 2.7839e-08 | 0 | 2.7839e-08 | 1.392e-08 | 0 | 1.392e-08 | 3.5794e-08 | 0 | 3.5794e-08 | [16 empty] | 7.3.1.3 Ignition probability mapping showing the probability of ignition along the electric lines and equipmentWLDFRAggregatedAggregated | WLDFR | HFTD - Distribution - Tier 2 - 2QU CoRE ¦ 1QU LoRE | Seismic - Red Flag Warning - Catastrophic Fires | Aggregated | Aggregated | 2051 | 4.5803e-08 | 0 | 186.3964 | 8.5375e-06 | 2051 | Mitigation | 0.08575 | 30 | 0 | esc | 0 | 0 | 0 | 0 | 0.0015435 | 7.0697e-11
[35 empty] | 7.3.1.3 Ignition probability mapping showing the probability of ignition along the electric lines and equipment | WLDFR | HFTD - Distribution - Tier 2 - 1QU CoRE ¦ 3QU LoRE | 2032 | 0.47509 | 0.020433 | 14.4535 | 0 | 14.4535 | 0.012718 | 8.9967 | 0 | 8.9967 | 0.02816 | 19.9198 | 0 | 19.9198 | 0.029572 | 20.9187 | 0 | 20.9187 | 6.8668 | 4.2742 | 9.4637 | 9.9383 | 0.02816 | 0.013379 | 19.9198 | 9.4637 | 0 | 0 | 19.9198 | 9.4637 | [11 empty] | WLDFR | HFTD - Distribution - Tier 2 - 2QU CoRE ¦ 1QU LoRE | Seismic - Non-Red Flag Warning - Catastrophic Fires | 2024 | 1.2749e-12 | 6.3747e-13 | 1.6392e-12 | 21835.9781 | 428.6023 | 13939.561 | 7467.8148 | 0 | 0 | 0 | 1.062e-09 |  | 2.7839e-08 | 0 | 2.7839e-08 | 1.392e-08 | 0 | 1.392e-08 | 3.5794e-08 | 0 | 3.5794e-08 | [16 empty] | 7.3.1.3 Ignition probability mapping showing the probability of ignition along the electric lines and equipmentWLDFRAggregatedAggregated | WLDFR | HFTD - Distribution - Tier 2 - 2QU CoRE ¦ 2QU LoRE | Non-Red Flag Warning - Catastrophic Fires | Aggregated | Aggregated | 2021 | 5.5185e-06 | 0 | 501.7453 | 0.0027689 | 2021 | Mitigation | 0.08575 | 30 | 0 | esc | 0.0012005 | 6.625e-09 | 0.00060025 | 3.3125e-09 | 0 | 0
[35 empty] | 7.3.1.3 Ignition probability mapping showing the probability of ignition along the electric lines and equipment | WLDFR | HFTD - Distribution - Tier 2 - 1QU CoRE ¦ 3QU LoRE | 2033 | 0.44401 | 0.020433 | 15.1384 | 0 | 15.1384 | 0.012718 | 9.423 | 0 | 9.423 | 0.02816 | 20.8637 | 0 | 20.8637 | 0.029572 | 21.9099 | 0 | 21.9099 | 6.7216 | 4.1839 | 9.2637 | 9.7283 | 0.02816 | 0.012503 | 20.8637 | 9.2637 | 0 | 0 | 20.8637 | 9.2637 | [11 empty] | WLDFR | HFTD - Distribution - Tier 2 - 2QU CoRE ¦ 1QU LoRE | Seismic - Non-Red Flag Warning - Catastrophic Fires | 2025 | 1.2749e-12 | 6.3747e-13 | 1.6392e-12 | 21835.9781 | 428.6023 | 13939.561 | 7467.8148 | 0 | 0 | 0 | 1.062e-09 |  | 2.7839e-08 | 0 | 2.7839e-08 | 1.392e-08 | 0 | 1.392e-08 | 3.5794e-08 | 0 | 3.5794e-08 | [16 empty] | 7.3.1.3 Ignition probability mapping showing the probability of ignition along the electric lines and equipmentWLDFRAggregatedAggregated | WLDFR | HFTD - Distribution - Tier 2 - 2QU CoRE ¦ 2QU LoRE | Non-Red Flag Warning - Catastrophic Fires | Aggregated | Aggregated | 2022 | 5.5185e-06 | 0 | 501.7453 | 0.0027689 | 2022 | Mitigation | 0.08575 | 30 | 0 | esc | 0.0012005 | 6.625e-09 | 0.00060025 | 3.3125e-09 | 0.0015435 | 8.5178e-09
[35 empty] | 7.3.1.3 Ignition probability mapping showing the probability of ignition along the electric lines and equipment | WLDFR | HFTD - Distribution - Tier 2 - 1QU CoRE ¦ 3QU LoRE | 2034 | 0.41496 | 0.020433 | 15.1384 | 0 | 15.1384 | 0.012718 | 9.423 | 0 | 9.423 | 0.02816 | 20.8637 | 0 | 20.8637 | 0.029572 | 21.9099 | 0 | 21.9099 | 6.2819 | 3.9102 | 8.6577 | 9.0918 | 0.02816 | 0.011685 | 20.8637 | 8.6577 | 0 | 0 | 20.8637 | 8.6577 | [11 empty] | WLDFR | HFTD - Distribution - Tier 2 - 2QU CoRE ¦ 1QU LoRE | Seismic - Non-Red Flag Warning - Catastrophic Fires | 2026 | 1.2749e-12 | 6.3747e-13 | 1.6392e-12 | 21835.9781 | 428.6023 | 13939.561 | 7467.8148 | 0 | 0 | 0 | 1.062e-09 |  | 2.7839e-08 | 0 | 2.7839e-08 | 1.392e-08 | 0 | 1.392e-08 | 3.5794e-08 | 0 | 3.5794e-08 | [16 empty] | 7.3.1.3 Ignition probability mapping showing the probability of ignition along the electric lines and equipmentWLDFRAggregatedAggregated | WLDFR | HFTD - Distribution - Tier 2 - 2QU CoRE ¦ 2QU LoRE | Non-Red Flag Warning - Catastrophic Fires | Aggregated | Aggregated | 2023 | 5.5185e-06 | 0 | 501.7453 | 0.0027689 | 2023 | Mitigation | 0.08575 | 30 | 0 | esc | 0.0012005 | 6.625e-09 | 0.00060025 | 3.3125e-09 | 0.0015435 | 8.5178e-09
[35 empty] | 7.3.1.3 Ignition probability mapping showing the probability of ignition along the electric lines and equipment | WLDFR | HFTD - Distribution - Tier 2 - 1QU CoRE ¦ 3QU LoRE | 2035 | 0.38782 | 0.020433 | 15.1384 | 0 | 15.1384 | 0.012718 | 9.423 | 0 | 9.423 | 0.02816 | 20.8637 | 0 | 20.8637 | 0.029572 | 21.9099 | 0 | 21.9099 | 5.8709 | 3.6544 | 8.0913 | 8.497 | 0.02816 | 0.010921 | 20.8637 | 8.0913 | 0 | 0 | 20.8637 | 8.0913 | [11 empty] | WLDFR | HFTD - Distribution - Tier 2 - 2QU CoRE ¦ 1QU LoRE | Seismic - Non-Red Flag Warning - Catastrophic Fires | 2027 | 1.2749e-12 | 6.3747e-13 | 1.6392e-12 | 21835.9781 | 428.6023 | 13939.561 | 7467.8148 | 0 | 0 | 0 | 1.062e-09 |  | 2.7839e-08 | 0 | 2.7839e-08 | 1.392e-08 | 0 | 1.392e-08 | 3.5794e-08 | 0 | 3.5794e-08 | [16 empty] | 7.3.1.3 Ignition probability mapping showing the probability of ignition along the electric lines and equipmentWLDFRAggregatedAggregated | WLDFR | HFTD - Distribution - Tier 2 - 2QU CoRE ¦ 2QU LoRE | Non-Red Flag Warning - Catastrophic Fires | Aggregated | Aggregated | 2024 | 5.5185e-06 | 0 | 501.7453 | 0.0027689 | 2024 | Mitigation | 0.08575 | 30 | 0 | esc | 0.0012005 | 6.625e-09 | 0.00060025 | 3.3125e-09 | 0.0015435 | 8.5178e-09
[35 empty] | 7.3.1.3 Ignition probability mapping showing the probability of ignition along the electric lines and equipment | WLDFR | HFTD - Distribution - Tier 2 - 1QU CoRE ¦ 3QU LoRE | 2036 | 0.36245 | 0.020433 | 15.1384 | 0 | 15.1384 | 0.012718 | 9.423 | 0 | 9.423 | 0.02816 | 20.8637 | 0 | 20.8637 | 0.029572 | 21.9099 | 0 | 21.9099 | 5.4869 | 3.4153 | 7.562 | 7.9412 | 0.02816 | 0.010207 | 20.8637 | 7.562 | 0 | 0 | 20.8637 | 7.562 | [11 empty] | WLDFR | HFTD - Distribution - Tier 2 - 2QU CoRE ¦ 1QU LoRE | Seismic - Non-Red Flag Warning - Catastrophic Fires | 2028 | 1.2749e-12 | 6.3747e-13 | 1.6392e-12 | 22783.187 | 453.261 | 14531.3357 | 7798.5904 | 0 | 0 | 0 | 1.062e-09 |  | 2.9047e-08 | 0 | 2.9047e-08 | 1.4524e-08 | 0 | 1.4524e-08 | 3.7346e-08 | 0 | 3.7346e-08 | [16 empty] | 7.3.1.3 Ignition probability mapping showing the probability of ignition along the electric lines and equipmentWLDFRAggregatedAggregated | WLDFR | HFTD - Distribution - Tier 2 - 2QU CoRE ¦ 2QU LoRE | Non-Red Flag Warning - Catastrophic Fires | Aggregated | Aggregated | 2025 | 5.5185e-06 | 0 | 501.7453 | 0.0027689 | 2025 | Mitigation | 0.08575 | 30 | 0 | esc | 0.0012005 | 6.625e-09 | 0.00060025 | 3.3125e-09 | 0.0015435 | 8.5178e-09
[35 empty] | 7.3.1.3 Ignition probability mapping showing the probability of ignition along the electric lines and equipment | WLDFR | HFTD - Distribution - Tier 2 - 1QU CoRE ¦ 3QU LoRE | 2037 | 0.33873 | 0.020433 | 15.1384 | 0 | 15.1384 | 0.012718 | 9.423 | 0 | 9.423 | 0.02816 | 20.8637 | 0 | 20.8637 | 0.029572 | 21.9099 | 0 | 21.9099 | 5.1279 | 3.1919 | 7.0673 | 7.4216 | 0.02816 | 0.0095388 | 20.8637 | 7.0673 | 0 | 0 | 20.8637 | 7.0673 | [11 empty] | WLDFR | HFTD - Distribution - Tier 2 - 2QU CoRE ¦ 1QU LoRE | Seismic - Non-Red Flag Warning - Catastrophic Fires | 2029 | 1.2749e-12 | 6.3747e-13 | 1.6392e-12 | 22783.187 | 453.261 | 14531.3357 | 7798.5904 | 0 | 0 | 0 | 1.062e-09 |  | 2.9047e-08 | 0 | 2.9047e-08 | 1.4524e-08 | 0 | 1.4524e-08 | 3.7346e-08 | 0 | 3.7346e-08 | [16 empty] | 7.3.1.3 Ignition probability mapping showing the probability of ignition along the electric lines and equipmentWLDFRAggregatedAggregated | WLDFR | HFTD - Distribution - Tier 2 - 2QU CoRE ¦ 2QU LoRE | Non-Red Flag Warning - Catastrophic Fires | Aggregated | Aggregated | 2026 | 5.5185e-06 | 0 | 501.7453 | 0.0027689 | 2026 | Mitigation | 0.08575 | 30 | 0 | esc | 0.0012005 | 6.625e-09 | 0.00060025 | 3.3125e-09 | 0.0015435 | 8.5178e-09
[35 empty] | 7.3.1.3 Ignition probability mapping showing the probability of ignition along the electric lines and equipment | WLDFR | HFTD - Distribution - Tier 2 - 1QU CoRE ¦ 3QU LoRE | 2038 | 0.31657 | 0.020433 | 15.8818 | 0 | 15.8818 | 0.012718 | 9.8857 | 0 | 9.8857 | 0.02816 | 21.8883 | 0 | 21.8883 | 0.029572 | 22.9858 | 0 | 22.9858 | 5.0278 | 3.1296 | 6.9293 | 7.2767 | 0.02816 | 0.0089148 | 21.8883 | 6.9293 | 0 | 0 | 21.8883 | 6.9293 | [11 empty] | WLDFR | HFTD - Distribution - Tier 2 - 2QU CoRE ¦ 1QU LoRE | Seismic - Non-Red Flag Warning - Catastrophic Fires | 2030 | 1.2749e-12 | 6.3747e-13 | 1.6392e-12 | 22783.187 | 453.261 | 14531.3357 | 7798.5904 | 0 | 0 | 0 | 1.062e-09 |  | 2.9047e-08 | 0 | 2.9047e-08 | 1.4524e-08 | 0 | 1.4524e-08 | 3.7346e-08 | 0 | 3.7346e-08 | [16 empty] | 7.3.1.3 Ignition probability mapping showing the probability of ignition along the electric lines and equipmentWLDFRAggregatedAggregated | WLDFR | HFTD - Distribution - Tier 2 - 2QU CoRE ¦ 2QU LoRE | Non-Red Flag Warning - Catastrophic Fires | Aggregated | Aggregated | 2027 | 5.5185e-06 | 0 | 501.7453 | 0.0027689 | 2027 | Mitigation | 0.08575 | 30 | 0 | esc | 0.0012005 | 6.625e-09 | 0.00060025 | 3.3125e-09 | 0.0015435 | 8.5178e-09
[35 empty] | 7.3.1.3 Ignition probability mapping showing the probability of ignition along the electric lines and equipment | WLDFR | HFTD - Distribution - Tier 2 - 1QU CoRE ¦ 3QU LoRE | 2039 | 0.29586 | 0.020433 | 15.8818 | 0 | 15.8818 | 0.012718 | 9.8857 | 0 | 9.8857 | 0.02816 | 21.8883 | 0 | 21.8883 | 0.029572 | 22.9858 | 0 | 22.9858 | 4.6989 | 2.9248 | 6.4759 | 6.8007 | 0.02816 | 0.0083316 | 21.8883 | 6.4759 | 0 | 0 | 21.8883 | 6.4759 | [11 empty] | WLDFR | HFTD - Distribution - Tier 2 - 2QU CoRE ¦ 1QU LoRE | Seismic - Non-Red Flag Warning - Catastrophic Fires | 2031 | 1.2749e-12 | 6.3747e-13 | 1.6392e-12 | 22783.187 | 453.261 | 14531.3357 | 7798.5904 | 0 | 0 | 0 | 1.062e-09 |  | 2.9047e-08 | 0 | 2.9047e-08 | 1.4524e-08 | 0 | 1.4524e-08 | 3.7346e-08 | 0 | 3.7346e-08 | [16 empty] | 7.3.1.3 Ignition probability mapping showing the probability of ignition along the electric lines and equipmentWLDFRAggregatedAggregated | WLDFR | HFTD - Distribution - Tier 2 - 2QU CoRE ¦ 2QU LoRE | Non-Red Flag Warning - Catastrophic Fires | Aggregated | Aggregated | 2028 | 5.5185e-06 | 0 | 501.7453 | 0.0027689 | 2028 | Mitigation | 0.08575 | 30 | 0 | esc | 0.0012005 | 6.625e-09 | 0.00060025 | 3.3125e-09 | 0.0015435 | 8.5178e-09
[35 empty] | 7.3.1.3 Ignition probability mapping showing the probability of ignition along the electric lines and equipment | WLDFR | HFTD - Distribution - Tier 2 - 1QU CoRE ¦ 3QU LoRE | 2040 | 0.27651 | 0.020433 | 15.8818 | 0 | 15.8818 | 0.012718 | 9.8857 | 0 | 9.8857 | 0.02816 | 21.8883 | 0 | 21.8883 | 0.029572 | 22.9858 | 0 | 22.9858 | 4.3915 | 2.7335 | 6.0523 | 6.3558 | 0.02816 | 0.0077865 | 21.8883 | 6.0523 | 0 | 0 | 21.8883 | 6.0523 | [11 empty] | WLDFR | HFTD - Distribution - Tier 2 - 2QU CoRE ¦ 1QU LoRE | Seismic - Non-Red Flag Warning - Catastrophic Fires | 2032 | 1.2749e-12 | 6.3747e-13 | 1.6392e-12 | 22783.187 | 453.261 | 14531.3357 | 7798.5904 | 0 | 0 | 0 | 1.062e-09 |  | 2.9047e-08 | 0 | 2.9047e-08 | 1.4524e-08 | 0 | 1.4524e-08 | 3.7346e-08 | 0 | 3.7346e-08 | [16 empty] | 7.3.1.3 Ignition probability mapping showing the probability of ignition along the electric lines and equipmentWLDFRAggregatedAggregated | WLDFR | HFTD - Distribution - Tier 2 - 2QU CoRE ¦ 2QU LoRE | Non-Red Flag Warning - Catastrophic Fires | Aggregated | Aggregated | 2029 | 5.5185e-06 | 0 | 501.7453 | 0.0027689 | 2029 | Mitigation | 0.08575 | 30 | 0 | esc | 0.0012005 | 6.625e-09 | 0.00060025 | 3.3125e-09 | 0.0015435 | 8.5178e-09
[35 empty] | 7.3.1.3 Ignition probability mapping showing the probability of ignition along the electric lines and equipment | WLDFR | HFTD - Distribution - Tier 2 - 1QU CoRE ¦ 3QU LoRE | 2041 | 0.25842 | 0.020433 | 15.8818 | 0 | 15.8818 | 0.012718 | 9.8857 | 0 | 9.8857 | 0.02816 | 21.8883 | 0 | 21.8883 | 0.029572 | 22.9858 | 0 | 22.9858 | 4.1042 | 2.5547 | 5.6563 | 5.94 | 0.02816 | 0.0072771 | 21.8883 | 5.6563 | 0 | 0 | 21.8883 | 5.6563 | [11 empty] | WLDFR | HFTD - Distribution - Tier 2 - 2QU CoRE ¦ 1QU LoRE | Seismic - Non-Red Flag Warning - Catastrophic Fires | 2033 | 1.2749e-12 | 6.3747e-13 | 1.6392e-12 | 23835.2641 | 480.9649 | 15187.7294 | 8166.5698 | 0 | 0 | 0 | 1.062e-09 |  | 3.0388e-08 | 0 | 3.0388e-08 | 1.5194e-08 | 0 | 1.5194e-08 | 3.9071e-08 | 0 | 3.9071e-08 | [16 empty] | 7.3.1.3 Ignition probability mapping showing the probability of ignition along the electric lines and equipmentWLDFRAggregatedAggregated | WLDFR | HFTD - Distribution - Tier 2 - 2QU CoRE ¦ 2QU LoRE | Non-Red Flag Warning - Catastrophic Fires | Aggregated | Aggregated | 2030 | 5.5185e-06 | 0 | 501.7453 | 0.0027689 | 2030 | Mitigation | 0.08575 | 30 | 0 | esc | 0.0012005 | 6.625e-09 | 0.00060025 | 3.3125e-09 | 0.0015435 | 8.5178e-09
[35 empty] | 7.3.1.3 Ignition probability mapping showing the probability of ignition along the electric lines and equipment | WLDFR | HFTD - Distribution - Tier 2 - 1QU CoRE ¦ 3QU LoRE | 2042 | 0.24151 | 0.020433 | 15.8818 | 0 | 15.8818 | 0.012718 | 9.8857 | 0 | 9.8857 | 0.02816 | 21.8883 | 0 | 21.8883 | 0.029572 | 22.9858 | 0 | 22.9858 | 3.8357 | 2.3875 | 5.2863 | 5.5514 | 0.02816 | 0.0068011 | 21.8883 | 5.2863 | 0 | 0 | 21.8883 | 5.2863 | [11 empty] | WLDFR | HFTD - Distribution - Tier 2 - 2QU CoRE ¦ 1QU LoRE | Seismic - Non-Red Flag Warning - Catastrophic Fires | 2034 | 1.2749e-12 | 6.3747e-13 | 1.6392e-12 | 23835.2641 | 480.9649 | 15187.7294 | 8166.5698 | 0 | 0 | 0 | 1.062e-09 |  | 3.0388e-08 | 0 | 3.0388e-08 | 1.5194e-08 | 0 | 1.5194e-08 | 3.9071e-08 | 0 | 3.9071e-08 | [16 empty] | 7.3.1.3 Ignition probability mapping showing the probability of ignition along the electric lines and equipmentWLDFRAggregatedAggregated | WLDFR | HFTD - Distribution - Tier 2 - 2QU CoRE ¦ 2QU LoRE | Non-Red Flag Warning - Catastrophic Fires | Aggregated | Aggregated | 2031 | 5.5185e-06 | 0 | 501.7453 | 0.0027689 | 2031 | Mitigation | 0.08575 | 30 | 0 | esc | 0.0012005 | 6.625e-09 | 0.00060025 | 3.3125e-09 | 0.0015435 | 8.5178e-09
[35 empty] | 7.3.1.3 Ignition probability mapping showing the probability of ignition along the electric lines and equipment | WLDFR | HFTD - Distribution - Tier 2 - 1QU CoRE ¦ 3QU LoRE | 2043 | 0.22571 | 0.020433 | 16.6737 | 0 | 16.6737 | 0.012718 | 10.3786 | 0 | 10.3786 | 0.02816 | 22.9796 | 0 | 22.9796 | 0.029572 | 24.1319 | 0 | 24.1319 | 3.7635 | 2.3426 | 5.1868 | 5.4469 | 0.02816 | 0.0063561 | 22.9796 | 5.1868 | 0 | 0 | 22.9796 | 5.1868 | [11 empty] | WLDFR | HFTD - Distribution - Tier 2 - 2QU CoRE ¦ 1QU LoRE | Seismic - Non-Red Flag Warning - Catastrophic Fires | 2035 | 1.2749e-12 | 6.3747e-13 | 1.6392e-12 | 23835.2641 | 480.9649 | 15187.7294 | 8166.5698 | 0 | 0 | 0 | 1.062e-09 |  | 3.0388e-08 | 0 | 3.0388e-08 | 1.5194e-08 | 0 | 1.5194e-08 | 3.9071e-08 | 0 | 3.9071e-08 | [16 empty] | 7.3.1.3 Ignition probability mapping showing the probability of ignition along the electric lines and equipmentWLDFRAggregatedAggregated | WLDFR | HFTD - Distribution - Tier 2 - 2QU CoRE ¦ 2QU LoRE | Non-Red Flag Warning - Catastrophic Fires | Aggregated | Aggregated | 2032 | 5.5185e-06 | 0 | 501.7453 | 0.0027689 | 2032 | Mitigation | 0.08575 | 30 | 0 | esc | 0.0012005 | 6.625e-09 | 0.00060025 | 3.3125e-09 | 0.0015435 | 8.5178e-09
[35 empty] | 7.3.1.3 Ignition probability mapping showing the probability of ignition along the electric lines and equipment | WLDFR | HFTD - Distribution - Tier 2 - 1QU CoRE ¦ 3QU LoRE | 2044 | 0.21095 | 0.020433 | 16.6737 | 0 | 16.6737 | 0.012718 | 10.3786 | 0 | 10.3786 | 0.02816 | 22.9796 | 0 | 22.9796 | 0.029572 | 24.1319 | 0 | 24.1319 | 3.5173 | 2.1893 | 4.8475 | 5.0905 | 0.02816 | 0.0059403 | 22.9796 | 4.8475 | 0 | 0 | 22.9796 | 4.8475 | [11 empty] | WLDFR | HFTD - Distribution - Tier 2 - 2QU CoRE ¦ 1QU LoRE | Seismic - Non-Red Flag Warning - Catastrophic Fires | 2036 | 1.2749e-12 | 6.3747e-13 | 1.6392e-12 | 23835.2641 | 480.9649 | 15187.7294 | 8166.5698 | 0 | 0 | 0 | 1.062e-09 |  | 3.0388e-08 | 0 | 3.0388e-08 | 1.5194e-08 | 0 | 1.5194e-08 | 3.9071e-08 | 0 | 3.9071e-08 | [16 empty] | 7.3.1.3 Ignition probability mapping showing the probability of ignition along the electric lines and equipmentWLDFRAggregatedAggregated | WLDFR | HFTD - Distribution - Tier 2 - 2QU CoRE ¦ 2QU LoRE | Non-Red Flag Warning - Catastrophic Fires | Aggregated | Aggregated | 2033 | 5.5185e-06 | 0 | 501.7453 | 0.0027689 | 2033 | Mitigation | 0.08575 | 30 | 0 | esc | 0.0012005 | 6.625e-09 | 0.00060025 | 3.3125e-09 | 0.0015435 | 8.5178e-09
[35 empty] | 7.3.1.3 Ignition probability mapping showing the probability of ignition along the electric lines and equipment | WLDFR | HFTD - Distribution - Tier 2 - 1QU CoRE ¦ 3QU LoRE | 2045 | 0.19715 | 0.020433 | 16.6737 | 0 | 16.6737 | 0.012718 | 10.3786 | 0 | 10.3786 | 0.02816 | 22.9796 | 0 | 22.9796 | 0.029572 | 24.1319 | 0 | 24.1319 | 3.2872 | 2.0461 | 4.5303 | 4.7575 | 0.02816 | 0.0055517 | 22.9796 | 4.5303 | 0 | 0 | 22.9796 | 4.5303 | [11 empty] | WLDFR | HFTD - Distribution - Tier 2 - 2QU CoRE ¦ 1QU LoRE | Seismic - Non-Red Flag Warning - Catastrophic Fires | 2037 | 1.2749e-12 | 6.3747e-13 | 1.6392e-12 | 23835.2641 | 480.9649 | 15187.7294 | 8166.5698 | 0 | 0 | 0 | 1.062e-09 |  | 3.0388e-08 | 0 | 3.0388e-08 | 1.5194e-08 | 0 | 1.5194e-08 | 3.9071e-08 | 0 | 3.9071e-08 | [16 empty] | 7.3.1.3 Ignition probability mapping showing the probability of ignition along the electric lines and equipmentWLDFRAggregatedAggregated | WLDFR | HFTD - Distribution - Tier 2 - 2QU CoRE ¦ 2QU LoRE | Non-Red Flag Warning - Catastrophic Fires | Aggregated | Aggregated | 2034 | 5.5185e-06 | 0 | 501.7453 | 0.0027689 | 2034 | Mitigation | 0.08575 | 30 | 0 | esc | 0.0012005 | 6.625e-09 | 0.00060025 | 3.3125e-09 | 0.0015435 | 8.5178e-09
[35 empty] | 7.3.1.3 Ignition probability mapping showing the probability of ignition along the electric lines and equipment | WLDFR | HFTD - Distribution - Tier 2 - 1QU CoRE ¦ 3QU LoRE | 2046 | 0.18425 | 0.020433 | 16.6737 | 0 | 16.6737 | 0.012718 | 10.3786 | 0 | 10.3786 | 0.02816 | 22.9796 | 0 | 22.9796 | 0.029572 | 24.1319 | 0 | 24.1319 | 3.0721 | 1.9122 | 4.234 | 4.4463 | 0.02816 | 0.0051885 | 22.9796 | 4.234 | 0 | 0 | 22.9796 | 4.234 | [11 empty] | WLDFR | HFTD - Distribution - Tier 2 - 2QU CoRE ¦ 1QU LoRE | Seismic - Non-Red Flag Warning - Catastrophic Fires | 2038 | 1.2749e-12 | 6.3747e-13 | 1.6392e-12 | 24976.6418 | 511.3745 | 15898.8237 | 8566.4437 | 0 | 0 | 0 | 1.062e-09 |  | 3.1844e-08 | 0 | 3.1844e-08 | 1.5922e-08 | 0 | 1.5922e-08 | 4.0942e-08 | 0 | 4.0942e-08 | [16 empty] | 7.3.1.3 Ignition probability mapping showing the probability of ignition along the electric lines and equipmentWLDFRAggregatedAggregated | WLDFR | HFTD - Distribution - Tier 2 - 2QU CoRE ¦ 2QU LoRE | Non-Red Flag Warning - Catastrophic Fires | Aggregated | Aggregated | 2035 | 5.5185e-06 | 0 | 501.7453 | 0.0027689 | 2035 | Mitigation | 0.08575 | 30 | 0 | esc | 0.0012005 | 6.625e-09 | 0.00060025 | 3.3125e-09 | 0.0015435 | 8.5178e-09
[35 empty] | 7.3.1.3 Ignition probability mapping showing the probability of ignition along the electric lines and equipment | WLDFR | HFTD - Distribution - Tier 2 - 1QU CoRE ¦ 3QU LoRE | 2047 | 0.1722 | 0.020433 | 16.6737 | 0 | 16.6737 | 0.012718 | 10.3786 | 0 | 10.3786 | 0.02816 | 22.9796 | 0 | 22.9796 | 0.029572 | 24.1319 | 0 | 24.1319 | 2.8711 | 1.7871 | 3.957 | 4.1554 | 0.02816 | 0.0048491 | 22.9796 | 3.957 | 0 | 0 | 22.9796 | 3.957 | [11 empty] | WLDFR | HFTD - Distribution - Tier 2 - 2QU CoRE ¦ 1QU LoRE | Seismic - Non-Red Flag Warning - Catastrophic Fires | 2039 | 1.2749e-12 | 6.3747e-13 | 1.6392e-12 | 24976.6418 | 511.3745 | 15898.8237 | 8566.4437 | 0 | 0 | 0 | 1.062e-09 |  | 3.1844e-08 | 0 | 3.1844e-08 | 1.5922e-08 | 0 | 1.5922e-08 | 4.0942e-08 | 0 | 4.0942e-08 | [16 empty] | 7.3.1.3 Ignition probability mapping showing the probability of ignition along the electric lines and equipmentWLDFRAggregatedAggregated | WLDFR | HFTD - Distribution - Tier 2 - 2QU CoRE ¦ 2QU LoRE | Non-Red Flag Warning - Catastrophic Fires | Aggregated | Aggregated | 2036 | 5.5185e-06 | 0 | 501.7453 | 0.0027689 | 2036 | Mitigation | 0.08575 | 30 | 0 | esc | 0.0012005 | 6.625e-09 | 0.00060025 | 3.3125e-09 | 0.0015435 | 8.5178e-09
[35 empty] | 7.3.1.3 Ignition probability mapping showing the probability of ignition along the electric lines and equipment | WLDFR | HFTD - Distribution - Tier 2 - 1QU CoRE ¦ 3QU LoRE | 2048 | 0.16093 | 0.020433 | 17.5037 | 0 | 17.5037 | 0.012718 | 10.8953 | 0 | 10.8953 | 0.02816 | 24.1235 | 0 | 24.1235 | 0.029572 | 25.3332 | 0 | 25.3332 | 2.8169 | 1.7534 | 3.8822 | 4.0769 | 0.02816 | 0.0045318 | 24.1235 | 3.8822 | 0 | 0 | 24.1235 | 3.8822 | [11 empty] | WLDFR | HFTD - Distribution - Tier 2 - 2QU CoRE ¦ 1QU LoRE | Seismic - Non-Red Flag Warning - Catastrophic Fires | 2040 | 1.2749e-12 | 6.3747e-13 | 1.6392e-12 | 24976.6418 | 511.3745 | 15898.8237 | 8566.4437 | 0 | 0 | 0 | 1.062e-09 |  | 3.1844e-08 | 0 | 3.1844e-08 | 1.5922e-08 | 0 | 1.5922e-08 | 4.0942e-08 | 0 | 4.0942e-08 | [16 empty] | 7.3.1.3 Ignition probability mapping showing the probability of ignition along the electric lines and equipmentWLDFRAggregatedAggregated | WLDFR | HFTD - Distribution - Tier 2 - 2QU CoRE ¦ 2QU LoRE | Non-Red Flag Warning - Catastrophic Fires | Aggregated | Aggregated | 2037 | 5.5185e-06 | 0 | 501.7453 | 0.0027689 | 2037 | Mitigation | 0.08575 | 30 | 0 | esc | 0.0012005 | 6.625e-09 | 0.00060025 | 3.3125e-09 | 0.0015435 | 8.5178e-09
[35 empty] | 7.3.1.3 Ignition probability mapping showing the probability of ignition along the electric lines and equipment | WLDFR | HFTD - Distribution - Tier 2 - 1QU CoRE ¦ 3QU LoRE | 2049 | 0.1504 | 0.020433 | 17.5037 | 0 | 17.5037 | 0.012718 | 10.8953 | 0 | 10.8953 | 0.02816 | 24.1235 | 0 | 24.1235 | 0.029572 | 25.3332 | 0 | 25.3332 | 2.6326 | 1.6387 | 3.6282 | 3.8102 | 0.02816 | 0.0042354 | 24.1235 | 3.6282 | 0 | 0 | 24.1235 | 3.6282 | [11 empty] | WLDFR | HFTD - Distribution - Tier 2 - 2QU CoRE ¦ 1QU LoRE | Seismic - Non-Red Flag Warning - Catastrophic Fires | 2041 | 1.2749e-12 | 6.3747e-13 | 1.6392e-12 | 24976.6418 | 511.3745 | 15898.8237 | 8566.4437 | 0 | 0 | 0 | 1.062e-09 |  | 3.1844e-08 | 0 | 3.1844e-08 | 1.5922e-08 | 0 | 1.5922e-08 | 4.0942e-08 | 0 | 4.0942e-08 | [16 empty] | 7.3.1.3 Ignition probability mapping showing the probability of ignition along the electric lines and equipmentWLDFRAggregatedAggregated | WLDFR | HFTD - Distribution - Tier 2 - 2QU CoRE ¦ 2QU LoRE | Non-Red Flag Warning - Catastrophic Fires | Aggregated | Aggregated | 2038 | 5.5185e-06 | 0 | 501.7453 | 0.0027689 | 2038 | Mitigation | 0.08575 | 30 | 0 | esc | 0.0012005 | 6.625e-09 | 0.00060025 | 3.3125e-09 | 0.0015435 | 8.5178e-09
[35 empty] | 7.3.1.3 Ignition probability mapping showing the probability of ignition along the electric lines and equipment | WLDFR | HFTD - Distribution - Tier 2 - 1QU CoRE ¦ 3QU LoRE | 2050 | 0.14056 | 0 | 0 | 0 | 0 | 0.012718 | 10.8953 | 0 | 10.8953 | 0.02816 | 24.1235 | 0 | 24.1235 | 0.029572 | 25.3332 | 0 | 25.3332 | 0 | 1.5315 | 3.3909 | 3.5609 | 0.02816 | 0.0039583 | 24.1235 | 3.3909 | 0 | 0 | 24.1235 | 3.3909 | [11 empty] | WLDFR | HFTD - Distribution - Tier 2 - 2QU CoRE ¦ 1QU LoRE | Seismic - Non-Red Flag Warning - Catastrophic Fires | 2042 | 1.2749e-12 | 6.3747e-13 | 1.6392e-12 | 24976.6418 | 511.3745 | 15898.8237 | 8566.4437 | 0 | 0 | 0 | 1.062e-09 |  | 3.1844e-08 | 0 | 3.1844e-08 | 1.5922e-08 | 0 | 1.5922e-08 | 4.0942e-08 | 0 | 4.0942e-08 | [16 empty] | 7.3.1.3 Ignition probability mapping showing the probability of ignition along the electric lines and equipmentWLDFRAggregatedAggregated | WLDFR | HFTD - Distribution - Tier 2 - 2QU CoRE ¦ 2QU LoRE | Non-Red Flag Warning - Catastrophic Fires | Aggregated | Aggregated | 2039 | 5.5185e-06 | 0 | 501.7453 | 0.0027689 | 2039 | Mitigation | 0.08575 | 30 | 0 | esc | 0.0012005 | 6.625e-09 | 0.00060025 | 3.3125e-09 | 0.0015435 | 8.5178e-09
[35 empty] | 7.3.1.3 Ignition probability mapping showing the probability of ignition along the electric lines and equipment | WLDFR | HFTD - Distribution - Tier 2 - 1QU CoRE ¦ 3QU LoRE | 2051 | 0.13137 | 0 | 0 | 0 | 0 | 0 | 0 | 0 | 0 | 0.02816 | 24.1235 | 0 | 24.1235 | 0.029572 | 25.3332 | 0 | 25.3332 | 0 | 0 | 3.169 | 3.328 | 0.02816 | 0.0036993 | 24.1235 | 3.169 | 0 | 0 | 24.1235 | 3.169 | [11 empty] | WLDFR | HFTD - Distribution - Tier 2 - 2QU CoRE ¦ 1QU LoRE | Seismic - Non-Red Flag Warning - Catastrophic Fires | 2043 | 1.2749e-12 | 6.3747e-13 | 1.6392e-12 | 26191.7278 | 544.1291 | 16654.7414 | 8992.8573 | 0 | 0 | 0 | 1.062e-09 |  | 3.3393e-08 | 0 | 3.3393e-08 | 1.6696e-08 | 0 | 1.6696e-08 | 4.2934e-08 | 0 | 4.2934e-08 | [16 empty] | 7.3.1.3 Ignition probability mapping showing the probability of ignition along the electric lines and equipmentWLDFRAggregatedAggregated | WLDFR | HFTD - Distribution - Tier 2 - 2QU CoRE ¦ 2QU LoRE | Non-Red Flag Warning - Catastrophic Fires | Aggregated | Aggregated | 2040 | 5.5185e-06 | 0 | 501.7453 | 0.0027689 | 2040 | Mitigation | 0.08575 | 30 | 0 | esc | 0.0012005 | 6.625e-09 | 0.00060025 | 3.3125e-09 | 0.0015435 | 8.5178e-09
[35 empty] | 7.3.1.3 Ignition probability mapping showing the probability of ignition along the electric lines and equipment | WLDFR | HFTD - Distribution - Tier 2 - 1QU CoRE ¦ 3QU LoRE | 2052 | 0.12277 | 0 | 0 | 0 | 0 | 0 | 0 | 0 | 0 | 0 | 0 | 0 | 0 | 0.029572 | 25.3332 | 0 | 25.3332 | 0 | 0 | 0 | 3.1102 | 0 | 0 | 0 | 0 | 0 | 0 | 0 | 0 | [11 empty] | WLDFR | HFTD - Distribution - Tier 2 - 2QU CoRE ¦ 1QU LoRE | Seismic - Non-Red Flag Warning - Catastrophic Fires | 2044 | 1.2749e-12 | 6.3747e-13 | 1.6392e-12 | 26191.7278 | 544.1291 | 16654.7414 | 8992.8573 | 0 | 0 | 0 | 1.062e-09 |  | 3.3393e-08 | 0 | 3.3393e-08 | 1.6696e-08 | 0 | 1.6696e-08 | 4.2934e-08 | 0 | 4.2934e-08 | [16 empty] | 7.3.1.3 Ignition probability mapping showing the probability of ignition along the electric lines and equipmentWLDFRAggregatedAggregated | WLDFR | HFTD - Distribution - Tier 2 - 2QU CoRE ¦ 2QU LoRE | Non-Red Flag Warning - Catastrophic Fires | Aggregated | Aggregated | 2041 | 5.5185e-06 | 0 | 501.7453 | 0.0027689 | 2041 | Mitigation | 0.08575 | 30 | 0 | esc | 0.0012005 | 6.625e-09 | 0.00060025 | 3.3125e-09 | 0.0015435 | 8.5178e-09
[35 empty] | 7.3.1.3 Ignition probability mapping showing the probability of ignition along the electric lines and equipment | WLDFR | HFTD - Distribution - Tier 2 - 1QU CoRE ¦ 4QU LoRE | 2020 | 1 | 0.022914 | 17.1278 | 0 | 17.1278 | 0 | 0 | 0 | 0 | 0 | 0 | 0 | 0 | 0 | 0 | 0 | 0 | 17.1278 | 0 | 0 | 0 | 0 | 0 | 0 | 0 | 0 | 0 | 0 | 0 | [11 empty] | WLDFR | HFTD - Distribution - Tier 2 - 2QU CoRE ¦ 1QU LoRE | Seismic - Non-Red Flag Warning - Catastrophic Fires | 2045 | 1.2749e-12 | 6.3747e-13 | 1.6392e-12 | 26191.7278 | 544.1291 | 16654.7414 | 8992.8573 | 0 | 0 | 0 | 1.062e-09 |  | 3.3393e-08 | 0 | 3.3393e-08 | 1.6696e-08 | 0 | 1.6696e-08 | 4.2934e-08 | 0 | 4.2934e-08 | [16 empty] | 7.3.1.3 Ignition probability mapping showing the probability of ignition along the electric lines and equipmentWLDFRAggregatedAggregated | WLDFR | HFTD - Distribution - Tier 2 - 2QU CoRE ¦ 2QU LoRE | Non-Red Flag Warning - Catastrophic Fires | Aggregated | Aggregated | 2042 | 5.5185e-06 | 0 | 501.7453 | 0.0027689 | 2042 | Mitigation | 0.08575 | 30 | 0 | esc | 0.0012005 | 6.625e-09 | 0.00060025 | 3.3125e-09 | 0.0015435 | 8.5178e-09
[35 empty] | 7.3.1.3 Ignition probability mapping showing the probability of ignition along the electric lines and equipment | WLDFR | HFTD - Distribution - Tier 2 - 1QU CoRE ¦ 4QU LoRE | 2021 | 1 | 0.022914 | 17.1278 | 0 | 17.1278 | 0.014263 | 10.6613 | 0 | 10.6613 | 0 | 0 | 0 | 0 | 0 | 0 | 0 | 0 | 17.1278 | 10.6613 | 0 | 0 | 0 | 0 | 0 | 0 | 0 | 0 | 0 | 0 | [11 empty] | WLDFR | HFTD - Distribution - Tier 2 - 2QU CoRE ¦ 1QU LoRE | Seismic - Non-Red Flag Warning - Catastrophic Fires | 2046 | 1.2749e-12 | 6.3747e-13 | 1.6392e-12 | 26191.7278 | 544.1291 | 16654.7414 | 8992.8573 | 0 | 0 | 0 | 1.062e-09 |  | 3.3393e-08 | 0 | 3.3393e-08 | 1.6696e-08 | 0 | 1.6696e-08 | 4.2934e-08 | 0 | 4.2934e-08 | [16 empty] | 7.3.1.3 Ignition probability mapping showing the probability of ignition along the electric lines and equipmentWLDFRAggregatedAggregated | WLDFR | HFTD - Distribution - Tier 2 - 2QU CoRE ¦ 2QU LoRE | Non-Red Flag Warning - Catastrophic Fires | Aggregated | Aggregated | 2043 | 5.5185e-06 | 0 | 501.7453 | 0.0027689 | 2043 | Mitigation | 0.08575 | 30 | 0 | esc | 0.0012005 | 6.625e-09 | 0.00060025 | 3.3125e-09 | 0.0015435 | 8.5178e-09
[35 empty] | 7.3.1.3 Ignition probability mapping showing the probability of ignition along the electric lines and equipment | WLDFR | HFTD - Distribution - Tier 2 - 1QU CoRE ¦ 4QU LoRE | 2022 | 0.93458 | 0.022717 | 16.3768 | 0 | 16.3768 | 0.01414 | 10.1938 | 0 | 10.1938 | 0.033309 | 24.0131 | 0 | 24.0131 | 0 | 0 | 0 | 0 | 15.3054 | 9.5269 | 22.4421 | 0 | 0.033309 | 0.03113 | 24.0131 | 22.4421 | 0 | 0 | 24.0131 | 22.4421 | [11 empty] | WLDFR | HFTD - Distribution - Tier 2 - 2QU CoRE ¦ 1QU LoRE | Seismic - Non-Red Flag Warning - Catastrophic Fires | 2047 | 1.2749e-12 | 6.3747e-13 | 1.6392e-12 | 26191.7278 | 544.1291 | 16654.7414 | 8992.8573 | 0 | 0 | 0 | 1.062e-09 |  | 3.3393e-08 | 0 | 3.3393e-08 | 1.6696e-08 | 0 | 1.6696e-08 | 4.2934e-08 | 0 | 4.2934e-08 | [16 empty] | 7.3.1.3 Ignition probability mapping showing the probability of ignition along the electric lines and equipmentWLDFRAggregatedAggregated | WLDFR | HFTD - Distribution - Tier 2 - 2QU CoRE ¦ 2QU LoRE | Non-Red Flag Warning - Catastrophic Fires | Aggregated | Aggregated | 2044 | 5.5185e-06 | 0 | 501.7453 | 0.0027689 | 2044 | Mitigation | 0.08575 | 30 | 0 | esc | 0.0012005 | 6.625e-09 | 0.00060025 | 3.3125e-09 | 0.0015435 | 8.5178e-09
[35 empty] | 7.3.1.3 Ignition probability mapping showing the probability of ignition along the electric lines and equipment | WLDFR | HFTD - Distribution - Tier 2 - 1QU CoRE ¦ 4QU LoRE | 2023 | 0.87344 | 0.022717 | 16.9769 | 0 | 16.9769 | 0.01414 | 10.5673 | 0 | 10.5673 | 0.033309 | 24.893 | 0 | 24.893 | 0.03498 | 26.1413 | 0 | 26.1413 | 14.8283 | 9.2299 | 21.7425 | 22.8328 | 0.033309 | 0.029094 | 24.893 | 21.7425 | 0 | 0 | 24.893 | 21.7425 | [11 empty] | WLDFR | HFTD - Distribution - Tier 2 - 2QU CoRE ¦ 1QU LoRE | Seismic - Non-Red Flag Warning - Catastrophic Fires | 2048 | 1.2749e-12 | 6.3747e-13 | 1.6392e-12 | 27464.7227 | 578.8407 | 17445.538 | 9440.3441 | 0 | 0 | 0 | 1.062e-09 |  | 3.5016e-08 | 0 | 3.5016e-08 | 1.7508e-08 | 0 | 1.7508e-08 | 4.502e-08 | 0 | 4.502e-08 | [16 empty] | 7.3.1.3 Ignition probability mapping showing the probability of ignition along the electric lines and equipmentWLDFRAggregatedAggregated | WLDFR | HFTD - Distribution - Tier 2 - 2QU CoRE ¦ 2QU LoRE | Non-Red Flag Warning - Catastrophic Fires | Aggregated | Aggregated | 2045 | 5.5185e-06 | 0 | 501.7453 | 0.0027689 | 2045 | Mitigation | 0.08575 | 30 | 0 | esc | 0.0012005 | 6.625e-09 | 0.00060025 | 3.3125e-09 | 0.0015435 | 8.5178e-09
[35 empty] | 7.3.1.3 Ignition probability mapping showing the probability of ignition along the electric lines and equipment | WLDFR | HFTD - Distribution - Tier 2 - 1QU CoRE ¦ 4QU LoRE | 2024 | 0.8163 | 0.022717 | 16.9769 | 0 | 16.9769 | 0.01414 | 10.5673 | 0 | 10.5673 | 0.033309 | 24.893 | 0 | 24.893 | 0.03498 | 26.1413 | 0 | 26.1413 | 13.8582 | 8.6261 | 20.3201 | 21.3391 | 0.033309 | 0.02719 | 24.893 | 20.3201 | 0 | 0 | 24.893 | 20.3201 | [11 empty] | WLDFR | HFTD - Distribution - Tier 2 - 2QU CoRE ¦ 1QU LoRE | Seismic - Non-Red Flag Warning - Catastrophic Fires | 2049 | 1.2749e-12 | 6.3747e-13 | 1.6392e-12 | 27464.7227 | 578.8407 | 17445.538 | 9440.3441 | 0 | 0 | 0 | 1.062e-09 |  | 3.5016e-08 | 0 | 3.5016e-08 | 1.7508e-08 | 0 | 1.7508e-08 | 4.502e-08 | 0 | 4.502e-08 | [16 empty] | 7.3.1.3 Ignition probability mapping showing the probability of ignition along the electric lines and equipmentWLDFRAggregatedAggregated | WLDFR | HFTD - Distribution - Tier 2 - 2QU CoRE ¦ 2QU LoRE | Non-Red Flag Warning - Catastrophic Fires | Aggregated | Aggregated | 2046 | 5.5185e-06 | 0 | 501.7453 | 0.0027689 | 2046 | Mitigation | 0.08575 | 30 | 0 | esc | 0.0012005 | 6.625e-09 | 0.00060025 | 3.3125e-09 | 0.0015435 | 8.5178e-09
[35 empty] | 7.3.1.3 Ignition probability mapping showing the probability of ignition along the electric lines and equipment | WLDFR | HFTD - Distribution - Tier 2 - 1QU CoRE ¦ 4QU LoRE | 2025 | 0.7629 | 0.022717 | 16.9769 | 0 | 16.9769 | 0.01414 | 10.5673 | 0 | 10.5673 | 0.033309 | 24.893 | 0 | 24.893 | 0.03498 | 26.1413 | 0 | 26.1413 | 12.9516 | 8.0618 | 18.9908 | 19.943 | 0.033309 | 0.025412 | 24.893 | 18.9908 | 0 | 0 | 24.893 | 18.9908 | [11 empty] | WLDFR | HFTD - Distribution - Tier 2 - 2QU CoRE ¦ 1QU LoRE | Seismic - Non-Red Flag Warning - Catastrophic Fires | 2050 | 0 | 6.3747e-13 | 1.6392e-12 | 27464.7227 | 578.8407 | 17445.538 | 9440.3441 | 0 | 0 | 0 | 1.062e-09 |  | 0 | 0 | 0 | 1.7508e-08 | 0 | 1.7508e-08 | 4.502e-08 | 0 | 4.502e-08 | [16 empty] | 7.3.1.3 Ignition probability mapping showing the probability of ignition along the electric lines and equipmentWLDFRAggregatedAggregated | WLDFR | HFTD - Distribution - Tier 2 - 2QU CoRE ¦ 2QU LoRE | Non-Red Flag Warning - Catastrophic Fires | Aggregated | Aggregated | 2047 | 5.5185e-06 | 0 | 501.7453 | 0.0027689 | 2047 | Mitigation | 0.08575 | 30 | 0 | esc | 0.0012005 | 6.625e-09 | 0.00060025 | 3.3125e-09 | 0.0015435 | 8.5178e-09
[35 empty] | 7.3.1.3 Ignition probability mapping showing the probability of ignition along the electric lines and equipment | WLDFR | HFTD - Distribution - Tier 2 - 1QU CoRE ¦ 4QU LoRE | 2026 | 0.71299 | 0.022717 | 16.9769 | 0 | 16.9769 | 0.01414 | 10.5673 | 0 | 10.5673 | 0.033309 | 24.893 | 0 | 24.893 | 0.03498 | 26.1413 | 0 | 26.1413 | 12.1043 | 7.5344 | 17.7484 | 18.6384 | 0.033309 | 0.023749 | 24.893 | 17.7484 | 0 | 0 | 24.893 | 17.7484 | [11 empty] | WLDFR | HFTD - Distribution - Tier 2 - 2QU CoRE ¦ 1QU LoRE | Seismic - Non-Red Flag Warning - Catastrophic Fires | 2051 | 0 | 0 | 1.6392e-12 | 27464.7227 | 578.8407 | 17445.538 | 9440.3441 | 0 | 0 | 0 | 1.062e-09 |  | 0 | 0 | 0 | 0 | 0 | 0 | 4.502e-08 | 0 | 4.502e-08 | [16 empty] | 7.3.1.3 Ignition probability mapping showing the probability of ignition along the electric lines and equipmentWLDFRAggregatedAggregated | WLDFR | HFTD - Distribution - Tier 2 - 2QU CoRE ¦ 2QU LoRE | Non-Red Flag Warning - Catastrophic Fires | Aggregated | Aggregated | 2048 | 5.5185e-06 | 0 | 501.7453 | 0.0027689 | 2048 | Mitigation | 0.08575 | 30 | 0 | esc | 0.0012005 | 6.625e-09 | 0.00060025 | 3.3125e-09 | 0.0015435 | 8.5178e-09
[35 empty] | 7.3.1.3 Ignition probability mapping showing the probability of ignition along the electric lines and equipment | WLDFR | HFTD - Distribution - Tier 2 - 1QU CoRE ¦ 4QU LoRE | 2027 | 0.66634 | 0.022717 | 16.9769 | 0 | 16.9769 | 0.01414 | 10.5673 | 0 | 10.5673 | 0.033309 | 24.893 | 0 | 24.893 | 0.03498 | 26.1413 | 0 | 26.1413 | 11.3124 | 7.0415 | 16.5873 | 17.419 | 0.033309 | 0.022195 | 24.893 | 16.5873 | 0 | 0 | 24.893 | 16.5873 | [11 empty] | WLDFR | HFTD - Distribution - Tier 2 - 2QU CoRE ¦ 1QU LoRE | Seismic - Red Flag Warning - Catastrophic Fires | 2020 | 5.4986e-11 | 0 | 0 | 21083.8428 | 409.2237 | 13469.0878 | 7205.5313 | 0 | 0 | 0 | 4.5803e-08 |  | 1.1593e-06 | 0 | 1.1593e-06 | 0 | 0 | 0 | 0 | 0 | 0 | [16 empty] | 7.3.1.3 Ignition probability mapping showing the probability of ignition along the electric lines and equipmentWLDFRAggregatedAggregated | WLDFR | HFTD - Distribution - Tier 2 - 2QU CoRE ¦ 2QU LoRE | Non-Red Flag Warning - Catastrophic Fires | Aggregated | Aggregated | 2049 | 5.5185e-06 | 0 | 501.7453 | 0.0027689 | 2049 | Mitigation | 0.08575 | 30 | 0 | esc | 0.0012005 | 6.625e-09 | 0.00060025 | 3.3125e-09 | 0.0015435 | 8.5178e-09
[35 empty] | 7.3.1.3 Ignition probability mapping showing the probability of ignition along the electric lines and equipment | WLDFR | HFTD - Distribution - Tier 2 - 1QU CoRE ¦ 4QU LoRE | 2028 | 0.62275 | 0.022717 | 17.733 | 0 | 17.733 | 0.01414 | 11.038 | 0 | 11.038 | 0.033309 | 26.0017 | 0 | 26.0017 | 0.03498 | 27.3056 | 0 | 27.3056 | 11.0432 | 6.8739 | 16.1926 | 17.0045 | 0.033309 | 0.020743 | 26.0017 | 16.1926 | 0 | 0 | 26.0017 | 16.1926 | [11 empty] | WLDFR | HFTD - Distribution - Tier 2 - 2QU CoRE ¦ 1QU LoRE | Seismic - Red Flag Warning - Catastrophic Fires | 2021 | 5.4986e-11 | 2.7493e-11 | 0 | 21083.8428 | 409.2237 | 13469.0878 | 7205.5313 | 0 | 0 | 0 | 4.5803e-08 |  | 1.1593e-06 | 0 | 1.1593e-06 | 5.7966e-07 | 0 | 5.7966e-07 | 0 | 0 | 0 | [16 empty] | 7.3.1.3 Ignition probability mapping showing the probability of ignition along the electric lines and equipmentWLDFRAggregatedAggregated | WLDFR | HFTD - Distribution - Tier 2 - 2QU CoRE ¦ 2QU LoRE | Non-Red Flag Warning - Catastrophic Fires | Aggregated | Aggregated | 2050 | 5.5185e-06 | 0 | 501.7453 | 0.0027689 | 2050 | Mitigation | 0.08575 | 30 | 0 | esc | 0 | 0 | 0.00060025 | 3.3125e-09 | 0.0015435 | 8.5178e-09
[35 empty] | 7.3.1.3 Ignition probability mapping showing the probability of ignition along the electric lines and equipment | WLDFR | HFTD - Distribution - Tier 2 - 1QU CoRE ¦ 4QU LoRE | 2029 | 0.58201 | 0.022717 | 17.733 | 0 | 17.733 | 0.01414 | 11.038 | 0 | 11.038 | 0.033309 | 26.0017 | 0 | 26.0017 | 0.03498 | 27.3056 | 0 | 27.3056 | 10.3208 | 6.4242 | 15.1332 | 15.8921 | 0.033309 | 0.019386 | 26.0017 | 15.1332 | 0 | 0 | 26.0017 | 15.1332 | [11 empty] | WLDFR | HFTD - Distribution - Tier 2 - 2QU CoRE ¦ 1QU LoRE | Seismic - Red Flag Warning - Catastrophic Fires | 2022 | 5.4986e-11 | 2.7493e-11 | 7.0697e-11 | 21083.8428 | 409.2237 | 13469.0878 | 7205.5313 | 0 | 0 | 0 | 4.5803e-08 |  | 1.1593e-06 | 0 | 1.1593e-06 | 5.7966e-07 | 0 | 5.7966e-07 | 1.4906e-06 | 0 | 1.4906e-06 | [16 empty] | 7.3.1.3 Ignition probability mapping showing the probability of ignition along the electric lines and equipmentWLDFRAggregatedAggregated | WLDFR | HFTD - Distribution - Tier 2 - 2QU CoRE ¦ 2QU LoRE | Non-Red Flag Warning - Catastrophic Fires | Aggregated | Aggregated | 2051 | 5.5185e-06 | 0 | 501.7453 | 0.0027689 | 2051 | Mitigation | 0.08575 | 30 | 0 | esc | 0 | 0 | 0 | 0 | 0.0015435 | 8.5178e-09
[35 empty] | 7.3.1.3 Ignition probability mapping showing the probability of ignition along the electric lines and equipment | WLDFR | HFTD - Distribution - Tier 2 - 1QU CoRE ¦ 4QU LoRE | 2030 | 0.54393 | 0.022717 | 17.733 | 0 | 17.733 | 0.01414 | 11.038 | 0 | 11.038 | 0.033309 | 26.0017 | 0 | 26.0017 | 0.03498 | 27.3056 | 0 | 27.3056 | 9.6456 | 6.0039 | 14.1432 | 14.8524 | 0.033309 | 0.018118 | 26.0017 | 14.1432 | 0 | 0 | 26.0017 | 14.1432 | [11 empty] | WLDFR | HFTD - Distribution - Tier 2 - 2QU CoRE ¦ 1QU LoRE | Seismic - Red Flag Warning - Catastrophic Fires | 2023 | 5.4986e-11 | 2.7493e-11 | 7.0697e-11 | 21835.9781 | 428.6023 | 13939.561 | 7467.8148 | 0 | 0 | 0 | 4.5803e-08 |  | 1.2007e-06 | 0 | 1.2007e-06 | 6.0034e-07 | 0 | 6.0034e-07 | 1.5437e-06 | 0 | 1.5437e-06 | [16 empty] | 7.3.1.3 Ignition probability mapping showing the probability of ignition along the electric lines and equipmentWLDFRAggregatedAggregated | WLDFR | HFTD - Distribution - Tier 2 - 2QU CoRE ¦ 2QU LoRE | Non-Red Flag Warning - Destructive Fires | Aggregated | Aggregated | 2021 | 5.5193e-06 | 0 | 501.7453 | 0.0027693 | 2021 | Mitigation | 0.08575 | 30 | 0 | esc | 0.0012005 | 6.626e-09 | 0.00060025 | 3.313e-09 | 0 | 0
[35 empty] | 7.3.1.3 Ignition probability mapping showing the probability of ignition along the electric lines and equipment | WLDFR | HFTD - Distribution - Tier 2 - 1QU CoRE ¦ 4QU LoRE | 2031 | 0.50835 | 0.022717 | 17.733 | 0 | 17.733 | 0.01414 | 11.038 | 0 | 11.038 | 0.033309 | 26.0017 | 0 | 26.0017 | 0.03498 | 27.3056 | 0 | 27.3056 | 9.0146 | 5.6112 | 13.218 | 13.8808 | 0.033309 | 0.016933 | 26.0017 | 13.218 | 0 | 0 | 26.0017 | 13.218 | [11 empty] | WLDFR | HFTD - Distribution - Tier 2 - 2QU CoRE ¦ 1QU LoRE | Seismic - Red Flag Warning - Catastrophic Fires | 2024 | 5.4986e-11 | 2.7493e-11 | 7.0697e-11 | 21835.9781 | 428.6023 | 13939.561 | 7467.8148 | 0 | 0 | 0 | 4.5803e-08 |  | 1.2007e-06 | 0 | 1.2007e-06 | 6.0034e-07 | 0 | 6.0034e-07 | 1.5437e-06 | 0 | 1.5437e-06 | [16 empty] | 7.3.1.3 Ignition probability mapping showing the probability of ignition along the electric lines and equipmentWLDFRAggregatedAggregated | WLDFR | HFTD - Distribution - Tier 2 - 2QU CoRE ¦ 2QU LoRE | Non-Red Flag Warning - Destructive Fires | Aggregated | Aggregated | 2022 | 5.5193e-06 | 0 | 501.7453 | 0.0027693 | 2022 | Mitigation | 0.08575 | 30 | 0 | esc | 0.0012005 | 6.626e-09 | 0.00060025 | 3.313e-09 | 0.0015435 | 8.5191e-09
[35 empty] | 7.3.1.3 Ignition probability mapping showing the probability of ignition along the electric lines and equipment | WLDFR | HFTD - Distribution - Tier 2 - 1QU CoRE ¦ 4QU LoRE | 2032 | 0.47509 | 0.022717 | 17.733 | 0 | 17.733 | 0.01414 | 11.038 | 0 | 11.038 | 0.033309 | 26.0017 | 0 | 26.0017 | 0.03498 | 27.3056 | 0 | 27.3056 | 8.4248 | 5.2441 | 12.3532 | 12.9727 | 0.033309 | 0.015825 | 26.0017 | 12.3532 | 0 | 0 | 26.0017 | 12.3532 | [11 empty] | WLDFR | HFTD - Distribution - Tier 2 - 2QU CoRE ¦ 1QU LoRE | Seismic - Red Flag Warning - Catastrophic Fires | 2025 | 5.4986e-11 | 2.7493e-11 | 7.0697e-11 | 21835.9781 | 428.6023 | 13939.561 | 7467.8148 | 0 | 0 | 0 | 4.5803e-08 |  | 1.2007e-06 | 0 | 1.2007e-06 | 6.0034e-07 | 0 | 6.0034e-07 | 1.5437e-06 | 0 | 1.5437e-06 | [16 empty] | 7.3.1.3 Ignition probability mapping showing the probability of ignition along the electric lines and equipmentWLDFRAggregatedAggregated | WLDFR | HFTD - Distribution - Tier 2 - 2QU CoRE ¦ 2QU LoRE | Non-Red Flag Warning - Destructive Fires | Aggregated | Aggregated | 2023 | 5.5193e-06 | 0 | 501.7453 | 0.0027693 | 2023 | Mitigation | 0.08575 | 30 | 0 | esc | 0.0012005 | 6.626e-09 | 0.00060025 | 3.313e-09 | 0.0015435 | 8.5191e-09
[35 empty] | 7.3.1.3 Ignition probability mapping showing the probability of ignition along the electric lines and equipment | WLDFR | HFTD - Distribution - Tier 2 - 1QU CoRE ¦ 4QU LoRE | 2033 | 0.44401 | 0.022717 | 18.5733 | 0 | 18.5733 | 0.01414 | 11.561 | 0 | 11.561 | 0.033309 | 27.2338 | 0 | 27.2338 | 0.03498 | 28.5995 | 0 | 28.5995 | 8.2468 | 5.1332 | 12.0921 | 12.6985 | 0.033309 | 0.01479 | 27.2338 | 12.0921 | 0 | 0 | 27.2338 | 12.0921 | [11 empty] | WLDFR | HFTD - Distribution - Tier 2 - 2QU CoRE ¦ 1QU LoRE | Seismic - Red Flag Warning - Catastrophic Fires | 2026 | 5.4986e-11 | 2.7493e-11 | 7.0697e-11 | 21835.9781 | 428.6023 | 13939.561 | 7467.8148 | 0 | 0 | 0 | 4.5803e-08 |  | 1.2007e-06 | 0 | 1.2007e-06 | 6.0034e-07 | 0 | 6.0034e-07 | 1.5437e-06 | 0 | 1.5437e-06 | [16 empty] | 7.3.1.3 Ignition probability mapping showing the probability of ignition along the electric lines and equipmentWLDFRAggregatedAggregated | WLDFR | HFTD - Distribution - Tier 2 - 2QU CoRE ¦ 2QU LoRE | Non-Red Flag Warning - Destructive Fires | Aggregated | Aggregated | 2024 | 5.5193e-06 | 0 | 501.7453 | 0.0027693 | 2024 | Mitigation | 0.08575 | 30 | 0 | esc | 0.0012005 | 6.626e-09 | 0.00060025 | 3.313e-09 | 0.0015435 | 8.5191e-09
[35 empty] | 7.3.1.3 Ignition probability mapping showing the probability of ignition along the electric lines and equipment | WLDFR | HFTD - Distribution - Tier 2 - 1QU CoRE ¦ 4QU LoRE | 2034 | 0.41496 | 0.022717 | 18.5733 | 0 | 18.5733 | 0.01414 | 11.561 | 0 | 11.561 | 0.033309 | 27.2338 | 0 | 27.2338 | 0.03498 | 28.5995 | 0 | 28.5995 | 7.7073 | 4.7974 | 11.3011 | 11.8678 | 0.033309 | 0.013822 | 27.2338 | 11.3011 | 0 | 0 | 27.2338 | 11.3011 | [11 empty] | WLDFR | HFTD - Distribution - Tier 2 - 2QU CoRE ¦ 1QU LoRE | Seismic - Red Flag Warning - Catastrophic Fires | 2027 | 5.4986e-11 | 2.7493e-11 | 7.0697e-11 | 21835.9781 | 428.6023 | 13939.561 | 7467.8148 | 0 | 0 | 0 | 4.5803e-08 |  | 1.2007e-06 | 0 | 1.2007e-06 | 6.0034e-07 | 0 | 6.0034e-07 | 1.5437e-06 | 0 | 1.5437e-06 | [16 empty] | 7.3.1.3 Ignition probability mapping showing the probability of ignition along the electric lines and equipmentWLDFRAggregatedAggregated | WLDFR | HFTD - Distribution - Tier 2 - 2QU CoRE ¦ 2QU LoRE | Non-Red Flag Warning - Destructive Fires | Aggregated | Aggregated | 2025 | 5.5193e-06 | 0 | 501.7453 | 0.0027693 | 2025 | Mitigation | 0.08575 | 30 | 0 | esc | 0.0012005 | 6.626e-09 | 0.00060025 | 3.313e-09 | 0.0015435 | 8.5191e-09
[35 empty] | 7.3.1.3 Ignition probability mapping showing the probability of ignition along the electric lines and equipment | WLDFR | HFTD - Distribution - Tier 2 - 1QU CoRE ¦ 4QU LoRE | 2035 | 0.38782 | 0.022717 | 18.5733 | 0 | 18.5733 | 0.01414 | 11.561 | 0 | 11.561 | 0.033309 | 27.2338 | 0 | 27.2338 | 0.03498 | 28.5995 | 0 | 28.5995 | 7.2031 | 4.4836 | 10.5617 | 11.0914 | 0.033309 | 0.012918 | 27.2338 | 10.5617 | 0 | 0 | 27.2338 | 10.5617 | [11 empty] | WLDFR | HFTD - Distribution - Tier 2 - 2QU CoRE ¦ 1QU LoRE | Seismic - Red Flag Warning - Catastrophic Fires | 2028 | 5.4986e-11 | 2.7493e-11 | 7.0697e-11 | 22783.187 | 453.261 | 14531.3357 | 7798.5904 | 0 | 0 | 0 | 4.5803e-08 |  | 1.2528e-06 | 0 | 1.2528e-06 | 6.2638e-07 | 0 | 6.2638e-07 | 1.6107e-06 | 0 | 1.6107e-06 | [16 empty] | 7.3.1.3 Ignition probability mapping showing the probability of ignition along the electric lines and equipmentWLDFRAggregatedAggregated | WLDFR | HFTD - Distribution - Tier 2 - 2QU CoRE ¦ 2QU LoRE | Non-Red Flag Warning - Destructive Fires | Aggregated | Aggregated | 2026 | 5.5193e-06 | 0 | 501.7453 | 0.0027693 | 2026 | Mitigation | 0.08575 | 30 | 0 | esc | 0.0012005 | 6.626e-09 | 0.00060025 | 3.313e-09 | 0.0015435 | 8.5191e-09
[35 empty] | 7.3.1.3 Ignition probability mapping showing the probability of ignition along the electric lines and equipment | WLDFR | HFTD - Distribution - Tier 2 - 1QU CoRE ¦ 4QU LoRE | 2036 | 0.36245 | 0.022717 | 18.5733 | 0 | 18.5733 | 0.01414 | 11.561 | 0 | 11.561 | 0.033309 | 27.2338 | 0 | 27.2338 | 0.03498 | 28.5995 | 0 | 28.5995 | 6.7318 | 4.1903 | 9.8708 | 10.3658 | 0.033309 | 0.012073 | 27.2338 | 9.8708 | 0 | 0 | 27.2338 | 9.8708 | [11 empty] | WLDFR | HFTD - Distribution - Tier 2 - 2QU CoRE ¦ 1QU LoRE | Seismic - Red Flag Warning - Catastrophic Fires | 2029 | 5.4986e-11 | 2.7493e-11 | 7.0697e-11 | 22783.187 | 453.261 | 14531.3357 | 7798.5904 | 0 | 0 | 0 | 4.5803e-08 |  | 1.2528e-06 | 0 | 1.2528e-06 | 6.2638e-07 | 0 | 6.2638e-07 | 1.6107e-06 | 0 | 1.6107e-06 | [16 empty] | 7.3.1.3 Ignition probability mapping showing the probability of ignition along the electric lines and equipmentWLDFRAggregatedAggregated | WLDFR | HFTD - Distribution - Tier 2 - 2QU CoRE ¦ 2QU LoRE | Non-Red Flag Warning - Destructive Fires | Aggregated | Aggregated | 2027 | 5.5193e-06 | 0 | 501.7453 | 0.0027693 | 2027 | Mitigation | 0.08575 | 30 | 0 | esc | 0.0012005 | 6.626e-09 | 0.00060025 | 3.313e-09 | 0.0015435 | 8.5191e-09
[35 empty] | 7.3.1.3 Ignition probability mapping showing the probability of ignition along the electric lines and equipment | WLDFR | HFTD - Distribution - Tier 2 - 1QU CoRE ¦ 4QU LoRE | 2037 | 0.33873 | 0.022717 | 18.5733 | 0 | 18.5733 | 0.01414 | 11.561 | 0 | 11.561 | 0.033309 | 27.2338 | 0 | 27.2338 | 0.03498 | 28.5995 | 0 | 28.5995 | 6.2914 | 3.9161 | 9.225 | 9.6876 | 0.033309 | 0.011283 | 27.2338 | 9.225 | 0 | 0 | 27.2338 | 9.225 | [11 empty] | WLDFR | HFTD - Distribution - Tier 2 - 2QU CoRE ¦ 1QU LoRE | Seismic - Red Flag Warning - Catastrophic Fires | 2030 | 5.4986e-11 | 2.7493e-11 | 7.0697e-11 | 22783.187 | 453.261 | 14531.3357 | 7798.5904 | 0 | 0 | 0 | 4.5803e-08 |  | 1.2528e-06 | 0 | 1.2528e-06 | 6.2638e-07 | 0 | 6.2638e-07 | 1.6107e-06 | 0 | 1.6107e-06 | [16 empty] | 7.3.1.3 Ignition probability mapping showing the probability of ignition along the electric lines and equipmentWLDFRAggregatedAggregated | WLDFR | HFTD - Distribution - Tier 2 - 2QU CoRE ¦ 2QU LoRE | Non-Red Flag Warning - Destructive Fires | Aggregated | Aggregated | 2028 | 5.5193e-06 | 0 | 501.7453 | 0.0027693 | 2028 | Mitigation | 0.08575 | 30 | 0 | esc | 0.0012005 | 6.626e-09 | 0.00060025 | 3.313e-09 | 0.0015435 | 8.5191e-09
[35 empty] | 7.3.1.3 Ignition probability mapping showing the probability of ignition along the electric lines and equipment | WLDFR | HFTD - Distribution - Tier 2 - 1QU CoRE ¦ 4QU LoRE | 2038 | 0.31657 | 0.022717 | 19.4855 | 0 | 19.4855 | 0.01414 | 12.1288 | 0 | 12.1288 | 0.033309 | 28.5713 | 0 | 28.5713 | 0.03498 | 30.004 | 0 | 30.004 | 6.1686 | 3.8397 | 9.0449 | 9.4985 | 0.033309 | 0.010545 | 28.5713 | 9.0449 | 0 | 0 | 28.5713 | 9.0449 | [11 empty] | WLDFR | HFTD - Distribution - Tier 2 - 2QU CoRE ¦ 1QU LoRE | Seismic - Red Flag Warning - Catastrophic Fires | 2031 | 5.4986e-11 | 2.7493e-11 | 7.0697e-11 | 22783.187 | 453.261 | 14531.3357 | 7798.5904 | 0 | 0 | 0 | 4.5803e-08 |  | 1.2528e-06 | 0 | 1.2528e-06 | 6.2638e-07 | 0 | 6.2638e-07 | 1.6107e-06 | 0 | 1.6107e-06 | [16 empty] | 7.3.1.3 Ignition probability mapping showing the probability of ignition along the electric lines and equipmentWLDFRAggregatedAggregated | WLDFR | HFTD - Distribution - Tier 2 - 2QU CoRE ¦ 2QU LoRE | Non-Red Flag Warning - Destructive Fires | Aggregated | Aggregated | 2029 | 5.5193e-06 | 0 | 501.7453 | 0.0027693 | 2029 | Mitigation | 0.08575 | 30 | 0 | esc | 0.0012005 | 6.626e-09 | 0.00060025 | 3.313e-09 | 0.0015435 | 8.5191e-09
[35 empty] | 7.3.1.3 Ignition probability mapping showing the probability of ignition along the electric lines and equipment | WLDFR | HFTD - Distribution - Tier 2 - 1QU CoRE ¦ 4QU LoRE | 2039 | 0.29586 | 0.022717 | 19.4855 | 0 | 19.4855 | 0.01414 | 12.1288 | 0 | 12.1288 | 0.033309 | 28.5713 | 0 | 28.5713 | 0.03498 | 30.004 | 0 | 30.004 | 5.765 | 3.5885 | 8.4532 | 8.8771 | 0.033309 | 0.0098551 | 28.5713 | 8.4532 | 0 | 0 | 28.5713 | 8.4532 | [11 empty] | WLDFR | HFTD - Distribution - Tier 2 - 2QU CoRE ¦ 1QU LoRE | Seismic - Red Flag Warning - Catastrophic Fires | 2032 | 5.4986e-11 | 2.7493e-11 | 7.0697e-11 | 22783.187 | 453.261 | 14531.3357 | 7798.5904 | 0 | 0 | 0 | 4.5803e-08 |  | 1.2528e-06 | 0 | 1.2528e-06 | 6.2638e-07 | 0 | 6.2638e-07 | 1.6107e-06 | 0 | 1.6107e-06 | [16 empty] | 7.3.1.3 Ignition probability mapping showing the probability of ignition along the electric lines and equipmentWLDFRAggregatedAggregated | WLDFR | HFTD - Distribution - Tier 2 - 2QU CoRE ¦ 2QU LoRE | Non-Red Flag Warning - Destructive Fires | Aggregated | Aggregated | 2030 | 5.5193e-06 | 0 | 501.7453 | 0.0027693 | 2030 | Mitigation | 0.08575 | 30 | 0 | esc | 0.0012005 | 6.626e-09 | 0.00060025 | 3.313e-09 | 0.0015435 | 8.5191e-09
[35 empty] | 7.3.1.3 Ignition probability mapping showing the probability of ignition along the electric lines and equipment | WLDFR | HFTD - Distribution - Tier 2 - 1QU CoRE ¦ 4QU LoRE | 2040 | 0.27651 | 0.022717 | 19.4855 | 0 | 19.4855 | 0.01414 | 12.1288 | 0 | 12.1288 | 0.033309 | 28.5713 | 0 | 28.5713 | 0.03498 | 30.004 | 0 | 30.004 | 5.3879 | 3.3537 | 7.9002 | 8.2963 | 0.033309 | 0.0092103 | 28.5713 | 7.9002 | 0 | 0 | 28.5713 | 7.9002 | [11 empty] | WLDFR | HFTD - Distribution - Tier 2 - 2QU CoRE ¦ 1QU LoRE | Seismic - Red Flag Warning - Catastrophic Fires | 2033 | 5.4986e-11 | 2.7493e-11 | 7.0697e-11 | 23835.2641 | 480.9649 | 15187.7294 | 8166.5698 | 0 | 0 | 0 | 4.5803e-08 |  | 1.3106e-06 | 0 | 1.3106e-06 | 6.5531e-07 | 0 | 6.5531e-07 | 1.6851e-06 | 0 | 1.6851e-06 | [16 empty] | 7.3.1.3 Ignition probability mapping showing the probability of ignition along the electric lines and equipmentWLDFRAggregatedAggregated | WLDFR | HFTD - Distribution - Tier 2 - 2QU CoRE ¦ 2QU LoRE | Non-Red Flag Warning - Destructive Fires | Aggregated | Aggregated | 2031 | 5.5193e-06 | 0 | 501.7453 | 0.0027693 | 2031 | Mitigation | 0.08575 | 30 | 0 | esc | 0.0012005 | 6.626e-09 | 0.00060025 | 3.313e-09 | 0.0015435 | 8.5191e-09
[35 empty] | 7.3.1.3 Ignition probability mapping showing the probability of ignition along the electric lines and equipment | WLDFR | HFTD - Distribution - Tier 2 - 1QU CoRE ¦ 4QU LoRE | 2041 | 0.25842 | 0.022717 | 19.4855 | 0 | 19.4855 | 0.01414 | 12.1288 | 0 | 12.1288 | 0.033309 | 28.5713 | 0 | 28.5713 | 0.03498 | 30.004 | 0 | 30.004 | 5.0354 | 3.1343 | 7.3834 | 7.7536 | 0.033309 | 0.0086078 | 28.5713 | 7.3834 | 0 | 0 | 28.5713 | 7.3834 | [11 empty] | WLDFR | HFTD - Distribution - Tier 2 - 2QU CoRE ¦ 1QU LoRE | Seismic - Red Flag Warning - Catastrophic Fires | 2034 | 5.4986e-11 | 2.7493e-11 | 7.0697e-11 | 23835.2641 | 480.9649 | 15187.7294 | 8166.5698 | 0 | 0 | 0 | 4.5803e-08 |  | 1.3106e-06 | 0 | 1.3106e-06 | 6.5531e-07 | 0 | 6.5531e-07 | 1.6851e-06 | 0 | 1.6851e-06 | [16 empty] | 7.3.1.3 Ignition probability mapping showing the probability of ignition along the electric lines and equipmentWLDFRAggregatedAggregated | WLDFR | HFTD - Distribution - Tier 2 - 2QU CoRE ¦ 2QU LoRE | Non-Red Flag Warning - Destructive Fires | Aggregated | Aggregated | 2032 | 5.5193e-06 | 0 | 501.7453 | 0.0027693 | 2032 | Mitigation | 0.08575 | 30 | 0 | esc | 0.0012005 | 6.626e-09 | 0.00060025 | 3.313e-09 | 0.0015435 | 8.5191e-09
[35 empty] | 7.3.1.3 Ignition probability mapping showing the probability of ignition along the electric lines and equipment | WLDFR | HFTD - Distribution - Tier 2 - 1QU CoRE ¦ 4QU LoRE | 2042 | 0.24151 | 0.022717 | 19.4855 | 0 | 19.4855 | 0.01414 | 12.1288 | 0 | 12.1288 | 0.033309 | 28.5713 | 0 | 28.5713 | 0.03498 | 30.004 | 0 | 30.004 | 4.706 | 2.9293 | 6.9003 | 7.2463 | 0.033309 | 0.0080447 | 28.5713 | 6.9003 | 0 | 0 | 28.5713 | 6.9003 | [11 empty] | WLDFR | HFTD - Distribution - Tier 2 - 2QU CoRE ¦ 1QU LoRE | Seismic - Red Flag Warning - Catastrophic Fires | 2035 | 5.4986e-11 | 2.7493e-11 | 7.0697e-11 | 23835.2641 | 480.9649 | 15187.7294 | 8166.5698 | 0 | 0 | 0 | 4.5803e-08 |  | 1.3106e-06 | 0 | 1.3106e-06 | 6.5531e-07 | 0 | 6.5531e-07 | 1.6851e-06 | 0 | 1.6851e-06 | [16 empty] | 7.3.1.3 Ignition probability mapping showing the probability of ignition along the electric lines and equipmentWLDFRAggregatedAggregated | WLDFR | HFTD - Distribution - Tier 2 - 2QU CoRE ¦ 2QU LoRE | Non-Red Flag Warning - Destructive Fires | Aggregated | Aggregated | 2033 | 5.5193e-06 | 0 | 501.7453 | 0.0027693 | 2033 | Mitigation | 0.08575 | 30 | 0 | esc | 0.0012005 | 6.626e-09 | 0.00060025 | 3.313e-09 | 0.0015435 | 8.5191e-09
[35 empty] | 7.3.1.3 Ignition probability mapping showing the probability of ignition along the electric lines and equipment | WLDFR | HFTD - Distribution - Tier 2 - 1QU CoRE ¦ 4QU LoRE | 2043 | 0.22571 | 0.022717 | 20.457 | 0 | 20.457 | 0.01414 | 12.7335 | 0 | 12.7335 | 0.033309 | 29.9958 | 0 | 29.9958 | 0.03498 | 31.5 | 0 | 31.5 | 4.6174 | 2.8741 | 6.7705 | 7.11 | 0.033309 | 0.0075184 | 29.9958 | 6.7705 | 0 | 0 | 29.9958 | 6.7705 | [11 empty] | WLDFR | HFTD - Distribution - Tier 2 - 2QU CoRE ¦ 1QU LoRE | Seismic - Red Flag Warning - Catastrophic Fires | 2036 | 5.4986e-11 | 2.7493e-11 | 7.0697e-11 | 23835.2641 | 480.9649 | 15187.7294 | 8166.5698 | 0 | 0 | 0 | 4.5803e-08 |  | 1.3106e-06 | 0 | 1.3106e-06 | 6.5531e-07 | 0 | 6.5531e-07 | 1.6851e-06 | 0 | 1.6851e-06 | [16 empty] | 7.3.1.3 Ignition probability mapping showing the probability of ignition along the electric lines and equipmentWLDFRAggregatedAggregated | WLDFR | HFTD - Distribution - Tier 2 - 2QU CoRE ¦ 2QU LoRE | Non-Red Flag Warning - Destructive Fires | Aggregated | Aggregated | 2034 | 5.5193e-06 | 0 | 501.7453 | 0.0027693 | 2034 | Mitigation | 0.08575 | 30 | 0 | esc | 0.0012005 | 6.626e-09 | 0.00060025 | 3.313e-09 | 0.0015435 | 8.5191e-09
[35 empty] | 7.3.1.3 Ignition probability mapping showing the probability of ignition along the electric lines and equipment | WLDFR | HFTD - Distribution - Tier 2 - 1QU CoRE ¦ 4QU LoRE | 2044 | 0.21095 | 0.022717 | 20.457 | 0 | 20.457 | 0.01414 | 12.7335 | 0 | 12.7335 | 0.033309 | 29.9958 | 0 | 29.9958 | 0.03498 | 31.5 | 0 | 31.5 | 4.3153 | 2.6861 | 6.3275 | 6.6448 | 0.033309 | 0.0070265 | 29.9958 | 6.3275 | 0 | 0 | 29.9958 | 6.3275 | [11 empty] | WLDFR | HFTD - Distribution - Tier 2 - 2QU CoRE ¦ 1QU LoRE | Seismic - Red Flag Warning - Catastrophic Fires | 2037 | 5.4986e-11 | 2.7493e-11 | 7.0697e-11 | 23835.2641 | 480.9649 | 15187.7294 | 8166.5698 | 0 | 0 | 0 | 4.5803e-08 |  | 1.3106e-06 | 0 | 1.3106e-06 | 6.5531e-07 | 0 | 6.5531e-07 | 1.6851e-06 | 0 | 1.6851e-06 | [16 empty] | 7.3.1.3 Ignition probability mapping showing the probability of ignition along the electric lines and equipmentWLDFRAggregatedAggregated | WLDFR | HFTD - Distribution - Tier 2 - 2QU CoRE ¦ 2QU LoRE | Non-Red Flag Warning - Destructive Fires | Aggregated | Aggregated | 2035 | 5.5193e-06 | 0 | 501.7453 | 0.0027693 | 2035 | Mitigation | 0.08575 | 30 | 0 | esc | 0.0012005 | 6.626e-09 | 0.00060025 | 3.313e-09 | 0.0015435 | 8.5191e-09
[35 empty] | 7.3.1.3 Ignition probability mapping showing the probability of ignition along the electric lines and equipment | WLDFR | HFTD - Distribution - Tier 2 - 1QU CoRE ¦ 4QU LoRE | 2045 | 0.19715 | 0.022717 | 20.457 | 0 | 20.457 | 0.01414 | 12.7335 | 0 | 12.7335 | 0.033309 | 29.9958 | 0 | 29.9958 | 0.03498 | 31.5 | 0 | 31.5 | 4.033 | 2.5104 | 5.9136 | 6.2101 | 0.033309 | 0.0065668 | 29.9958 | 5.9136 | 0 | 0 | 29.9958 | 5.9136 | [11 empty] | WLDFR | HFTD - Distribution - Tier 2 - 2QU CoRE ¦ 1QU LoRE | Seismic - Red Flag Warning - Catastrophic Fires | 2038 | 5.4986e-11 | 2.7493e-11 | 7.0697e-11 | 24976.6418 | 511.3745 | 15898.8237 | 8566.4437 | 0 | 0 | 0 | 4.5803e-08 |  | 1.3734e-06 | 0 | 1.3734e-06 | 6.8669e-07 | 0 | 6.8669e-07 | 1.7658e-06 | 0 | 1.7658e-06 | [16 empty] | 7.3.1.3 Ignition probability mapping showing the probability of ignition along the electric lines and equipmentWLDFRAggregatedAggregated | WLDFR | HFTD - Distribution - Tier 2 - 2QU CoRE ¦ 2QU LoRE | Non-Red Flag Warning - Destructive Fires | Aggregated | Aggregated | 2036 | 5.5193e-06 | 0 | 501.7453 | 0.0027693 | 2036 | Mitigation | 0.08575 | 30 | 0 | esc | 0.0012005 | 6.626e-09 | 0.00060025 | 3.313e-09 | 0.0015435 | 8.5191e-09
[35 empty] | 7.3.1.3 Ignition probability mapping showing the probability of ignition along the electric lines and equipment | WLDFR | HFTD - Distribution - Tier 2 - 1QU CoRE ¦ 4QU LoRE | 2046 | 0.18425 | 0.022717 | 20.457 | 0 | 20.457 | 0.01414 | 12.7335 | 0 | 12.7335 | 0.033309 | 29.9958 | 0 | 29.9958 | 0.03498 | 31.5 | 0 | 31.5 | 3.7692 | 2.3461 | 5.5267 | 5.8038 | 0.033309 | 0.0061372 | 29.9958 | 5.5267 | 0 | 0 | 29.9958 | 5.5267 | [11 empty] | WLDFR | HFTD - Distribution - Tier 2 - 2QU CoRE ¦ 1QU LoRE | Seismic - Red Flag Warning - Catastrophic Fires | 2039 | 5.4986e-11 | 2.7493e-11 | 7.0697e-11 | 24976.6418 | 511.3745 | 15898.8237 | 8566.4437 | 0 | 0 | 0 | 4.5803e-08 |  | 1.3734e-06 | 0 | 1.3734e-06 | 6.8669e-07 | 0 | 6.8669e-07 | 1.7658e-06 | 0 | 1.7658e-06 | [16 empty] | 7.3.1.3 Ignition probability mapping showing the probability of ignition along the electric lines and equipmentWLDFRAggregatedAggregated | WLDFR | HFTD - Distribution - Tier 2 - 2QU CoRE ¦ 2QU LoRE | Non-Red Flag Warning - Destructive Fires | Aggregated | Aggregated | 2037 | 5.5193e-06 | 0 | 501.7453 | 0.0027693 | 2037 | Mitigation | 0.08575 | 30 | 0 | esc | 0.0012005 | 6.626e-09 | 0.00060025 | 3.313e-09 | 0.0015435 | 8.5191e-09
[35 empty] | 7.3.1.3 Ignition probability mapping showing the probability of ignition along the electric lines and equipment | WLDFR | HFTD - Distribution - Tier 2 - 1QU CoRE ¦ 4QU LoRE | 2047 | 0.1722 | 0.022717 | 20.457 | 0 | 20.457 | 0.01414 | 12.7335 | 0 | 12.7335 | 0.033309 | 29.9958 | 0 | 29.9958 | 0.03498 | 31.5 | 0 | 31.5 | 3.5226 | 2.1927 | 5.1651 | 5.4242 | 0.033309 | 0.0057357 | 29.9958 | 5.1651 | 0 | 0 | 29.9958 | 5.1651 | [11 empty] | WLDFR | HFTD - Distribution - Tier 2 - 2QU CoRE ¦ 1QU LoRE | Seismic - Red Flag Warning - Catastrophic Fires | 2040 | 5.4986e-11 | 2.7493e-11 | 7.0697e-11 | 24976.6418 | 511.3745 | 15898.8237 | 8566.4437 | 0 | 0 | 0 | 4.5803e-08 |  | 1.3734e-06 | 0 | 1.3734e-06 | 6.8669e-07 | 0 | 6.8669e-07 | 1.7658e-06 | 0 | 1.7658e-06 | [16 empty] | 7.3.1.3 Ignition probability mapping showing the probability of ignition along the electric lines and equipmentWLDFRAggregatedAggregated | WLDFR | HFTD - Distribution - Tier 2 - 2QU CoRE ¦ 2QU LoRE | Non-Red Flag Warning - Destructive Fires | Aggregated | Aggregated | 2038 | 5.5193e-06 | 0 | 501.7453 | 0.0027693 | 2038 | Mitigation | 0.08575 | 30 | 0 | esc | 0.0012005 | 6.626e-09 | 0.00060025 | 3.313e-09 | 0.0015435 | 8.5191e-09
[35 empty] | 7.3.1.3 Ignition probability mapping showing the probability of ignition along the electric lines and equipment | WLDFR | HFTD - Distribution - Tier 2 - 1QU CoRE ¦ 4QU LoRE | 2048 | 0.16093 | 0.022717 | 21.4754 | 0 | 21.4754 | 0.01414 | 13.3675 | 0 | 13.3675 | 0.033309 | 31.4891 | 0 | 31.4891 | 0.03498 | 33.0681 | 0 | 33.0681 | 3.456 | 2.1512 | 5.0676 | 5.3217 | 0.033309 | 0.0053605 | 31.4891 | 5.0676 | 0 | 0 | 31.4891 | 5.0676 | [11 empty] | WLDFR | HFTD - Distribution - Tier 2 - 2QU CoRE ¦ 1QU LoRE | Seismic - Red Flag Warning - Catastrophic Fires | 2041 | 5.4986e-11 | 2.7493e-11 | 7.0697e-11 | 24976.6418 | 511.3745 | 15898.8237 | 8566.4437 | 0 | 0 | 0 | 4.5803e-08 |  | 1.3734e-06 | 0 | 1.3734e-06 | 6.8669e-07 | 0 | 6.8669e-07 | 1.7658e-06 | 0 | 1.7658e-06 | [16 empty] | 7.3.1.3 Ignition probability mapping showing the probability of ignition along the electric lines and equipmentWLDFRAggregatedAggregated | WLDFR | HFTD - Distribution - Tier 2 - 2QU CoRE ¦ 2QU LoRE | Non-Red Flag Warning - Destructive Fires | Aggregated | Aggregated | 2039 | 5.5193e-06 | 0 | 501.7453 | 0.0027693 | 2039 | Mitigation | 0.08575 | 30 | 0 | esc | 0.0012005 | 6.626e-09 | 0.00060025 | 3.313e-09 | 0.0015435 | 8.5191e-09
[35 empty] | 7.3.1.3 Ignition probability mapping showing the probability of ignition along the electric lines and equipment | WLDFR | HFTD - Distribution - Tier 2 - 1QU CoRE ¦ 4QU LoRE | 2049 | 0.1504 | 0.022717 | 21.4754 | 0 | 21.4754 | 0.01414 | 13.3675 | 0 | 13.3675 | 0.033309 | 31.4891 | 0 | 31.4891 | 0.03498 | 33.0681 | 0 | 33.0681 | 3.2299 | 2.0105 | 4.736 | 4.9735 | 0.033309 | 0.0050098 | 31.4891 | 4.736 | 0 | 0 | 31.4891 | 4.736 | [11 empty] | WLDFR | HFTD - Distribution - Tier 2 - 2QU CoRE ¦ 1QU LoRE | Seismic - Red Flag Warning - Catastrophic Fires | 2042 | 5.4986e-11 | 2.7493e-11 | 7.0697e-11 | 24976.6418 | 511.3745 | 15898.8237 | 8566.4437 | 0 | 0 | 0 | 4.5803e-08 |  | 1.3734e-06 | 0 | 1.3734e-06 | 6.8669e-07 | 0 | 6.8669e-07 | 1.7658e-06 | 0 | 1.7658e-06 | [16 empty] | 7.3.1.3 Ignition probability mapping showing the probability of ignition along the electric lines and equipmentWLDFRAggregatedAggregated | WLDFR | HFTD - Distribution - Tier 2 - 2QU CoRE ¦ 2QU LoRE | Non-Red Flag Warning - Destructive Fires | Aggregated | Aggregated | 2040 | 5.5193e-06 | 0 | 501.7453 | 0.0027693 | 2040 | Mitigation | 0.08575 | 30 | 0 | esc | 0.0012005 | 6.626e-09 | 0.00060025 | 3.313e-09 | 0.0015435 | 8.5191e-09
[35 empty] | 7.3.1.3 Ignition probability mapping showing the probability of ignition along the electric lines and equipment | WLDFR | HFTD - Distribution - Tier 2 - 1QU CoRE ¦ 4QU LoRE | 2050 | 0.14056 | 0 | 0 | 0 | 0 | 0.01414 | 13.3675 | 0 | 13.3675 | 0.033309 | 31.4891 | 0 | 31.4891 | 0.03498 | 33.0681 | 0 | 33.0681 | 0 | 1.879 | 4.4262 | 4.6481 | 0.033309 | 0.0046821 | 31.4891 | 4.4262 | 0 | 0 | 31.4891 | 4.4262 | [11 empty] | WLDFR | HFTD - Distribution - Tier 2 - 2QU CoRE ¦ 1QU LoRE | Seismic - Red Flag Warning - Catastrophic Fires | 2043 | 5.4986e-11 | 2.7493e-11 | 7.0697e-11 | 26191.7278 | 544.1291 | 16654.7414 | 8992.8573 | 0 | 0 | 0 | 4.5803e-08 |  | 1.4402e-06 | 0 | 1.4402e-06 | 7.2009e-07 | 0 | 7.2009e-07 | 1.8517e-06 | 0 | 1.8517e-06 | [16 empty] | 7.3.1.3 Ignition probability mapping showing the probability of ignition along the electric lines and equipmentWLDFRAggregatedAggregated | WLDFR | HFTD - Distribution - Tier 2 - 2QU CoRE ¦ 2QU LoRE | Non-Red Flag Warning - Destructive Fires | Aggregated | Aggregated | 2041 | 5.5193e-06 | 0 | 501.7453 | 0.0027693 | 2041 | Mitigation | 0.08575 | 30 | 0 | esc | 0.0012005 | 6.626e-09 | 0.00060025 | 3.313e-09 | 0.0015435 | 8.5191e-09
[35 empty] | 7.3.1.3 Ignition probability mapping showing the probability of ignition along the electric lines and equipment | WLDFR | HFTD - Distribution - Tier 2 - 1QU CoRE ¦ 4QU LoRE | 2051 | 0.13137 | 0 | 0 | 0 | 0 | 0 | 0 | 0 | 0 | 0.033309 | 31.4891 | 0 | 31.4891 | 0.03498 | 33.0681 | 0 | 33.0681 | 0 | 0 | 4.1366 | 4.3441 | 0.033309 | 0.0043758 | 31.4891 | 4.1366 | 0 | 0 | 31.4891 | 4.1366 | [11 empty] | WLDFR | HFTD - Distribution - Tier 2 - 2QU CoRE ¦ 1QU LoRE | Seismic - Red Flag Warning - Catastrophic Fires | 2044 | 5.4986e-11 | 2.7493e-11 | 7.0697e-11 | 26191.7278 | 544.1291 | 16654.7414 | 8992.8573 | 0 | 0 | 0 | 4.5803e-08 |  | 1.4402e-06 | 0 | 1.4402e-06 | 7.2009e-07 | 0 | 7.2009e-07 | 1.8517e-06 | 0 | 1.8517e-06 | [16 empty] | 7.3.1.3 Ignition probability mapping showing the probability of ignition along the electric lines and equipmentWLDFRAggregatedAggregated | WLDFR | HFTD - Distribution - Tier 2 - 2QU CoRE ¦ 2QU LoRE | Non-Red Flag Warning - Destructive Fires | Aggregated | Aggregated | 2042 | 5.5193e-06 | 0 | 501.7453 | 0.0027693 | 2042 | Mitigation | 0.08575 | 30 | 0 | esc | 0.0012005 | 6.626e-09 | 0.00060025 | 3.313e-09 | 0.0015435 | 8.5191e-09
[35 empty] | 7.3.1.3 Ignition probability mapping showing the probability of ignition along the electric lines and equipment | WLDFR | HFTD - Distribution - Tier 2 - 1QU CoRE ¦ 4QU LoRE | 2052 | 0.12277 | 0 | 0 | 0 | 0 | 0 | 0 | 0 | 0 | 0 | 0 | 0 | 0 | 0.03498 | 33.0681 | 0 | 33.0681 | 0 | 0 | 0 | 4.0599 | 0 | 0 | 0 | 0 | 0 | 0 | 0 | 0 | [11 empty] | WLDFR | HFTD - Distribution - Tier 2 - 2QU CoRE ¦ 1QU LoRE | Seismic - Red Flag Warning - Catastrophic Fires | 2045 | 5.4986e-11 | 2.7493e-11 | 7.0697e-11 | 26191.7278 | 544.1291 | 16654.7414 | 8992.8573 | 0 | 0 | 0 | 4.5803e-08 |  | 1.4402e-06 | 0 | 1.4402e-06 | 7.2009e-07 | 0 | 7.2009e-07 | 1.8517e-06 | 0 | 1.8517e-06 | [16 empty] | 7.3.1.3 Ignition probability mapping showing the probability of ignition along the electric lines and equipmentWLDFRAggregatedAggregated | WLDFR | HFTD - Distribution - Tier 2 - 2QU CoRE ¦ 2QU LoRE | Non-Red Flag Warning - Destructive Fires | Aggregated | Aggregated | 2043 | 5.5193e-06 | 0 | 501.7453 | 0.0027693 | 2043 | Mitigation | 0.08575 | 30 | 0 | esc | 0.0012005 | 6.626e-09 | 0.00060025 | 3.313e-09 | 0.0015435 | 8.5191e-09
[35 empty] | 7.3.1.3 Ignition probability mapping showing the probability of ignition along the electric lines and equipment | WLDFR | HFTD - Distribution - Tier 2 - 1QU CoRE ¦ 5QU LoRE | 2020 | 1 | 0.016788 | 13.2856 | 0 | 13.2856 | 0 | 0 | 0 | 0 | 0 | 0 | 0 | 0 | 0 | 0 | 0 | 0 | 13.2856 | 0 | 0 | 0 | 0 | 0 | 0 | 0 | 0 | 0 | 0 | 0 | [11 empty] | WLDFR | HFTD - Distribution - Tier 2 - 2QU CoRE ¦ 1QU LoRE | Seismic - Red Flag Warning - Catastrophic Fires | 2046 | 5.4986e-11 | 2.7493e-11 | 7.0697e-11 | 26191.7278 | 544.1291 | 16654.7414 | 8992.8573 | 0 | 0 | 0 | 4.5803e-08 |  | 1.4402e-06 | 0 | 1.4402e-06 | 7.2009e-07 | 0 | 7.2009e-07 | 1.8517e-06 | 0 | 1.8517e-06 | [16 empty] | 7.3.1.3 Ignition probability mapping showing the probability of ignition along the electric lines and equipmentWLDFRAggregatedAggregated | WLDFR | HFTD - Distribution - Tier 2 - 2QU CoRE ¦ 2QU LoRE | Non-Red Flag Warning - Destructive Fires | Aggregated | Aggregated | 2044 | 5.5193e-06 | 0 | 501.7453 | 0.0027693 | 2044 | Mitigation | 0.08575 | 30 | 0 | esc | 0.0012005 | 6.626e-09 | 0.00060025 | 3.313e-09 | 0.0015435 | 8.5191e-09
[35 empty] | 7.3.1.3 Ignition probability mapping showing the probability of ignition along the electric lines and equipment | WLDFR | HFTD - Distribution - Tier 2 - 1QU CoRE ¦ 5QU LoRE | 2021 | 1 | 0.016788 | 13.2856 | 0 | 13.2856 | 0.01045 | 8.2697 | 0 | 8.2697 | 0 | 0 | 0 | 0 | 0 | 0 | 0 | 0 | 13.2856 | 8.2697 | 0 | 0 | 0 | 0 | 0 | 0 | 0 | 0 | 0 | 0 | [11 empty] | WLDFR | HFTD - Distribution - Tier 2 - 2QU CoRE ¦ 1QU LoRE | Seismic - Red Flag Warning - Catastrophic Fires | 2047 | 5.4986e-11 | 2.7493e-11 | 7.0697e-11 | 26191.7278 | 544.1291 | 16654.7414 | 8992.8573 | 0 | 0 | 0 | 4.5803e-08 |  | 1.4402e-06 | 0 | 1.4402e-06 | 7.2009e-07 | 0 | 7.2009e-07 | 1.8517e-06 | 0 | 1.8517e-06 | [16 empty] | 7.3.1.3 Ignition probability mapping showing the probability of ignition along the electric lines and equipmentWLDFRAggregatedAggregated | WLDFR | HFTD - Distribution - Tier 2 - 2QU CoRE ¦ 2QU LoRE | Non-Red Flag Warning - Destructive Fires | Aggregated | Aggregated | 2045 | 5.5193e-06 | 0 | 501.7453 | 0.0027693 | 2045 | Mitigation | 0.08575 | 30 | 0 | esc | 0.0012005 | 6.626e-09 | 0.00060025 | 3.313e-09 | 0.0015435 | 8.5191e-09
[35 empty] | 7.3.1.3 Ignition probability mapping showing the probability of ignition along the electric lines and equipment | WLDFR | HFTD - Distribution - Tier 2 - 1QU CoRE ¦ 5QU LoRE | 2022 | 0.93458 | 0.016555 | 13.5176 | 0 | 13.5176 | 0.010305 | 8.4141 | 0 | 8.4141 | 0.023332 | 19.0509 | 0 | 19.0509 | 0 | 0 | 0 | 0 | 12.6333 | 7.8636 | 17.8046 | 0 | 0.023332 | 0.021806 | 19.0509 | 17.8046 | 0 | 0 | 19.0509 | 17.8046 | [11 empty] | WLDFR | HFTD - Distribution - Tier 2 - 2QU CoRE ¦ 1QU LoRE | Seismic - Red Flag Warning - Catastrophic Fires | 2048 | 5.4986e-11 | 2.7493e-11 | 7.0697e-11 | 27464.7227 | 578.8407 | 17445.538 | 9440.3441 | 0 | 0 | 0 | 4.5803e-08 |  | 1.5102e-06 | 0 | 1.5102e-06 | 7.5509e-07 | 0 | 7.5509e-07 | 1.9417e-06 | 0 | 1.9417e-06 | [16 empty] | 7.3.1.3 Ignition probability mapping showing the probability of ignition along the electric lines and equipmentWLDFRAggregatedAggregated | WLDFR | HFTD - Distribution - Tier 2 - 2QU CoRE ¦ 2QU LoRE | Non-Red Flag Warning - Destructive Fires | Aggregated | Aggregated | 2046 | 5.5193e-06 | 0 | 501.7453 | 0.0027693 | 2046 | Mitigation | 0.08575 | 30 | 0 | esc | 0.0012005 | 6.626e-09 | 0.00060025 | 3.313e-09 | 0.0015435 | 8.5191e-09
[35 empty] | 7.3.1.3 Ignition probability mapping showing the probability of ignition along the electric lines and equipment | WLDFR | HFTD - Distribution - Tier 2 - 1QU CoRE ¦ 5QU LoRE | 2023 | 0.87344 | 0.016555 | 14.0129 | 0 | 14.0129 | 0.010305 | 8.7224 | 0 | 8.7224 | 0.023332 | 19.749 | 0 | 19.749 | 0.024502 | 20.7393 | 0 | 20.7393 | 12.2395 | 7.6185 | 17.2495 | 18.1145 | 0.023332 | 0.020379 | 19.749 | 17.2495 | 0 | 0 | 19.749 | 17.2495 | [11 empty] | WLDFR | HFTD - Distribution - Tier 2 - 2QU CoRE ¦ 1QU LoRE | Seismic - Red Flag Warning - Catastrophic Fires | 2049 | 5.4986e-11 | 2.7493e-11 | 7.0697e-11 | 27464.7227 | 578.8407 | 17445.538 | 9440.3441 | 0 | 0 | 0 | 4.5803e-08 |  | 1.5102e-06 | 0 | 1.5102e-06 | 7.5509e-07 | 0 | 7.5509e-07 | 1.9417e-06 | 0 | 1.9417e-06 | [16 empty] | 7.3.1.3 Ignition probability mapping showing the probability of ignition along the electric lines and equipmentWLDFRAggregatedAggregated | WLDFR | HFTD - Distribution - Tier 2 - 2QU CoRE ¦ 2QU LoRE | Non-Red Flag Warning - Destructive Fires | Aggregated | Aggregated | 2047 | 5.5193e-06 | 0 | 501.7453 | 0.0027693 | 2047 | Mitigation | 0.08575 | 30 | 0 | esc | 0.0012005 | 6.626e-09 | 0.00060025 | 3.313e-09 | 0.0015435 | 8.5191e-09
[35 empty] | 7.3.1.3 Ignition probability mapping showing the probability of ignition along the electric lines and equipment | WLDFR | HFTD - Distribution - Tier 2 - 1QU CoRE ¦ 5QU LoRE | 2024 | 0.8163 | 0.016555 | 14.0129 | 0 | 14.0129 | 0.010305 | 8.7224 | 0 | 8.7224 | 0.023332 | 19.749 | 0 | 19.749 | 0.024502 | 20.7393 | 0 | 20.7393 | 11.4387 | 7.1201 | 16.1211 | 16.9295 | 0.023332 | 0.019046 | 19.749 | 16.1211 | 0 | 0 | 19.749 | 16.1211 | [11 empty] | WLDFR | HFTD - Distribution - Tier 2 - 2QU CoRE ¦ 1QU LoRE | Seismic - Red Flag Warning - Catastrophic Fires | 2050 | 0 | 2.7493e-11 | 7.0697e-11 | 27464.7227 | 578.8407 | 17445.538 | 9440.3441 | 0 | 0 | 0 | 4.5803e-08 |  | 0 | 0 | 0 | 7.5509e-07 | 0 | 7.5509e-07 | 1.9417e-06 | 0 | 1.9417e-06 | [16 empty] | 7.3.1.3 Ignition probability mapping showing the probability of ignition along the electric lines and equipmentWLDFRAggregatedAggregated | WLDFR | HFTD - Distribution - Tier 2 - 2QU CoRE ¦ 2QU LoRE | Non-Red Flag Warning - Destructive Fires | Aggregated | Aggregated | 2048 | 5.5193e-06 | 0 | 501.7453 | 0.0027693 | 2048 | Mitigation | 0.08575 | 30 | 0 | esc | 0.0012005 | 6.626e-09 | 0.00060025 | 3.313e-09 | 0.0015435 | 8.5191e-09
[35 empty] | 7.3.1.3 Ignition probability mapping showing the probability of ignition along the electric lines and equipment | WLDFR | HFTD - Distribution - Tier 2 - 1QU CoRE ¦ 5QU LoRE | 2025 | 0.7629 | 0.016555 | 14.0129 | 0 | 14.0129 | 0.010305 | 8.7224 | 0 | 8.7224 | 0.023332 | 19.749 | 0 | 19.749 | 0.024502 | 20.7393 | 0 | 20.7393 | 10.6904 | 6.6543 | 15.0664 | 15.8219 | 0.023332 | 0.0178 | 19.749 | 15.0664 | 0 | 0 | 19.749 | 15.0664 | [11 empty] | WLDFR | HFTD - Distribution - Tier 2 - 2QU CoRE ¦ 1QU LoRE | Seismic - Red Flag Warning - Catastrophic Fires | 2051 | 0 | 0 | 7.0697e-11 | 27464.7227 | 578.8407 | 17445.538 | 9440.3441 | 0 | 0 | 0 | 4.5803e-08 |  | 0 | 0 | 0 | 0 | 0 | 0 | 1.9417e-06 | 0 | 1.9417e-06 | [16 empty] | 7.3.1.3 Ignition probability mapping showing the probability of ignition along the electric lines and equipmentWLDFRAggregatedAggregated | WLDFR | HFTD - Distribution - Tier 2 - 2QU CoRE ¦ 2QU LoRE | Non-Red Flag Warning - Destructive Fires | Aggregated | Aggregated | 2049 | 5.5193e-06 | 0 | 501.7453 | 0.0027693 | 2049 | Mitigation | 0.08575 | 30 | 0 | esc | 0.0012005 | 6.626e-09 | 0.00060025 | 3.313e-09 | 0.0015435 | 8.5191e-09
[35 empty] | 7.3.1.3 Ignition probability mapping showing the probability of ignition along the electric lines and equipment | WLDFR | HFTD - Distribution - Tier 2 - 1QU CoRE ¦ 5QU LoRE | 2026 | 0.71299 | 0.016555 | 14.0129 | 0 | 14.0129 | 0.010305 | 8.7224 | 0 | 8.7224 | 0.023332 | 19.749 | 0 | 19.749 | 0.024502 | 20.7393 | 0 | 20.7393 | 9.991 | 6.219 | 14.0808 | 14.7868 | 0.023332 | 0.016636 | 19.749 | 14.0808 | 0 | 0 | 19.749 | 14.0808 | [11 empty] | WLDFR | HFTD - Distribution - Tier 2 - 2QU CoRE ¦ 2QU LoRE | Non-Red Flag Warning - Catastrophic Fires | 2020 | 6.625e-09 | 0 | 0 | 14146.1306 | 222.2294 | 8585.7228 | 5338.1784 | 0 | 0 | 0 | 5.5185e-06 |  | 9.3718e-05 | 0 | 9.3718e-05 | 0 | 0 | 0 | 0 | 0 | 0 | [16 empty] | 7.3.1.3 Ignition probability mapping showing the probability of ignition along the electric lines and equipmentWLDFRAggregatedAggregated | WLDFR | HFTD - Distribution - Tier 2 - 2QU CoRE ¦ 2QU LoRE | Non-Red Flag Warning - Destructive Fires | Aggregated | Aggregated | 2050 | 5.5193e-06 | 0 | 501.7453 | 0.0027693 | 2050 | Mitigation | 0.08575 | 30 | 0 | esc | 0 | 0 | 0.00060025 | 3.313e-09 | 0.0015435 | 8.5191e-09
[35 empty] | 7.3.1.3 Ignition probability mapping showing the probability of ignition along the electric lines and equipment | WLDFR | HFTD - Distribution - Tier 2 - 1QU CoRE ¦ 5QU LoRE | 2027 | 0.66634 | 0.016555 | 14.0129 | 0 | 14.0129 | 0.010305 | 8.7224 | 0 | 8.7224 | 0.023332 | 19.749 | 0 | 19.749 | 0.024502 | 20.7393 | 0 | 20.7393 | 9.3374 | 5.8121 | 13.1596 | 13.8195 | 0.023332 | 0.015547 | 19.749 | 13.1596 | 0 | 0 | 19.749 | 13.1596 | [11 empty] | WLDFR | HFTD - Distribution - Tier 2 - 2QU CoRE ¦ 2QU LoRE | Non-Red Flag Warning - Catastrophic Fires | 2021 | 6.625e-09 | 3.3125e-09 | 0 | 14146.1306 | 222.2294 | 8585.7228 | 5338.1784 | 0 | 0 | 0 | 5.5185e-06 |  | 9.3718e-05 | 0 | 9.3718e-05 | 4.6859e-05 | 0 | 4.6859e-05 | 0 | 0 | 0 | [16 empty] | 7.3.1.3 Ignition probability mapping showing the probability of ignition along the electric lines and equipmentWLDFRAggregatedAggregated | WLDFR | HFTD - Distribution - Tier 2 - 2QU CoRE ¦ 2QU LoRE | Non-Red Flag Warning - Destructive Fires | Aggregated | Aggregated | 2051 | 5.5193e-06 | 0 | 501.7453 | 0.0027693 | 2051 | Mitigation | 0.08575 | 30 | 0 | esc | 0 | 0 | 0 | 0 | 0.0015435 | 8.5191e-09
[35 empty] | 7.3.1.3 Ignition probability mapping showing the probability of ignition along the electric lines and equipment | WLDFR | HFTD - Distribution - Tier 2 - 1QU CoRE ¦ 5QU LoRE | 2028 | 0.62275 | 0.016555 | 14.6371 | 0 | 14.6371 | 0.010305 | 9.1109 | 0 | 9.1109 | 0.023332 | 20.6286 | 0 | 20.6286 | 0.024502 | 21.663 | 0 | 21.663 | 9.1152 | 5.6738 | 12.8464 | 13.4906 | 0.023332 | 0.01453 | 20.6286 | 12.8464 | 0 | 0 | 20.6286 | 12.8464 | [11 empty] | WLDFR | HFTD - Distribution - Tier 2 - 2QU CoRE ¦ 2QU LoRE | Non-Red Flag Warning - Catastrophic Fires | 2022 | 6.625e-09 | 3.3125e-09 | 8.5178e-09 | 14146.1306 | 222.2294 | 8585.7228 | 5338.1784 | 0 | 0 | 0 | 5.5185e-06 |  | 9.3718e-05 | 0 | 9.3718e-05 | 4.6859e-05 | 0 | 4.6859e-05 | 0.00012049 | 0 | 0.00012049 | [16 empty] | 7.3.1.3 Ignition probability mapping showing the probability of ignition along the electric lines and equipmentWLDFRAggregatedAggregated | WLDFR | HFTD - Distribution - Tier 2 - 2QU CoRE ¦ 2QU LoRE | Non-Red Flag Warning - Large Fires | Aggregated | Aggregated | 2021 | 4.0038e-05 | 0 | 501.7453 | 0.020089 | 2021 | Mitigation | 0.08575 | 30 | 0 | esc | 0.0012005 | 4.8066e-08 | 0.00060025 | 2.4033e-08 | 0 | 0
[35 empty] | 7.3.1.3 Ignition probability mapping showing the probability of ignition along the electric lines and equipment | WLDFR | HFTD - Distribution - Tier 2 - 1QU CoRE ¦ 5QU LoRE | 2029 | 0.58201 | 0.016555 | 14.6371 | 0 | 14.6371 | 0.010305 | 9.1109 | 0 | 9.1109 | 0.023332 | 20.6286 | 0 | 20.6286 | 0.024502 | 21.663 | 0 | 21.663 | 8.5189 | 5.3026 | 12.006 | 12.6081 | 0.023332 | 0.01358 | 20.6286 | 12.006 | 0 | 0 | 20.6286 | 12.006 | [11 empty] | WLDFR | HFTD - Distribution - Tier 2 - 2QU CoRE ¦ 2QU LoRE | Non-Red Flag Warning - Catastrophic Fires | 2023 | 6.625e-09 | 3.3125e-09 | 8.5178e-09 | 14664.6376 | 233.2301 | 8896.516 | 5534.8915 | 0 | 0 | 0 | 5.5185e-06 |  | 9.7153e-05 | 0 | 9.7153e-05 | 4.8576e-05 | 0 | 4.8576e-05 | 0.00012491 | 0 | 0.00012491 | [16 empty] | 7.3.1.3 Ignition probability mapping showing the probability of ignition along the electric lines and equipmentWLDFRAggregatedAggregated | WLDFR | HFTD - Distribution - Tier 2 - 2QU CoRE ¦ 2QU LoRE | Non-Red Flag Warning - Large Fires | Aggregated | Aggregated | 2022 | 4.0038e-05 | 0 | 501.7453 | 0.020089 | 2022 | Mitigation | 0.08575 | 30 | 0 | esc | 0.0012005 | 4.8066e-08 | 0.00060025 | 2.4033e-08 | 0.0015435 | 6.1799e-08
[35 empty] | 7.3.1.3 Ignition probability mapping showing the probability of ignition along the electric lines and equipment | WLDFR | HFTD - Distribution - Tier 2 - 1QU CoRE ¦ 5QU LoRE | 2030 | 0.54393 | 0.016555 | 14.6371 | 0 | 14.6371 | 0.010305 | 9.1109 | 0 | 9.1109 | 0.023332 | 20.6286 | 0 | 20.6286 | 0.024502 | 21.663 | 0 | 21.663 | 7.9616 | 4.9557 | 11.2206 | 11.7832 | 0.023332 | 0.012691 | 20.6286 | 11.2206 | 0 | 0 | 20.6286 | 11.2206 | [11 empty] | WLDFR | HFTD - Distribution - Tier 2 - 2QU CoRE ¦ 2QU LoRE | Non-Red Flag Warning - Catastrophic Fires | 2024 | 6.625e-09 | 3.3125e-09 | 8.5178e-09 | 14664.6376 | 233.2301 | 8896.516 | 5534.8915 | 0 | 0 | 0 | 5.5185e-06 |  | 9.7153e-05 | 0 | 9.7153e-05 | 4.8576e-05 | 0 | 4.8576e-05 | 0.00012491 | 0 | 0.00012491 | [16 empty] | 7.3.1.3 Ignition probability mapping showing the probability of ignition along the electric lines and equipmentWLDFRAggregatedAggregated | WLDFR | HFTD - Distribution - Tier 2 - 2QU CoRE ¦ 2QU LoRE | Non-Red Flag Warning - Large Fires | Aggregated | Aggregated | 2023 | 4.0038e-05 | 0 | 501.7453 | 0.020089 | 2023 | Mitigation | 0.08575 | 30 | 0 | esc | 0.0012005 | 4.8066e-08 | 0.00060025 | 2.4033e-08 | 0.0015435 | 6.1799e-08
[35 empty] | 7.3.1.3 Ignition probability mapping showing the probability of ignition along the electric lines and equipment | WLDFR | HFTD - Distribution - Tier 2 - 1QU CoRE ¦ 5QU LoRE | 2031 | 0.50835 | 0.016555 | 14.6371 | 0 | 14.6371 | 0.010305 | 9.1109 | 0 | 9.1109 | 0.023332 | 20.6286 | 0 | 20.6286 | 0.024502 | 21.663 | 0 | 21.663 | 7.4407 | 4.6315 | 10.4865 | 11.0124 | 0.023332 | 0.011861 | 20.6286 | 10.4865 | 0 | 0 | 20.6286 | 10.4865 | [11 empty] | WLDFR | HFTD - Distribution - Tier 2 - 2QU CoRE ¦ 2QU LoRE | Non-Red Flag Warning - Catastrophic Fires | 2025 | 6.625e-09 | 3.3125e-09 | 8.5178e-09 | 14664.6376 | 233.2301 | 8896.516 | 5534.8915 | 0 | 0 | 0 | 5.5185e-06 |  | 9.7153e-05 | 0 | 9.7153e-05 | 4.8576e-05 | 0 | 4.8576e-05 | 0.00012491 | 0 | 0.00012491 | [16 empty] | 7.3.1.3 Ignition probability mapping showing the probability of ignition along the electric lines and equipmentWLDFRAggregatedAggregated | WLDFR | HFTD - Distribution - Tier 2 - 2QU CoRE ¦ 2QU LoRE | Non-Red Flag Warning - Large Fires | Aggregated | Aggregated | 2024 | 4.0038e-05 | 0 | 501.7453 | 0.020089 | 2024 | Mitigation | 0.08575 | 30 | 0 | esc | 0.0012005 | 4.8066e-08 | 0.00060025 | 2.4033e-08 | 0.0015435 | 6.1799e-08
[35 empty] | 7.3.1.3 Ignition probability mapping showing the probability of ignition along the electric lines and equipment | WLDFR | HFTD - Distribution - Tier 2 - 1QU CoRE ¦ 5QU LoRE | 2032 | 0.47509 | 0.016555 | 14.6371 | 0 | 14.6371 | 0.010305 | 9.1109 | 0 | 9.1109 | 0.023332 | 20.6286 | 0 | 20.6286 | 0.024502 | 21.663 | 0 | 21.663 | 6.954 | 4.3285 | 9.8005 | 10.2919 | 0.023332 | 0.011085 | 20.6286 | 9.8005 | 0 | 0 | 20.6286 | 9.8005 | [11 empty] | WLDFR | HFTD - Distribution - Tier 2 - 2QU CoRE ¦ 2QU LoRE | Non-Red Flag Warning - Catastrophic Fires | 2026 | 6.625e-09 | 3.3125e-09 | 8.5178e-09 | 14664.6376 | 233.2301 | 8896.516 | 5534.8915 | 0 | 0 | 0 | 5.5185e-06 |  | 9.7153e-05 | 0 | 9.7153e-05 | 4.8576e-05 | 0 | 4.8576e-05 | 0.00012491 | 0 | 0.00012491 | [16 empty] | 7.3.1.3 Ignition probability mapping showing the probability of ignition along the electric lines and equipmentWLDFRAggregatedAggregated | WLDFR | HFTD - Distribution - Tier 2 - 2QU CoRE ¦ 2QU LoRE | Non-Red Flag Warning - Large Fires | Aggregated | Aggregated | 2025 | 4.0038e-05 | 0 | 501.7453 | 0.020089 | 2025 | Mitigation | 0.08575 | 30 | 0 | esc | 0.0012005 | 4.8066e-08 | 0.00060025 | 2.4033e-08 | 0.0015435 | 6.1799e-08
[35 empty] | 7.3.1.3 Ignition probability mapping showing the probability of ignition along the electric lines and equipment | WLDFR | HFTD - Distribution - Tier 2 - 1QU CoRE ¦ 5QU LoRE | 2033 | 0.44401 | 0.016555 | 15.3306 | 0 | 15.3306 | 0.010305 | 9.5426 | 0 | 9.5426 | 0.023332 | 21.6061 | 0 | 21.6061 | 0.024502 | 22.6895 | 0 | 22.6895 | 6.807 | 4.237 | 9.5934 | 10.0744 | 0.023332 | 0.01036 | 21.6061 | 9.5934 | 0 | 0 | 21.6061 | 9.5934 | [11 empty] | WLDFR | HFTD - Distribution - Tier 2 - 2QU CoRE ¦ 2QU LoRE | Non-Red Flag Warning - Catastrophic Fires | 2027 | 6.625e-09 | 3.3125e-09 | 8.5178e-09 | 14664.6376 | 233.2301 | 8896.516 | 5534.8915 | 0 | 0 | 0 | 5.5185e-06 |  | 9.7153e-05 | 0 | 9.7153e-05 | 4.8576e-05 | 0 | 4.8576e-05 | 0.00012491 | 0 | 0.00012491 | [16 empty] | 7.3.1.3 Ignition probability mapping showing the probability of ignition along the electric lines and equipmentWLDFRAggregatedAggregated | WLDFR | HFTD - Distribution - Tier 2 - 2QU CoRE ¦ 2QU LoRE | Non-Red Flag Warning - Large Fires | Aggregated | Aggregated | 2026 | 4.0038e-05 | 0 | 501.7453 | 0.020089 | 2026 | Mitigation | 0.08575 | 30 | 0 | esc | 0.0012005 | 4.8066e-08 | 0.00060025 | 2.4033e-08 | 0.0015435 | 6.1799e-08
[35 empty] | 7.3.1.3 Ignition probability mapping showing the probability of ignition along the electric lines and equipment | WLDFR | HFTD - Distribution - Tier 2 - 1QU CoRE ¦ 5QU LoRE | 2034 | 0.41496 | 0.016555 | 15.3306 | 0 | 15.3306 | 0.010305 | 9.5426 | 0 | 9.5426 | 0.023332 | 21.6061 | 0 | 21.6061 | 0.024502 | 22.6895 | 0 | 22.6895 | 6.3617 | 3.9598 | 8.9658 | 9.4153 | 0.023332 | 0.0096821 | 21.6061 | 8.9658 | 0 | 0 | 21.6061 | 8.9658 | [11 empty] | WLDFR | HFTD - Distribution - Tier 2 - 2QU CoRE ¦ 2QU LoRE | Non-Red Flag Warning - Catastrophic Fires | 2028 | 6.625e-09 | 3.3125e-09 | 8.5178e-09 | 15317.9909 | 247.273 | 9287.6491 | 5783.0689 | 0 | 0 | 0 | 5.5185e-06 |  | 0.00010148 | 0 | 0.00010148 | 5.0741e-05 | 0 | 5.0741e-05 | 0.00013048 | 0 | 0.00013048 | [16 empty] | 7.3.1.3 Ignition probability mapping showing the probability of ignition along the electric lines and equipmentWLDFRAggregatedAggregated | WLDFR | HFTD - Distribution - Tier 2 - 2QU CoRE ¦ 2QU LoRE | Non-Red Flag Warning - Large Fires | Aggregated | Aggregated | 2027 | 4.0038e-05 | 0 | 501.7453 | 0.020089 | 2027 | Mitigation | 0.08575 | 30 | 0 | esc | 0.0012005 | 4.8066e-08 | 0.00060025 | 2.4033e-08 | 0.0015435 | 6.1799e-08
[35 empty] | 7.3.1.3 Ignition probability mapping showing the probability of ignition along the electric lines and equipment | WLDFR | HFTD - Distribution - Tier 2 - 1QU CoRE ¦ 5QU LoRE | 2035 | 0.38782 | 0.016555 | 15.3306 | 0 | 15.3306 | 0.010305 | 9.5426 | 0 | 9.5426 | 0.023332 | 21.6061 | 0 | 21.6061 | 0.024502 | 22.6895 | 0 | 22.6895 | 5.9455 | 3.7008 | 8.3792 | 8.7994 | 0.023332 | 0.0090487 | 21.6061 | 8.3792 | 0 | 0 | 21.6061 | 8.3792 | [11 empty] | WLDFR | HFTD - Distribution - Tier 2 - 2QU CoRE ¦ 2QU LoRE | Non-Red Flag Warning - Catastrophic Fires | 2029 | 6.625e-09 | 3.3125e-09 | 8.5178e-09 | 15317.9909 | 247.273 | 9287.6491 | 5783.0689 | 0 | 0 | 0 | 5.5185e-06 |  | 0.00010148 | 0 | 0.00010148 | 5.0741e-05 | 0 | 5.0741e-05 | 0.00013048 | 0 | 0.00013048 | [16 empty] | 7.3.1.3 Ignition probability mapping showing the probability of ignition along the electric lines and equipmentWLDFRAggregatedAggregated | WLDFR | HFTD - Distribution - Tier 2 - 2QU CoRE ¦ 2QU LoRE | Non-Red Flag Warning - Large Fires | Aggregated | Aggregated | 2028 | 4.0038e-05 | 0 | 501.7453 | 0.020089 | 2028 | Mitigation | 0.08575 | 30 | 0 | esc | 0.0012005 | 4.8066e-08 | 0.00060025 | 2.4033e-08 | 0.0015435 | 6.1799e-08
[35 empty] | 7.3.1.3 Ignition probability mapping showing the probability of ignition along the electric lines and equipment | WLDFR | HFTD - Distribution - Tier 2 - 1QU CoRE ¦ 5QU LoRE | 2036 | 0.36245 | 0.016555 | 15.3306 | 0 | 15.3306 | 0.010305 | 9.5426 | 0 | 9.5426 | 0.023332 | 21.6061 | 0 | 21.6061 | 0.024502 | 22.6895 | 0 | 22.6895 | 5.5565 | 3.4587 | 7.831 | 8.2237 | 0.023332 | 0.0084567 | 21.6061 | 7.831 | 0 | 0 | 21.6061 | 7.831 | [11 empty] | WLDFR | HFTD - Distribution - Tier 2 - 2QU CoRE ¦ 2QU LoRE | Non-Red Flag Warning - Catastrophic Fires | 2030 | 6.625e-09 | 3.3125e-09 | 8.5178e-09 | 15317.9909 | 247.273 | 9287.6491 | 5783.0689 | 0 | 0 | 0 | 5.5185e-06 |  | 0.00010148 | 0 | 0.00010148 | 5.0741e-05 | 0 | 5.0741e-05 | 0.00013048 | 0 | 0.00013048 | [16 empty] | 7.3.1.3 Ignition probability mapping showing the probability of ignition along the electric lines and equipmentWLDFRAggregatedAggregated | WLDFR | HFTD - Distribution - Tier 2 - 2QU CoRE ¦ 2QU LoRE | Non-Red Flag Warning - Large Fires | Aggregated | Aggregated | 2029 | 4.0038e-05 | 0 | 501.7453 | 0.020089 | 2029 | Mitigation | 0.08575 | 30 | 0 | esc | 0.0012005 | 4.8066e-08 | 0.00060025 | 2.4033e-08 | 0.0015435 | 6.1799e-08
[35 empty] | 7.3.1.3 Ignition probability mapping showing the probability of ignition along the electric lines and equipment | WLDFR | HFTD - Distribution - Tier 2 - 1QU CoRE ¦ 5QU LoRE | 2037 | 0.33873 | 0.016555 | 15.3306 | 0 | 15.3306 | 0.010305 | 9.5426 | 0 | 9.5426 | 0.023332 | 21.6061 | 0 | 21.6061 | 0.024502 | 22.6895 | 0 | 22.6895 | 5.193 | 3.2324 | 7.3187 | 7.6857 | 0.023332 | 0.0079034 | 21.6061 | 7.3187 | 0 | 0 | 21.6061 | 7.3187 | [11 empty] | WLDFR | HFTD - Distribution - Tier 2 - 2QU CoRE ¦ 2QU LoRE | Non-Red Flag Warning - Catastrophic Fires | 2031 | 6.625e-09 | 3.3125e-09 | 8.5178e-09 | 15317.9909 | 247.273 | 9287.6491 | 5783.0689 | 0 | 0 | 0 | 5.5185e-06 |  | 0.00010148 | 0 | 0.00010148 | 5.0741e-05 | 0 | 5.0741e-05 | 0.00013048 | 0 | 0.00013048 | [16 empty] | 7.3.1.3 Ignition probability mapping showing the probability of ignition along the electric lines and equipmentWLDFRAggregatedAggregated | WLDFR | HFTD - Distribution - Tier 2 - 2QU CoRE ¦ 2QU LoRE | Non-Red Flag Warning - Large Fires | Aggregated | Aggregated | 2030 | 4.0038e-05 | 0 | 501.7453 | 0.020089 | 2030 | Mitigation | 0.08575 | 30 | 0 | esc | 0.0012005 | 4.8066e-08 | 0.00060025 | 2.4033e-08 | 0.0015435 | 6.1799e-08
[35 empty] | 7.3.1.3 Ignition probability mapping showing the probability of ignition along the electric lines and equipment | WLDFR | HFTD - Distribution - Tier 2 - 1QU CoRE ¦ 5QU LoRE | 2038 | 0.31657 | 0.016555 | 16.0835 | 0 | 16.0835 | 0.010305 | 10.0112 | 0 | 10.0112 | 0.023332 | 22.6671 | 0 | 22.6671 | 0.024502 | 23.8038 | 0 | 23.8038 | 5.0916 | 3.1693 | 7.1758 | 7.5357 | 0.023332 | 0.0073864 | 22.6671 | 7.1758 | 0 | 0 | 22.6671 | 7.1758 | [11 empty] | WLDFR | HFTD - Distribution - Tier 2 - 2QU CoRE ¦ 2QU LoRE | Non-Red Flag Warning - Catastrophic Fires | 2032 | 6.625e-09 | 3.3125e-09 | 8.5178e-09 | 15317.9909 | 247.273 | 9287.6491 | 5783.0689 | 0 | 0 | 0 | 5.5185e-06 |  | 0.00010148 | 0 | 0.00010148 | 5.0741e-05 | 0 | 5.0741e-05 | 0.00013048 | 0 | 0.00013048 | [16 empty] | 7.3.1.3 Ignition probability mapping showing the probability of ignition along the electric lines and equipmentWLDFRAggregatedAggregated | WLDFR | HFTD - Distribution - Tier 2 - 2QU CoRE ¦ 2QU LoRE | Non-Red Flag Warning - Large Fires | Aggregated | Aggregated | 2031 | 4.0038e-05 | 0 | 501.7453 | 0.020089 | 2031 | Mitigation | 0.08575 | 30 | 0 | esc | 0.0012005 | 4.8066e-08 | 0.00060025 | 2.4033e-08 | 0.0015435 | 6.1799e-08
[35 empty] | 7.3.1.3 Ignition probability mapping showing the probability of ignition along the electric lines and equipment | WLDFR | HFTD - Distribution - Tier 2 - 1QU CoRE ¦ 5QU LoRE | 2039 | 0.29586 | 0.016555 | 16.0835 | 0 | 16.0835 | 0.010305 | 10.0112 | 0 | 10.0112 | 0.023332 | 22.6671 | 0 | 22.6671 | 0.024502 | 23.8038 | 0 | 23.8038 | 4.7585 | 2.962 | 6.7064 | 7.0427 | 0.023332 | 0.0069032 | 22.6671 | 6.7064 | 0 | 0 | 22.6671 | 6.7064 | [11 empty] | WLDFR | HFTD - Distribution - Tier 2 - 2QU CoRE ¦ 2QU LoRE | Non-Red Flag Warning - Catastrophic Fires | 2033 | 6.625e-09 | 3.3125e-09 | 8.5178e-09 | 16044.1264 | 263.1074 | 9721.74 | 6059.2791 | 0 | 0 | 0 | 5.5185e-06 |  | 0.00010629 | 0 | 0.00010629 | 5.3146e-05 | 0 | 5.3146e-05 | 0.00013666 | 0 | 0.00013666 | [16 empty] | 7.3.1.3 Ignition probability mapping showing the probability of ignition along the electric lines and equipmentWLDFRAggregatedAggregated | WLDFR | HFTD - Distribution - Tier 2 - 2QU CoRE ¦ 2QU LoRE | Non-Red Flag Warning - Large Fires | Aggregated | Aggregated | 2032 | 4.0038e-05 | 0 | 501.7453 | 0.020089 | 2032 | Mitigation | 0.08575 | 30 | 0 | esc | 0.0012005 | 4.8066e-08 | 0.00060025 | 2.4033e-08 | 0.0015435 | 6.1799e-08
[35 empty] | 7.3.1.3 Ignition probability mapping showing the probability of ignition along the electric lines and equipment | WLDFR | HFTD - Distribution - Tier 2 - 1QU CoRE ¦ 5QU LoRE | 2040 | 0.27651 | 0.016555 | 16.0835 | 0 | 16.0835 | 0.010305 | 10.0112 | 0 | 10.0112 | 0.023332 | 22.6671 | 0 | 22.6671 | 0.024502 | 23.8038 | 0 | 23.8038 | 4.4472 | 2.7682 | 6.2677 | 6.5819 | 0.023332 | 0.0064516 | 22.6671 | 6.2677 | 0 | 0 | 22.6671 | 6.2677 | [11 empty] | WLDFR | HFTD - Distribution - Tier 2 - 2QU CoRE ¦ 2QU LoRE | Non-Red Flag Warning - Catastrophic Fires | 2034 | 6.625e-09 | 3.3125e-09 | 8.5178e-09 | 16044.1264 | 263.1074 | 9721.74 | 6059.2791 | 0 | 0 | 0 | 5.5185e-06 |  | 0.00010629 | 0 | 0.00010629 | 5.3146e-05 | 0 | 5.3146e-05 | 0.00013666 | 0 | 0.00013666 | [16 empty] | 7.3.1.3 Ignition probability mapping showing the probability of ignition along the electric lines and equipmentWLDFRAggregatedAggregated | WLDFR | HFTD - Distribution - Tier 2 - 2QU CoRE ¦ 2QU LoRE | Non-Red Flag Warning - Large Fires | Aggregated | Aggregated | 2033 | 4.0038e-05 | 0 | 501.7453 | 0.020089 | 2033 | Mitigation | 0.08575 | 30 | 0 | esc | 0.0012005 | 4.8066e-08 | 0.00060025 | 2.4033e-08 | 0.0015435 | 6.1799e-08
[35 empty] | 7.3.1.3 Ignition probability mapping showing the probability of ignition along the electric lines and equipment | WLDFR | HFTD - Distribution - Tier 2 - 1QU CoRE ¦ 5QU LoRE | 2041 | 0.25842 | 0.016555 | 16.0835 | 0 | 16.0835 | 0.010305 | 10.0112 | 0 | 10.0112 | 0.023332 | 22.6671 | 0 | 22.6671 | 0.024502 | 23.8038 | 0 | 23.8038 | 4.1563 | 2.5871 | 5.8576 | 6.1513 | 0.023332 | 0.0060295 | 22.6671 | 5.8576 | 0 | 0 | 22.6671 | 5.8576 | [11 empty] | WLDFR | HFTD - Distribution - Tier 2 - 2QU CoRE ¦ 2QU LoRE | Non-Red Flag Warning - Catastrophic Fires | 2035 | 6.625e-09 | 3.3125e-09 | 8.5178e-09 | 16044.1264 | 263.1074 | 9721.74 | 6059.2791 | 0 | 0 | 0 | 5.5185e-06 |  | 0.00010629 | 0 | 0.00010629 | 5.3146e-05 | 0 | 5.3146e-05 | 0.00013666 | 0 | 0.00013666 | [16 empty] | 7.3.1.3 Ignition probability mapping showing the probability of ignition along the electric lines and equipmentWLDFRAggregatedAggregated | WLDFR | HFTD - Distribution - Tier 2 - 2QU CoRE ¦ 2QU LoRE | Non-Red Flag Warning - Large Fires | Aggregated | Aggregated | 2034 | 4.0038e-05 | 0 | 501.7453 | 0.020089 | 2034 | Mitigation | 0.08575 | 30 | 0 | esc | 0.0012005 | 4.8066e-08 | 0.00060025 | 2.4033e-08 | 0.0015435 | 6.1799e-08
[35 empty] | 7.3.1.3 Ignition probability mapping showing the probability of ignition along the electric lines and equipment | WLDFR | HFTD - Distribution - Tier 2 - 1QU CoRE ¦ 5QU LoRE | 2042 | 0.24151 | 0.016555 | 16.0835 | 0 | 16.0835 | 0.010305 | 10.0112 | 0 | 10.0112 | 0.023332 | 22.6671 | 0 | 22.6671 | 0.024502 | 23.8038 | 0 | 23.8038 | 3.8844 | 2.4178 | 5.4744 | 5.7489 | 0.023332 | 0.005635 | 22.6671 | 5.4744 | 0 | 0 | 22.6671 | 5.4744 | [11 empty] | WLDFR | HFTD - Distribution - Tier 2 - 2QU CoRE ¦ 2QU LoRE | Non-Red Flag Warning - Catastrophic Fires | 2036 | 6.625e-09 | 3.3125e-09 | 8.5178e-09 | 16044.1264 | 263.1074 | 9721.74 | 6059.2791 | 0 | 0 | 0 | 5.5185e-06 |  | 0.00010629 | 0 | 0.00010629 | 5.3146e-05 | 0 | 5.3146e-05 | 0.00013666 | 0 | 0.00013666 | [16 empty] | 7.3.1.3 Ignition probability mapping showing the probability of ignition along the electric lines and equipmentWLDFRAggregatedAggregated | WLDFR | HFTD - Distribution - Tier 2 - 2QU CoRE ¦ 2QU LoRE | Non-Red Flag Warning - Large Fires | Aggregated | Aggregated | 2035 | 4.0038e-05 | 0 | 501.7453 | 0.020089 | 2035 | Mitigation | 0.08575 | 30 | 0 | esc | 0.0012005 | 4.8066e-08 | 0.00060025 | 2.4033e-08 | 0.0015435 | 6.1799e-08
[35 empty] | 7.3.1.3 Ignition probability mapping showing the probability of ignition along the electric lines and equipment | WLDFR | HFTD - Distribution - Tier 2 - 1QU CoRE ¦ 5QU LoRE | 2043 | 0.22571 | 0.016555 | 16.8854 | 0 | 16.8854 | 0.010305 | 10.5104 | 0 | 10.5104 | 0.023332 | 23.7973 | 0 | 23.7973 | 0.024502 | 24.9906 | 0 | 24.9906 | 3.8113 | 2.3723 | 5.3714 | 5.6407 | 0.023332 | 0.0052664 | 23.7973 | 5.3714 | 0 | 0 | 23.7973 | 5.3714 | [11 empty] | WLDFR | HFTD - Distribution - Tier 2 - 2QU CoRE ¦ 2QU LoRE | Non-Red Flag Warning - Catastrophic Fires | 2037 | 6.625e-09 | 3.3125e-09 | 8.5178e-09 | 16044.1264 | 263.1074 | 9721.74 | 6059.2791 | 0 | 0 | 0 | 5.5185e-06 |  | 0.00010629 | 0 | 0.00010629 | 5.3146e-05 | 0 | 5.3146e-05 | 0.00013666 | 0 | 0.00013666 | [16 empty] | 7.3.1.3 Ignition probability mapping showing the probability of ignition along the electric lines and equipmentWLDFRAggregatedAggregated | WLDFR | HFTD - Distribution - Tier 2 - 2QU CoRE ¦ 2QU LoRE | Non-Red Flag Warning - Large Fires | Aggregated | Aggregated | 2036 | 4.0038e-05 | 0 | 501.7453 | 0.020089 | 2036 | Mitigation | 0.08575 | 30 | 0 | esc | 0.0012005 | 4.8066e-08 | 0.00060025 | 2.4033e-08 | 0.0015435 | 6.1799e-08
[35 empty] | 7.3.1.3 Ignition probability mapping showing the probability of ignition along the electric lines and equipment | WLDFR | HFTD - Distribution - Tier 2 - 1QU CoRE ¦ 5QU LoRE | 2044 | 0.21095 | 0.016555 | 16.8854 | 0 | 16.8854 | 0.010305 | 10.5104 | 0 | 10.5104 | 0.023332 | 23.7973 | 0 | 23.7973 | 0.024502 | 24.9906 | 0 | 24.9906 | 3.5619 | 2.2171 | 5.02 | 5.2717 | 0.023332 | 0.0049219 | 23.7973 | 5.02 | 0 | 0 | 23.7973 | 5.02 | [11 empty] | WLDFR | HFTD - Distribution - Tier 2 - 2QU CoRE ¦ 2QU LoRE | Non-Red Flag Warning - Catastrophic Fires | 2038 | 6.625e-09 | 3.3125e-09 | 8.5178e-09 | 16832.3912 | 280.5544 | 10192.2718 | 6359.5651 | 0 | 0 | 0 | 5.5185e-06 |  | 0.00011151 | 0 | 0.00011151 | 5.5757e-05 | 0 | 5.5757e-05 | 0.00014337 | 0 | 0.00014337 | [16 empty] | 7.3.1.3 Ignition probability mapping showing the probability of ignition along the electric lines and equipmentWLDFRAggregatedAggregated | WLDFR | HFTD - Distribution - Tier 2 - 2QU CoRE ¦ 2QU LoRE | Non-Red Flag Warning - Large Fires | Aggregated | Aggregated | 2037 | 4.0038e-05 | 0 | 501.7453 | 0.020089 | 2037 | Mitigation | 0.08575 | 30 | 0 | esc | 0.0012005 | 4.8066e-08 | 0.00060025 | 2.4033e-08 | 0.0015435 | 6.1799e-08
[35 empty] | 7.3.1.3 Ignition probability mapping showing the probability of ignition along the electric lines and equipment | WLDFR | HFTD - Distribution - Tier 2 - 1QU CoRE ¦ 5QU LoRE | 2045 | 0.19715 | 0.016555 | 16.8854 | 0 | 16.8854 | 0.010305 | 10.5104 | 0 | 10.5104 | 0.023332 | 23.7973 | 0 | 23.7973 | 0.024502 | 24.9906 | 0 | 24.9906 | 3.3289 | 2.0721 | 4.6916 | 4.9268 | 0.023332 | 0.0045999 | 23.7973 | 4.6916 | 0 | 0 | 23.7973 | 4.6916 | [11 empty] | WLDFR | HFTD - Distribution - Tier 2 - 2QU CoRE ¦ 2QU LoRE | Non-Red Flag Warning - Catastrophic Fires | 2039 | 6.625e-09 | 3.3125e-09 | 8.5178e-09 | 16832.3912 | 280.5544 | 10192.2718 | 6359.5651 | 0 | 0 | 0 | 5.5185e-06 |  | 0.00011151 | 0 | 0.00011151 | 5.5757e-05 | 0 | 5.5757e-05 | 0.00014337 | 0 | 0.00014337 | [16 empty] | 7.3.1.3 Ignition probability mapping showing the probability of ignition along the electric lines and equipmentWLDFRAggregatedAggregated | WLDFR | HFTD - Distribution - Tier 2 - 2QU CoRE ¦ 2QU LoRE | Non-Red Flag Warning - Large Fires | Aggregated | Aggregated | 2038 | 4.0038e-05 | 0 | 501.7453 | 0.020089 | 2038 | Mitigation | 0.08575 | 30 | 0 | esc | 0.0012005 | 4.8066e-08 | 0.00060025 | 2.4033e-08 | 0.0015435 | 6.1799e-08
[35 empty] | 7.3.1.3 Ignition probability mapping showing the probability of ignition along the electric lines and equipment | WLDFR | HFTD - Distribution - Tier 2 - 1QU CoRE ¦ 5QU LoRE | 2046 | 0.18425 | 0.016555 | 16.8854 | 0 | 16.8854 | 0.010305 | 10.5104 | 0 | 10.5104 | 0.023332 | 23.7973 | 0 | 23.7973 | 0.024502 | 24.9906 | 0 | 24.9906 | 3.1111 | 1.9365 | 4.3846 | 4.6045 | 0.023332 | 0.004299 | 23.7973 | 4.3846 | 0 | 0 | 23.7973 | 4.3846 | [11 empty] | WLDFR | HFTD - Distribution - Tier 2 - 2QU CoRE ¦ 2QU LoRE | Non-Red Flag Warning - Catastrophic Fires | 2040 | 6.625e-09 | 3.3125e-09 | 8.5178e-09 | 16832.3912 | 280.5544 | 10192.2718 | 6359.5651 | 0 | 0 | 0 | 5.5185e-06 |  | 0.00011151 | 0 | 0.00011151 | 5.5757e-05 | 0 | 5.5757e-05 | 0.00014337 | 0 | 0.00014337 | [16 empty] | 7.3.1.3 Ignition probability mapping showing the probability of ignition along the electric lines and equipmentWLDFRAggregatedAggregated | WLDFR | HFTD - Distribution - Tier 2 - 2QU CoRE ¦ 2QU LoRE | Non-Red Flag Warning - Large Fires | Aggregated | Aggregated | 2039 | 4.0038e-05 | 0 | 501.7453 | 0.020089 | 2039 | Mitigation | 0.08575 | 30 | 0 | esc | 0.0012005 | 4.8066e-08 | 0.00060025 | 2.4033e-08 | 0.0015435 | 6.1799e-08
[35 empty] | 7.3.1.3 Ignition probability mapping showing the probability of ignition along the electric lines and equipment | WLDFR | HFTD - Distribution - Tier 2 - 1QU CoRE ¦ 5QU LoRE | 2047 | 0.1722 | 0.016555 | 16.8854 | 0 | 16.8854 | 0.010305 | 10.5104 | 0 | 10.5104 | 0.023332 | 23.7973 | 0 | 23.7973 | 0.024502 | 24.9906 | 0 | 24.9906 | 2.9076 | 1.8098 | 4.0978 | 4.3033 | 0.023332 | 0.0040177 | 23.7973 | 4.0978 | 0 | 0 | 23.7973 | 4.0978 | [11 empty] | WLDFR | HFTD - Distribution - Tier 2 - 2QU CoRE ¦ 2QU LoRE | Non-Red Flag Warning - Catastrophic Fires | 2041 | 6.625e-09 | 3.3125e-09 | 8.5178e-09 | 16832.3912 | 280.5544 | 10192.2718 | 6359.5651 | 0 | 0 | 0 | 5.5185e-06 |  | 0.00011151 | 0 | 0.00011151 | 5.5757e-05 | 0 | 5.5757e-05 | 0.00014337 | 0 | 0.00014337 | [16 empty] | 7.3.1.3 Ignition probability mapping showing the probability of ignition along the electric lines and equipmentWLDFRAggregatedAggregated | WLDFR | HFTD - Distribution - Tier 2 - 2QU CoRE ¦ 2QU LoRE | Non-Red Flag Warning - Large Fires | Aggregated | Aggregated | 2040 | 4.0038e-05 | 0 | 501.7453 | 0.020089 | 2040 | Mitigation | 0.08575 | 30 | 0 | esc | 0.0012005 | 4.8066e-08 | 0.00060025 | 2.4033e-08 | 0.0015435 | 6.1799e-08
[35 empty] | 7.3.1.3 Ignition probability mapping showing the probability of ignition along the electric lines and equipment | WLDFR | HFTD - Distribution - Tier 2 - 1QU CoRE ¦ 5QU LoRE | 2048 | 0.16093 | 0.016555 | 17.726 | 0 | 17.726 | 0.010305 | 11.0336 | 0 | 11.0336 | 0.023332 | 24.982 | 0 | 24.982 | 0.024502 | 26.2347 | 0 | 26.2347 | 2.8527 | 1.7756 | 4.0204 | 4.222 | 0.023332 | 0.0037549 | 24.982 | 4.0204 | 0 | 0 | 24.982 | 4.0204 | [11 empty] | WLDFR | HFTD - Distribution - Tier 2 - 2QU CoRE ¦ 2QU LoRE | Non-Red Flag Warning - Catastrophic Fires | 2042 | 6.625e-09 | 3.3125e-09 | 8.5178e-09 | 16832.3912 | 280.5544 | 10192.2718 | 6359.5651 | 0 | 0 | 0 | 5.5185e-06 |  | 0.00011151 | 0 | 0.00011151 | 5.5757e-05 | 0 | 5.5757e-05 | 0.00014337 | 0 | 0.00014337 | [16 empty] | 7.3.1.3 Ignition probability mapping showing the probability of ignition along the electric lines and equipmentWLDFRAggregatedAggregated | WLDFR | HFTD - Distribution - Tier 2 - 2QU CoRE ¦ 2QU LoRE | Non-Red Flag Warning - Large Fires | Aggregated | Aggregated | 2041 | 4.0038e-05 | 0 | 501.7453 | 0.020089 | 2041 | Mitigation | 0.08575 | 30 | 0 | esc | 0.0012005 | 4.8066e-08 | 0.00060025 | 2.4033e-08 | 0.0015435 | 6.1799e-08
[35 empty] | 7.3.1.3 Ignition probability mapping showing the probability of ignition along the electric lines and equipment | WLDFR | HFTD - Distribution - Tier 2 - 1QU CoRE ¦ 5QU LoRE | 2049 | 0.1504 | 0.016555 | 17.726 | 0 | 17.726 | 0.010305 | 11.0336 | 0 | 11.0336 | 0.023332 | 24.982 | 0 | 24.982 | 0.024502 | 26.2347 | 0 | 26.2347 | 2.666 | 1.6595 | 3.7573 | 3.9458 | 0.023332 | 0.0035092 | 24.982 | 3.7573 | 0 | 0 | 24.982 | 3.7573 | [11 empty] | WLDFR | HFTD - Distribution - Tier 2 - 2QU CoRE ¦ 2QU LoRE | Non-Red Flag Warning - Catastrophic Fires | 2043 | 6.625e-09 | 3.3125e-09 | 8.5178e-09 | 17672.0852 | 299.42 | 10692.7362 | 6679.929 | 0 | 0 | 0 | 5.5185e-06 |  | 0.00011708 | 0 | 0.00011708 | 5.8538e-05 | 0 | 5.8538e-05 | 0.00015053 | 0 | 0.00015053 | [16 empty] | 7.3.1.3 Ignition probability mapping showing the probability of ignition along the electric lines and equipmentWLDFRAggregatedAggregated | WLDFR | HFTD - Distribution - Tier 2 - 2QU CoRE ¦ 2QU LoRE | Non-Red Flag Warning - Large Fires | Aggregated | Aggregated | 2042 | 4.0038e-05 | 0 | 501.7453 | 0.020089 | 2042 | Mitigation | 0.08575 | 30 | 0 | esc | 0.0012005 | 4.8066e-08 | 0.00060025 | 2.4033e-08 | 0.0015435 | 6.1799e-08
[35 empty] | 7.3.1.3 Ignition probability mapping showing the probability of ignition along the electric lines and equipment | WLDFR | HFTD - Distribution - Tier 2 - 1QU CoRE ¦ 5QU LoRE | 2050 | 0.14056 | 0 | 0 | 0 | 0 | 0.010305 | 11.0336 | 0 | 11.0336 | 0.023332 | 24.982 | 0 | 24.982 | 0.024502 | 26.2347 | 0 | 26.2347 | 0 | 1.5509 | 3.5115 | 3.6876 | 0.023332 | 0.0032797 | 24.982 | 3.5115 | 0 | 0 | 24.982 | 3.5115 | [11 empty] | WLDFR | HFTD - Distribution - Tier 2 - 2QU CoRE ¦ 2QU LoRE | Non-Red Flag Warning - Catastrophic Fires | 2044 | 6.625e-09 | 3.3125e-09 | 8.5178e-09 | 17672.0852 | 299.42 | 10692.7362 | 6679.929 | 0 | 0 | 0 | 5.5185e-06 |  | 0.00011708 | 0 | 0.00011708 | 5.8538e-05 | 0 | 5.8538e-05 | 0.00015053 | 0 | 0.00015053 | [16 empty] | 7.3.1.3 Ignition probability mapping showing the probability of ignition along the electric lines and equipmentWLDFRAggregatedAggregated | WLDFR | HFTD - Distribution - Tier 2 - 2QU CoRE ¦ 2QU LoRE | Non-Red Flag Warning - Large Fires | Aggregated | Aggregated | 2043 | 4.0038e-05 | 0 | 501.7453 | 0.020089 | 2043 | Mitigation | 0.08575 | 30 | 0 | esc | 0.0012005 | 4.8066e-08 | 0.00060025 | 2.4033e-08 | 0.0015435 | 6.1799e-08
[35 empty] | 7.3.1.3 Ignition probability mapping showing the probability of ignition along the electric lines and equipment | WLDFR | HFTD - Distribution - Tier 2 - 1QU CoRE ¦ 5QU LoRE | 2051 | 0.13137 | 0 | 0 | 0 | 0 | 0 | 0 | 0 | 0 | 0.023332 | 24.982 | 0 | 24.982 | 0.024502 | 26.2347 | 0 | 26.2347 | 0 | 0 | 3.2818 | 3.4464 | 0.023332 | 0.0030651 | 24.982 | 3.2818 | 0 | 0 | 24.982 | 3.2818 | [11 empty] | WLDFR | HFTD - Distribution - Tier 2 - 2QU CoRE ¦ 2QU LoRE | Non-Red Flag Warning - Catastrophic Fires | 2045 | 6.625e-09 | 3.3125e-09 | 8.5178e-09 | 17672.0852 | 299.42 | 10692.7362 | 6679.929 | 0 | 0 | 0 | 5.5185e-06 |  | 0.00011708 | 0 | 0.00011708 | 5.8538e-05 | 0 | 5.8538e-05 | 0.00015053 | 0 | 0.00015053 | [16 empty] | 7.3.1.3 Ignition probability mapping showing the probability of ignition along the electric lines and equipmentWLDFRAggregatedAggregated | WLDFR | HFTD - Distribution - Tier 2 - 2QU CoRE ¦ 2QU LoRE | Non-Red Flag Warning - Large Fires | Aggregated | Aggregated | 2044 | 4.0038e-05 | 0 | 501.7453 | 0.020089 | 2044 | Mitigation | 0.08575 | 30 | 0 | esc | 0.0012005 | 4.8066e-08 | 0.00060025 | 2.4033e-08 | 0.0015435 | 6.1799e-08
[35 empty] | 7.3.1.3 Ignition probability mapping showing the probability of ignition along the electric lines and equipment | WLDFR | HFTD - Distribution - Tier 2 - 1QU CoRE ¦ 5QU LoRE | 2052 | 0.12277 | 0 | 0 | 0 | 0 | 0 | 0 | 0 | 0 | 0 | 0 | 0 | 0 | 0.024502 | 26.2347 | 0 | 26.2347 | 0 | 0 | 0 | 3.2209 | 0 | 0 | 0 | 0 | 0 | 0 | 0 | 0 | [11 empty] | WLDFR | HFTD - Distribution - Tier 2 - 2QU CoRE ¦ 2QU LoRE | Non-Red Flag Warning - Catastrophic Fires | 2046 | 6.625e-09 | 3.3125e-09 | 8.5178e-09 | 17672.0852 | 299.42 | 10692.7362 | 6679.929 | 0 | 0 | 0 | 5.5185e-06 |  | 0.00011708 | 0 | 0.00011708 | 5.8538e-05 | 0 | 5.8538e-05 | 0.00015053 | 0 | 0.00015053 | [16 empty] | 7.3.1.3 Ignition probability mapping showing the probability of ignition along the electric lines and equipmentWLDFRAggregatedAggregated | WLDFR | HFTD - Distribution - Tier 2 - 2QU CoRE ¦ 2QU LoRE | Non-Red Flag Warning - Large Fires | Aggregated | Aggregated | 2045 | 4.0038e-05 | 0 | 501.7453 | 0.020089 | 2045 | Mitigation | 0.08575 | 30 | 0 | esc | 0.0012005 | 4.8066e-08 | 0.00060025 | 2.4033e-08 | 0.0015435 | 6.1799e-08
[35 empty] | 7.3.1.3 Ignition probability mapping showing the probability of ignition along the electric lines and equipment | WLDFR | HFTD - Distribution - Tier 2 - 2QU CoRE ¦ 1QU LoRE | 2020 | 1 | 0.0067761 | 1.6785 | 0 | 1.6785 | 0 | 0 | 0 | 0 | 0 | 0 | 0 | 0 | 0 | 0 | 0 | 0 | 1.6785 | 0 | 0 | 0 | 0 | 0 | 0 | 0 | 0 | 0 | 0 | 0 | [11 empty] | WLDFR | HFTD - Distribution - Tier 2 - 2QU CoRE ¦ 2QU LoRE | Non-Red Flag Warning - Catastrophic Fires | 2047 | 6.625e-09 | 3.3125e-09 | 8.5178e-09 | 17672.0852 | 299.42 | 10692.7362 | 6679.929 | 0 | 0 | 0 | 5.5185e-06 |  | 0.00011708 | 0 | 0.00011708 | 5.8538e-05 | 0 | 5.8538e-05 | 0.00015053 | 0 | 0.00015053 | [16 empty] | 7.3.1.3 Ignition probability mapping showing the probability of ignition along the electric lines and equipmentWLDFRAggregatedAggregated | WLDFR | HFTD - Distribution - Tier 2 - 2QU CoRE ¦ 2QU LoRE | Non-Red Flag Warning - Large Fires | Aggregated | Aggregated | 2046 | 4.0038e-05 | 0 | 501.7453 | 0.020089 | 2046 | Mitigation | 0.08575 | 30 | 0 | esc | 0.0012005 | 4.8066e-08 | 0.00060025 | 2.4033e-08 | 0.0015435 | 6.1799e-08
[35 empty] | 7.3.1.3 Ignition probability mapping showing the probability of ignition along the electric lines and equipment | WLDFR | HFTD - Distribution - Tier 2 - 2QU CoRE ¦ 1QU LoRE | 2021 | 1 | 0.0067761 | 1.6785 | 0 | 1.6785 | 0.0042178 | 1.0448 | 0 | 1.0448 | 0 | 0 | 0 | 0 | 0 | 0 | 0 | 0 | 1.6785 | 1.0448 | 0 | 0 | 0 | 0 | 0 | 0 | 0 | 0 | 0 | 0 | [11 empty] | WLDFR | HFTD - Distribution - Tier 2 - 2QU CoRE ¦ 2QU LoRE | Non-Red Flag Warning - Catastrophic Fires | 2048 | 6.625e-09 | 3.3125e-09 | 8.5178e-09 | 18552.3348 | 319.4911 | 11216.5626 | 7016.281 | 0 | 0 | 0 | 5.5185e-06 |  | 0.00012291 | 0 | 0.00012291 | 6.1454e-05 | 0 | 6.1454e-05 | 0.00015803 | 0 | 0.00015803 | [16 empty] | 7.3.1.3 Ignition probability mapping showing the probability of ignition along the electric lines and equipmentWLDFRAggregatedAggregated | WLDFR | HFTD - Distribution - Tier 2 - 2QU CoRE ¦ 2QU LoRE | Non-Red Flag Warning - Large Fires | Aggregated | Aggregated | 2047 | 4.0038e-05 | 0 | 501.7453 | 0.020089 | 2047 | Mitigation | 0.08575 | 30 | 0 | esc | 0.0012005 | 4.8066e-08 | 0.00060025 | 2.4033e-08 | 0.0015435 | 6.1799e-08
[35 empty] | 7.3.1.3 Ignition probability mapping showing the probability of ignition along the electric lines and equipment | WLDFR | HFTD - Distribution - Tier 2 - 2QU CoRE ¦ 1QU LoRE | 2022 | 0.93458 | 0.0066003 | 1.6199 | 0 | 1.6199 | 0.0041084 | 1.0083 | 0 | 1.0083 | 0.010116 | 2.4828 | 0 | 2.4828 | 0 | 0 | 0 | 0 | 1.5139 | 0.94236 | 2.3204 | 0 | 0.010116 | 0.0094543 | 2.4828 | 2.3204 | 0 | 0 | 2.4828 | 2.3204 | [11 empty] | WLDFR | HFTD - Distribution - Tier 2 - 2QU CoRE ¦ 2QU LoRE | Non-Red Flag Warning - Catastrophic Fires | 2049 | 6.625e-09 | 3.3125e-09 | 8.5178e-09 | 18552.3348 | 319.4911 | 11216.5626 | 7016.281 | 0 | 0 | 0 | 5.5185e-06 |  | 0.00012291 | 0 | 0.00012291 | 6.1454e-05 | 0 | 6.1454e-05 | 0.00015803 | 0 | 0.00015803 | [16 empty] | 7.3.1.3 Ignition probability mapping showing the probability of ignition along the electric lines and equipmentWLDFRAggregatedAggregated | WLDFR | HFTD - Distribution - Tier 2 - 2QU CoRE ¦ 2QU LoRE | Non-Red Flag Warning - Large Fires | Aggregated | Aggregated | 2048 | 4.0038e-05 | 0 | 501.7453 | 0.020089 | 2048 | Mitigation | 0.08575 | 30 | 0 | esc | 0.0012005 | 4.8066e-08 | 0.00060025 | 2.4033e-08 | 0.0015435 | 6.1799e-08
[35 empty] | 7.3.1.3 Ignition probability mapping showing the probability of ignition along the electric lines and equipment | WLDFR | HFTD - Distribution - Tier 2 - 2QU CoRE ¦ 1QU LoRE | 2023 | 0.87344 | 0.0066003 | 1.6793 | 0 | 1.6793 | 0.0041084 | 1.0453 | 0 | 1.0453 | 0.010116 | 2.5738 | 0 | 2.5738 | 0.010623 | 2.7028 | 0 | 2.7028 | 1.4667 | 0.91298 | 2.248 | 2.3608 | 0.010116 | 0.0088358 | 2.5738 | 2.248 | 0 | 0 | 2.5738 | 2.248 | [11 empty] | WLDFR | HFTD - Distribution - Tier 2 - 2QU CoRE ¦ 2QU LoRE | Non-Red Flag Warning - Catastrophic Fires | 2050 | 0 | 3.3125e-09 | 8.5178e-09 | 18552.3348 | 319.4911 | 11216.5626 | 7016.281 | 0 | 0 | 0 | 5.5185e-06 |  | 0 | 0 | 0 | 6.1454e-05 | 0 | 6.1454e-05 | 0.00015803 | 0 | 0.00015803 | [16 empty] | 7.3.1.3 Ignition probability mapping showing the probability of ignition along the electric lines and equipmentWLDFRAggregatedAggregated | WLDFR | HFTD - Distribution - Tier 2 - 2QU CoRE ¦ 2QU LoRE | Non-Red Flag Warning - Large Fires | Aggregated | Aggregated | 2049 | 4.0038e-05 | 0 | 501.7453 | 0.020089 | 2049 | Mitigation | 0.08575 | 30 | 0 | esc | 0.0012005 | 4.8066e-08 | 0.00060025 | 2.4033e-08 | 0.0015435 | 6.1799e-08
[35 empty] | 7.3.1.3 Ignition probability mapping showing the probability of ignition along the electric lines and equipment | WLDFR | HFTD - Distribution - Tier 2 - 2QU CoRE ¦ 1QU LoRE | 2024 | 0.8163 | 0.0066003 | 1.6793 | 0 | 1.6793 | 0.0041084 | 1.0453 | 0 | 1.0453 | 0.010116 | 2.5738 | 0 | 2.5738 | 0.010623 | 2.7028 | 0 | 2.7028 | 1.3708 | 0.85325 | 2.101 | 2.2063 | 0.010116 | 0.0082577 | 2.5738 | 2.101 | 0 | 0 | 2.5738 | 2.101 | [11 empty] | WLDFR | HFTD - Distribution - Tier 2 - 2QU CoRE ¦ 2QU LoRE | Non-Red Flag Warning - Catastrophic Fires | 2051 | 0 | 0 | 8.5178e-09 | 18552.3348 | 319.4911 | 11216.5626 | 7016.281 | 0 | 0 | 0 | 5.5185e-06 |  | 0 | 0 | 0 | 0 | 0 | 0 | 0.00015803 | 0 | 0.00015803 | [16 empty] | 7.3.1.3 Ignition probability mapping showing the probability of ignition along the electric lines and equipmentWLDFRAggregatedAggregated | WLDFR | HFTD - Distribution - Tier 2 - 2QU CoRE ¦ 2QU LoRE | Non-Red Flag Warning - Large Fires | Aggregated | Aggregated | 2050 | 4.0038e-05 | 0 | 501.7453 | 0.020089 | 2050 | Mitigation | 0.08575 | 30 | 0 | esc | 0 | 0 | 0.00060025 | 2.4033e-08 | 0.0015435 | 6.1799e-08
[35 empty] | 7.3.1.3 Ignition probability mapping showing the probability of ignition along the electric lines and equipment | WLDFR | HFTD - Distribution - Tier 2 - 2QU CoRE ¦ 1QU LoRE | 2025 | 0.7629 | 0.0066003 | 1.6793 | 0 | 1.6793 | 0.0041084 | 1.0453 | 0 | 1.0453 | 0.010116 | 2.5738 | 0 | 2.5738 | 0.010623 | 2.7028 | 0 | 2.7028 | 1.2811 | 0.79743 | 1.9635 | 2.062 | 0.010116 | 0.0077175 | 2.5738 | 1.9635 | 0 | 0 | 2.5738 | 1.9635 | [11 empty] | WLDFR | HFTD - Distribution - Tier 2 - 2QU CoRE ¦ 2QU LoRE | Non-Red Flag Warning - Destructive Fires | 2020 | 6.626e-09 | 0 | 0 | 8807.9522 | 222.2294 | 8585.7228 | 0 | 0 | 0 | 0 | 5.5193e-06 |  | 5.8361e-05 | 0 | 5.8361e-05 | 0 | 0 | 0 | 0 | 0 | 0 | [16 empty] | 7.3.1.3 Ignition probability mapping showing the probability of ignition along the electric lines and equipmentWLDFRAggregatedAggregated | WLDFR | HFTD - Distribution - Tier 2 - 2QU CoRE ¦ 2QU LoRE | Non-Red Flag Warning - Large Fires | Aggregated | Aggregated | 2051 | 4.0038e-05 | 0 | 501.7453 | 0.020089 | 2051 | Mitigation | 0.08575 | 30 | 0 | esc | 0 | 0 | 0 | 0 | 0.0015435 | 6.1799e-08
[35 empty] | 7.3.1.3 Ignition probability mapping showing the probability of ignition along the electric lines and equipment | WLDFR | HFTD - Distribution - Tier 2 - 2QU CoRE ¦ 1QU LoRE | 2026 | 0.71299 | 0.0066003 | 1.6793 | 0 | 1.6793 | 0.0041084 | 1.0453 | 0 | 1.0453 | 0.010116 | 2.5738 | 0 | 2.5738 | 0.010623 | 2.7028 | 0 | 2.7028 | 1.1973 | 0.74526 | 1.8351 | 1.9271 | 0.010116 | 0.0072126 | 2.5738 | 1.8351 | 0 | 0 | 2.5738 | 1.8351 | [11 empty] | WLDFR | HFTD - Distribution - Tier 2 - 2QU CoRE ¦ 2QU LoRE | Non-Red Flag Warning - Destructive Fires | 2021 | 6.626e-09 | 3.313e-09 | 0 | 8807.9522 | 222.2294 | 8585.7228 | 0 | 0 | 0 | 0 | 5.5193e-06 |  | 5.8361e-05 | 0 | 5.8361e-05 | 2.9181e-05 | 0 | 2.9181e-05 | 0 | 0 | 0 | [16 empty] | 7.3.1.3 Ignition probability mapping showing the probability of ignition along the electric lines and equipmentWLDFRAggregatedAggregated | WLDFR | HFTD - Distribution - Tier 2 - 2QU CoRE ¦ 2QU LoRE | Non-Red Flag Warning - Small Fires | Aggregated | Aggregated | 2021 | 0.0056445 | 0 | 501.7453 | 2.8321 | 2021 | Mitigation | 0.08575 | 30 | 0 | esc | 0.0012005 | 6.7762e-06 | 0.00060025 | 3.3881e-06 | 0 | 0
[35 empty] | 7.3.1.3 Ignition probability mapping showing the probability of ignition along the electric lines and equipment | WLDFR | HFTD - Distribution - Tier 2 - 2QU CoRE ¦ 1QU LoRE | 2027 | 0.66634 | 0.0066003 | 1.6793 | 0 | 1.6793 | 0.0041084 | 1.0453 | 0 | 1.0453 | 0.010116 | 2.5738 | 0 | 2.5738 | 0.010623 | 2.7028 | 0 | 2.7028 | 1.119 | 0.69651 | 1.715 | 1.801 | 0.010116 | 0.0067408 | 2.5738 | 1.715 | 0 | 0 | 2.5738 | 1.715 | [11 empty] | WLDFR | HFTD - Distribution - Tier 2 - 2QU CoRE ¦ 2QU LoRE | Non-Red Flag Warning - Destructive Fires | 2022 | 6.626e-09 | 3.313e-09 | 8.5191e-09 | 8807.9522 | 222.2294 | 8585.7228 | 0 | 0 | 0 | 0 | 5.5193e-06 |  | 5.8361e-05 | 0 | 5.8361e-05 | 2.9181e-05 | 0 | 2.9181e-05 | 7.5036e-05 | 0 | 7.5036e-05 | [16 empty] | 7.3.1.3 Ignition probability mapping showing the probability of ignition along the electric lines and equipmentWLDFRAggregatedAggregated | WLDFR | HFTD - Distribution - Tier 2 - 2QU CoRE ¦ 2QU LoRE | Non-Red Flag Warning - Small Fires | Aggregated | Aggregated | 2022 | 0.0056445 | 0 | 501.7453 | 2.8321 | 2022 | Mitigation | 0.08575 | 30 | 0 | esc | 0.0012005 | 6.7762e-06 | 0.00060025 | 3.3881e-06 | 0.0015435 | 8.7122e-06
[35 empty] | 7.3.1.3 Ignition probability mapping showing the probability of ignition along the electric lines and equipment | WLDFR | HFTD - Distribution - Tier 2 - 2QU CoRE ¦ 1QU LoRE | 2028 | 0.62275 | 0.0066003 | 1.7541 | 0 | 1.7541 | 0.0041084 | 1.0918 | 0 | 1.0918 | 0.010116 | 2.6884 | 0 | 2.6884 | 0.010623 | 2.8232 | 0 | 2.8232 | 1.0923 | 0.67993 | 1.6742 | 1.7581 | 0.010116 | 0.0062998 | 2.6884 | 1.6742 | 0 | 0 | 2.6884 | 1.6742 | [11 empty] | WLDFR | HFTD - Distribution - Tier 2 - 2QU CoRE ¦ 2QU LoRE | Non-Red Flag Warning - Destructive Fires | 2023 | 6.626e-09 | 3.313e-09 | 8.5191e-09 | 9129.7461 | 233.2301 | 8896.516 | 0 | 0 | 0 | 0 | 5.5193e-06 |  | 6.0493e-05 | 0 | 6.0493e-05 | 3.0247e-05 | 0 | 3.0247e-05 | 7.7777e-05 | 0 | 7.7777e-05 | [16 empty] | 7.3.1.3 Ignition probability mapping showing the probability of ignition along the electric lines and equipmentWLDFRAggregatedAggregated | WLDFR | HFTD - Distribution - Tier 2 - 2QU CoRE ¦ 2QU LoRE | Non-Red Flag Warning - Small Fires | Aggregated | Aggregated | 2023 | 0.0056445 | 0 | 501.7453 | 2.8321 | 2023 | Mitigation | 0.08575 | 30 | 0 | esc | 0.0012005 | 6.7762e-06 | 0.00060025 | 3.3881e-06 | 0.0015435 | 8.7122e-06
[35 empty] | 7.3.1.3 Ignition probability mapping showing the probability of ignition along the electric lines and equipment | WLDFR | HFTD - Distribution - Tier 2 - 2QU CoRE ¦ 1QU LoRE | 2029 | 0.58201 | 0.0066003 | 1.7541 | 0 | 1.7541 | 0.0041084 | 1.0918 | 0 | 1.0918 | 0.010116 | 2.6884 | 0 | 2.6884 | 0.010623 | 2.8232 | 0 | 2.8232 | 1.0209 | 0.63545 | 1.5647 | 1.6431 | 0.010116 | 0.0058877 | 2.6884 | 1.5647 | 0 | 0 | 2.6884 | 1.5647 | [11 empty] | WLDFR | HFTD - Distribution - Tier 2 - 2QU CoRE ¦ 2QU LoRE | Non-Red Flag Warning - Destructive Fires | 2024 | 6.626e-09 | 3.313e-09 | 8.5191e-09 | 9129.7461 | 233.2301 | 8896.516 | 0 | 0 | 0 | 0 | 5.5193e-06 |  | 6.0493e-05 | 0 | 6.0493e-05 | 3.0247e-05 | 0 | 3.0247e-05 | 7.7777e-05 | 0 | 7.7777e-05 | [16 empty] | 7.3.1.3 Ignition probability mapping showing the probability of ignition along the electric lines and equipmentWLDFRAggregatedAggregated | WLDFR | HFTD - Distribution - Tier 2 - 2QU CoRE ¦ 2QU LoRE | Non-Red Flag Warning - Small Fires | Aggregated | Aggregated | 2024 | 0.0056445 | 0 | 501.7453 | 2.8321 | 2024 | Mitigation | 0.08575 | 30 | 0 | esc | 0.0012005 | 6.7762e-06 | 0.00060025 | 3.3881e-06 | 0.0015435 | 8.7122e-06
[35 empty] | 7.3.1.3 Ignition probability mapping showing the probability of ignition along the electric lines and equipment | WLDFR | HFTD - Distribution - Tier 2 - 2QU CoRE ¦ 1QU LoRE | 2030 | 0.54393 | 0.0066003 | 1.7541 | 0 | 1.7541 | 0.0041084 | 1.0918 | 0 | 1.0918 | 0.010116 | 2.6884 | 0 | 2.6884 | 0.010623 | 2.8232 | 0 | 2.8232 | 0.95409 | 0.59388 | 1.4623 | 1.5356 | 0.010116 | 0.0055025 | 2.6884 | 1.4623 | 0 | 0 | 2.6884 | 1.4623 | [11 empty] | WLDFR | HFTD - Distribution - Tier 2 - 2QU CoRE ¦ 2QU LoRE | Non-Red Flag Warning - Destructive Fires | 2025 | 6.626e-09 | 3.313e-09 | 8.5191e-09 | 9129.7461 | 233.2301 | 8896.516 | 0 | 0 | 0 | 0 | 5.5193e-06 |  | 6.0493e-05 | 0 | 6.0493e-05 | 3.0247e-05 | 0 | 3.0247e-05 | 7.7777e-05 | 0 | 7.7777e-05 | [16 empty] | 7.3.1.3 Ignition probability mapping showing the probability of ignition along the electric lines and equipmentWLDFRAggregatedAggregated | WLDFR | HFTD - Distribution - Tier 2 - 2QU CoRE ¦ 2QU LoRE | Non-Red Flag Warning - Small Fires | Aggregated | Aggregated | 2025 | 0.0056445 | 0 | 501.7453 | 2.8321 | 2025 | Mitigation | 0.08575 | 30 | 0 | esc | 0.0012005 | 6.7762e-06 | 0.00060025 | 3.3881e-06 | 0.0015435 | 8.7122e-06
[35 empty] | 7.3.1.3 Ignition probability mapping showing the probability of ignition along the electric lines and equipment | WLDFR | HFTD - Distribution - Tier 2 - 2QU CoRE ¦ 1QU LoRE | 2031 | 0.50835 | 0.0066003 | 1.7541 | 0 | 1.7541 | 0.0041084 | 1.0918 | 0 | 1.0918 | 0.010116 | 2.6884 | 0 | 2.6884 | 0.010623 | 2.8232 | 0 | 2.8232 | 0.89167 | 0.55502 | 1.3666 | 1.4352 | 0.010116 | 0.0051425 | 2.6884 | 1.3666 | 0 | 0 | 2.6884 | 1.3666 | [11 empty] | WLDFR | HFTD - Distribution - Tier 2 - 2QU CoRE ¦ 2QU LoRE | Non-Red Flag Warning - Destructive Fires | 2026 | 6.626e-09 | 3.313e-09 | 8.5191e-09 | 9129.7461 | 233.2301 | 8896.516 | 0 | 0 | 0 | 0 | 5.5193e-06 |  | 6.0493e-05 | 0 | 6.0493e-05 | 3.0247e-05 | 0 | 3.0247e-05 | 7.7777e-05 | 0 | 7.7777e-05 | [16 empty] | 7.3.1.3 Ignition probability mapping showing the probability of ignition along the electric lines and equipmentWLDFRAggregatedAggregated | WLDFR | HFTD - Distribution - Tier 2 - 2QU CoRE ¦ 2QU LoRE | Non-Red Flag Warning - Small Fires | Aggregated | Aggregated | 2026 | 0.0056445 | 0 | 501.7453 | 2.8321 | 2026 | Mitigation | 0.08575 | 30 | 0 | esc | 0.0012005 | 6.7762e-06 | 0.00060025 | 3.3881e-06 | 0.0015435 | 8.7122e-06
[35 empty] | 7.3.1.3 Ignition probability mapping showing the probability of ignition along the electric lines and equipment | WLDFR | HFTD - Distribution - Tier 2 - 2QU CoRE ¦ 1QU LoRE | 2032 | 0.47509 | 0.0066003 | 1.7541 | 0 | 1.7541 | 0.0041084 | 1.0918 | 0 | 1.0918 | 0.010116 | 2.6884 | 0 | 2.6884 | 0.010623 | 2.8232 | 0 | 2.8232 | 0.83334 | 0.51871 | 1.2772 | 1.3413 | 0.010116 | 0.0048061 | 2.6884 | 1.2772 | 0 | 0 | 2.6884 | 1.2772 | [11 empty] | WLDFR | HFTD - Distribution - Tier 2 - 2QU CoRE ¦ 2QU LoRE | Non-Red Flag Warning - Destructive Fires | 2027 | 6.626e-09 | 3.313e-09 | 8.5191e-09 | 9129.7461 | 233.2301 | 8896.516 | 0 | 0 | 0 | 0 | 5.5193e-06 |  | 6.0493e-05 | 0 | 6.0493e-05 | 3.0247e-05 | 0 | 3.0247e-05 | 7.7777e-05 | 0 | 7.7777e-05 | [16 empty] | 7.3.1.3 Ignition probability mapping showing the probability of ignition along the electric lines and equipmentWLDFRAggregatedAggregated | WLDFR | HFTD - Distribution - Tier 2 - 2QU CoRE ¦ 2QU LoRE | Non-Red Flag Warning - Small Fires | Aggregated | Aggregated | 2027 | 0.0056445 | 0 | 501.7453 | 2.8321 | 2027 | Mitigation | 0.08575 | 30 | 0 | esc | 0.0012005 | 6.7762e-06 | 0.00060025 | 3.3881e-06 | 0.0015435 | 8.7122e-06
[35 empty] | 7.3.1.3 Ignition probability mapping showing the probability of ignition along the electric lines and equipment | WLDFR | HFTD - Distribution - Tier 2 - 2QU CoRE ¦ 1QU LoRE | 2033 | 0.44401 | 0.0066003 | 1.8372 | 0 | 1.8372 | 0.0041084 | 1.1435 | 0 | 1.1435 | 0.010116 | 2.8158 | 0 | 2.8158 | 0.010623 | 2.957 | 0 | 2.957 | 0.81572 | 0.50775 | 1.2502 | 1.3129 | 0.010116 | 0.0044917 | 2.8158 | 1.2502 | 0 | 0 | 2.8158 | 1.2502 | [11 empty] | WLDFR | HFTD - Distribution - Tier 2 - 2QU CoRE ¦ 2QU LoRE | Non-Red Flag Warning - Destructive Fires | 2028 | 6.626e-09 | 3.313e-09 | 8.5191e-09 | 9534.9221 | 247.273 | 9287.6491 | 0 | 0 | 0 | 0 | 5.5193e-06 |  | 6.3178e-05 | 0 | 6.3178e-05 | 3.1589e-05 | 0 | 3.1589e-05 | 8.1229e-05 | 0 | 8.1229e-05 | [16 empty] | 7.3.1.3 Ignition probability mapping showing the probability of ignition along the electric lines and equipmentWLDFRAggregatedAggregated | WLDFR | HFTD - Distribution - Tier 2 - 2QU CoRE ¦ 2QU LoRE | Non-Red Flag Warning - Small Fires | Aggregated | Aggregated | 2028 | 0.0056445 | 0 | 501.7453 | 2.8321 | 2028 | Mitigation | 0.08575 | 30 | 0 | esc | 0.0012005 | 6.7762e-06 | 0.00060025 | 3.3881e-06 | 0.0015435 | 8.7122e-06
[35 empty] | 7.3.1.3 Ignition probability mapping showing the probability of ignition along the electric lines and equipment | WLDFR | HFTD - Distribution - Tier 2 - 2QU CoRE ¦ 1QU LoRE | 2034 | 0.41496 | 0.0066003 | 1.8372 | 0 | 1.8372 | 0.0041084 | 1.1435 | 0 | 1.1435 | 0.010116 | 2.8158 | 0 | 2.8158 | 0.010623 | 2.957 | 0 | 2.957 | 0.76236 | 0.47453 | 1.1684 | 1.227 | 0.010116 | 0.0041978 | 2.8158 | 1.1684 | 0 | 0 | 2.8158 | 1.1684 | [11 empty] | WLDFR | HFTD - Distribution - Tier 2 - 2QU CoRE ¦ 2QU LoRE | Non-Red Flag Warning - Destructive Fires | 2029 | 6.626e-09 | 3.313e-09 | 8.5191e-09 | 9534.9221 | 247.273 | 9287.6491 | 0 | 0 | 0 | 0 | 5.5193e-06 |  | 6.3178e-05 | 0 | 6.3178e-05 | 3.1589e-05 | 0 | 3.1589e-05 | 8.1229e-05 | 0 | 8.1229e-05 | [16 empty] | 7.3.1.3 Ignition probability mapping showing the probability of ignition along the electric lines and equipmentWLDFRAggregatedAggregated | WLDFR | HFTD - Distribution - Tier 2 - 2QU CoRE ¦ 2QU LoRE | Non-Red Flag Warning - Small Fires | Aggregated | Aggregated | 2029 | 0.0056445 | 0 | 501.7453 | 2.8321 | 2029 | Mitigation | 0.08575 | 30 | 0 | esc | 0.0012005 | 6.7762e-06 | 0.00060025 | 3.3881e-06 | 0.0015435 | 8.7122e-06
[35 empty] | 7.3.1.3 Ignition probability mapping showing the probability of ignition along the electric lines and equipment | WLDFR | HFTD - Distribution - Tier 2 - 2QU CoRE ¦ 1QU LoRE | 2035 | 0.38782 | 0.0066003 | 1.8372 | 0 | 1.8372 | 0.0041084 | 1.1435 | 0 | 1.1435 | 0.010116 | 2.8158 | 0 | 2.8158 | 0.010623 | 2.957 | 0 | 2.957 | 0.71248 | 0.44349 | 1.092 | 1.1468 | 0.010116 | 0.0039232 | 2.8158 | 1.092 | 0 | 0 | 2.8158 | 1.092 | [11 empty] | WLDFR | HFTD - Distribution - Tier 2 - 2QU CoRE ¦ 2QU LoRE | Non-Red Flag Warning - Destructive Fires | 2030 | 6.626e-09 | 3.313e-09 | 8.5191e-09 | 9534.9221 | 247.273 | 9287.6491 | 0 | 0 | 0 | 0 | 5.5193e-06 |  | 6.3178e-05 | 0 | 6.3178e-05 | 3.1589e-05 | 0 | 3.1589e-05 | 8.1229e-05 | 0 | 8.1229e-05 | [16 empty] | 7.3.1.3 Ignition probability mapping showing the probability of ignition along the electric lines and equipmentWLDFRAggregatedAggregated | WLDFR | HFTD - Distribution - Tier 2 - 2QU CoRE ¦ 2QU LoRE | Non-Red Flag Warning - Small Fires | Aggregated | Aggregated | 2030 | 0.0056445 | 0 | 501.7453 | 2.8321 | 2030 | Mitigation | 0.08575 | 30 | 0 | esc | 0.0012005 | 6.7762e-06 | 0.00060025 | 3.3881e-06 | 0.0015435 | 8.7122e-06
[35 empty] | 7.3.1.3 Ignition probability mapping showing the probability of ignition along the electric lines and equipment | WLDFR | HFTD - Distribution - Tier 2 - 2QU CoRE ¦ 1QU LoRE | 2036 | 0.36245 | 0.0066003 | 1.8372 | 0 | 1.8372 | 0.0041084 | 1.1435 | 0 | 1.1435 | 0.010116 | 2.8158 | 0 | 2.8158 | 0.010623 | 2.957 | 0 | 2.957 | 0.66587 | 0.41447 | 1.0206 | 1.0717 | 0.010116 | 0.0036665 | 2.8158 | 1.0206 | 0 | 0 | 2.8158 | 1.0206 | [11 empty] | WLDFR | HFTD - Distribution - Tier 2 - 2QU CoRE ¦ 2QU LoRE | Non-Red Flag Warning - Destructive Fires | 2031 | 6.626e-09 | 3.313e-09 | 8.5191e-09 | 9534.9221 | 247.273 | 9287.6491 | 0 | 0 | 0 | 0 | 5.5193e-06 |  | 6.3178e-05 | 0 | 6.3178e-05 | 3.1589e-05 | 0 | 3.1589e-05 | 8.1229e-05 | 0 | 8.1229e-05 | [16 empty] | 7.3.1.3 Ignition probability mapping showing the probability of ignition along the electric lines and equipmentWLDFRAggregatedAggregated | WLDFR | HFTD - Distribution - Tier 2 - 2QU CoRE ¦ 2QU LoRE | Non-Red Flag Warning - Small Fires | Aggregated | Aggregated | 2031 | 0.0056445 | 0 | 501.7453 | 2.8321 | 2031 | Mitigation | 0.08575 | 30 | 0 | esc | 0.0012005 | 6.7762e-06 | 0.00060025 | 3.3881e-06 | 0.0015435 | 8.7122e-06
[35 empty] | 7.3.1.3 Ignition probability mapping showing the probability of ignition along the electric lines and equipment | WLDFR | HFTD - Distribution - Tier 2 - 2QU CoRE ¦ 1QU LoRE | 2037 | 0.33873 | 0.0066003 | 1.8372 | 0 | 1.8372 | 0.0041084 | 1.1435 | 0 | 1.1435 | 0.010116 | 2.8158 | 0 | 2.8158 | 0.010623 | 2.957 | 0 | 2.957 | 0.62231 | 0.38736 | 0.9538 | 1.0016 | 0.010116 | 0.0034267 | 2.8158 | 0.9538 | 0 | 0 | 2.8158 | 0.9538 | [11 empty] | WLDFR | HFTD - Distribution - Tier 2 - 2QU CoRE ¦ 2QU LoRE | Non-Red Flag Warning - Destructive Fires | 2032 | 6.626e-09 | 3.313e-09 | 8.5191e-09 | 9534.9221 | 247.273 | 9287.6491 | 0 | 0 | 0 | 0 | 5.5193e-06 |  | 6.3178e-05 | 0 | 6.3178e-05 | 3.1589e-05 | 0 | 3.1589e-05 | 8.1229e-05 | 0 | 8.1229e-05 | [16 empty] | 7.3.1.3 Ignition probability mapping showing the probability of ignition along the electric lines and equipmentWLDFRAggregatedAggregated | WLDFR | HFTD - Distribution - Tier 2 - 2QU CoRE ¦ 2QU LoRE | Non-Red Flag Warning - Small Fires | Aggregated | Aggregated | 2032 | 0.0056445 | 0 | 501.7453 | 2.8321 | 2032 | Mitigation | 0.08575 | 30 | 0 | esc | 0.0012005 | 6.7762e-06 | 0.00060025 | 3.3881e-06 | 0.0015435 | 8.7122e-06
[35 empty] | 7.3.1.3 Ignition probability mapping showing the probability of ignition along the electric lines and equipment | WLDFR | HFTD - Distribution - Tier 2 - 2QU CoRE ¦ 1QU LoRE | 2038 | 0.31657 | 0.0066003 | 1.9274 | 0 | 1.9274 | 0.0041084 | 1.1997 | 0 | 1.1997 | 0.010116 | 2.954 | 0 | 2.954 | 0.010623 | 3.1022 | 0 | 3.1022 | 0.61016 | 0.37979 | 0.93517 | 0.98206 | 0.010116 | 0.0032025 | 2.954 | 0.93517 | 0 | 0 | 2.954 | 0.93517 | [11 empty] | WLDFR | HFTD - Distribution - Tier 2 - 2QU CoRE ¦ 2QU LoRE | Non-Red Flag Warning - Destructive Fires | 2033 | 6.626e-09 | 3.313e-09 | 8.5191e-09 | 9984.8474 | 263.1074 | 9721.74 | 0 | 0 | 0 | 0 | 5.5193e-06 |  | 6.6159e-05 | 0 | 6.6159e-05 | 3.308e-05 | 0 | 3.308e-05 | 8.5062e-05 | 0 | 8.5062e-05 | [16 empty] | 7.3.1.3 Ignition probability mapping showing the probability of ignition along the electric lines and equipmentWLDFRAggregatedAggregated | WLDFR | HFTD - Distribution - Tier 2 - 2QU CoRE ¦ 2QU LoRE | Non-Red Flag Warning - Small Fires | Aggregated | Aggregated | 2033 | 0.0056445 | 0 | 501.7453 | 2.8321 | 2033 | Mitigation | 0.08575 | 30 | 0 | esc | 0.0012005 | 6.7762e-06 | 0.00060025 | 3.3881e-06 | 0.0015435 | 8.7122e-06
[35 empty] | 7.3.1.3 Ignition probability mapping showing the probability of ignition along the electric lines and equipment | WLDFR | HFTD - Distribution - Tier 2 - 2QU CoRE ¦ 1QU LoRE | 2039 | 0.29586 | 0.0066003 | 1.9274 | 0 | 1.9274 | 0.0041084 | 1.1997 | 0 | 1.1997 | 0.010116 | 2.954 | 0 | 2.954 | 0.010623 | 3.1022 | 0 | 3.1022 | 0.57024 | 0.35495 | 0.87399 | 0.91782 | 0.010116 | 0.002993 | 2.954 | 0.87399 | 0 | 0 | 2.954 | 0.87399 | [11 empty] | WLDFR | HFTD - Distribution - Tier 2 - 2QU CoRE ¦ 2QU LoRE | Non-Red Flag Warning - Destructive Fires | 2034 | 6.626e-09 | 3.313e-09 | 8.5191e-09 | 9984.8474 | 263.1074 | 9721.74 | 0 | 0 | 0 | 0 | 5.5193e-06 |  | 6.6159e-05 | 0 | 6.6159e-05 | 3.308e-05 | 0 | 3.308e-05 | 8.5062e-05 | 0 | 8.5062e-05 | [16 empty] | 7.3.1.3 Ignition probability mapping showing the probability of ignition along the electric lines and equipmentWLDFRAggregatedAggregated | WLDFR | HFTD - Distribution - Tier 2 - 2QU CoRE ¦ 2QU LoRE | Non-Red Flag Warning - Small Fires | Aggregated | Aggregated | 2034 | 0.0056445 | 0 | 501.7453 | 2.8321 | 2034 | Mitigation | 0.08575 | 30 | 0 | esc | 0.0012005 | 6.7762e-06 | 0.00060025 | 3.3881e-06 | 0.0015435 | 8.7122e-06
[35 empty] | 7.3.1.3 Ignition probability mapping showing the probability of ignition along the electric lines and equipment | WLDFR | HFTD - Distribution - Tier 2 - 2QU CoRE ¦ 1QU LoRE | 2040 | 0.27651 | 0.0066003 | 1.9274 | 0 | 1.9274 | 0.0041084 | 1.1997 | 0 | 1.1997 | 0.010116 | 2.954 | 0 | 2.954 | 0.010623 | 3.1022 | 0 | 3.1022 | 0.53293 | 0.33173 | 0.81681 | 0.85777 | 0.010116 | 0.0027972 | 2.954 | 0.81681 | 0 | 0 | 2.954 | 0.81681 | [11 empty] | WLDFR | HFTD - Distribution - Tier 2 - 2QU CoRE ¦ 2QU LoRE | Non-Red Flag Warning - Destructive Fires | 2035 | 6.626e-09 | 3.313e-09 | 8.5191e-09 | 9984.8474 | 263.1074 | 9721.74 | 0 | 0 | 0 | 0 | 5.5193e-06 |  | 6.6159e-05 | 0 | 6.6159e-05 | 3.308e-05 | 0 | 3.308e-05 | 8.5062e-05 | 0 | 8.5062e-05 | [16 empty] | 7.3.1.3 Ignition probability mapping showing the probability of ignition along the electric lines and equipmentWLDFRAggregatedAggregated | WLDFR | HFTD - Distribution - Tier 2 - 2QU CoRE ¦ 2QU LoRE | Non-Red Flag Warning - Small Fires | Aggregated | Aggregated | 2035 | 0.0056445 | 0 | 501.7453 | 2.8321 | 2035 | Mitigation | 0.08575 | 30 | 0 | esc | 0.0012005 | 6.7762e-06 | 0.00060025 | 3.3881e-06 | 0.0015435 | 8.7122e-06
[35 empty] | 7.3.1.3 Ignition probability mapping showing the probability of ignition along the electric lines and equipment | WLDFR | HFTD - Distribution - Tier 2 - 2QU CoRE ¦ 1QU LoRE | 2041 | 0.25842 | 0.0066003 | 1.9274 | 0 | 1.9274 | 0.0041084 | 1.1997 | 0 | 1.1997 | 0.010116 | 2.954 | 0 | 2.954 | 0.010623 | 3.1022 | 0 | 3.1022 | 0.49807 | 0.31002 | 0.76338 | 0.80166 | 0.010116 | 0.0026142 | 2.954 | 0.76338 | 0 | 0 | 2.954 | 0.76338 | [11 empty] | WLDFR | HFTD - Distribution - Tier 2 - 2QU CoRE ¦ 2QU LoRE | Non-Red Flag Warning - Destructive Fires | 2036 | 6.626e-09 | 3.313e-09 | 8.5191e-09 | 9984.8474 | 263.1074 | 9721.74 | 0 | 0 | 0 | 0 | 5.5193e-06 |  | 6.6159e-05 | 0 | 6.6159e-05 | 3.308e-05 | 0 | 3.308e-05 | 8.5062e-05 | 0 | 8.5062e-05 | [16 empty] | 7.3.1.3 Ignition probability mapping showing the probability of ignition along the electric lines and equipmentWLDFRAggregatedAggregated | WLDFR | HFTD - Distribution - Tier 2 - 2QU CoRE ¦ 2QU LoRE | Non-Red Flag Warning - Small Fires | Aggregated | Aggregated | 2036 | 0.0056445 | 0 | 501.7453 | 2.8321 | 2036 | Mitigation | 0.08575 | 30 | 0 | esc | 0.0012005 | 6.7762e-06 | 0.00060025 | 3.3881e-06 | 0.0015435 | 8.7122e-06
[35 empty] | 7.3.1.3 Ignition probability mapping showing the probability of ignition along the electric lines and equipment | WLDFR | HFTD - Distribution - Tier 2 - 2QU CoRE ¦ 1QU LoRE | 2042 | 0.24151 | 0.0066003 | 1.9274 | 0 | 1.9274 | 0.0041084 | 1.1997 | 0 | 1.1997 | 0.010116 | 2.954 | 0 | 2.954 | 0.010623 | 3.1022 | 0 | 3.1022 | 0.46548 | 0.28974 | 0.71344 | 0.74921 | 0.010116 | 0.0024432 | 2.954 | 0.71344 | 0 | 0 | 2.954 | 0.71344 | [11 empty] | WLDFR | HFTD - Distribution - Tier 2 - 2QU CoRE ¦ 2QU LoRE | Non-Red Flag Warning - Destructive Fires | 2037 | 6.626e-09 | 3.313e-09 | 8.5191e-09 | 9984.8474 | 263.1074 | 9721.74 | 0 | 0 | 0 | 0 | 5.5193e-06 |  | 6.6159e-05 | 0 | 6.6159e-05 | 3.308e-05 | 0 | 3.308e-05 | 8.5062e-05 | 0 | 8.5062e-05 | [16 empty] | 7.3.1.3 Ignition probability mapping showing the probability of ignition along the electric lines and equipmentWLDFRAggregatedAggregated | WLDFR | HFTD - Distribution - Tier 2 - 2QU CoRE ¦ 2QU LoRE | Non-Red Flag Warning - Small Fires | Aggregated | Aggregated | 2037 | 0.0056445 | 0 | 501.7453 | 2.8321 | 2037 | Mitigation | 0.08575 | 30 | 0 | esc | 0.0012005 | 6.7762e-06 | 0.00060025 | 3.3881e-06 | 0.0015435 | 8.7122e-06
[35 empty] | 7.3.1.3 Ignition probability mapping showing the probability of ignition along the electric lines and equipment | WLDFR | HFTD - Distribution - Tier 2 - 2QU CoRE ¦ 1QU LoRE | 2043 | 0.22571 | 0.0066003 | 2.0235 | 0 | 2.0235 | 0.0041084 | 1.2595 | 0 | 1.2595 | 0.010116 | 3.1013 | 0 | 3.1013 | 0.010623 | 3.2568 | 0 | 3.2568 | 0.45672 | 0.28429 | 0.7 | 0.7351 | 0.010116 | 0.0022833 | 3.1013 | 0.7 | 0 | 0 | 3.1013 | 0.7 | [11 empty] | WLDFR | HFTD - Distribution - Tier 2 - 2QU CoRE ¦ 2QU LoRE | Non-Red Flag Warning - Destructive Fires | 2038 | 6.626e-09 | 3.313e-09 | 8.5191e-09 | 10472.8261 | 280.5544 | 10192.2718 | 0 | 0 | 0 | 0 | 5.5193e-06 |  | 6.9393e-05 | 0 | 6.9393e-05 | 3.4696e-05 | 0 | 3.4696e-05 | 8.9219e-05 | 0 | 8.9219e-05 | [16 empty] | 7.3.1.3 Ignition probability mapping showing the probability of ignition along the electric lines and equipmentWLDFRAggregatedAggregated | WLDFR | HFTD - Distribution - Tier 2 - 2QU CoRE ¦ 2QU LoRE | Non-Red Flag Warning - Small Fires | Aggregated | Aggregated | 2038 | 0.0056445 | 0 | 501.7453 | 2.8321 | 2038 | Mitigation | 0.08575 | 30 | 0 | esc | 0.0012005 | 6.7762e-06 | 0.00060025 | 3.3881e-06 | 0.0015435 | 8.7122e-06
[35 empty] | 7.3.1.3 Ignition probability mapping showing the probability of ignition along the electric lines and equipment | WLDFR | HFTD - Distribution - Tier 2 - 2QU CoRE ¦ 1QU LoRE | 2044 | 0.21095 | 0.0066003 | 2.0235 | 0 | 2.0235 | 0.0041084 | 1.2595 | 0 | 1.2595 | 0.010116 | 3.1013 | 0 | 3.1013 | 0.010623 | 3.2568 | 0 | 3.2568 | 0.42684 | 0.26569 | 0.65421 | 0.68701 | 0.010116 | 0.002134 | 3.1013 | 0.65421 | 0 | 0 | 3.1013 | 0.65421 | [11 empty] | WLDFR | HFTD - Distribution - Tier 2 - 2QU CoRE ¦ 2QU LoRE | Non-Red Flag Warning - Destructive Fires | 2039 | 6.626e-09 | 3.313e-09 | 8.5191e-09 | 10472.8261 | 280.5544 | 10192.2718 | 0 | 0 | 0 | 0 | 5.5193e-06 |  | 6.9393e-05 | 0 | 6.9393e-05 | 3.4696e-05 | 0 | 3.4696e-05 | 8.9219e-05 | 0 | 8.9219e-05 | [16 empty] | 7.3.1.3 Ignition probability mapping showing the probability of ignition along the electric lines and equipmentWLDFRAggregatedAggregated | WLDFR | HFTD - Distribution - Tier 2 - 2QU CoRE ¦ 2QU LoRE | Non-Red Flag Warning - Small Fires | Aggregated | Aggregated | 2039 | 0.0056445 | 0 | 501.7453 | 2.8321 | 2039 | Mitigation | 0.08575 | 30 | 0 | esc | 0.0012005 | 6.7762e-06 | 0.00060025 | 3.3881e-06 | 0.0015435 | 8.7122e-06
[35 empty] | 7.3.1.3 Ignition probability mapping showing the probability of ignition along the electric lines and equipment | WLDFR | HFTD - Distribution - Tier 2 - 2QU CoRE ¦ 1QU LoRE | 2045 | 0.19715 | 0.0066003 | 2.0235 | 0 | 2.0235 | 0.0041084 | 1.2595 | 0 | 1.2595 | 0.010116 | 3.1013 | 0 | 3.1013 | 0.010623 | 3.2568 | 0 | 3.2568 | 0.39892 | 0.24831 | 0.61141 | 0.64207 | 0.010116 | 0.0019944 | 3.1013 | 0.61141 | 0 | 0 | 3.1013 | 0.61141 | [11 empty] | WLDFR | HFTD - Distribution - Tier 2 - 2QU CoRE ¦ 2QU LoRE | Non-Red Flag Warning - Destructive Fires | 2040 | 6.626e-09 | 3.313e-09 | 8.5191e-09 | 10472.8261 | 280.5544 | 10192.2718 | 0 | 0 | 0 | 0 | 5.5193e-06 |  | 6.9393e-05 | 0 | 6.9393e-05 | 3.4696e-05 | 0 | 3.4696e-05 | 8.9219e-05 | 0 | 8.9219e-05 | [16 empty] | 7.3.1.3 Ignition probability mapping showing the probability of ignition along the electric lines and equipmentWLDFRAggregatedAggregated | WLDFR | HFTD - Distribution - Tier 2 - 2QU CoRE ¦ 2QU LoRE | Non-Red Flag Warning - Small Fires | Aggregated | Aggregated | 2040 | 0.0056445 | 0 | 501.7453 | 2.8321 | 2040 | Mitigation | 0.08575 | 30 | 0 | esc | 0.0012005 | 6.7762e-06 | 0.00060025 | 3.3881e-06 | 0.0015435 | 8.7122e-06
[35 empty] | 7.3.1.3 Ignition probability mapping showing the probability of ignition along the electric lines and equipment | WLDFR | HFTD - Distribution - Tier 2 - 2QU CoRE ¦ 1QU LoRE | 2046 | 0.18425 | 0.0066003 | 2.0235 | 0 | 2.0235 | 0.0041084 | 1.2595 | 0 | 1.2595 | 0.010116 | 3.1013 | 0 | 3.1013 | 0.010623 | 3.2568 | 0 | 3.2568 | 0.37282 | 0.23206 | 0.57141 | 0.60006 | 0.010116 | 0.0018639 | 3.1013 | 0.57141 | 0 | 0 | 3.1013 | 0.57141 | [11 empty] | WLDFR | HFTD - Distribution - Tier 2 - 2QU CoRE ¦ 2QU LoRE | Non-Red Flag Warning - Destructive Fires | 2041 | 6.626e-09 | 3.313e-09 | 8.5191e-09 | 10472.8261 | 280.5544 | 10192.2718 | 0 | 0 | 0 | 0 | 5.5193e-06 |  | 6.9393e-05 | 0 | 6.9393e-05 | 3.4696e-05 | 0 | 3.4696e-05 | 8.9219e-05 | 0 | 8.9219e-05 | [16 empty] | 7.3.1.3 Ignition probability mapping showing the probability of ignition along the electric lines and equipmentWLDFRAggregatedAggregated | WLDFR | HFTD - Distribution - Tier 2 - 2QU CoRE ¦ 2QU LoRE | Non-Red Flag Warning - Small Fires | Aggregated | Aggregated | 2041 | 0.0056445 | 0 | 501.7453 | 2.8321 | 2041 | Mitigation | 0.08575 | 30 | 0 | esc | 0.0012005 | 6.7762e-06 | 0.00060025 | 3.3881e-06 | 0.0015435 | 8.7122e-06
[35 empty] | 7.3.1.3 Ignition probability mapping showing the probability of ignition along the electric lines and equipment | WLDFR | HFTD - Distribution - Tier 2 - 2QU CoRE ¦ 1QU LoRE | 2047 | 0.1722 | 0.0066003 | 2.0235 | 0 | 2.0235 | 0.0041084 | 1.2595 | 0 | 1.2595 | 0.010116 | 3.1013 | 0 | 3.1013 | 0.010623 | 3.2568 | 0 | 3.2568 | 0.34843 | 0.21688 | 0.53403 | 0.56081 | 0.010116 | 0.0017419 | 3.1013 | 0.53403 | 0 | 0 | 3.1013 | 0.53403 | [11 empty] | WLDFR | HFTD - Distribution - Tier 2 - 2QU CoRE ¦ 2QU LoRE | Non-Red Flag Warning - Destructive Fires | 2042 | 6.626e-09 | 3.313e-09 | 8.5191e-09 | 10472.8261 | 280.5544 | 10192.2718 | 0 | 0 | 0 | 0 | 5.5193e-06 |  | 6.9393e-05 | 0 | 6.9393e-05 | 3.4696e-05 | 0 | 3.4696e-05 | 8.9219e-05 | 0 | 8.9219e-05 | [16 empty] | 7.3.1.3 Ignition probability mapping showing the probability of ignition along the electric lines and equipmentWLDFRAggregatedAggregated | WLDFR | HFTD - Distribution - Tier 2 - 2QU CoRE ¦ 2QU LoRE | Non-Red Flag Warning - Small Fires | Aggregated | Aggregated | 2042 | 0.0056445 | 0 | 501.7453 | 2.8321 | 2042 | Mitigation | 0.08575 | 30 | 0 | esc | 0.0012005 | 6.7762e-06 | 0.00060025 | 3.3881e-06 | 0.0015435 | 8.7122e-06
[35 empty] | 7.3.1.3 Ignition probability mapping showing the probability of ignition along the electric lines and equipment | WLDFR | HFTD - Distribution - Tier 2 - 2QU CoRE ¦ 1QU LoRE | 2048 | 0.16093 | 0.0066003 | 2.1242 | 0 | 2.1242 | 0.0041084 | 1.3222 | 0 | 1.3222 | 0.010116 | 3.2557 | 0 | 3.2557 | 0.010623 | 3.4189 | 0 | 3.4189 | 0.34184 | 0.21278 | 0.52393 | 0.55021 | 0.010116 | 0.001628 | 3.2557 | 0.52393 | 0 | 0 | 3.2557 | 0.52393 | [11 empty] | WLDFR | HFTD - Distribution - Tier 2 - 2QU CoRE ¦ 2QU LoRE | Non-Red Flag Warning - Destructive Fires | 2043 | 6.626e-09 | 3.313e-09 | 8.5191e-09 | 10992.1562 | 299.42 | 10692.7362 | 0 | 0 | 0 | 0 | 5.5193e-06 |  | 7.2834e-05 | 0 | 7.2834e-05 | 3.6417e-05 | 0 | 3.6417e-05 | 9.3643e-05 | 0 | 9.3643e-05 | [16 empty] | 7.3.1.3 Ignition probability mapping showing the probability of ignition along the electric lines and equipmentWLDFRAggregatedAggregated | WLDFR | HFTD - Distribution - Tier 2 - 2QU CoRE ¦ 2QU LoRE | Non-Red Flag Warning - Small Fires | Aggregated | Aggregated | 2043 | 0.0056445 | 0 | 501.7453 | 2.8321 | 2043 | Mitigation | 0.08575 | 30 | 0 | esc | 0.0012005 | 6.7762e-06 | 0.00060025 | 3.3881e-06 | 0.0015435 | 8.7122e-06
[35 empty] | 7.3.1.3 Ignition probability mapping showing the probability of ignition along the electric lines and equipment | WLDFR | HFTD - Distribution - Tier 2 - 2QU CoRE ¦ 1QU LoRE | 2049 | 0.1504 | 0.0066003 | 2.1242 | 0 | 2.1242 | 0.0041084 | 1.3222 | 0 | 1.3222 | 0.010116 | 3.2557 | 0 | 3.2557 | 0.010623 | 3.4189 | 0 | 3.4189 | 0.31948 | 0.19886 | 0.48966 | 0.51421 | 0.010116 | 0.0015215 | 3.2557 | 0.48966 | 0 | 0 | 3.2557 | 0.48966 | [11 empty] | WLDFR | HFTD - Distribution - Tier 2 - 2QU CoRE ¦ 2QU LoRE | Non-Red Flag Warning - Destructive Fires | 2044 | 6.626e-09 | 3.313e-09 | 8.5191e-09 | 10992.1562 | 299.42 | 10692.7362 | 0 | 0 | 0 | 0 | 5.5193e-06 |  | 7.2834e-05 | 0 | 7.2834e-05 | 3.6417e-05 | 0 | 3.6417e-05 | 9.3643e-05 | 0 | 9.3643e-05 | [16 empty] | 7.3.1.3 Ignition probability mapping showing the probability of ignition along the electric lines and equipmentWLDFRAggregatedAggregated | WLDFR | HFTD - Distribution - Tier 2 - 2QU CoRE ¦ 2QU LoRE | Non-Red Flag Warning - Small Fires | Aggregated | Aggregated | 2044 | 0.0056445 | 0 | 501.7453 | 2.8321 | 2044 | Mitigation | 0.08575 | 30 | 0 | esc | 0.0012005 | 6.7762e-06 | 0.00060025 | 3.3881e-06 | 0.0015435 | 8.7122e-06
[35 empty] | 7.3.1.3 Ignition probability mapping showing the probability of ignition along the electric lines and equipment | WLDFR | HFTD - Distribution - Tier 2 - 2QU CoRE ¦ 1QU LoRE | 2050 | 0.14056 | 0 | 0 | 0 | 0 | 0.0041084 | 1.3222 | 0 | 1.3222 | 0.010116 | 3.2557 | 0 | 3.2557 | 0.010623 | 3.4189 | 0 | 3.4189 | 0 | 0.18585 | 0.45762 | 0.48057 | 0.010116 | 0.0014219 | 3.2557 | 0.45762 | 0 | 0 | 3.2557 | 0.45762 | [11 empty] | WLDFR | HFTD - Distribution - Tier 2 - 2QU CoRE ¦ 2QU LoRE | Non-Red Flag Warning - Destructive Fires | 2045 | 6.626e-09 | 3.313e-09 | 8.5191e-09 | 10992.1562 | 299.42 | 10692.7362 | 0 | 0 | 0 | 0 | 5.5193e-06 |  | 7.2834e-05 | 0 | 7.2834e-05 | 3.6417e-05 | 0 | 3.6417e-05 | 9.3643e-05 | 0 | 9.3643e-05 | [16 empty] | 7.3.1.3 Ignition probability mapping showing the probability of ignition along the electric lines and equipmentWLDFRAggregatedAggregated | WLDFR | HFTD - Distribution - Tier 2 - 2QU CoRE ¦ 2QU LoRE | Non-Red Flag Warning - Small Fires | Aggregated | Aggregated | 2045 | 0.0056445 | 0 | 501.7453 | 2.8321 | 2045 | Mitigation | 0.08575 | 30 | 0 | esc | 0.0012005 | 6.7762e-06 | 0.00060025 | 3.3881e-06 | 0.0015435 | 8.7122e-06
[35 empty] | 7.3.1.3 Ignition probability mapping showing the probability of ignition along the electric lines and equipment | WLDFR | HFTD - Distribution - Tier 2 - 2QU CoRE ¦ 1QU LoRE | 2051 | 0.13137 | 0 | 0 | 0 | 0 | 0 | 0 | 0 | 0 | 0.010116 | 3.2557 | 0 | 3.2557 | 0.010623 | 3.4189 | 0 | 3.4189 | 0 | 0 | 0.42769 | 0.44913 | 0.010116 | 0.0013289 | 3.2557 | 0.42769 | 0 | 0 | 3.2557 | 0.42769 | [11 empty] | WLDFR | HFTD - Distribution - Tier 2 - 2QU CoRE ¦ 2QU LoRE | Non-Red Flag Warning - Destructive Fires | 2046 | 6.626e-09 | 3.313e-09 | 8.5191e-09 | 10992.1562 | 299.42 | 10692.7362 | 0 | 0 | 0 | 0 | 5.5193e-06 |  | 7.2834e-05 | 0 | 7.2834e-05 | 3.6417e-05 | 0 | 3.6417e-05 | 9.3643e-05 | 0 | 9.3643e-05 | [16 empty] | 7.3.1.3 Ignition probability mapping showing the probability of ignition along the electric lines and equipmentWLDFRAggregatedAggregated | WLDFR | HFTD - Distribution - Tier 2 - 2QU CoRE ¦ 2QU LoRE | Non-Red Flag Warning - Small Fires | Aggregated | Aggregated | 2046 | 0.0056445 | 0 | 501.7453 | 2.8321 | 2046 | Mitigation | 0.08575 | 30 | 0 | esc | 0.0012005 | 6.7762e-06 | 0.00060025 | 3.3881e-06 | 0.0015435 | 8.7122e-06
[35 empty] | 7.3.1.3 Ignition probability mapping showing the probability of ignition along the electric lines and equipment | WLDFR | HFTD - Distribution - Tier 2 - 2QU CoRE ¦ 1QU LoRE | 2052 | 0.12277 | 0 | 0 | 0 | 0 | 0 | 0 | 0 | 0 | 0 | 0 | 0 | 0 | 0.010623 | 3.4189 | 0 | 3.4189 | 0 | 0 | 0 | 0.41975 | 0 | 0 | 0 | 0 | 0 | 0 | 0 | 0 | [11 empty] | WLDFR | HFTD - Distribution - Tier 2 - 2QU CoRE ¦ 2QU LoRE | Non-Red Flag Warning - Destructive Fires | 2047 | 6.626e-09 | 3.313e-09 | 8.5191e-09 | 10992.1562 | 299.42 | 10692.7362 | 0 | 0 | 0 | 0 | 5.5193e-06 |  | 7.2834e-05 | 0 | 7.2834e-05 | 3.6417e-05 | 0 | 3.6417e-05 | 9.3643e-05 | 0 | 9.3643e-05 | [16 empty] | 7.3.1.3 Ignition probability mapping showing the probability of ignition along the electric lines and equipmentWLDFRAggregatedAggregated | WLDFR | HFTD - Distribution - Tier 2 - 2QU CoRE ¦ 2QU LoRE | Non-Red Flag Warning - Small Fires | Aggregated | Aggregated | 2047 | 0.0056445 | 0 | 501.7453 | 2.8321 | 2047 | Mitigation | 0.08575 | 30 | 0 | esc | 0.0012005 | 6.7762e-06 | 0.00060025 | 3.3881e-06 | 0.0015435 | 8.7122e-06
[35 empty] | 7.3.1.3 Ignition probability mapping showing the probability of ignition along the electric lines and equipment | WLDFR | HFTD - Distribution - Tier 2 - 2QU CoRE ¦ 2QU LoRE | 2020 | 1 | 0.012625 | 2.9258 | 0 | 2.9258 | 0 | 0 | 0 | 0 | 0 | 0 | 0 | 0 | 0 | 0 | 0 | 0 | 2.9258 | 0 | 0 | 0 | 0 | 0 | 0 | 0 | 0 | 0 | 0 | 0 | [11 empty] | WLDFR | HFTD - Distribution - Tier 2 - 2QU CoRE ¦ 2QU LoRE | Non-Red Flag Warning - Destructive Fires | 2048 | 6.626e-09 | 3.313e-09 | 8.5191e-09 | 11536.0538 | 319.4911 | 11216.5626 | 0 | 0 | 0 | 0 | 5.5193e-06 |  | 7.6437e-05 | 0 | 7.6437e-05 | 3.8219e-05 | 0 | 3.8219e-05 | 9.8277e-05 | 0 | 9.8277e-05 | [16 empty] | 7.3.1.3 Ignition probability mapping showing the probability of ignition along the electric lines and equipmentWLDFRAggregatedAggregated | WLDFR | HFTD - Distribution - Tier 2 - 2QU CoRE ¦ 2QU LoRE | Non-Red Flag Warning - Small Fires | Aggregated | Aggregated | 2048 | 0.0056445 | 0 | 501.7453 | 2.8321 | 2048 | Mitigation | 0.08575 | 30 | 0 | esc | 0.0012005 | 6.7762e-06 | 0.00060025 | 3.3881e-06 | 0.0015435 | 8.7122e-06
[35 empty] | 7.3.1.3 Ignition probability mapping showing the probability of ignition along the electric lines and equipment | WLDFR | HFTD - Distribution - Tier 2 - 2QU CoRE ¦ 2QU LoRE | 2021 | 1 | 0.012625 | 2.9258 | 0 | 2.9258 | 0.0078586 | 1.8212 | 0 | 1.8212 | 0 | 0 | 0 | 0 | 0 | 0 | 0 | 0 | 2.9258 | 1.8212 | 0 | 0 | 0 | 0 | 0 | 0 | 0 | 0 | 0 | 0 | [11 empty] | WLDFR | HFTD - Distribution - Tier 2 - 2QU CoRE ¦ 2QU LoRE | Non-Red Flag Warning - Destructive Fires | 2049 | 6.626e-09 | 3.313e-09 | 8.5191e-09 | 11536.0538 | 319.4911 | 11216.5626 | 0 | 0 | 0 | 0 | 5.5193e-06 |  | 7.6437e-05 | 0 | 7.6437e-05 | 3.8219e-05 | 0 | 3.8219e-05 | 9.8277e-05 | 0 | 9.8277e-05 | [16 empty] | 7.3.1.3 Ignition probability mapping showing the probability of ignition along the electric lines and equipmentWLDFRAggregatedAggregated | WLDFR | HFTD - Distribution - Tier 2 - 2QU CoRE ¦ 2QU LoRE | Non-Red Flag Warning - Small Fires | Aggregated | Aggregated | 2049 | 0.0056445 | 0 | 501.7453 | 2.8321 | 2049 | Mitigation | 0.08575 | 30 | 0 | esc | 0.0012005 | 6.7762e-06 | 0.00060025 | 3.3881e-06 | 0.0015435 | 8.7122e-06
[35 empty] | 7.3.1.3 Ignition probability mapping showing the probability of ignition along the electric lines and equipment | WLDFR | HFTD - Distribution - Tier 2 - 2QU CoRE ¦ 2QU LoRE | 2022 | 0.93458 | 0.01237 | 2.8227 | 0 | 2.8227 | 0.0077 | 1.757 | 0 | 1.757 | 0.018742 | 4.2765 | 0 | 4.2765 | 0 | 0 | 0 | 0 | 2.6381 | 1.6421 | 3.9968 | 0 | 0.018742 | 0.017515 | 4.2765 | 3.9968 | 0 | 0 | 4.2765 | 3.9968 | [11 empty] | WLDFR | HFTD - Distribution - Tier 2 - 2QU CoRE ¦ 2QU LoRE | Non-Red Flag Warning - Destructive Fires | 2050 | 0 | 3.313e-09 | 8.5191e-09 | 11536.0538 | 319.4911 | 11216.5626 | 0 | 0 | 0 | 0 | 5.5193e-06 |  | 0 | 0 | 0 | 3.8219e-05 | 0 | 3.8219e-05 | 9.8277e-05 | 0 | 9.8277e-05 | [16 empty] | 7.3.1.3 Ignition probability mapping showing the probability of ignition along the electric lines and equipmentWLDFRAggregatedAggregated | WLDFR | HFTD - Distribution - Tier 2 - 2QU CoRE ¦ 2QU LoRE | Non-Red Flag Warning - Small Fires | Aggregated | Aggregated | 2050 | 0.0056445 | 0 | 501.7453 | 2.8321 | 2050 | Mitigation | 0.08575 | 30 | 0 | esc | 0 | 0 | 0.00060025 | 3.3881e-06 | 0.0015435 | 8.7122e-06
[35 empty] | 7.3.1.3 Ignition probability mapping showing the probability of ignition along the electric lines and equipment | WLDFR | HFTD - Distribution - Tier 2 - 2QU CoRE ¦ 2QU LoRE | 2023 | 0.87344 | 0.01237 | 2.9262 | 0 | 2.9262 | 0.0077 | 1.8214 | 0 | 1.8214 | 0.018742 | 4.4332 | 0 | 4.4332 | 0.019681 | 4.6555 | 0 | 4.6555 | 2.5558 | 1.5909 | 3.8722 | 4.0663 | 0.018742 | 0.01637 | 4.4332 | 3.8722 | 0 | 0 | 4.4332 | 3.8722 | [11 empty] | WLDFR | HFTD - Distribution - Tier 2 - 2QU CoRE ¦ 2QU LoRE | Non-Red Flag Warning - Destructive Fires | 2051 | 0 | 0 | 8.5191e-09 | 11536.0538 | 319.4911 | 11216.5626 | 0 | 0 | 0 | 0 | 5.5193e-06 |  | 0 | 0 | 0 | 0 | 0 | 0 | 9.8277e-05 | 0 | 9.8277e-05 | [16 empty] | 7.3.1.3 Ignition probability mapping showing the probability of ignition along the electric lines and equipmentWLDFRAggregatedAggregated | WLDFR | HFTD - Distribution - Tier 2 - 2QU CoRE ¦ 2QU LoRE | Non-Red Flag Warning - Small Fires | Aggregated | Aggregated | 2051 | 0.0056445 | 0 | 501.7453 | 2.8321 | 2051 | Mitigation | 0.08575 | 30 | 0 | esc | 0 | 0 | 0 | 0 | 0.0015435 | 8.7122e-06
[35 empty] | 7.3.1.3 Ignition probability mapping showing the probability of ignition along the electric lines and equipment | WLDFR | HFTD - Distribution - Tier 2 - 2QU CoRE ¦ 2QU LoRE | 2024 | 0.8163 | 0.01237 | 2.9262 | 0 | 2.9262 | 0.0077 | 1.8214 | 0 | 1.8214 | 0.018742 | 4.4332 | 0 | 4.4332 | 0.019681 | 4.6555 | 0 | 4.6555 | 2.3886 | 1.4868 | 3.6188 | 3.8003 | 0.018742 | 0.015299 | 4.4332 | 3.6188 | 0 | 0 | 4.4332 | 3.6188 | [11 empty] | WLDFR | HFTD - Distribution - Tier 2 - 2QU CoRE ¦ 2QU LoRE | Non-Red Flag Warning - Large Fires | 2020 | 4.8066e-08 | 0 | 0 | 5.2406 | 0.69642 | 2.942 | 1.6022 | 0 | 0 | 0 | 4.0038e-05 |  | 2.5189e-07 | 0 | 2.5189e-07 | 0 | 0 | 0 | 0 | 0 | 0 | [16 empty] | 7.3.1.3 Ignition probability mapping showing the probability of ignition along the electric lines and equipmentWLDFRAggregatedAggregated | WLDFR | HFTD - Distribution - Tier 2 - 2QU CoRE ¦ 2QU LoRE | Red Flag Warning - Catastrophic Fires | Aggregated | Aggregated | 2021 | 8.4334e-05 | 0 | 501.7453 | 0.042314 | 2021 | Mitigation | 0.08575 | 30 | 0 | esc | 0.0012005 | 1.0124e-07 | 0.00060025 | 5.0622e-08 | 0 | 0
[35 empty] | 7.3.1.3 Ignition probability mapping showing the probability of ignition along the electric lines and equipment | WLDFR | HFTD - Distribution - Tier 2 - 2QU CoRE ¦ 2QU LoRE | 2025 | 0.7629 | 0.01237 | 2.9262 | 0 | 2.9262 | 0.0077 | 1.8214 | 0 | 1.8214 | 0.018742 | 4.4332 | 0 | 4.4332 | 0.019681 | 4.6555 | 0 | 4.6555 | 2.2324 | 1.3895 | 3.3821 | 3.5517 | 0.018742 | 0.014298 | 4.4332 | 3.3821 | 0 | 0 | 4.4332 | 3.3821 | [11 empty] | WLDFR | HFTD - Distribution - Tier 2 - 2QU CoRE ¦ 2QU LoRE | Non-Red Flag Warning - Large Fires | 2021 | 4.8066e-08 | 2.4033e-08 | 0 | 5.2406 | 0.69642 | 2.942 | 1.6022 | 0 | 0 | 0 | 4.0038e-05 |  | 2.5189e-07 | 0 | 2.5189e-07 | 1.2595e-07 | 0 | 1.2595e-07 | 0 | 0 | 0 | [16 empty] | 7.3.1.3 Ignition probability mapping showing the probability of ignition along the electric lines and equipmentWLDFRAggregatedAggregated | WLDFR | HFTD - Distribution - Tier 2 - 2QU CoRE ¦ 2QU LoRE | Red Flag Warning - Catastrophic Fires | Aggregated | Aggregated | 2022 | 8.4334e-05 | 0 | 501.7453 | 0.042314 | 2022 | Mitigation | 0.08575 | 30 | 0 | esc | 0.0012005 | 1.0124e-07 | 0.00060025 | 5.0622e-08 | 0.0015435 | 1.3017e-07
[35 empty] | 7.3.1.3 Ignition probability mapping showing the probability of ignition along the electric lines and equipment | WLDFR | HFTD - Distribution - Tier 2 - 2QU CoRE ¦ 2QU LoRE | 2026 | 0.71299 | 0.01237 | 2.9262 | 0 | 2.9262 | 0.0077 | 1.8214 | 0 | 1.8214 | 0.018742 | 4.4332 | 0 | 4.4332 | 0.019681 | 4.6555 | 0 | 4.6555 | 2.0863 | 1.2986 | 3.1608 | 3.3193 | 0.018742 | 0.013362 | 4.4332 | 3.1608 | 0 | 0 | 4.4332 | 3.1608 | [11 empty] | WLDFR | HFTD - Distribution - Tier 2 - 2QU CoRE ¦ 2QU LoRE | Non-Red Flag Warning - Large Fires | 2022 | 4.8066e-08 | 2.4033e-08 | 6.1799e-08 | 5.2406 | 0.69642 | 2.942 | 1.6022 | 0 | 0 | 0 | 4.0038e-05 |  | 2.5189e-07 | 0 | 2.5189e-07 | 1.2595e-07 | 0 | 1.2595e-07 | 3.2386e-07 | 0 | 3.2386e-07 | [16 empty] | 7.3.1.3 Ignition probability mapping showing the probability of ignition along the electric lines and equipmentWLDFRAggregatedAggregated | WLDFR | HFTD - Distribution - Tier 2 - 2QU CoRE ¦ 2QU LoRE | Red Flag Warning - Catastrophic Fires | Aggregated | Aggregated | 2023 | 8.4334e-05 | 0 | 501.7453 | 0.042314 | 2023 | Mitigation | 0.08575 | 30 | 0 | esc | 0.0012005 | 1.0124e-07 | 0.00060025 | 5.0622e-08 | 0.0015435 | 1.3017e-07
[35 empty] | 7.3.1.3 Ignition probability mapping showing the probability of ignition along the electric lines and equipment | WLDFR | HFTD - Distribution - Tier 2 - 2QU CoRE ¦ 2QU LoRE | 2027 | 0.66634 | 0.01237 | 2.9262 | 0 | 2.9262 | 0.0077 | 1.8214 | 0 | 1.8214 | 0.018742 | 4.4332 | 0 | 4.4332 | 0.019681 | 4.6555 | 0 | 4.6555 | 1.9498 | 1.2137 | 2.9541 | 3.1022 | 0.018742 | 0.012488 | 4.4332 | 2.9541 | 0 | 0 | 4.4332 | 2.9541 | [11 empty] | WLDFR | HFTD - Distribution - Tier 2 - 2QU CoRE ¦ 2QU LoRE | Non-Red Flag Warning - Large Fires | 2023 | 4.8066e-08 | 2.4033e-08 | 6.1799e-08 | 5.475 | 0.71896 | 3.0715 | 1.6846 | 0 | 0 | 0 | 4.0038e-05 |  | 2.6316e-07 | 0 | 2.6316e-07 | 1.3158e-07 | 0 | 1.3158e-07 | 3.3835e-07 | 0 | 3.3835e-07 | [16 empty] | 7.3.1.3 Ignition probability mapping showing the probability of ignition along the electric lines and equipmentWLDFRAggregatedAggregated | WLDFR | HFTD - Distribution - Tier 2 - 2QU CoRE ¦ 2QU LoRE | Red Flag Warning - Catastrophic Fires | Aggregated | Aggregated | 2024 | 8.4334e-05 | 0 | 501.7453 | 0.042314 | 2024 | Mitigation | 0.08575 | 30 | 0 | esc | 0.0012005 | 1.0124e-07 | 0.00060025 | 5.0622e-08 | 0.0015435 | 1.3017e-07
[35 empty] | 7.3.1.3 Ignition probability mapping showing the probability of ignition along the electric lines and equipment | WLDFR | HFTD - Distribution - Tier 2 - 2QU CoRE ¦ 2QU LoRE | 2028 | 0.62275 | 0.01237 | 3.0565 | 0 | 3.0565 | 0.0077 | 1.9025 | 0 | 1.9025 | 0.018742 | 4.6307 | 0 | 4.6307 | 0.019681 | 4.8629 | 0 | 4.8629 | 1.9034 | 1.1848 | 2.8838 | 3.0284 | 0.018742 | 0.011671 | 4.6307 | 2.8838 | 0 | 0 | 4.6307 | 2.8838 | [11 empty] | WLDFR | HFTD - Distribution - Tier 2 - 2QU CoRE ¦ 2QU LoRE | Non-Red Flag Warning - Large Fires | 2024 | 4.8066e-08 | 2.4033e-08 | 6.1799e-08 | 5.475 | 0.71896 | 3.0715 | 1.6846 | 0 | 0 | 0 | 4.0038e-05 |  | 2.6316e-07 | 0 | 2.6316e-07 | 1.3158e-07 | 0 | 1.3158e-07 | 3.3835e-07 | 0 | 3.3835e-07 | [16 empty] | 7.3.1.3 Ignition probability mapping showing the probability of ignition along the electric lines and equipmentWLDFRAggregatedAggregated | WLDFR | HFTD - Distribution - Tier 2 - 2QU CoRE ¦ 2QU LoRE | Red Flag Warning - Catastrophic Fires | Aggregated | Aggregated | 2025 | 8.4334e-05 | 0 | 501.7453 | 0.042314 | 2025 | Mitigation | 0.08575 | 30 | 0 | esc | 0.0012005 | 1.0124e-07 | 0.00060025 | 5.0622e-08 | 0.0015435 | 1.3017e-07
[35 empty] | 7.3.1.3 Ignition probability mapping showing the probability of ignition along the electric lines and equipment | WLDFR | HFTD - Distribution - Tier 2 - 2QU CoRE ¦ 2QU LoRE | 2029 | 0.58201 | 0.01237 | 3.0565 | 0 | 3.0565 | 0.0077 | 1.9025 | 0 | 1.9025 | 0.018742 | 4.6307 | 0 | 4.6307 | 0.019681 | 4.8629 | 0 | 4.8629 | 1.7789 | 1.1073 | 2.6951 | 2.8302 | 0.018742 | 0.010908 | 4.6307 | 2.6951 | 0 | 0 | 4.6307 | 2.6951 | [11 empty] | WLDFR | HFTD - Distribution - Tier 2 - 2QU CoRE ¦ 2QU LoRE | Non-Red Flag Warning - Large Fires | 2025 | 4.8066e-08 | 2.4033e-08 | 6.1799e-08 | 5.475 | 0.71896 | 3.0715 | 1.6846 | 0 | 0 | 0 | 4.0038e-05 |  | 2.6316e-07 | 0 | 2.6316e-07 | 1.3158e-07 | 0 | 1.3158e-07 | 3.3835e-07 | 0 | 3.3835e-07 | [16 empty] | 7.3.1.3 Ignition probability mapping showing the probability of ignition along the electric lines and equipmentWLDFRAggregatedAggregated | WLDFR | HFTD - Distribution - Tier 2 - 2QU CoRE ¦ 2QU LoRE | Red Flag Warning - Catastrophic Fires | Aggregated | Aggregated | 2026 | 8.4334e-05 | 0 | 501.7453 | 0.042314 | 2026 | Mitigation | 0.08575 | 30 | 0 | esc | 0.0012005 | 1.0124e-07 | 0.00060025 | 5.0622e-08 | 0.0015435 | 1.3017e-07
[35 empty] | 7.3.1.3 Ignition probability mapping showing the probability of ignition along the electric lines and equipment | WLDFR | HFTD - Distribution - Tier 2 - 2QU CoRE ¦ 2QU LoRE | 2030 | 0.54393 | 0.01237 | 3.0565 | 0 | 3.0565 | 0.0077 | 1.9025 | 0 | 1.9025 | 0.018742 | 4.6307 | 0 | 4.6307 | 0.019681 | 4.8629 | 0 | 4.8629 | 1.6625 | 1.0348 | 2.5188 | 2.6451 | 0.018742 | 0.010194 | 4.6307 | 2.5188 | 0 | 0 | 4.6307 | 2.5188 | [11 empty] | WLDFR | HFTD - Distribution - Tier 2 - 2QU CoRE ¦ 2QU LoRE | Non-Red Flag Warning - Large Fires | 2026 | 4.8066e-08 | 2.4033e-08 | 6.1799e-08 | 5.475 | 0.71896 | 3.0715 | 1.6846 | 0 | 0 | 0 | 4.0038e-05 |  | 2.6316e-07 | 0 | 2.6316e-07 | 1.3158e-07 | 0 | 1.3158e-07 | 3.3835e-07 | 0 | 3.3835e-07 | [16 empty] | 7.3.1.3 Ignition probability mapping showing the probability of ignition along the electric lines and equipmentWLDFRAggregatedAggregated | WLDFR | HFTD - Distribution - Tier 2 - 2QU CoRE ¦ 2QU LoRE | Red Flag Warning - Catastrophic Fires | Aggregated | Aggregated | 2027 | 8.4334e-05 | 0 | 501.7453 | 0.042314 | 2027 | Mitigation | 0.08575 | 30 | 0 | esc | 0.0012005 | 1.0124e-07 | 0.00060025 | 5.0622e-08 | 0.0015435 | 1.3017e-07
[35 empty] | 7.3.1.3 Ignition probability mapping showing the probability of ignition along the electric lines and equipment | WLDFR | HFTD - Distribution - Tier 2 - 2QU CoRE ¦ 2QU LoRE | 2031 | 0.50835 | 0.01237 | 3.0565 | 0 | 3.0565 | 0.0077 | 1.9025 | 0 | 1.9025 | 0.018742 | 4.6307 | 0 | 4.6307 | 0.019681 | 4.8629 | 0 | 4.8629 | 1.5538 | 0.96715 | 2.354 | 2.472 | 0.018742 | 0.0095272 | 4.6307 | 2.354 | 0 | 0 | 4.6307 | 2.354 | [11 empty] | WLDFR | HFTD - Distribution - Tier 2 - 2QU CoRE ¦ 2QU LoRE | Non-Red Flag Warning - Large Fires | 2027 | 4.8066e-08 | 2.4033e-08 | 6.1799e-08 | 5.475 | 0.71896 | 3.0715 | 1.6846 | 0 | 0 | 0 | 4.0038e-05 |  | 2.6316e-07 | 0 | 2.6316e-07 | 1.3158e-07 | 0 | 1.3158e-07 | 3.3835e-07 | 0 | 3.3835e-07 | [16 empty] | 7.3.1.3 Ignition probability mapping showing the probability of ignition along the electric lines and equipmentWLDFRAggregatedAggregated | WLDFR | HFTD - Distribution - Tier 2 - 2QU CoRE ¦ 2QU LoRE | Red Flag Warning - Catastrophic Fires | Aggregated | Aggregated | 2028 | 8.4334e-05 | 0 | 501.7453 | 0.042314 | 2028 | Mitigation | 0.08575 | 30 | 0 | esc | 0.0012005 | 1.0124e-07 | 0.00060025 | 5.0622e-08 | 0.0015435 | 1.3017e-07
[35 empty] | 7.3.1.3 Ignition probability mapping showing the probability of ignition along the electric lines and equipment | WLDFR | HFTD - Distribution - Tier 2 - 2QU CoRE ¦ 2QU LoRE | 2032 | 0.47509 | 0.01237 | 3.0565 | 0 | 3.0565 | 0.0077 | 1.9025 | 0 | 1.9025 | 0.018742 | 4.6307 | 0 | 4.6307 | 0.019681 | 4.8629 | 0 | 4.8629 | 1.4521 | 0.90387 | 2.2 | 2.3103 | 0.018742 | 0.008904 | 4.6307 | 2.2 | 0 | 0 | 4.6307 | 2.2 | [11 empty] | WLDFR | HFTD - Distribution - Tier 2 - 2QU CoRE ¦ 2QU LoRE | Non-Red Flag Warning - Large Fires | 2028 | 4.8066e-08 | 2.4033e-08 | 6.1799e-08 | 5.777 | 0.74734 | 3.238 | 1.7917 | 0 | 0 | 0 | 4.0038e-05 |  | 2.7768e-07 | 0 | 2.7768e-07 | 1.3884e-07 | 0 | 1.3884e-07 | 3.5701e-07 | 0 | 3.5701e-07 | [16 empty] | 7.3.1.3 Ignition probability mapping showing the probability of ignition along the electric lines and equipmentWLDFRAggregatedAggregated | WLDFR | HFTD - Distribution - Tier 2 - 2QU CoRE ¦ 2QU LoRE | Red Flag Warning - Catastrophic Fires | Aggregated | Aggregated | 2029 | 8.4334e-05 | 0 | 501.7453 | 0.042314 | 2029 | Mitigation | 0.08575 | 30 | 0 | esc | 0.0012005 | 1.0124e-07 | 0.00060025 | 5.0622e-08 | 0.0015435 | 1.3017e-07
[35 empty] | 7.3.1.3 Ignition probability mapping showing the probability of ignition along the electric lines and equipment | WLDFR | HFTD - Distribution - Tier 2 - 2QU CoRE ¦ 2QU LoRE | 2033 | 0.44401 | 0.01237 | 3.2013 | 0 | 3.2013 | 0.0077 | 1.9927 | 0 | 1.9927 | 0.018742 | 4.8501 | 0 | 4.8501 | 0.019681 | 5.0933 | 0 | 5.0933 | 1.4214 | 0.88477 | 2.1535 | 2.2615 | 0.018742 | 0.0083215 | 4.8501 | 2.1535 | 0 | 0 | 4.8501 | 2.1535 | [11 empty] | WLDFR | HFTD - Distribution - Tier 2 - 2QU CoRE ¦ 2QU LoRE | Non-Red Flag Warning - Large Fires | 2029 | 4.8066e-08 | 2.4033e-08 | 6.1799e-08 | 5.777 | 0.74734 | 3.238 | 1.7917 | 0 | 0 | 0 | 4.0038e-05 |  | 2.7768e-07 | 0 | 2.7768e-07 | 1.3884e-07 | 0 | 1.3884e-07 | 3.5701e-07 | 0 | 3.5701e-07 | [16 empty] | 7.3.1.3 Ignition probability mapping showing the probability of ignition along the electric lines and equipmentWLDFRAggregatedAggregated | WLDFR | HFTD - Distribution - Tier 2 - 2QU CoRE ¦ 2QU LoRE | Red Flag Warning - Catastrophic Fires | Aggregated | Aggregated | 2030 | 8.4334e-05 | 0 | 501.7453 | 0.042314 | 2030 | Mitigation | 0.08575 | 30 | 0 | esc | 0.0012005 | 1.0124e-07 | 0.00060025 | 5.0622e-08 | 0.0015435 | 1.3017e-07
[35 empty] | 7.3.1.3 Ignition probability mapping showing the probability of ignition along the electric lines and equipment | WLDFR | HFTD - Distribution - Tier 2 - 2QU CoRE ¦ 2QU LoRE | 2034 | 0.41496 | 0.01237 | 3.2013 | 0 | 3.2013 | 0.0077 | 1.9927 | 0 | 1.9927 | 0.018742 | 4.8501 | 0 | 4.8501 | 0.019681 | 5.0933 | 0 | 5.0933 | 1.3284 | 0.82689 | 2.0126 | 2.1135 | 0.018742 | 0.0077771 | 4.8501 | 2.0126 | 0 | 0 | 4.8501 | 2.0126 | [11 empty] | WLDFR | HFTD - Distribution - Tier 2 - 2QU CoRE ¦ 2QU LoRE | Non-Red Flag Warning - Large Fires | 2030 | 4.8066e-08 | 2.4033e-08 | 6.1799e-08 | 5.777 | 0.74734 | 3.238 | 1.7917 | 0 | 0 | 0 | 4.0038e-05 |  | 2.7768e-07 | 0 | 2.7768e-07 | 1.3884e-07 | 0 | 1.3884e-07 | 3.5701e-07 | 0 | 3.5701e-07 | [16 empty] | 7.3.1.3 Ignition probability mapping showing the probability of ignition along the electric lines and equipmentWLDFRAggregatedAggregated | WLDFR | HFTD - Distribution - Tier 2 - 2QU CoRE ¦ 2QU LoRE | Red Flag Warning - Catastrophic Fires | Aggregated | Aggregated | 2031 | 8.4334e-05 | 0 | 501.7453 | 0.042314 | 2031 | Mitigation | 0.08575 | 30 | 0 | esc | 0.0012005 | 1.0124e-07 | 0.00060025 | 5.0622e-08 | 0.0015435 | 1.3017e-07
[35 empty] | 7.3.1.3 Ignition probability mapping showing the probability of ignition along the electric lines and equipment | WLDFR | HFTD - Distribution - Tier 2 - 2QU CoRE ¦ 2QU LoRE | 2035 | 0.38782 | 0.01237 | 3.2013 | 0 | 3.2013 | 0.0077 | 1.9927 | 0 | 1.9927 | 0.018742 | 4.8501 | 0 | 4.8501 | 0.019681 | 5.0933 | 0 | 5.0933 | 1.2415 | 0.77279 | 1.881 | 1.9753 | 0.018742 | 0.0072683 | 4.8501 | 1.881 | 0 | 0 | 4.8501 | 1.881 | [11 empty] | WLDFR | HFTD - Distribution - Tier 2 - 2QU CoRE ¦ 2QU LoRE | Non-Red Flag Warning - Large Fires | 2031 | 4.8066e-08 | 2.4033e-08 | 6.1799e-08 | 5.777 | 0.74734 | 3.238 | 1.7917 | 0 | 0 | 0 | 4.0038e-05 |  | 2.7768e-07 | 0 | 2.7768e-07 | 1.3884e-07 | 0 | 1.3884e-07 | 3.5701e-07 | 0 | 3.5701e-07 | [16 empty] | 7.3.1.3 Ignition probability mapping showing the probability of ignition along the electric lines and equipmentWLDFRAggregatedAggregated | WLDFR | HFTD - Distribution - Tier 2 - 2QU CoRE ¦ 2QU LoRE | Red Flag Warning - Catastrophic Fires | Aggregated | Aggregated | 2032 | 8.4334e-05 | 0 | 501.7453 | 0.042314 | 2032 | Mitigation | 0.08575 | 30 | 0 | esc | 0.0012005 | 1.0124e-07 | 0.00060025 | 5.0622e-08 | 0.0015435 | 1.3017e-07
[35 empty] | 7.3.1.3 Ignition probability mapping showing the probability of ignition along the electric lines and equipment | WLDFR | HFTD - Distribution - Tier 2 - 2QU CoRE ¦ 2QU LoRE | 2036 | 0.36245 | 0.01237 | 3.2013 | 0 | 3.2013 | 0.0077 | 1.9927 | 0 | 1.9927 | 0.018742 | 4.8501 | 0 | 4.8501 | 0.019681 | 5.0933 | 0 | 5.0933 | 1.1603 | 0.72224 | 1.7579 | 1.8461 | 0.018742 | 0.0067928 | 4.8501 | 1.7579 | 0 | 0 | 4.8501 | 1.7579 | [11 empty] | WLDFR | HFTD - Distribution - Tier 2 - 2QU CoRE ¦ 2QU LoRE | Non-Red Flag Warning - Large Fires | 2032 | 4.8066e-08 | 2.4033e-08 | 6.1799e-08 | 5.777 | 0.74734 | 3.238 | 1.7917 | 0 | 0 | 0 | 4.0038e-05 |  | 2.7768e-07 | 0 | 2.7768e-07 | 1.3884e-07 | 0 | 1.3884e-07 | 3.5701e-07 | 0 | 3.5701e-07 | [16 empty] | 7.3.1.3 Ignition probability mapping showing the probability of ignition along the electric lines and equipmentWLDFRAggregatedAggregated | WLDFR | HFTD - Distribution - Tier 2 - 2QU CoRE ¦ 2QU LoRE | Red Flag Warning - Catastrophic Fires | Aggregated | Aggregated | 2033 | 8.4334e-05 | 0 | 501.7453 | 0.042314 | 2033 | Mitigation | 0.08575 | 30 | 0 | esc | 0.0012005 | 1.0124e-07 | 0.00060025 | 5.0622e-08 | 0.0015435 | 1.3017e-07
[35 empty] | 7.3.1.3 Ignition probability mapping showing the probability of ignition along the electric lines and equipment | WLDFR | HFTD - Distribution - Tier 2 - 2QU CoRE ¦ 2QU LoRE | 2037 | 0.33873 | 0.01237 | 3.2013 | 0 | 3.2013 | 0.0077 | 1.9927 | 0 | 1.9927 | 0.018742 | 4.8501 | 0 | 4.8501 | 0.019681 | 5.0933 | 0 | 5.0933 | 1.0844 | 0.67499 | 1.6429 | 1.7253 | 0.018742 | 0.0063484 | 4.8501 | 1.6429 | 0 | 0 | 4.8501 | 1.6429 | [11 empty] | WLDFR | HFTD - Distribution - Tier 2 - 2QU CoRE ¦ 2QU LoRE | Non-Red Flag Warning - Large Fires | 2033 | 4.8066e-08 | 2.4033e-08 | 6.1799e-08 | 6.1205 | 0.77885 | 3.4265 | 1.9151 | 0 | 0 | 0 | 4.0038e-05 |  | 2.9419e-07 | 0 | 2.9419e-07 | 1.4709e-07 | 0 | 1.4709e-07 | 3.7824e-07 | 0 | 3.7824e-07 | [16 empty] | 7.3.1.3 Ignition probability mapping showing the probability of ignition along the electric lines and equipmentWLDFRAggregatedAggregated | WLDFR | HFTD - Distribution - Tier 2 - 2QU CoRE ¦ 2QU LoRE | Red Flag Warning - Catastrophic Fires | Aggregated | Aggregated | 2034 | 8.4334e-05 | 0 | 501.7453 | 0.042314 | 2034 | Mitigation | 0.08575 | 30 | 0 | esc | 0.0012005 | 1.0124e-07 | 0.00060025 | 5.0622e-08 | 0.0015435 | 1.3017e-07
[35 empty] | 7.3.1.3 Ignition probability mapping showing the probability of ignition along the electric lines and equipment | WLDFR | HFTD - Distribution - Tier 2 - 2QU CoRE ¦ 2QU LoRE | 2038 | 0.31657 | 0.01237 | 3.3585 | 0 | 3.3585 | 0.0077 | 2.0905 | 0 | 2.0905 | 0.018742 | 5.0883 | 0 | 5.0883 | 0.019681 | 5.3434 | 0 | 5.3434 | 1.0632 | 0.66181 | 1.6108 | 1.6916 | 0.018742 | 0.0059331 | 5.0883 | 1.6108 | 0 | 0 | 5.0883 | 1.6108 | [11 empty] | WLDFR | HFTD - Distribution - Tier 2 - 2QU CoRE ¦ 2QU LoRE | Non-Red Flag Warning - Large Fires | 2034 | 4.8066e-08 | 2.4033e-08 | 6.1799e-08 | 6.1205 | 0.77885 | 3.4265 | 1.9151 | 0 | 0 | 0 | 4.0038e-05 |  | 2.9419e-07 | 0 | 2.9419e-07 | 1.4709e-07 | 0 | 1.4709e-07 | 3.7824e-07 | 0 | 3.7824e-07 | [16 empty] | 7.3.1.3 Ignition probability mapping showing the probability of ignition along the electric lines and equipmentWLDFRAggregatedAggregated | WLDFR | HFTD - Distribution - Tier 2 - 2QU CoRE ¦ 2QU LoRE | Red Flag Warning - Catastrophic Fires | Aggregated | Aggregated | 2035 | 8.4334e-05 | 0 | 501.7453 | 0.042314 | 2035 | Mitigation | 0.08575 | 30 | 0 | esc | 0.0012005 | 1.0124e-07 | 0.00060025 | 5.0622e-08 | 0.0015435 | 1.3017e-07
[35 empty] | 7.3.1.3 Ignition probability mapping showing the probability of ignition along the electric lines and equipment | WLDFR | HFTD - Distribution - Tier 2 - 2QU CoRE ¦ 2QU LoRE | 2039 | 0.29586 | 0.01237 | 3.3585 | 0 | 3.3585 | 0.0077 | 2.0905 | 0 | 2.0905 | 0.018742 | 5.0883 | 0 | 5.0883 | 0.019681 | 5.3434 | 0 | 5.3434 | 0.99367 | 0.61851 | 1.5054 | 1.5809 | 0.018742 | 0.0055449 | 5.0883 | 1.5054 | 0 | 0 | 5.0883 | 1.5054 | [11 empty] | WLDFR | HFTD - Distribution - Tier 2 - 2QU CoRE ¦ 2QU LoRE | Non-Red Flag Warning - Large Fires | 2035 | 4.8066e-08 | 2.4033e-08 | 6.1799e-08 | 6.1205 | 0.77885 | 3.4265 | 1.9151 | 0 | 0 | 0 | 4.0038e-05 |  | 2.9419e-07 | 0 | 2.9419e-07 | 1.4709e-07 | 0 | 1.4709e-07 | 3.7824e-07 | 0 | 3.7824e-07 | [16 empty] | 7.3.1.3 Ignition probability mapping showing the probability of ignition along the electric lines and equipmentWLDFRAggregatedAggregated | WLDFR | HFTD - Distribution - Tier 2 - 2QU CoRE ¦ 2QU LoRE | Red Flag Warning - Catastrophic Fires | Aggregated | Aggregated | 2036 | 8.4334e-05 | 0 | 501.7453 | 0.042314 | 2036 | Mitigation | 0.08575 | 30 | 0 | esc | 0.0012005 | 1.0124e-07 | 0.00060025 | 5.0622e-08 | 0.0015435 | 1.3017e-07
[35 empty] | 7.3.1.3 Ignition probability mapping showing the probability of ignition along the electric lines and equipment | WLDFR | HFTD - Distribution - Tier 2 - 2QU CoRE ¦ 2QU LoRE | 2040 | 0.27651 | 0.01237 | 3.3585 | 0 | 3.3585 | 0.0077 | 2.0905 | 0 | 2.0905 | 0.018742 | 5.0883 | 0 | 5.0883 | 0.019681 | 5.3434 | 0 | 5.3434 | 0.92866 | 0.57805 | 1.407 | 1.4775 | 0.018742 | 0.0051822 | 5.0883 | 1.407 | 0 | 0 | 5.0883 | 1.407 | [11 empty] | WLDFR | HFTD - Distribution - Tier 2 - 2QU CoRE ¦ 2QU LoRE | Non-Red Flag Warning - Large Fires | 2036 | 4.8066e-08 | 2.4033e-08 | 6.1799e-08 | 6.1205 | 0.77885 | 3.4265 | 1.9151 | 0 | 0 | 0 | 4.0038e-05 |  | 2.9419e-07 | 0 | 2.9419e-07 | 1.4709e-07 | 0 | 1.4709e-07 | 3.7824e-07 | 0 | 3.7824e-07 | [16 empty] | 7.3.1.3 Ignition probability mapping showing the probability of ignition along the electric lines and equipmentWLDFRAggregatedAggregated | WLDFR | HFTD - Distribution - Tier 2 - 2QU CoRE ¦ 2QU LoRE | Red Flag Warning - Catastrophic Fires | Aggregated | Aggregated | 2037 | 8.4334e-05 | 0 | 501.7453 | 0.042314 | 2037 | Mitigation | 0.08575 | 30 | 0 | esc | 0.0012005 | 1.0124e-07 | 0.00060025 | 5.0622e-08 | 0.0015435 | 1.3017e-07
[35 empty] | 7.3.1.3 Ignition probability mapping showing the probability of ignition along the electric lines and equipment | WLDFR | HFTD - Distribution - Tier 2 - 2QU CoRE ¦ 2QU LoRE | 2041 | 0.25842 | 0.01237 | 3.3585 | 0 | 3.3585 | 0.0077 | 2.0905 | 0 | 2.0905 | 0.018742 | 5.0883 | 0 | 5.0883 | 0.019681 | 5.3434 | 0 | 5.3434 | 0.86791 | 0.54023 | 1.3149 | 1.3808 | 0.018742 | 0.0048432 | 5.0883 | 1.3149 | 0 | 0 | 5.0883 | 1.3149 | [11 empty] | WLDFR | HFTD - Distribution - Tier 2 - 2QU CoRE ¦ 2QU LoRE | Non-Red Flag Warning - Large Fires | 2037 | 4.8066e-08 | 2.4033e-08 | 6.1799e-08 | 6.1205 | 0.77885 | 3.4265 | 1.9151 | 0 | 0 | 0 | 4.0038e-05 |  | 2.9419e-07 | 0 | 2.9419e-07 | 1.4709e-07 | 0 | 1.4709e-07 | 3.7824e-07 | 0 | 3.7824e-07 | [16 empty] | 7.3.1.3 Ignition probability mapping showing the probability of ignition along the electric lines and equipmentWLDFRAggregatedAggregated | WLDFR | HFTD - Distribution - Tier 2 - 2QU CoRE ¦ 2QU LoRE | Red Flag Warning - Catastrophic Fires | Aggregated | Aggregated | 2038 | 8.4334e-05 | 0 | 501.7453 | 0.042314 | 2038 | Mitigation | 0.08575 | 30 | 0 | esc | 0.0012005 | 1.0124e-07 | 0.00060025 | 5.0622e-08 | 0.0015435 | 1.3017e-07
[35 empty] | 7.3.1.3 Ignition probability mapping showing the probability of ignition along the electric lines and equipment | WLDFR | HFTD - Distribution - Tier 2 - 2QU CoRE ¦ 2QU LoRE | 2042 | 0.24151 | 0.01237 | 3.3585 | 0 | 3.3585 | 0.0077 | 2.0905 | 0 | 2.0905 | 0.018742 | 5.0883 | 0 | 5.0883 | 0.019681 | 5.3434 | 0 | 5.3434 | 0.81113 | 0.50489 | 1.2289 | 1.2905 | 0.018742 | 0.0045263 | 5.0883 | 1.2289 | 0 | 0 | 5.0883 | 1.2289 | [11 empty] | WLDFR | HFTD - Distribution - Tier 2 - 2QU CoRE ¦ 2QU LoRE | Non-Red Flag Warning - Large Fires | 2038 | 4.8066e-08 | 2.4033e-08 | 6.1799e-08 | 6.5028 | 0.81304 | 3.6355 | 2.0543 | 0 | 0 | 0 | 4.0038e-05 |  | 3.1256e-07 | 0 | 3.1256e-07 | 1.5628e-07 | 0 | 1.5628e-07 | 4.0187e-07 | 0 | 4.0187e-07 | [16 empty] | 7.3.1.3 Ignition probability mapping showing the probability of ignition along the electric lines and equipmentWLDFRAggregatedAggregated | WLDFR | HFTD - Distribution - Tier 2 - 2QU CoRE ¦ 2QU LoRE | Red Flag Warning - Catastrophic Fires | Aggregated | Aggregated | 2039 | 8.4334e-05 | 0 | 501.7453 | 0.042314 | 2039 | Mitigation | 0.08575 | 30 | 0 | esc | 0.0012005 | 1.0124e-07 | 0.00060025 | 5.0622e-08 | 0.0015435 | 1.3017e-07
[35 empty] | 7.3.1.3 Ignition probability mapping showing the probability of ignition along the electric lines and equipment | WLDFR | HFTD - Distribution - Tier 2 - 2QU CoRE ¦ 2QU LoRE | 2043 | 0.22571 | 0.01237 | 3.526 | 0 | 3.526 | 0.0077 | 2.1948 | 0 | 2.1948 | 0.018742 | 5.342 | 0 | 5.342 | 0.019681 | 5.6098 | 0 | 5.6098 | 0.79586 | 0.49539 | 1.2058 | 1.2662 | 0.018742 | 0.0042302 | 5.342 | 1.2058 | 0 | 0 | 5.342 | 1.2058 | [11 empty] | WLDFR | HFTD - Distribution - Tier 2 - 2QU CoRE ¦ 2QU LoRE | Non-Red Flag Warning - Large Fires | 2039 | 4.8066e-08 | 2.4033e-08 | 6.1799e-08 | 6.5028 | 0.81304 | 3.6355 | 2.0543 | 0 | 0 | 0 | 4.0038e-05 |  | 3.1256e-07 | 0 | 3.1256e-07 | 1.5628e-07 | 0 | 1.5628e-07 | 4.0187e-07 | 0 | 4.0187e-07 | [16 empty] | 7.3.1.3 Ignition probability mapping showing the probability of ignition along the electric lines and equipmentWLDFRAggregatedAggregated | WLDFR | HFTD - Distribution - Tier 2 - 2QU CoRE ¦ 2QU LoRE | Red Flag Warning - Catastrophic Fires | Aggregated | Aggregated | 2040 | 8.4334e-05 | 0 | 501.7453 | 0.042314 | 2040 | Mitigation | 0.08575 | 30 | 0 | esc | 0.0012005 | 1.0124e-07 | 0.00060025 | 5.0622e-08 | 0.0015435 | 1.3017e-07
[35 empty] | 7.3.1.3 Ignition probability mapping showing the probability of ignition along the electric lines and equipment | WLDFR | HFTD - Distribution - Tier 2 - 2QU CoRE ¦ 2QU LoRE | 2044 | 0.21095 | 0.01237 | 3.526 | 0 | 3.526 | 0.0077 | 2.1948 | 0 | 2.1948 | 0.018742 | 5.342 | 0 | 5.342 | 0.019681 | 5.6098 | 0 | 5.6098 | 0.74379 | 0.46298 | 1.1269 | 1.1834 | 0.018742 | 0.0039535 | 5.342 | 1.1269 | 0 | 0 | 5.342 | 1.1269 | [11 empty] | WLDFR | HFTD - Distribution - Tier 2 - 2QU CoRE ¦ 2QU LoRE | Non-Red Flag Warning - Large Fires | 2040 | 4.8066e-08 | 2.4033e-08 | 6.1799e-08 | 6.5028 | 0.81304 | 3.6355 | 2.0543 | 0 | 0 | 0 | 4.0038e-05 |  | 3.1256e-07 | 0 | 3.1256e-07 | 1.5628e-07 | 0 | 1.5628e-07 | 4.0187e-07 | 0 | 4.0187e-07 | [16 empty] | 7.3.1.3 Ignition probability mapping showing the probability of ignition along the electric lines and equipmentWLDFRAggregatedAggregated | WLDFR | HFTD - Distribution - Tier 2 - 2QU CoRE ¦ 2QU LoRE | Red Flag Warning - Catastrophic Fires | Aggregated | Aggregated | 2041 | 8.4334e-05 | 0 | 501.7453 | 0.042314 | 2041 | Mitigation | 0.08575 | 30 | 0 | esc | 0.0012005 | 1.0124e-07 | 0.00060025 | 5.0622e-08 | 0.0015435 | 1.3017e-07
[35 empty] | 7.3.1.3 Ignition probability mapping showing the probability of ignition along the electric lines and equipment | WLDFR | HFTD - Distribution - Tier 2 - 2QU CoRE ¦ 2QU LoRE | 2045 | 0.19715 | 0.01237 | 3.526 | 0 | 3.526 | 0.0077 | 2.1948 | 0 | 2.1948 | 0.018742 | 5.342 | 0 | 5.342 | 0.019681 | 5.6098 | 0 | 5.6098 | 0.69513 | 0.43269 | 1.0532 | 1.106 | 0.018742 | 0.0036948 | 5.342 | 1.0532 | 0 | 0 | 5.342 | 1.0532 | [11 empty] | WLDFR | HFTD - Distribution - Tier 2 - 2QU CoRE ¦ 2QU LoRE | Non-Red Flag Warning - Large Fires | 2041 | 4.8066e-08 | 2.4033e-08 | 6.1799e-08 | 6.5028 | 0.81304 | 3.6355 | 2.0543 | 0 | 0 | 0 | 4.0038e-05 |  | 3.1256e-07 | 0 | 3.1256e-07 | 1.5628e-07 | 0 | 1.5628e-07 | 4.0187e-07 | 0 | 4.0187e-07 | [16 empty] | 7.3.1.3 Ignition probability mapping showing the probability of ignition along the electric lines and equipmentWLDFRAggregatedAggregated | WLDFR | HFTD - Distribution - Tier 2 - 2QU CoRE ¦ 2QU LoRE | Red Flag Warning - Catastrophic Fires | Aggregated | Aggregated | 2042 | 8.4334e-05 | 0 | 501.7453 | 0.042314 | 2042 | Mitigation | 0.08575 | 30 | 0 | esc | 0.0012005 | 1.0124e-07 | 0.00060025 | 5.0622e-08 | 0.0015435 | 1.3017e-07
[35 empty] | 7.3.1.3 Ignition probability mapping showing the probability of ignition along the electric lines and equipment | WLDFR | HFTD - Distribution - Tier 2 - 2QU CoRE ¦ 2QU LoRE | 2046 | 0.18425 | 0.01237 | 3.526 | 0 | 3.526 | 0.0077 | 2.1948 | 0 | 2.1948 | 0.018742 | 5.342 | 0 | 5.342 | 0.019681 | 5.6098 | 0 | 5.6098 | 0.64966 | 0.40438 | 0.98425 | 1.0336 | 0.018742 | 0.0034531 | 5.342 | 0.98425 | 0 | 0 | 5.342 | 0.98425 | [11 empty] | WLDFR | HFTD - Distribution - Tier 2 - 2QU CoRE ¦ 2QU LoRE | Non-Red Flag Warning - Large Fires | 2042 | 4.8066e-08 | 2.4033e-08 | 6.1799e-08 | 6.5028 | 0.81304 | 3.6355 | 2.0543 | 0 | 0 | 0 | 4.0038e-05 |  | 3.1256e-07 | 0 | 3.1256e-07 | 1.5628e-07 | 0 | 1.5628e-07 | 4.0187e-07 | 0 | 4.0187e-07 | [16 empty] | 7.3.1.3 Ignition probability mapping showing the probability of ignition along the electric lines and equipmentWLDFRAggregatedAggregated | WLDFR | HFTD - Distribution - Tier 2 - 2QU CoRE ¦ 2QU LoRE | Red Flag Warning - Catastrophic Fires | Aggregated | Aggregated | 2043 | 8.4334e-05 | 0 | 501.7453 | 0.042314 | 2043 | Mitigation | 0.08575 | 30 | 0 | esc | 0.0012005 | 1.0124e-07 | 0.00060025 | 5.0622e-08 | 0.0015435 | 1.3017e-07
[35 empty] | 7.3.1.3 Ignition probability mapping showing the probability of ignition along the electric lines and equipment | WLDFR | HFTD - Distribution - Tier 2 - 2QU CoRE ¦ 2QU LoRE | 2047 | 0.1722 | 0.01237 | 3.526 | 0 | 3.526 | 0.0077 | 2.1948 | 0 | 2.1948 | 0.018742 | 5.342 | 0 | 5.342 | 0.019681 | 5.6098 | 0 | 5.6098 | 0.60716 | 0.37793 | 0.91986 | 0.96599 | 0.018742 | 0.0032272 | 5.342 | 0.91986 | 0 | 0 | 5.342 | 0.91986 | [11 empty] | WLDFR | HFTD - Distribution - Tier 2 - 2QU CoRE ¦ 2QU LoRE | Non-Red Flag Warning - Large Fires | 2043 | 4.8066e-08 | 2.4033e-08 | 6.1799e-08 | 6.9209 | 0.84944 | 3.8632 | 2.2083 | 0 | 0 | 0 | 4.0038e-05 |  | 3.3266e-07 | 0 | 3.3266e-07 | 1.6633e-07 | 0 | 1.6633e-07 | 4.277e-07 | 0 | 4.277e-07 | [16 empty] | 7.3.1.3 Ignition probability mapping showing the probability of ignition along the electric lines and equipmentWLDFRAggregatedAggregated | WLDFR | HFTD - Distribution - Tier 2 - 2QU CoRE ¦ 2QU LoRE | Red Flag Warning - Catastrophic Fires | Aggregated | Aggregated | 2044 | 8.4334e-05 | 0 | 501.7453 | 0.042314 | 2044 | Mitigation | 0.08575 | 30 | 0 | esc | 0.0012005 | 1.0124e-07 | 0.00060025 | 5.0622e-08 | 0.0015435 | 1.3017e-07
[35 empty] | 7.3.1.3 Ignition probability mapping showing the probability of ignition along the electric lines and equipment | WLDFR | HFTD - Distribution - Tier 2 - 2QU CoRE ¦ 2QU LoRE | 2048 | 0.16093 | 0.01237 | 3.7015 | 0 | 3.7015 | 0.0077 | 2.304 | 0 | 2.304 | 0.018742 | 5.6079 | 0 | 5.6079 | 0.019681 | 5.8891 | 0 | 5.8891 | 0.59568 | 0.37079 | 0.90248 | 0.94774 | 0.018742 | 0.0030161 | 5.6079 | 0.90248 | 0 | 0 | 5.6079 | 0.90248 | [11 empty] | WLDFR | HFTD - Distribution - Tier 2 - 2QU CoRE ¦ 2QU LoRE | Non-Red Flag Warning - Large Fires | 2044 | 4.8066e-08 | 2.4033e-08 | 6.1799e-08 | 6.9209 | 0.84944 | 3.8632 | 2.2083 | 0 | 0 | 0 | 4.0038e-05 |  | 3.3266e-07 | 0 | 3.3266e-07 | 1.6633e-07 | 0 | 1.6633e-07 | 4.277e-07 | 0 | 4.277e-07 | [16 empty] | 7.3.1.3 Ignition probability mapping showing the probability of ignition along the electric lines and equipmentWLDFRAggregatedAggregated | WLDFR | HFTD - Distribution - Tier 2 - 2QU CoRE ¦ 2QU LoRE | Red Flag Warning - Catastrophic Fires | Aggregated | Aggregated | 2045 | 8.4334e-05 | 0 | 501.7453 | 0.042314 | 2045 | Mitigation | 0.08575 | 30 | 0 | esc | 0.0012005 | 1.0124e-07 | 0.00060025 | 5.0622e-08 | 0.0015435 | 1.3017e-07
[35 empty] | 7.3.1.3 Ignition probability mapping showing the probability of ignition along the electric lines and equipment | WLDFR | HFTD - Distribution - Tier 2 - 2QU CoRE ¦ 2QU LoRE | 2049 | 0.1504 | 0.01237 | 3.7015 | 0 | 3.7015 | 0.0077 | 2.304 | 0 | 2.304 | 0.018742 | 5.6079 | 0 | 5.6079 | 0.019681 | 5.8891 | 0 | 5.8891 | 0.55671 | 0.34653 | 0.84344 | 0.88573 | 0.018742 | 0.0028188 | 5.6079 | 0.84344 | 0 | 0 | 5.6079 | 0.84344 | [11 empty] | WLDFR | HFTD - Distribution - Tier 2 - 2QU CoRE ¦ 2QU LoRE | Non-Red Flag Warning - Large Fires | 2045 | 4.8066e-08 | 2.4033e-08 | 6.1799e-08 | 6.9209 | 0.84944 | 3.8632 | 2.2083 | 0 | 0 | 0 | 4.0038e-05 |  | 3.3266e-07 | 0 | 3.3266e-07 | 1.6633e-07 | 0 | 1.6633e-07 | 4.277e-07 | 0 | 4.277e-07 | [16 empty] | 7.3.1.3 Ignition probability mapping showing the probability of ignition along the electric lines and equipmentWLDFRAggregatedAggregated | WLDFR | HFTD - Distribution - Tier 2 - 2QU CoRE ¦ 2QU LoRE | Red Flag Warning - Catastrophic Fires | Aggregated | Aggregated | 2046 | 8.4334e-05 | 0 | 501.7453 | 0.042314 | 2046 | Mitigation | 0.08575 | 30 | 0 | esc | 0.0012005 | 1.0124e-07 | 0.00060025 | 5.0622e-08 | 0.0015435 | 1.3017e-07
[35 empty] | 7.3.1.3 Ignition probability mapping showing the probability of ignition along the electric lines and equipment | WLDFR | HFTD - Distribution - Tier 2 - 2QU CoRE ¦ 2QU LoRE | 2050 | 0.14056 | 0 | 0 | 0 | 0 | 0.0077 | 2.304 | 0 | 2.304 | 0.018742 | 5.6079 | 0 | 5.6079 | 0.019681 | 5.8891 | 0 | 5.8891 | 0 | 0.32386 | 0.78826 | 0.82779 | 0.018742 | 0.0026344 | 5.6079 | 0.78826 | 0 | 0 | 5.6079 | 0.78826 | [11 empty] | WLDFR | HFTD - Distribution - Tier 2 - 2QU CoRE ¦ 2QU LoRE | Non-Red Flag Warning - Large Fires | 2046 | 4.8066e-08 | 2.4033e-08 | 6.1799e-08 | 6.9209 | 0.84944 | 3.8632 | 2.2083 | 0 | 0 | 0 | 4.0038e-05 |  | 3.3266e-07 | 0 | 3.3266e-07 | 1.6633e-07 | 0 | 1.6633e-07 | 4.277e-07 | 0 | 4.277e-07 | [16 empty] | 7.3.1.3 Ignition probability mapping showing the probability of ignition along the electric lines and equipmentWLDFRAggregatedAggregated | WLDFR | HFTD - Distribution - Tier 2 - 2QU CoRE ¦ 2QU LoRE | Red Flag Warning - Catastrophic Fires | Aggregated | Aggregated | 2047 | 8.4334e-05 | 0 | 501.7453 | 0.042314 | 2047 | Mitigation | 0.08575 | 30 | 0 | esc | 0.0012005 | 1.0124e-07 | 0.00060025 | 5.0622e-08 | 0.0015435 | 1.3017e-07
[35 empty] | 7.3.1.3 Ignition probability mapping showing the probability of ignition along the electric lines and equipment | WLDFR | HFTD - Distribution - Tier 2 - 2QU CoRE ¦ 2QU LoRE | 2051 | 0.13137 | 0 | 0 | 0 | 0 | 0 | 0 | 0 | 0 | 0.018742 | 5.6079 | 0 | 5.6079 | 0.019681 | 5.8891 | 0 | 5.8891 | 0 | 0 | 0.73669 | 0.77363 | 0.018742 | 0.002462 | 5.6079 | 0.73669 | 0 | 0 | 5.6079 | 0.73669 | [11 empty] | WLDFR | HFTD - Distribution - Tier 2 - 2QU CoRE ¦ 2QU LoRE | Non-Red Flag Warning - Large Fires | 2047 | 4.8066e-08 | 2.4033e-08 | 6.1799e-08 | 6.9209 | 0.84944 | 3.8632 | 2.2083 | 0 | 0 | 0 | 4.0038e-05 |  | 3.3266e-07 | 0 | 3.3266e-07 | 1.6633e-07 | 0 | 1.6633e-07 | 4.277e-07 | 0 | 4.277e-07 | [16 empty] | 7.3.1.3 Ignition probability mapping showing the probability of ignition along the electric lines and equipmentWLDFRAggregatedAggregated | WLDFR | HFTD - Distribution - Tier 2 - 2QU CoRE ¦ 2QU LoRE | Red Flag Warning - Catastrophic Fires | Aggregated | Aggregated | 2048 | 8.4334e-05 | 0 | 501.7453 | 0.042314 | 2048 | Mitigation | 0.08575 | 30 | 0 | esc | 0.0012005 | 1.0124e-07 | 0.00060025 | 5.0622e-08 | 0.0015435 | 1.3017e-07
[35 empty] | 7.3.1.3 Ignition probability mapping showing the probability of ignition along the electric lines and equipment | WLDFR | HFTD - Distribution - Tier 2 - 2QU CoRE ¦ 2QU LoRE | 2052 | 0.12277 | 0 | 0 | 0 | 0 | 0 | 0 | 0 | 0 | 0 | 0 | 0 | 0 | 0.019681 | 5.8891 | 0 | 5.8891 | 0 | 0 | 0 | 0.72302 | 0 | 0 | 0 | 0 | 0 | 0 | 0 | 0 | [11 empty] | WLDFR | HFTD - Distribution - Tier 2 - 2QU CoRE ¦ 2QU LoRE | Non-Red Flag Warning - Large Fires | 2048 | 4.8066e-08 | 2.4033e-08 | 6.1799e-08 | 7.3713 | 0.88759 | 4.1075 | 2.3763 | 0 | 0 | 0 | 4.0038e-05 |  | 3.5431e-07 | 0 | 3.5431e-07 | 1.7715e-07 | 0 | 1.7715e-07 | 4.5554e-07 | 0 | 4.5554e-07 | [16 empty] | 7.3.1.3 Ignition probability mapping showing the probability of ignition along the electric lines and equipmentWLDFRAggregatedAggregated | WLDFR | HFTD - Distribution - Tier 2 - 2QU CoRE ¦ 2QU LoRE | Red Flag Warning - Catastrophic Fires | Aggregated | Aggregated | 2049 | 8.4334e-05 | 0 | 501.7453 | 0.042314 | 2049 | Mitigation | 0.08575 | 30 | 0 | esc | 0.0012005 | 1.0124e-07 | 0.00060025 | 5.0622e-08 | 0.0015435 | 1.3017e-07
[35 empty] | 7.3.1.3 Ignition probability mapping showing the probability of ignition along the electric lines and equipment | WLDFR | HFTD - Distribution - Tier 2 - 2QU CoRE ¦ 3QU LoRE | 2020 | 1 | 0.018817 | 4.4828 | 0 | 4.4828 | 0 | 0 | 0 | 0 | 0 | 0 | 0 | 0 | 0 | 0 | 0 | 0 | 4.4828 | 0 | 0 | 0 | 0 | 0 | 0 | 0 | 0 | 0 | 0 | 0 | [11 empty] | WLDFR | HFTD - Distribution - Tier 2 - 2QU CoRE ¦ 2QU LoRE | Non-Red Flag Warning - Large Fires | 2049 | 4.8066e-08 | 2.4033e-08 | 6.1799e-08 | 7.3713 | 0.88759 | 4.1075 | 2.3763 | 0 | 0 | 0 | 4.0038e-05 |  | 3.5431e-07 | 0 | 3.5431e-07 | 1.7715e-07 | 0 | 1.7715e-07 | 4.5554e-07 | 0 | 4.5554e-07 | [16 empty] | 7.3.1.3 Ignition probability mapping showing the probability of ignition along the electric lines and equipmentWLDFRAggregatedAggregated | WLDFR | HFTD - Distribution - Tier 2 - 2QU CoRE ¦ 2QU LoRE | Red Flag Warning - Catastrophic Fires | Aggregated | Aggregated | 2050 | 8.4334e-05 | 0 | 501.7453 | 0.042314 | 2050 | Mitigation | 0.08575 | 30 | 0 | esc | 0 | 0 | 0.00060025 | 5.0622e-08 | 0.0015435 | 1.3017e-07
[35 empty] | 7.3.1.3 Ignition probability mapping showing the probability of ignition along the electric lines and equipment | WLDFR | HFTD - Distribution - Tier 2 - 2QU CoRE ¦ 3QU LoRE | 2021 | 1 | 0.018817 | 4.4828 | 0 | 4.4828 | 0.011713 | 2.7903 | 0 | 2.7903 | 0 | 0 | 0 | 0 | 0 | 0 | 0 | 0 | 4.4828 | 2.7903 | 0 | 0 | 0 | 0 | 0 | 0 | 0 | 0 | 0 | 0 | [11 empty] | WLDFR | HFTD - Distribution - Tier 2 - 2QU CoRE ¦ 2QU LoRE | Non-Red Flag Warning - Large Fires | 2050 | 0 | 2.4033e-08 | 6.1799e-08 | 7.3713 | 0.88759 | 4.1075 | 2.3763 | 0 | 0 | 0 | 4.0038e-05 |  | 0 | 0 | 0 | 1.7715e-07 | 0 | 1.7715e-07 | 4.5554e-07 | 0 | 4.5554e-07 | [16 empty] | 7.3.1.3 Ignition probability mapping showing the probability of ignition along the electric lines and equipmentWLDFRAggregatedAggregated | WLDFR | HFTD - Distribution - Tier 2 - 2QU CoRE ¦ 2QU LoRE | Red Flag Warning - Catastrophic Fires | Aggregated | Aggregated | 2051 | 8.4334e-05 | 0 | 501.7453 | 0.042314 | 2051 | Mitigation | 0.08575 | 30 | 0 | esc | 0 | 0 | 0 | 0 | 0.0015435 | 1.3017e-07
[35 empty] | 7.3.1.3 Ignition probability mapping showing the probability of ignition along the electric lines and equipment | WLDFR | HFTD - Distribution - Tier 2 - 2QU CoRE ¦ 3QU LoRE | 2022 | 0.93458 | 0.018413 | 4.4811 | 0 | 4.4811 | 0.011461 | 2.7893 | 0 | 2.7893 | 0.026056 | 6.3414 | 0 | 6.3414 | 0 | 0 | 0 | 0 | 4.188 | 2.6068 | 5.9265 | 0 | 0.026056 | 0.024351 | 6.3414 | 5.9265 | 0 | 0 | 6.3414 | 5.9265 | [11 empty] | WLDFR | HFTD - Distribution - Tier 2 - 2QU CoRE ¦ 2QU LoRE | Non-Red Flag Warning - Large Fires | 2051 | 0 | 0 | 6.1799e-08 | 7.3713 | 0.88759 | 4.1075 | 2.3763 | 0 | 0 | 0 | 4.0038e-05 |  | 0 | 0 | 0 | 0 | 0 | 0 | 4.5554e-07 | 0 | 4.5554e-07 | [16 empty] | 7.3.1.3 Ignition probability mapping showing the probability of ignition along the electric lines and equipmentWLDFRAggregatedAggregated | WLDFR | HFTD - Distribution - Tier 2 - 2QU CoRE ¦ 2QU LoRE | Red Flag Warning - Destructive Fires | Aggregated | Aggregated | 2021 | 1.2153e-05 | 0 | 501.7453 | 0.0060978 | 2021 | Mitigation | 0.08575 | 30 | 0 | esc | 0.0012005 | 1.459e-08 | 0.00060025 | 7.295e-09 | 0 | 0
[35 empty] | 7.3.1.3 Ignition probability mapping showing the probability of ignition along the electric lines and equipment | WLDFR | HFTD - Distribution - Tier 2 - 2QU CoRE ¦ 3QU LoRE | 2023 | 0.87344 | 0.018413 | 4.6453 | 0 | 4.6453 | 0.011461 | 2.8915 | 0 | 2.8915 | 0.026056 | 6.5737 | 0 | 6.5737 | 0.027363 | 6.9034 | 0 | 6.9034 | 4.0574 | 2.5256 | 5.7417 | 6.0297 | 0.026056 | 0.022758 | 6.5737 | 5.7417 | 0 | 0 | 6.5737 | 5.7417 | [11 empty] | WLDFR | HFTD - Distribution - Tier 2 - 2QU CoRE ¦ 2QU LoRE | Non-Red Flag Warning - Small Fires | 2020 | 6.7762e-06 | 0 | 0 | 0.077901 | 0.036425 | 0.0015809 | 0.039895 | 0 | 0 | 0 | 0.0056445 |  | 5.2787e-07 | 0 | 5.2787e-07 | 0 | 0 | 0 | 0 | 0 | 0 | [16 empty] | 7.3.1.3 Ignition probability mapping showing the probability of ignition along the electric lines and equipmentWLDFRAggregatedAggregated | WLDFR | HFTD - Distribution - Tier 2 - 2QU CoRE ¦ 2QU LoRE | Red Flag Warning - Destructive Fires | Aggregated | Aggregated | 2022 | 1.2153e-05 | 0 | 501.7453 | 0.0060978 | 2022 | Mitigation | 0.08575 | 30 | 0 | esc | 0.0012005 | 1.459e-08 | 0.00060025 | 7.295e-09 | 0.0015435 | 1.8759e-08
[35 empty] | 7.3.1.3 Ignition probability mapping showing the probability of ignition along the electric lines and equipment | WLDFR | HFTD - Distribution - Tier 2 - 2QU CoRE ¦ 3QU LoRE | 2024 | 0.8163 | 0.018413 | 4.6453 | 0 | 4.6453 | 0.011461 | 2.8915 | 0 | 2.8915 | 0.026056 | 6.5737 | 0 | 6.5737 | 0.027363 | 6.9034 | 0 | 6.9034 | 3.792 | 2.3603 | 5.3661 | 5.6352 | 0.026056 | 0.021269 | 6.5737 | 5.3661 | 0 | 0 | 6.5737 | 5.3661 | [11 empty] | WLDFR | HFTD - Distribution - Tier 2 - 2QU CoRE ¦ 2QU LoRE | Non-Red Flag Warning - Small Fires | 2021 | 6.7762e-06 | 3.3881e-06 | 0 | 0.077901 | 0.036425 | 0.0015809 | 0.039895 | 0 | 0 | 0 | 0.0056445 |  | 5.2787e-07 | 0 | 5.2787e-07 | 2.6393e-07 | 0 | 2.6393e-07 | 0 | 0 | 0 | [16 empty] | 7.3.1.3 Ignition probability mapping showing the probability of ignition along the electric lines and equipmentWLDFRAggregatedAggregated | WLDFR | HFTD - Distribution - Tier 2 - 2QU CoRE ¦ 2QU LoRE | Red Flag Warning - Destructive Fires | Aggregated | Aggregated | 2023 | 1.2153e-05 | 0 | 501.7453 | 0.0060978 | 2023 | Mitigation | 0.08575 | 30 | 0 | esc | 0.0012005 | 1.459e-08 | 0.00060025 | 7.295e-09 | 0.0015435 | 1.8759e-08
[35 empty] | 7.3.1.3 Ignition probability mapping showing the probability of ignition along the electric lines and equipment | WLDFR | HFTD - Distribution - Tier 2 - 2QU CoRE ¦ 3QU LoRE | 2025 | 0.7629 | 0.018413 | 4.6453 | 0 | 4.6453 | 0.011461 | 2.8915 | 0 | 2.8915 | 0.026056 | 6.5737 | 0 | 6.5737 | 0.027363 | 6.9034 | 0 | 6.9034 | 3.5439 | 2.2059 | 5.0151 | 5.2665 | 0.026056 | 0.019878 | 6.5737 | 5.0151 | 0 | 0 | 6.5737 | 5.0151 | [11 empty] | WLDFR | HFTD - Distribution - Tier 2 - 2QU CoRE ¦ 2QU LoRE | Non-Red Flag Warning - Small Fires | 2022 | 6.7762e-06 | 3.3881e-06 | 8.7122e-06 | 0.077901 | 0.036425 | 0.0015809 | 0.039895 | 0 | 0 | 0 | 0.0056445 |  | 5.2787e-07 | 0 | 5.2787e-07 | 2.6393e-07 | 0 | 2.6393e-07 | 6.7869e-07 | 0 | 6.7869e-07 | [16 empty] | 7.3.1.3 Ignition probability mapping showing the probability of ignition along the electric lines and equipmentWLDFRAggregatedAggregated | WLDFR | HFTD - Distribution - Tier 2 - 2QU CoRE ¦ 2QU LoRE | Red Flag Warning - Destructive Fires | Aggregated | Aggregated | 2024 | 1.2153e-05 | 0 | 501.7453 | 0.0060978 | 2024 | Mitigation | 0.08575 | 30 | 0 | esc | 0.0012005 | 1.459e-08 | 0.00060025 | 7.295e-09 | 0.0015435 | 1.8759e-08
[35 empty] | 7.3.1.3 Ignition probability mapping showing the probability of ignition along the electric lines and equipment | WLDFR | HFTD - Distribution - Tier 2 - 2QU CoRE ¦ 3QU LoRE | 2026 | 0.71299 | 0.018413 | 4.6453 | 0 | 4.6453 | 0.011461 | 2.8915 | 0 | 2.8915 | 0.026056 | 6.5737 | 0 | 6.5737 | 0.027363 | 6.9034 | 0 | 6.9034 | 3.3121 | 2.0616 | 4.687 | 4.922 | 0.026056 | 0.018578 | 6.5737 | 4.687 | 0 | 0 | 6.5737 | 4.687 | [11 empty] | WLDFR | HFTD - Distribution - Tier 2 - 2QU CoRE ¦ 2QU LoRE | Non-Red Flag Warning - Small Fires | 2023 | 6.7762e-06 | 3.3881e-06 | 8.7122e-06 | 0.080408 | 0.03759 | 0.0016314 | 0.041187 | 0 | 0 | 0 | 0.0056445 |  | 5.4486e-07 | 0 | 5.4486e-07 | 2.7243e-07 | 0 | 2.7243e-07 | 7.0053e-07 | 0 | 7.0053e-07 | [16 empty] | 7.3.1.3 Ignition probability mapping showing the probability of ignition along the electric lines and equipmentWLDFRAggregatedAggregated | WLDFR | HFTD - Distribution - Tier 2 - 2QU CoRE ¦ 2QU LoRE | Red Flag Warning - Destructive Fires | Aggregated | Aggregated | 2025 | 1.2153e-05 | 0 | 501.7453 | 0.0060978 | 2025 | Mitigation | 0.08575 | 30 | 0 | esc | 0.0012005 | 1.459e-08 | 0.00060025 | 7.295e-09 | 0.0015435 | 1.8759e-08
[35 empty] | 7.3.1.3 Ignition probability mapping showing the probability of ignition along the electric lines and equipment | WLDFR | HFTD - Distribution - Tier 2 - 2QU CoRE ¦ 3QU LoRE | 2027 | 0.66634 | 0.018413 | 4.6453 | 0 | 4.6453 | 0.011461 | 2.8915 | 0 | 2.8915 | 0.026056 | 6.5737 | 0 | 6.5737 | 0.027363 | 6.9034 | 0 | 6.9034 | 3.0954 | 1.9267 | 4.3803 | 4.6 | 0.026056 | 0.017362 | 6.5737 | 4.3803 | 0 | 0 | 6.5737 | 4.3803 | [11 empty] | WLDFR | HFTD - Distribution - Tier 2 - 2QU CoRE ¦ 2QU LoRE | Non-Red Flag Warning - Small Fires | 2024 | 6.7762e-06 | 3.3881e-06 | 8.7122e-06 | 0.080408 | 0.03759 | 0.0016314 | 0.041187 | 0 | 0 | 0 | 0.0056445 |  | 5.4486e-07 | 0 | 5.4486e-07 | 2.7243e-07 | 0 | 2.7243e-07 | 7.0053e-07 | 0 | 7.0053e-07 | [16 empty] | 7.3.1.3 Ignition probability mapping showing the probability of ignition along the electric lines and equipmentWLDFRAggregatedAggregated | WLDFR | HFTD - Distribution - Tier 2 - 2QU CoRE ¦ 2QU LoRE | Red Flag Warning - Destructive Fires | Aggregated | Aggregated | 2026 | 1.2153e-05 | 0 | 501.7453 | 0.0060978 | 2026 | Mitigation | 0.08575 | 30 | 0 | esc | 0.0012005 | 1.459e-08 | 0.00060025 | 7.295e-09 | 0.0015435 | 1.8759e-08
[35 empty] | 7.3.1.3 Ignition probability mapping showing the probability of ignition along the electric lines and equipment | WLDFR | HFTD - Distribution - Tier 2 - 2QU CoRE ¦ 3QU LoRE | 2028 | 0.62275 | 0.018413 | 4.8522 | 0 | 4.8522 | 0.011461 | 3.0203 | 0 | 3.0203 | 0.026056 | 6.8665 | 0 | 6.8665 | 0.027363 | 7.2108 | 0 | 7.2108 | 3.0217 | 1.8809 | 4.2761 | 4.4905 | 0.026056 | 0.016226 | 6.8665 | 4.2761 | 0 | 0 | 6.8665 | 4.2761 | [11 empty] | WLDFR | HFTD - Distribution - Tier 2 - 2QU CoRE ¦ 2QU LoRE | Non-Red Flag Warning - Small Fires | 2025 | 6.7762e-06 | 3.3881e-06 | 8.7122e-06 | 0.080408 | 0.03759 | 0.0016314 | 0.041187 | 0 | 0 | 0 | 0.0056445 |  | 5.4486e-07 | 0 | 5.4486e-07 | 2.7243e-07 | 0 | 2.7243e-07 | 7.0053e-07 | 0 | 7.0053e-07 | [16 empty] | 7.3.1.3 Ignition probability mapping showing the probability of ignition along the electric lines and equipmentWLDFRAggregatedAggregated | WLDFR | HFTD - Distribution - Tier 2 - 2QU CoRE ¦ 2QU LoRE | Red Flag Warning - Destructive Fires | Aggregated | Aggregated | 2027 | 1.2153e-05 | 0 | 501.7453 | 0.0060978 | 2027 | Mitigation | 0.08575 | 30 | 0 | esc | 0.0012005 | 1.459e-08 | 0.00060025 | 7.295e-09 | 0.0015435 | 1.8759e-08
[35 empty] | 7.3.1.3 Ignition probability mapping showing the probability of ignition along the electric lines and equipment | WLDFR | HFTD - Distribution - Tier 2 - 2QU CoRE ¦ 3QU LoRE | 2029 | 0.58201 | 0.018413 | 4.8522 | 0 | 4.8522 | 0.011461 | 3.0203 | 0 | 3.0203 | 0.026056 | 6.8665 | 0 | 6.8665 | 0.027363 | 7.2108 | 0 | 7.2108 | 2.824 | 1.7578 | 3.9964 | 4.1968 | 0.026056 | 0.015165 | 6.8665 | 3.9964 | 0 | 0 | 6.8665 | 3.9964 | [11 empty] | WLDFR | HFTD - Distribution - Tier 2 - 2QU CoRE ¦ 2QU LoRE | Non-Red Flag Warning - Small Fires | 2026 | 6.7762e-06 | 3.3881e-06 | 8.7122e-06 | 0.080408 | 0.03759 | 0.0016314 | 0.041187 | 0 | 0 | 0 | 0.0056445 |  | 5.4486e-07 | 0 | 5.4486e-07 | 2.7243e-07 | 0 | 2.7243e-07 | 7.0053e-07 | 0 | 7.0053e-07 | [16 empty] | 7.3.1.3 Ignition probability mapping showing the probability of ignition along the electric lines and equipmentWLDFRAggregatedAggregated | WLDFR | HFTD - Distribution - Tier 2 - 2QU CoRE ¦ 2QU LoRE | Red Flag Warning - Destructive Fires | Aggregated | Aggregated | 2028 | 1.2153e-05 | 0 | 501.7453 | 0.0060978 | 2028 | Mitigation | 0.08575 | 30 | 0 | esc | 0.0012005 | 1.459e-08 | 0.00060025 | 7.295e-09 | 0.0015435 | 1.8759e-08
[35 empty] | 7.3.1.3 Ignition probability mapping showing the probability of ignition along the electric lines and equipment | WLDFR | HFTD - Distribution - Tier 2 - 2QU CoRE ¦ 3QU LoRE | 2030 | 0.54393 | 0.018413 | 4.8522 | 0 | 4.8522 | 0.011461 | 3.0203 | 0 | 3.0203 | 0.026056 | 6.8665 | 0 | 6.8665 | 0.027363 | 7.2108 | 0 | 7.2108 | 2.6393 | 1.6428 | 3.7349 | 3.9222 | 0.026056 | 0.014173 | 6.8665 | 3.7349 | 0 | 0 | 6.8665 | 3.7349 | [11 empty] | WLDFR | HFTD - Distribution - Tier 2 - 2QU CoRE ¦ 2QU LoRE | Non-Red Flag Warning - Small Fires | 2027 | 6.7762e-06 | 3.3881e-06 | 8.7122e-06 | 0.080408 | 0.03759 | 0.0016314 | 0.041187 | 0 | 0 | 0 | 0.0056445 |  | 5.4486e-07 | 0 | 5.4486e-07 | 2.7243e-07 | 0 | 2.7243e-07 | 7.0053e-07 | 0 | 7.0053e-07 | [16 empty] | 7.3.1.3 Ignition probability mapping showing the probability of ignition along the electric lines and equipmentWLDFRAggregatedAggregated | WLDFR | HFTD - Distribution - Tier 2 - 2QU CoRE ¦ 2QU LoRE | Red Flag Warning - Destructive Fires | Aggregated | Aggregated | 2029 | 1.2153e-05 | 0 | 501.7453 | 0.0060978 | 2029 | Mitigation | 0.08575 | 30 | 0 | esc | 0.0012005 | 1.459e-08 | 0.00060025 | 7.295e-09 | 0.0015435 | 1.8759e-08
[35 empty] | 7.3.1.3 Ignition probability mapping showing the probability of ignition along the electric lines and equipment | WLDFR | HFTD - Distribution - Tier 2 - 2QU CoRE ¦ 3QU LoRE | 2031 | 0.50835 | 0.018413 | 4.8522 | 0 | 4.8522 | 0.011461 | 3.0203 | 0 | 3.0203 | 0.026056 | 6.8665 | 0 | 6.8665 | 0.027363 | 7.2108 | 0 | 7.2108 | 2.4666 | 1.5354 | 3.4906 | 3.6656 | 0.026056 | 0.013246 | 6.8665 | 3.4906 | 0 | 0 | 6.8665 | 3.4906 | [11 empty] | WLDFR | HFTD - Distribution - Tier 2 - 2QU CoRE ¦ 2QU LoRE | Non-Red Flag Warning - Small Fires | 2028 | 6.7762e-06 | 3.3881e-06 | 8.7122e-06 | 0.083606 | 0.039055 | 0.001695 | 0.042856 | 0 | 0 | 0 | 0.0056445 |  | 5.6653e-07 | 0 | 5.6653e-07 | 2.8327e-07 | 0 | 2.8327e-07 | 7.284e-07 | 0 | 7.284e-07 | [16 empty] | 7.3.1.3 Ignition probability mapping showing the probability of ignition along the electric lines and equipmentWLDFRAggregatedAggregated | WLDFR | HFTD - Distribution - Tier 2 - 2QU CoRE ¦ 2QU LoRE | Red Flag Warning - Destructive Fires | Aggregated | Aggregated | 2030 | 1.2153e-05 | 0 | 501.7453 | 0.0060978 | 2030 | Mitigation | 0.08575 | 30 | 0 | esc | 0.0012005 | 1.459e-08 | 0.00060025 | 7.295e-09 | 0.0015435 | 1.8759e-08
[35 empty] | 7.3.1.3 Ignition probability mapping showing the probability of ignition along the electric lines and equipment | WLDFR | HFTD - Distribution - Tier 2 - 2QU CoRE ¦ 3QU LoRE | 2032 | 0.47509 | 0.018413 | 4.8522 | 0 | 4.8522 | 0.011461 | 3.0203 | 0 | 3.0203 | 0.026056 | 6.8665 | 0 | 6.8665 | 0.027363 | 7.2108 | 0 | 7.2108 | 2.3053 | 1.4349 | 3.2622 | 3.4258 | 0.026056 | 0.012379 | 6.8665 | 3.2622 | 0 | 0 | 6.8665 | 3.2622 | [11 empty] | WLDFR | HFTD - Distribution - Tier 2 - 2QU CoRE ¦ 2QU LoRE | Non-Red Flag Warning - Small Fires | 2029 | 6.7762e-06 | 3.3881e-06 | 8.7122e-06 | 0.083606 | 0.039055 | 0.001695 | 0.042856 | 0 | 0 | 0 | 0.0056445 |  | 5.6653e-07 | 0 | 5.6653e-07 | 2.8327e-07 | 0 | 2.8327e-07 | 7.284e-07 | 0 | 7.284e-07 | [16 empty] | 7.3.1.3 Ignition probability mapping showing the probability of ignition along the electric lines and equipmentWLDFRAggregatedAggregated | WLDFR | HFTD - Distribution - Tier 2 - 2QU CoRE ¦ 2QU LoRE | Red Flag Warning - Destructive Fires | Aggregated | Aggregated | 2031 | 1.2153e-05 | 0 | 501.7453 | 0.0060978 | 2031 | Mitigation | 0.08575 | 30 | 0 | esc | 0.0012005 | 1.459e-08 | 0.00060025 | 7.295e-09 | 0.0015435 | 1.8759e-08
[35 empty] | 7.3.1.3 Ignition probability mapping showing the probability of ignition along the electric lines and equipment | WLDFR | HFTD - Distribution - Tier 2 - 2QU CoRE ¦ 3QU LoRE | 2033 | 0.44401 | 0.018413 | 5.0821 | 0 | 5.0821 | 0.011461 | 3.1634 | 0 | 3.1634 | 0.026056 | 7.1919 | 0 | 7.1919 | 0.027363 | 7.5525 | 0 | 7.5525 | 2.2565 | 1.4046 | 3.1933 | 3.3534 | 0.026056 | 0.011569 | 7.1919 | 3.1933 | 0 | 0 | 7.1919 | 3.1933 | [11 empty] | WLDFR | HFTD - Distribution - Tier 2 - 2QU CoRE ¦ 2QU LoRE | Non-Red Flag Warning - Small Fires | 2030 | 6.7762e-06 | 3.3881e-06 | 8.7122e-06 | 0.083606 | 0.039055 | 0.001695 | 0.042856 | 0 | 0 | 0 | 0.0056445 |  | 5.6653e-07 | 0 | 5.6653e-07 | 2.8327e-07 | 0 | 2.8327e-07 | 7.284e-07 | 0 | 7.284e-07 | [16 empty] | 7.3.1.3 Ignition probability mapping showing the probability of ignition along the electric lines and equipmentWLDFRAggregatedAggregated | WLDFR | HFTD - Distribution - Tier 2 - 2QU CoRE ¦ 2QU LoRE | Red Flag Warning - Destructive Fires | Aggregated | Aggregated | 2032 | 1.2153e-05 | 0 | 501.7453 | 0.0060978 | 2032 | Mitigation | 0.08575 | 30 | 0 | esc | 0.0012005 | 1.459e-08 | 0.00060025 | 7.295e-09 | 0.0015435 | 1.8759e-08
[35 empty] | 7.3.1.3 Ignition probability mapping showing the probability of ignition along the electric lines and equipment | WLDFR | HFTD - Distribution - Tier 2 - 2QU CoRE ¦ 3QU LoRE | 2034 | 0.41496 | 0.018413 | 5.0821 | 0 | 5.0821 | 0.011461 | 3.1634 | 0 | 3.1634 | 0.026056 | 7.1919 | 0 | 7.1919 | 0.027363 | 7.5525 | 0 | 7.5525 | 2.1089 | 1.3127 | 2.9844 | 3.134 | 0.026056 | 0.010812 | 7.1919 | 2.9844 | 0 | 0 | 7.1919 | 2.9844 | [11 empty] | WLDFR | HFTD - Distribution - Tier 2 - 2QU CoRE ¦ 2QU LoRE | Non-Red Flag Warning - Small Fires | 2031 | 6.7762e-06 | 3.3881e-06 | 8.7122e-06 | 0.083606 | 0.039055 | 0.001695 | 0.042856 | 0 | 0 | 0 | 0.0056445 |  | 5.6653e-07 | 0 | 5.6653e-07 | 2.8327e-07 | 0 | 2.8327e-07 | 7.284e-07 | 0 | 7.284e-07 | [16 empty] | 7.3.1.3 Ignition probability mapping showing the probability of ignition along the electric lines and equipmentWLDFRAggregatedAggregated | WLDFR | HFTD - Distribution - Tier 2 - 2QU CoRE ¦ 2QU LoRE | Red Flag Warning - Destructive Fires | Aggregated | Aggregated | 2033 | 1.2153e-05 | 0 | 501.7453 | 0.0060978 | 2033 | Mitigation | 0.08575 | 30 | 0 | esc | 0.0012005 | 1.459e-08 | 0.00060025 | 7.295e-09 | 0.0015435 | 1.8759e-08
[35 empty] | 7.3.1.3 Ignition probability mapping showing the probability of ignition along the electric lines and equipment | WLDFR | HFTD - Distribution - Tier 2 - 2QU CoRE ¦ 3QU LoRE | 2035 | 0.38782 | 0.018413 | 5.0821 | 0 | 5.0821 | 0.011461 | 3.1634 | 0 | 3.1634 | 0.026056 | 7.1919 | 0 | 7.1919 | 0.027363 | 7.5525 | 0 | 7.5525 | 1.9709 | 1.2268 | 2.7891 | 2.929 | 0.026056 | 0.010105 | 7.1919 | 2.7891 | 0 | 0 | 7.1919 | 2.7891 | [11 empty] | WLDFR | HFTD - Distribution - Tier 2 - 2QU CoRE ¦ 2QU LoRE | Non-Red Flag Warning - Small Fires | 2032 | 6.7762e-06 | 3.3881e-06 | 8.7122e-06 | 0.083606 | 0.039055 | 0.001695 | 0.042856 | 0 | 0 | 0 | 0.0056445 |  | 5.6653e-07 | 0 | 5.6653e-07 | 2.8327e-07 | 0 | 2.8327e-07 | 7.284e-07 | 0 | 7.284e-07 | [16 empty] | 7.3.1.3 Ignition probability mapping showing the probability of ignition along the electric lines and equipmentWLDFRAggregatedAggregated | WLDFR | HFTD - Distribution - Tier 2 - 2QU CoRE ¦ 2QU LoRE | Red Flag Warning - Destructive Fires | Aggregated | Aggregated | 2034 | 1.2153e-05 | 0 | 501.7453 | 0.0060978 | 2034 | Mitigation | 0.08575 | 30 | 0 | esc | 0.0012005 | 1.459e-08 | 0.00060025 | 7.295e-09 | 0.0015435 | 1.8759e-08
[35 empty] | 7.3.1.3 Ignition probability mapping showing the probability of ignition along the electric lines and equipment | WLDFR | HFTD - Distribution - Tier 2 - 2QU CoRE ¦ 3QU LoRE | 2036 | 0.36245 | 0.018413 | 5.0821 | 0 | 5.0821 | 0.011461 | 3.1634 | 0 | 3.1634 | 0.026056 | 7.1919 | 0 | 7.1919 | 0.027363 | 7.5525 | 0 | 7.5525 | 1.842 | 1.1466 | 2.6067 | 2.7374 | 0.026056 | 0.0094439 | 7.1919 | 2.6067 | 0 | 0 | 7.1919 | 2.6067 | [11 empty] | WLDFR | HFTD - Distribution - Tier 2 - 2QU CoRE ¦ 2QU LoRE | Non-Red Flag Warning - Small Fires | 2033 | 6.7762e-06 | 3.3881e-06 | 8.7122e-06 | 0.087211 | 0.040679 | 0.0017655 | 0.044766 | 0 | 0 | 0 | 0.0056445 |  | 5.9096e-07 | 0 | 5.9096e-07 | 2.9548e-07 | 0 | 2.9548e-07 | 7.598e-07 | 0 | 7.598e-07 | [16 empty] | 7.3.1.3 Ignition probability mapping showing the probability of ignition along the electric lines and equipmentWLDFRAggregatedAggregated | WLDFR | HFTD - Distribution - Tier 2 - 2QU CoRE ¦ 2QU LoRE | Red Flag Warning - Destructive Fires | Aggregated | Aggregated | 2035 | 1.2153e-05 | 0 | 501.7453 | 0.0060978 | 2035 | Mitigation | 0.08575 | 30 | 0 | esc | 0.0012005 | 1.459e-08 | 0.00060025 | 7.295e-09 | 0.0015435 | 1.8759e-08
[35 empty] | 7.3.1.3 Ignition probability mapping showing the probability of ignition along the electric lines and equipment | WLDFR | HFTD - Distribution - Tier 2 - 2QU CoRE ¦ 3QU LoRE | 2037 | 0.33873 | 0.018413 | 5.0821 | 0 | 5.0821 | 0.011461 | 3.1634 | 0 | 3.1634 | 0.026056 | 7.1919 | 0 | 7.1919 | 0.027363 | 7.5525 | 0 | 7.5525 | 1.7215 | 1.0716 | 2.4361 | 2.5583 | 0.026056 | 0.0088261 | 7.1919 | 2.4361 | 0 | 0 | 7.1919 | 2.4361 | [11 empty] | WLDFR | HFTD - Distribution - Tier 2 - 2QU CoRE ¦ 2QU LoRE | Non-Red Flag Warning - Small Fires | 2034 | 6.7762e-06 | 3.3881e-06 | 8.7122e-06 | 0.087211 | 0.040679 | 0.0017655 | 0.044766 | 0 | 0 | 0 | 0.0056445 |  | 5.9096e-07 | 0 | 5.9096e-07 | 2.9548e-07 | 0 | 2.9548e-07 | 7.598e-07 | 0 | 7.598e-07 | [16 empty] | 7.3.1.3 Ignition probability mapping showing the probability of ignition along the electric lines and equipmentWLDFRAggregatedAggregated | WLDFR | HFTD - Distribution - Tier 2 - 2QU CoRE ¦ 2QU LoRE | Red Flag Warning - Destructive Fires | Aggregated | Aggregated | 2036 | 1.2153e-05 | 0 | 501.7453 | 0.0060978 | 2036 | Mitigation | 0.08575 | 30 | 0 | esc | 0.0012005 | 1.459e-08 | 0.00060025 | 7.295e-09 | 0.0015435 | 1.8759e-08
[35 empty] | 7.3.1.3 Ignition probability mapping showing the probability of ignition along the electric lines and equipment | WLDFR | HFTD - Distribution - Tier 2 - 2QU CoRE ¦ 3QU LoRE | 2038 | 0.31657 | 0.018413 | 5.3317 | 0 | 5.3317 | 0.011461 | 3.3188 | 0 | 3.3188 | 0.026056 | 7.5451 | 0 | 7.5451 | 0.027363 | 7.9234 | 0 | 7.9234 | 1.6879 | 1.0506 | 2.3886 | 2.5083 | 0.026056 | 0.0082487 | 7.5451 | 2.3886 | 0 | 0 | 7.5451 | 2.3886 | [11 empty] | WLDFR | HFTD - Distribution - Tier 2 - 2QU CoRE ¦ 2QU LoRE | Non-Red Flag Warning - Small Fires | 2035 | 6.7762e-06 | 3.3881e-06 | 8.7122e-06 | 0.087211 | 0.040679 | 0.0017655 | 0.044766 | 0 | 0 | 0 | 0.0056445 |  | 5.9096e-07 | 0 | 5.9096e-07 | 2.9548e-07 | 0 | 2.9548e-07 | 7.598e-07 | 0 | 7.598e-07 | [16 empty] | 7.3.1.3 Ignition probability mapping showing the probability of ignition along the electric lines and equipmentWLDFRAggregatedAggregated | WLDFR | HFTD - Distribution - Tier 2 - 2QU CoRE ¦ 2QU LoRE | Red Flag Warning - Destructive Fires | Aggregated | Aggregated | 2037 | 1.2153e-05 | 0 | 501.7453 | 0.0060978 | 2037 | Mitigation | 0.08575 | 30 | 0 | esc | 0.0012005 | 1.459e-08 | 0.00060025 | 7.295e-09 | 0.0015435 | 1.8759e-08
[35 empty] | 7.3.1.3 Ignition probability mapping showing the probability of ignition along the electric lines and equipment | WLDFR | HFTD - Distribution - Tier 2 - 2QU CoRE ¦ 3QU LoRE | 2039 | 0.29586 | 0.018413 | 5.3317 | 0 | 5.3317 | 0.011461 | 3.3188 | 0 | 3.3188 | 0.026056 | 7.5451 | 0 | 7.5451 | 0.027363 | 7.9234 | 0 | 7.9234 | 1.5775 | 0.9819 | 2.2323 | 2.3442 | 0.026056 | 0.007709 | 7.5451 | 2.2323 | 0 | 0 | 7.5451 | 2.2323 | [11 empty] | WLDFR | HFTD - Distribution - Tier 2 - 2QU CoRE ¦ 2QU LoRE | Non-Red Flag Warning - Small Fires | 2036 | 6.7762e-06 | 3.3881e-06 | 8.7122e-06 | 0.087211 | 0.040679 | 0.0017655 | 0.044766 | 0 | 0 | 0 | 0.0056445 |  | 5.9096e-07 | 0 | 5.9096e-07 | 2.9548e-07 | 0 | 2.9548e-07 | 7.598e-07 | 0 | 7.598e-07 | [16 empty] | 7.3.1.3 Ignition probability mapping showing the probability of ignition along the electric lines and equipmentWLDFRAggregatedAggregated | WLDFR | HFTD - Distribution - Tier 2 - 2QU CoRE ¦ 2QU LoRE | Red Flag Warning - Destructive Fires | Aggregated | Aggregated | 2038 | 1.2153e-05 | 0 | 501.7453 | 0.0060978 | 2038 | Mitigation | 0.08575 | 30 | 0 | esc | 0.0012005 | 1.459e-08 | 0.00060025 | 7.295e-09 | 0.0015435 | 1.8759e-08
[35 empty] | 7.3.1.3 Ignition probability mapping showing the probability of ignition along the electric lines and equipment | WLDFR | HFTD - Distribution - Tier 2 - 2QU CoRE ¦ 3QU LoRE | 2040 | 0.27651 | 0.018413 | 5.3317 | 0 | 5.3317 | 0.011461 | 3.3188 | 0 | 3.3188 | 0.026056 | 7.5451 | 0 | 7.5451 | 0.027363 | 7.9234 | 0 | 7.9234 | 1.4743 | 0.91766 | 2.0863 | 2.1909 | 0.026056 | 0.0072047 | 7.5451 | 2.0863 | 0 | 0 | 7.5451 | 2.0863 | [11 empty] | WLDFR | HFTD - Distribution - Tier 2 - 2QU CoRE ¦ 2QU LoRE | Non-Red Flag Warning - Small Fires | 2037 | 6.7762e-06 | 3.3881e-06 | 8.7122e-06 | 0.087211 | 0.040679 | 0.0017655 | 0.044766 | 0 | 0 | 0 | 0.0056445 |  | 5.9096e-07 | 0 | 5.9096e-07 | 2.9548e-07 | 0 | 2.9548e-07 | 7.598e-07 | 0 | 7.598e-07 | [16 empty] | 7.3.1.3 Ignition probability mapping showing the probability of ignition along the electric lines and equipmentWLDFRAggregatedAggregated | WLDFR | HFTD - Distribution - Tier 2 - 2QU CoRE ¦ 2QU LoRE | Red Flag Warning - Destructive Fires | Aggregated | Aggregated | 2039 | 1.2153e-05 | 0 | 501.7453 | 0.0060978 | 2039 | Mitigation | 0.08575 | 30 | 0 | esc | 0.0012005 | 1.459e-08 | 0.00060025 | 7.295e-09 | 0.0015435 | 1.8759e-08
[35 empty] | 7.3.1.3 Ignition probability mapping showing the probability of ignition along the electric lines and equipment | WLDFR | HFTD - Distribution - Tier 2 - 2QU CoRE ¦ 3QU LoRE | 2041 | 0.25842 | 0.018413 | 5.3317 | 0 | 5.3317 | 0.011461 | 3.3188 | 0 | 3.3188 | 0.026056 | 7.5451 | 0 | 7.5451 | 0.027363 | 7.9234 | 0 | 7.9234 | 1.3778 | 0.85763 | 1.9498 | 2.0476 | 0.026056 | 0.0067334 | 7.5451 | 1.9498 | 0 | 0 | 7.5451 | 1.9498 | [11 empty] | WLDFR | HFTD - Distribution - Tier 2 - 2QU CoRE ¦ 2QU LoRE | Non-Red Flag Warning - Small Fires | 2038 | 6.7762e-06 | 3.3881e-06 | 8.7122e-06 | 0.091184 | 0.042438 | 0.0018418 | 0.046905 | 0 | 0 | 0 | 0.0056445 |  | 6.1788e-07 | 0 | 6.1788e-07 | 3.0894e-07 | 0 | 3.0894e-07 | 7.9442e-07 | 0 | 7.9442e-07 | [16 empty] | 7.3.1.3 Ignition probability mapping showing the probability of ignition along the electric lines and equipmentWLDFRAggregatedAggregated | WLDFR | HFTD - Distribution - Tier 2 - 2QU CoRE ¦ 2QU LoRE | Red Flag Warning - Destructive Fires | Aggregated | Aggregated | 2040 | 1.2153e-05 | 0 | 501.7453 | 0.0060978 | 2040 | Mitigation | 0.08575 | 30 | 0 | esc | 0.0012005 | 1.459e-08 | 0.00060025 | 7.295e-09 | 0.0015435 | 1.8759e-08
[35 empty] | 7.3.1.3 Ignition probability mapping showing the probability of ignition along the electric lines and equipment | WLDFR | HFTD - Distribution - Tier 2 - 2QU CoRE ¦ 3QU LoRE | 2042 | 0.24151 | 0.018413 | 5.3317 | 0 | 5.3317 | 0.011461 | 3.3188 | 0 | 3.3188 | 0.026056 | 7.5451 | 0 | 7.5451 | 0.027363 | 7.9234 | 0 | 7.9234 | 1.2877 | 0.80152 | 1.8222 | 1.9136 | 0.026056 | 0.0062929 | 7.5451 | 1.8222 | 0 | 0 | 7.5451 | 1.8222 | [11 empty] | WLDFR | HFTD - Distribution - Tier 2 - 2QU CoRE ¦ 2QU LoRE | Non-Red Flag Warning - Small Fires | 2039 | 6.7762e-06 | 3.3881e-06 | 8.7122e-06 | 0.091184 | 0.042438 | 0.0018418 | 0.046905 | 0 | 0 | 0 | 0.0056445 |  | 6.1788e-07 | 0 | 6.1788e-07 | 3.0894e-07 | 0 | 3.0894e-07 | 7.9442e-07 | 0 | 7.9442e-07 | [16 empty] | 7.3.1.3 Ignition probability mapping showing the probability of ignition along the electric lines and equipmentWLDFRAggregatedAggregated | WLDFR | HFTD - Distribution - Tier 2 - 2QU CoRE ¦ 2QU LoRE | Red Flag Warning - Destructive Fires | Aggregated | Aggregated | 2041 | 1.2153e-05 | 0 | 501.7453 | 0.0060978 | 2041 | Mitigation | 0.08575 | 30 | 0 | esc | 0.0012005 | 1.459e-08 | 0.00060025 | 7.295e-09 | 0.0015435 | 1.8759e-08
[35 empty] | 7.3.1.3 Ignition probability mapping showing the probability of ignition along the electric lines and equipment | WLDFR | HFTD - Distribution - Tier 2 - 2QU CoRE ¦ 3QU LoRE | 2043 | 0.22571 | 0.018413 | 5.5976 | 0 | 5.5976 | 0.011461 | 3.4842 | 0 | 3.4842 | 0.026056 | 7.9213 | 0 | 7.9213 | 0.027363 | 8.3185 | 0 | 8.3185 | 1.2634 | 0.78644 | 1.7879 | 1.8776 | 0.026056 | 0.0058812 | 7.9213 | 1.7879 | 0 | 0 | 7.9213 | 1.7879 | [11 empty] | WLDFR | HFTD - Distribution - Tier 2 - 2QU CoRE ¦ 2QU LoRE | Non-Red Flag Warning - Small Fires | 2040 | 6.7762e-06 | 3.3881e-06 | 8.7122e-06 | 0.091184 | 0.042438 | 0.0018418 | 0.046905 | 0 | 0 | 0 | 0.0056445 |  | 6.1788e-07 | 0 | 6.1788e-07 | 3.0894e-07 | 0 | 3.0894e-07 | 7.9442e-07 | 0 | 7.9442e-07 | [16 empty] | 7.3.1.3 Ignition probability mapping showing the probability of ignition along the electric lines and equipmentWLDFRAggregatedAggregated | WLDFR | HFTD - Distribution - Tier 2 - 2QU CoRE ¦ 2QU LoRE | Red Flag Warning - Destructive Fires | Aggregated | Aggregated | 2042 | 1.2153e-05 | 0 | 501.7453 | 0.0060978 | 2042 | Mitigation | 0.08575 | 30 | 0 | esc | 0.0012005 | 1.459e-08 | 0.00060025 | 7.295e-09 | 0.0015435 | 1.8759e-08
[35 empty] | 7.3.1.3 Ignition probability mapping showing the probability of ignition along the electric lines and equipment | WLDFR | HFTD - Distribution - Tier 2 - 2QU CoRE ¦ 3QU LoRE | 2044 | 0.21095 | 0.018413 | 5.5976 | 0 | 5.5976 | 0.011461 | 3.4842 | 0 | 3.4842 | 0.026056 | 7.9213 | 0 | 7.9213 | 0.027363 | 8.3185 | 0 | 8.3185 | 1.1808 | 0.73499 | 1.671 | 1.7548 | 0.026056 | 0.0054964 | 7.9213 | 1.671 | 0 | 0 | 7.9213 | 1.671 | [11 empty] | WLDFR | HFTD - Distribution - Tier 2 - 2QU CoRE ¦ 2QU LoRE | Non-Red Flag Warning - Small Fires | 2041 | 6.7762e-06 | 3.3881e-06 | 8.7122e-06 | 0.091184 | 0.042438 | 0.0018418 | 0.046905 | 0 | 0 | 0 | 0.0056445 |  | 6.1788e-07 | 0 | 6.1788e-07 | 3.0894e-07 | 0 | 3.0894e-07 | 7.9442e-07 | 0 | 7.9442e-07 | [16 empty] | 7.3.1.3 Ignition probability mapping showing the probability of ignition along the electric lines and equipmentWLDFRAggregatedAggregated | WLDFR | HFTD - Distribution - Tier 2 - 2QU CoRE ¦ 2QU LoRE | Red Flag Warning - Destructive Fires | Aggregated | Aggregated | 2043 | 1.2153e-05 | 0 | 501.7453 | 0.0060978 | 2043 | Mitigation | 0.08575 | 30 | 0 | esc | 0.0012005 | 1.459e-08 | 0.00060025 | 7.295e-09 | 0.0015435 | 1.8759e-08
[35 empty] | 7.3.1.3 Ignition probability mapping showing the probability of ignition along the electric lines and equipment | WLDFR | HFTD - Distribution - Tier 2 - 2QU CoRE ¦ 3QU LoRE | 2045 | 0.19715 | 0.018413 | 5.5976 | 0 | 5.5976 | 0.011461 | 3.4842 | 0 | 3.4842 | 0.026056 | 7.9213 | 0 | 7.9213 | 0.027363 | 8.3185 | 0 | 8.3185 | 1.1035 | 0.6869 | 1.5616 | 1.64 | 0.026056 | 0.0051368 | 7.9213 | 1.5616 | 0 | 0 | 7.9213 | 1.5616 | [11 empty] | WLDFR | HFTD - Distribution - Tier 2 - 2QU CoRE ¦ 2QU LoRE | Non-Red Flag Warning - Small Fires | 2042 | 6.7762e-06 | 3.3881e-06 | 8.7122e-06 | 0.091184 | 0.042438 | 0.0018418 | 0.046905 | 0 | 0 | 0 | 0.0056445 |  | 6.1788e-07 | 0 | 6.1788e-07 | 3.0894e-07 | 0 | 3.0894e-07 | 7.9442e-07 | 0 | 7.9442e-07 | [16 empty] | 7.3.1.3 Ignition probability mapping showing the probability of ignition along the electric lines and equipmentWLDFRAggregatedAggregated | WLDFR | HFTD - Distribution - Tier 2 - 2QU CoRE ¦ 2QU LoRE | Red Flag Warning - Destructive Fires | Aggregated | Aggregated | 2044 | 1.2153e-05 | 0 | 501.7453 | 0.0060978 | 2044 | Mitigation | 0.08575 | 30 | 0 | esc | 0.0012005 | 1.459e-08 | 0.00060025 | 7.295e-09 | 0.0015435 | 1.8759e-08
[35 empty] | 7.3.1.3 Ignition probability mapping showing the probability of ignition along the electric lines and equipment | WLDFR | HFTD - Distribution - Tier 2 - 2QU CoRE ¦ 3QU LoRE | 2046 | 0.18425 | 0.018413 | 5.5976 | 0 | 5.5976 | 0.011461 | 3.4842 | 0 | 3.4842 | 0.026056 | 7.9213 | 0 | 7.9213 | 0.027363 | 8.3185 | 0 | 8.3185 | 1.0313 | 0.64197 | 1.4595 | 1.5327 | 0.026056 | 0.0048008 | 7.9213 | 1.4595 | 0 | 0 | 7.9213 | 1.4595 | [11 empty] | WLDFR | HFTD - Distribution - Tier 2 - 2QU CoRE ¦ 2QU LoRE | Non-Red Flag Warning - Small Fires | 2043 | 6.7762e-06 | 3.3881e-06 | 8.7122e-06 | 0.095486 | 0.044306 | 0.0019228 | 0.049257 | 0 | 0 | 0 | 0.0056445 |  | 6.4703e-07 | 0 | 6.4703e-07 | 3.2351e-07 | 0 | 3.2351e-07 | 8.3189e-07 | 0 | 8.3189e-07 | [16 empty] | 7.3.1.3 Ignition probability mapping showing the probability of ignition along the electric lines and equipmentWLDFRAggregatedAggregated | WLDFR | HFTD - Distribution - Tier 2 - 2QU CoRE ¦ 2QU LoRE | Red Flag Warning - Destructive Fires | Aggregated | Aggregated | 2045 | 1.2153e-05 | 0 | 501.7453 | 0.0060978 | 2045 | Mitigation | 0.08575 | 30 | 0 | esc | 0.0012005 | 1.459e-08 | 0.00060025 | 7.295e-09 | 0.0015435 | 1.8759e-08
[35 empty] | 7.3.1.3 Ignition probability mapping showing the probability of ignition along the electric lines and equipment | WLDFR | HFTD - Distribution - Tier 2 - 2QU CoRE ¦ 3QU LoRE | 2047 | 0.1722 | 0.018413 | 5.5976 | 0 | 5.5976 | 0.011461 | 3.4842 | 0 | 3.4842 | 0.026056 | 7.9213 | 0 | 7.9213 | 0.027363 | 8.3185 | 0 | 8.3185 | 0.96388 | 0.59997 | 1.364 | 1.4324 | 0.026056 | 0.0044867 | 7.9213 | 1.364 | 0 | 0 | 7.9213 | 1.364 | [11 empty] | WLDFR | HFTD - Distribution - Tier 2 - 2QU CoRE ¦ 2QU LoRE | Non-Red Flag Warning - Small Fires | 2044 | 6.7762e-06 | 3.3881e-06 | 8.7122e-06 | 0.095486 | 0.044306 | 0.0019228 | 0.049257 | 0 | 0 | 0 | 0.0056445 |  | 6.4703e-07 | 0 | 6.4703e-07 | 3.2351e-07 | 0 | 3.2351e-07 | 8.3189e-07 | 0 | 8.3189e-07 | [16 empty] | 7.3.1.3 Ignition probability mapping showing the probability of ignition along the electric lines and equipmentWLDFRAggregatedAggregated | WLDFR | HFTD - Distribution - Tier 2 - 2QU CoRE ¦ 2QU LoRE | Red Flag Warning - Destructive Fires | Aggregated | Aggregated | 2046 | 1.2153e-05 | 0 | 501.7453 | 0.0060978 | 2046 | Mitigation | 0.08575 | 30 | 0 | esc | 0.0012005 | 1.459e-08 | 0.00060025 | 7.295e-09 | 0.0015435 | 1.8759e-08
[35 empty] | 7.3.1.3 Ignition probability mapping showing the probability of ignition along the electric lines and equipment | WLDFR | HFTD - Distribution - Tier 2 - 2QU CoRE ¦ 3QU LoRE | 2048 | 0.16093 | 0.018413 | 5.8762 | 0 | 5.8762 | 0.011461 | 3.6577 | 0 | 3.6577 | 0.026056 | 8.3156 | 0 | 8.3156 | 0.027363 | 8.7326 | 0 | 8.7326 | 0.94566 | 0.58863 | 1.3382 | 1.4053 | 0.026056 | 0.0041932 | 8.3156 | 1.3382 | 0 | 0 | 8.3156 | 1.3382 | [11 empty] | WLDFR | HFTD - Distribution - Tier 2 - 2QU CoRE ¦ 2QU LoRE | Non-Red Flag Warning - Small Fires | 2045 | 6.7762e-06 | 3.3881e-06 | 8.7122e-06 | 0.095486 | 0.044306 | 0.0019228 | 0.049257 | 0 | 0 | 0 | 0.0056445 |  | 6.4703e-07 | 0 | 6.4703e-07 | 3.2351e-07 | 0 | 3.2351e-07 | 8.3189e-07 | 0 | 8.3189e-07 | [16 empty] | 7.3.1.3 Ignition probability mapping showing the probability of ignition along the electric lines and equipmentWLDFRAggregatedAggregated | WLDFR | HFTD - Distribution - Tier 2 - 2QU CoRE ¦ 2QU LoRE | Red Flag Warning - Destructive Fires | Aggregated | Aggregated | 2047 | 1.2153e-05 | 0 | 501.7453 | 0.0060978 | 2047 | Mitigation | 0.08575 | 30 | 0 | esc | 0.0012005 | 1.459e-08 | 0.00060025 | 7.295e-09 | 0.0015435 | 1.8759e-08
[35 empty] | 7.3.1.3 Ignition probability mapping showing the probability of ignition along the electric lines and equipment | WLDFR | HFTD - Distribution - Tier 2 - 2QU CoRE ¦ 3QU LoRE | 2049 | 0.1504 | 0.018413 | 5.8762 | 0 | 5.8762 | 0.011461 | 3.6577 | 0 | 3.6577 | 0.026056 | 8.3156 | 0 | 8.3156 | 0.027363 | 8.7326 | 0 | 8.7326 | 0.8838 | 0.55012 | 1.2507 | 1.3134 | 0.026056 | 0.0039189 | 8.3156 | 1.2507 | 0 | 0 | 8.3156 | 1.2507 | [11 empty] | WLDFR | HFTD - Distribution - Tier 2 - 2QU CoRE ¦ 2QU LoRE | Non-Red Flag Warning - Small Fires | 2046 | 6.7762e-06 | 3.3881e-06 | 8.7122e-06 | 0.095486 | 0.044306 | 0.0019228 | 0.049257 | 0 | 0 | 0 | 0.0056445 |  | 6.4703e-07 | 0 | 6.4703e-07 | 3.2351e-07 | 0 | 3.2351e-07 | 8.3189e-07 | 0 | 8.3189e-07 | [16 empty] | 7.3.1.3 Ignition probability mapping showing the probability of ignition along the electric lines and equipmentWLDFRAggregatedAggregated | WLDFR | HFTD - Distribution - Tier 2 - 2QU CoRE ¦ 2QU LoRE | Red Flag Warning - Destructive Fires | Aggregated | Aggregated | 2048 | 1.2153e-05 | 0 | 501.7453 | 0.0060978 | 2048 | Mitigation | 0.08575 | 30 | 0 | esc | 0.0012005 | 1.459e-08 | 0.00060025 | 7.295e-09 | 0.0015435 | 1.8759e-08
[35 empty] | 7.3.1.3 Ignition probability mapping showing the probability of ignition along the electric lines and equipment | WLDFR | HFTD - Distribution - Tier 2 - 2QU CoRE ¦ 3QU LoRE | 2050 | 0.14056 | 0 | 0 | 0 | 0 | 0.011461 | 3.6577 | 0 | 3.6577 | 0.026056 | 8.3156 | 0 | 8.3156 | 0.027363 | 8.7326 | 0 | 8.7326 | 0 | 0.51413 | 1.1689 | 1.2275 | 0.026056 | 0.0036625 | 8.3156 | 1.1689 | 0 | 0 | 8.3156 | 1.1689 | [11 empty] | WLDFR | HFTD - Distribution - Tier 2 - 2QU CoRE ¦ 2QU LoRE | Non-Red Flag Warning - Small Fires | 2047 | 6.7762e-06 | 3.3881e-06 | 8.7122e-06 | 0.095486 | 0.044306 | 0.0019228 | 0.049257 | 0 | 0 | 0 | 0.0056445 |  | 6.4703e-07 | 0 | 6.4703e-07 | 3.2351e-07 | 0 | 3.2351e-07 | 8.3189e-07 | 0 | 8.3189e-07 | [16 empty] | 7.3.1.3 Ignition probability mapping showing the probability of ignition along the electric lines and equipmentWLDFRAggregatedAggregated | WLDFR | HFTD - Distribution - Tier 2 - 2QU CoRE ¦ 2QU LoRE | Red Flag Warning - Destructive Fires | Aggregated | Aggregated | 2049 | 1.2153e-05 | 0 | 501.7453 | 0.0060978 | 2049 | Mitigation | 0.08575 | 30 | 0 | esc | 0.0012005 | 1.459e-08 | 0.00060025 | 7.295e-09 | 0.0015435 | 1.8759e-08
[35 empty] | 7.3.1.3 Ignition probability mapping showing the probability of ignition along the electric lines and equipment | WLDFR | HFTD - Distribution - Tier 2 - 2QU CoRE ¦ 3QU LoRE | 2051 | 0.13137 | 0 | 0 | 0 | 0 | 0 | 0 | 0 | 0 | 0.026056 | 8.3156 | 0 | 8.3156 | 0.027363 | 8.7326 | 0 | 8.7326 | 0 | 0 | 1.0924 | 1.1472 | 0.026056 | 0.0034229 | 8.3156 | 1.0924 | 0 | 0 | 8.3156 | 1.0924 | [11 empty] | WLDFR | HFTD - Distribution - Tier 2 - 2QU CoRE ¦ 2QU LoRE | Non-Red Flag Warning - Small Fires | 2048 | 6.7762e-06 | 3.3881e-06 | 8.7122e-06 | 0.10007 | 0.04626 | 0.0020076 | 0.051804 | 0 | 0 | 0 | 0.0056445 |  | 6.781e-07 | 0 | 6.781e-07 | 3.3905e-07 | 0 | 3.3905e-07 | 8.7185e-07 | 0 | 8.7185e-07 | [16 empty] | 7.3.1.3 Ignition probability mapping showing the probability of ignition along the electric lines and equipmentWLDFRAggregatedAggregated | WLDFR | HFTD - Distribution - Tier 2 - 2QU CoRE ¦ 2QU LoRE | Red Flag Warning - Destructive Fires | Aggregated | Aggregated | 2050 | 1.2153e-05 | 0 | 501.7453 | 0.0060978 | 2050 | Mitigation | 0.08575 | 30 | 0 | esc | 0 | 0 | 0.00060025 | 7.295e-09 | 0.0015435 | 1.8759e-08
[35 empty] | 7.3.1.3 Ignition probability mapping showing the probability of ignition along the electric lines and equipment | WLDFR | HFTD - Distribution - Tier 2 - 2QU CoRE ¦ 3QU LoRE | 2052 | 0.12277 | 0 | 0 | 0 | 0 | 0 | 0 | 0 | 0 | 0 | 0 | 0 | 0 | 0.027363 | 8.7326 | 0 | 8.7326 | 0 | 0 | 0 | 1.0721 | 0 | 0 | 0 | 0 | 0 | 0 | 0 | 0 | [11 empty] | WLDFR | HFTD - Distribution - Tier 2 - 2QU CoRE ¦ 2QU LoRE | Non-Red Flag Warning - Small Fires | 2049 | 6.7762e-06 | 3.3881e-06 | 8.7122e-06 | 0.10007 | 0.04626 | 0.0020076 | 0.051804 | 0 | 0 | 0 | 0.0056445 |  | 6.781e-07 | 0 | 6.781e-07 | 3.3905e-07 | 0 | 3.3905e-07 | 8.7185e-07 | 0 | 8.7185e-07 | [16 empty] | 7.3.1.3 Ignition probability mapping showing the probability of ignition along the electric lines and equipmentWLDFRAggregatedAggregated | WLDFR | HFTD - Distribution - Tier 2 - 2QU CoRE ¦ 2QU LoRE | Red Flag Warning - Destructive Fires | Aggregated | Aggregated | 2051 | 1.2153e-05 | 0 | 501.7453 | 0.0060978 | 2051 | Mitigation | 0.08575 | 30 | 0 | esc | 0 | 0 | 0 | 0 | 0.0015435 | 1.8759e-08
[35 empty] | 7.3.1.3 Ignition probability mapping showing the probability of ignition along the electric lines and equipment | WLDFR | HFTD - Distribution - Tier 2 - 2QU CoRE ¦ 4QU LoRE | 2020 | 1 | 0.017893 | 4.3041 | 0 | 4.3041 | 0 | 0 | 0 | 0 | 0 | 0 | 0 | 0 | 0 | 0 | 0 | 0 | 4.3041 | 0 | 0 | 0 | 0 | 0 | 0 | 0 | 0 | 0 | 0 | 0 | [11 empty] | WLDFR | HFTD - Distribution - Tier 2 - 2QU CoRE ¦ 2QU LoRE | Non-Red Flag Warning - Small Fires | 2050 | 0 | 3.3881e-06 | 8.7122e-06 | 0.10007 | 0.04626 | 0.0020076 | 0.051804 | 0 | 0 | 0 | 0.0056445 |  | 0 | 0 | 0 | 3.3905e-07 | 0 | 3.3905e-07 | 8.7185e-07 | 0 | 8.7185e-07 | [16 empty] | 7.3.1.3 Ignition probability mapping showing the probability of ignition along the electric lines and equipmentWLDFRAggregatedAggregated | WLDFR | HFTD - Distribution - Tier 2 - 2QU CoRE ¦ 2QU LoRE | Red Flag Warning - Large Fires | Aggregated | Aggregated | 2021 | 5.907e-05 | 0 | 501.7453 | 0.029638 | 2021 | Mitigation | 0.08575 | 30 | 0 | esc | 0.0012005 | 7.0914e-08 | 0.00060025 | 3.5457e-08 | 0 | 0
[35 empty] | 7.3.1.3 Ignition probability mapping showing the probability of ignition along the electric lines and equipment | WLDFR | HFTD - Distribution - Tier 2 - 2QU CoRE ¦ 4QU LoRE | 2021 | 1 | 0.017893 | 4.3041 | 0 | 4.3041 | 0.011138 | 2.6791 | 0 | 2.6791 | 0 | 0 | 0 | 0 | 0 | 0 | 0 | 0 | 4.3041 | 2.6791 | 0 | 0 | 0 | 0 | 0 | 0 | 0 | 0 | 0 | 0 | [11 empty] | WLDFR | HFTD - Distribution - Tier 2 - 2QU CoRE ¦ 2QU LoRE | Non-Red Flag Warning - Small Fires | 2051 | 0 | 0 | 8.7122e-06 | 0.10007 | 0.04626 | 0.0020076 | 0.051804 | 0 | 0 | 0 | 0.0056445 |  | 0 | 0 | 0 | 0 | 0 | 0 | 8.7185e-07 | 0 | 8.7185e-07 | [16 empty] | 7.3.1.3 Ignition probability mapping showing the probability of ignition along the electric lines and equipmentWLDFRAggregatedAggregated | WLDFR | HFTD - Distribution - Tier 2 - 2QU CoRE ¦ 2QU LoRE | Red Flag Warning - Large Fires | Aggregated | Aggregated | 2022 | 5.907e-05 | 0 | 501.7453 | 0.029638 | 2022 | Mitigation | 0.08575 | 30 | 0 | esc | 0.0012005 | 7.0914e-08 | 0.00060025 | 3.5457e-08 | 0.0015435 | 9.1175e-08
[35 empty] | 7.3.1.3 Ignition probability mapping showing the probability of ignition along the electric lines and equipment | WLDFR | HFTD - Distribution - Tier 2 - 2QU CoRE ¦ 4QU LoRE | 2022 | 0.93458 | 0.017624 | 4.134 | 0 | 4.134 | 0.01097 | 2.5732 | 0 | 2.5732 | 0.023824 | 5.5883 | 0 | 5.5883 | 0 | 0 | 0 | 0 | 3.8636 | 2.4049 | 5.2227 | 0 | 0.023824 | 0.022265 | 5.5883 | 5.2227 | 0 | 0 | 5.5883 | 5.2227 | [11 empty] | WLDFR | HFTD - Distribution - Tier 2 - 2QU CoRE ¦ 2QU LoRE | Red Flag Warning - Catastrophic Fires | 2020 | 1.0124e-07 | 0 | 0 | 14146.1306 | 222.2294 | 8585.7228 | 5338.1784 | 0 | 0 | 0 | 8.4334e-05 |  | 0.0014322 | 0 | 0.0014322 | 0 | 0 | 0 | 0 | 0 | 0 | [16 empty] | 7.3.1.3 Ignition probability mapping showing the probability of ignition along the electric lines and equipmentWLDFRAggregatedAggregated | WLDFR | HFTD - Distribution - Tier 2 - 2QU CoRE ¦ 2QU LoRE | Red Flag Warning - Large Fires | Aggregated | Aggregated | 2023 | 5.907e-05 | 0 | 501.7453 | 0.029638 | 2023 | Mitigation | 0.08575 | 30 | 0 | esc | 0.0012005 | 7.0914e-08 | 0.00060025 | 3.5457e-08 | 0.0015435 | 9.1175e-08
[35 empty] | 7.3.1.3 Ignition probability mapping showing the probability of ignition along the electric lines and equipment | WLDFR | HFTD - Distribution - Tier 2 - 2QU CoRE ¦ 4QU LoRE | 2023 | 0.87344 | 0.017624 | 4.2855 | 0 | 4.2855 | 0.01097 | 2.6675 | 0 | 2.6675 | 0.023824 | 5.7931 | 0 | 5.7931 | 0.025018 | 6.0836 | 0 | 6.0836 | 3.7431 | 2.3299 | 5.0599 | 5.3136 | 0.023824 | 0.020808 | 5.7931 | 5.0599 | 0 | 0 | 5.7931 | 5.0599 | [11 empty] | WLDFR | HFTD - Distribution - Tier 2 - 2QU CoRE ¦ 2QU LoRE | Red Flag Warning - Catastrophic Fires | 2021 | 1.0124e-07 | 5.0622e-08 | 0 | 14146.1306 | 222.2294 | 8585.7228 | 5338.1784 | 0 | 0 | 0 | 8.4334e-05 |  | 0.0014322 | 0 | 0.0014322 | 0.0007161 | 0 | 0.0007161 | 0 | 0 | 0 | [16 empty] | 7.3.1.3 Ignition probability mapping showing the probability of ignition along the electric lines and equipmentWLDFRAggregatedAggregated | WLDFR | HFTD - Distribution - Tier 2 - 2QU CoRE ¦ 2QU LoRE | Red Flag Warning - Large Fires | Aggregated | Aggregated | 2024 | 5.907e-05 | 0 | 501.7453 | 0.029638 | 2024 | Mitigation | 0.08575 | 30 | 0 | esc | 0.0012005 | 7.0914e-08 | 0.00060025 | 3.5457e-08 | 0.0015435 | 9.1175e-08
[35 empty] | 7.3.1.3 Ignition probability mapping showing the probability of ignition along the electric lines and equipment | WLDFR | HFTD - Distribution - Tier 2 - 2QU CoRE ¦ 4QU LoRE | 2024 | 0.8163 | 0.017624 | 4.2855 | 0 | 4.2855 | 0.01097 | 2.6675 | 0 | 2.6675 | 0.023824 | 5.7931 | 0 | 5.7931 | 0.025018 | 6.0836 | 0 | 6.0836 | 3.4982 | 2.1775 | 4.7289 | 4.966 | 0.023824 | 0.019447 | 5.7931 | 4.7289 | 0 | 0 | 5.7931 | 4.7289 | [11 empty] | WLDFR | HFTD - Distribution - Tier 2 - 2QU CoRE ¦ 2QU LoRE | Red Flag Warning - Catastrophic Fires | 2022 | 1.0124e-07 | 5.0622e-08 | 1.3017e-07 | 14146.1306 | 222.2294 | 8585.7228 | 5338.1784 | 0 | 0 | 0 | 8.4334e-05 |  | 0.0014322 | 0 | 0.0014322 | 0.0007161 | 0 | 0.0007161 | 0.0018414 | 0 | 0.0018414 | [16 empty] | 7.3.1.3 Ignition probability mapping showing the probability of ignition along the electric lines and equipmentWLDFRAggregatedAggregated | WLDFR | HFTD - Distribution - Tier 2 - 2QU CoRE ¦ 2QU LoRE | Red Flag Warning - Large Fires | Aggregated | Aggregated | 2025 | 5.907e-05 | 0 | 501.7453 | 0.029638 | 2025 | Mitigation | 0.08575 | 30 | 0 | esc | 0.0012005 | 7.0914e-08 | 0.00060025 | 3.5457e-08 | 0.0015435 | 9.1175e-08
[35 empty] | 7.3.1.3 Ignition probability mapping showing the probability of ignition along the electric lines and equipment | WLDFR | HFTD - Distribution - Tier 2 - 2QU CoRE ¦ 4QU LoRE | 2025 | 0.7629 | 0.017624 | 4.2855 | 0 | 4.2855 | 0.01097 | 2.6675 | 0 | 2.6675 | 0.023824 | 5.7931 | 0 | 5.7931 | 0.025018 | 6.0836 | 0 | 6.0836 | 3.2694 | 2.035 | 4.4195 | 4.6411 | 0.023824 | 0.018175 | 5.7931 | 4.4195 | 0 | 0 | 5.7931 | 4.4195 | [11 empty] | WLDFR | HFTD - Distribution - Tier 2 - 2QU CoRE ¦ 2QU LoRE | Red Flag Warning - Catastrophic Fires | 2023 | 1.0124e-07 | 5.0622e-08 | 1.3017e-07 | 14664.6376 | 233.2301 | 8896.516 | 5534.8915 | 0 | 0 | 0 | 8.4334e-05 |  | 0.0014847 | 0 | 0.0014847 | 0.00074235 | 0 | 0.00074235 | 0.0019089 | 0 | 0.0019089 | [16 empty] | 7.3.1.3 Ignition probability mapping showing the probability of ignition along the electric lines and equipmentWLDFRAggregatedAggregated | WLDFR | HFTD - Distribution - Tier 2 - 2QU CoRE ¦ 2QU LoRE | Red Flag Warning - Large Fires | Aggregated | Aggregated | 2026 | 5.907e-05 | 0 | 501.7453 | 0.029638 | 2026 | Mitigation | 0.08575 | 30 | 0 | esc | 0.0012005 | 7.0914e-08 | 0.00060025 | 3.5457e-08 | 0.0015435 | 9.1175e-08
[35 empty] | 7.3.1.3 Ignition probability mapping showing the probability of ignition along the electric lines and equipment | WLDFR | HFTD - Distribution - Tier 2 - 2QU CoRE ¦ 4QU LoRE | 2026 | 0.71299 | 0.017624 | 4.2855 | 0 | 4.2855 | 0.01097 | 2.6675 | 0 | 2.6675 | 0.023824 | 5.7931 | 0 | 5.7931 | 0.025018 | 6.0836 | 0 | 6.0836 | 3.0555 | 1.9019 | 4.1304 | 4.3375 | 0.023824 | 0.016986 | 5.7931 | 4.1304 | 0 | 0 | 5.7931 | 4.1304 | [11 empty] | WLDFR | HFTD - Distribution - Tier 2 - 2QU CoRE ¦ 2QU LoRE | Red Flag Warning - Catastrophic Fires | 2024 | 1.0124e-07 | 5.0622e-08 | 1.3017e-07 | 14664.6376 | 233.2301 | 8896.516 | 5534.8915 | 0 | 0 | 0 | 8.4334e-05 |  | 0.0014847 | 0 | 0.0014847 | 0.00074235 | 0 | 0.00074235 | 0.0019089 | 0 | 0.0019089 | [16 empty] | 7.3.1.3 Ignition probability mapping showing the probability of ignition along the electric lines and equipmentWLDFRAggregatedAggregated | WLDFR | HFTD - Distribution - Tier 2 - 2QU CoRE ¦ 2QU LoRE | Red Flag Warning - Large Fires | Aggregated | Aggregated | 2027 | 5.907e-05 | 0 | 501.7453 | 0.029638 | 2027 | Mitigation | 0.08575 | 30 | 0 | esc | 0.0012005 | 7.0914e-08 | 0.00060025 | 3.5457e-08 | 0.0015435 | 9.1175e-08
[35 empty] | 7.3.1.3 Ignition probability mapping showing the probability of ignition along the electric lines and equipment | WLDFR | HFTD - Distribution - Tier 2 - 2QU CoRE ¦ 4QU LoRE | 2027 | 0.66634 | 0.017624 | 4.2855 | 0 | 4.2855 | 0.01097 | 2.6675 | 0 | 2.6675 | 0.023824 | 5.7931 | 0 | 5.7931 | 0.025018 | 6.0836 | 0 | 6.0836 | 2.8556 | 1.7775 | 3.8602 | 4.0537 | 0.023824 | 0.015875 | 5.7931 | 3.8602 | 0 | 0 | 5.7931 | 3.8602 | [11 empty] | WLDFR | HFTD - Distribution - Tier 2 - 2QU CoRE ¦ 2QU LoRE | Red Flag Warning - Catastrophic Fires | 2025 | 1.0124e-07 | 5.0622e-08 | 1.3017e-07 | 14664.6376 | 233.2301 | 8896.516 | 5534.8915 | 0 | 0 | 0 | 8.4334e-05 |  | 0.0014847 | 0 | 0.0014847 | 0.00074235 | 0 | 0.00074235 | 0.0019089 | 0 | 0.0019089 | [16 empty] | 7.3.1.3 Ignition probability mapping showing the probability of ignition along the electric lines and equipmentWLDFRAggregatedAggregated | WLDFR | HFTD - Distribution - Tier 2 - 2QU CoRE ¦ 2QU LoRE | Red Flag Warning - Large Fires | Aggregated | Aggregated | 2028 | 5.907e-05 | 0 | 501.7453 | 0.029638 | 2028 | Mitigation | 0.08575 | 30 | 0 | esc | 0.0012005 | 7.0914e-08 | 0.00060025 | 3.5457e-08 | 0.0015435 | 9.1175e-08
[35 empty] | 7.3.1.3 Ignition probability mapping showing the probability of ignition along the electric lines and equipment | WLDFR | HFTD - Distribution - Tier 2 - 2QU CoRE ¦ 4QU LoRE | 2028 | 0.62275 | 0.017624 | 4.4764 | 0 | 4.4764 | 0.01097 | 2.7863 | 0 | 2.7863 | 0.023824 | 6.0511 | 0 | 6.0511 | 0.025018 | 6.3545 | 0 | 6.3545 | 2.7877 | 1.7352 | 3.7683 | 3.9573 | 0.023824 | 0.014836 | 6.0511 | 3.7683 | 0 | 0 | 6.0511 | 3.7683 | [11 empty] | WLDFR | HFTD - Distribution - Tier 2 - 2QU CoRE ¦ 2QU LoRE | Red Flag Warning - Catastrophic Fires | 2026 | 1.0124e-07 | 5.0622e-08 | 1.3017e-07 | 14664.6376 | 233.2301 | 8896.516 | 5534.8915 | 0 | 0 | 0 | 8.4334e-05 |  | 0.0014847 | 0 | 0.0014847 | 0.00074235 | 0 | 0.00074235 | 0.0019089 | 0 | 0.0019089 | [16 empty] | 7.3.1.3 Ignition probability mapping showing the probability of ignition along the electric lines and equipmentWLDFRAggregatedAggregated | WLDFR | HFTD - Distribution - Tier 2 - 2QU CoRE ¦ 2QU LoRE | Red Flag Warning - Large Fires | Aggregated | Aggregated | 2029 | 5.907e-05 | 0 | 501.7453 | 0.029638 | 2029 | Mitigation | 0.08575 | 30 | 0 | esc | 0.0012005 | 7.0914e-08 | 0.00060025 | 3.5457e-08 | 0.0015435 | 9.1175e-08
[35 empty] | 7.3.1.3 Ignition probability mapping showing the probability of ignition along the electric lines and equipment | WLDFR | HFTD - Distribution - Tier 2 - 2QU CoRE ¦ 4QU LoRE | 2029 | 0.58201 | 0.017624 | 4.4764 | 0 | 4.4764 | 0.01097 | 2.7863 | 0 | 2.7863 | 0.023824 | 6.0511 | 0 | 6.0511 | 0.025018 | 6.3545 | 0 | 6.3545 | 2.6053 | 1.6217 | 3.5218 | 3.6984 | 0.023824 | 0.013866 | 6.0511 | 3.5218 | 0 | 0 | 6.0511 | 3.5218 | [11 empty] | WLDFR | HFTD - Distribution - Tier 2 - 2QU CoRE ¦ 2QU LoRE | Red Flag Warning - Catastrophic Fires | 2027 | 1.0124e-07 | 5.0622e-08 | 1.3017e-07 | 14664.6376 | 233.2301 | 8896.516 | 5534.8915 | 0 | 0 | 0 | 8.4334e-05 |  | 0.0014847 | 0 | 0.0014847 | 0.00074235 | 0 | 0.00074235 | 0.0019089 | 0 | 0.0019089 | [16 empty] | 7.3.1.3 Ignition probability mapping showing the probability of ignition along the electric lines and equipmentWLDFRAggregatedAggregated | WLDFR | HFTD - Distribution - Tier 2 - 2QU CoRE ¦ 2QU LoRE | Red Flag Warning - Large Fires | Aggregated | Aggregated | 2030 | 5.907e-05 | 0 | 501.7453 | 0.029638 | 2030 | Mitigation | 0.08575 | 30 | 0 | esc | 0.0012005 | 7.0914e-08 | 0.00060025 | 3.5457e-08 | 0.0015435 | 9.1175e-08
[35 empty] | 7.3.1.3 Ignition probability mapping showing the probability of ignition along the electric lines and equipment | WLDFR | HFTD - Distribution - Tier 2 - 2QU CoRE ¦ 4QU LoRE | 2030 | 0.54393 | 0.017624 | 4.4764 | 0 | 4.4764 | 0.01097 | 2.7863 | 0 | 2.7863 | 0.023824 | 6.0511 | 0 | 6.0511 | 0.025018 | 6.3545 | 0 | 6.3545 | 2.4348 | 1.5156 | 3.2914 | 3.4564 | 0.023824 | 0.012958 | 6.0511 | 3.2914 | 0 | 0 | 6.0511 | 3.2914 | [11 empty] | WLDFR | HFTD - Distribution - Tier 2 - 2QU CoRE ¦ 2QU LoRE | Red Flag Warning - Catastrophic Fires | 2028 | 1.0124e-07 | 5.0622e-08 | 1.3017e-07 | 15317.9909 | 247.273 | 9287.6491 | 5783.0689 | 0 | 0 | 0 | 8.4334e-05 |  | 0.0015508 | 0 | 0.0015508 | 0.00077542 | 0 | 0.00077542 | 0.0019939 | 0 | 0.0019939 | [16 empty] | 7.3.1.3 Ignition probability mapping showing the probability of ignition along the electric lines and equipmentWLDFRAggregatedAggregated | WLDFR | HFTD - Distribution - Tier 2 - 2QU CoRE ¦ 2QU LoRE | Red Flag Warning - Large Fires | Aggregated | Aggregated | 2031 | 5.907e-05 | 0 | 501.7453 | 0.029638 | 2031 | Mitigation | 0.08575 | 30 | 0 | esc | 0.0012005 | 7.0914e-08 | 0.00060025 | 3.5457e-08 | 0.0015435 | 9.1175e-08
[35 empty] | 7.3.1.3 Ignition probability mapping showing the probability of ignition along the electric lines and equipment | WLDFR | HFTD - Distribution - Tier 2 - 2QU CoRE ¦ 4QU LoRE | 2031 | 0.50835 | 0.017624 | 4.4764 | 0 | 4.4764 | 0.01097 | 2.7863 | 0 | 2.7863 | 0.023824 | 6.0511 | 0 | 6.0511 | 0.025018 | 6.3545 | 0 | 6.3545 | 2.2756 | 1.4164 | 3.0761 | 3.2303 | 0.023824 | 0.012111 | 6.0511 | 3.0761 | 0 | 0 | 6.0511 | 3.0761 | [11 empty] | WLDFR | HFTD - Distribution - Tier 2 - 2QU CoRE ¦ 2QU LoRE | Red Flag Warning - Catastrophic Fires | 2029 | 1.0124e-07 | 5.0622e-08 | 1.3017e-07 | 15317.9909 | 247.273 | 9287.6491 | 5783.0689 | 0 | 0 | 0 | 8.4334e-05 |  | 0.0015508 | 0 | 0.0015508 | 0.00077542 | 0 | 0.00077542 | 0.0019939 | 0 | 0.0019939 | [16 empty] | 7.3.1.3 Ignition probability mapping showing the probability of ignition along the electric lines and equipmentWLDFRAggregatedAggregated | WLDFR | HFTD - Distribution - Tier 2 - 2QU CoRE ¦ 2QU LoRE | Red Flag Warning - Large Fires | Aggregated | Aggregated | 2032 | 5.907e-05 | 0 | 501.7453 | 0.029638 | 2032 | Mitigation | 0.08575 | 30 | 0 | esc | 0.0012005 | 7.0914e-08 | 0.00060025 | 3.5457e-08 | 0.0015435 | 9.1175e-08
[35 empty] | 7.3.1.3 Ignition probability mapping showing the probability of ignition along the electric lines and equipment | WLDFR | HFTD - Distribution - Tier 2 - 2QU CoRE ¦ 4QU LoRE | 2032 | 0.47509 | 0.017624 | 4.4764 | 0 | 4.4764 | 0.01097 | 2.7863 | 0 | 2.7863 | 0.023824 | 6.0511 | 0 | 6.0511 | 0.025018 | 6.3545 | 0 | 6.3545 | 2.1267 | 1.3238 | 2.8748 | 3.019 | 0.023824 | 0.011318 | 6.0511 | 2.8748 | 0 | 0 | 6.0511 | 2.8748 | [11 empty] | WLDFR | HFTD - Distribution - Tier 2 - 2QU CoRE ¦ 2QU LoRE | Red Flag Warning - Catastrophic Fires | 2030 | 1.0124e-07 | 5.0622e-08 | 1.3017e-07 | 15317.9909 | 247.273 | 9287.6491 | 5783.0689 | 0 | 0 | 0 | 8.4334e-05 |  | 0.0015508 | 0 | 0.0015508 | 0.00077542 | 0 | 0.00077542 | 0.0019939 | 0 | 0.0019939 | [16 empty] | 7.3.1.3 Ignition probability mapping showing the probability of ignition along the electric lines and equipmentWLDFRAggregatedAggregated | WLDFR | HFTD - Distribution - Tier 2 - 2QU CoRE ¦ 2QU LoRE | Red Flag Warning - Large Fires | Aggregated | Aggregated | 2033 | 5.907e-05 | 0 | 501.7453 | 0.029638 | 2033 | Mitigation | 0.08575 | 30 | 0 | esc | 0.0012005 | 7.0914e-08 | 0.00060025 | 3.5457e-08 | 0.0015435 | 9.1175e-08
[35 empty] | 7.3.1.3 Ignition probability mapping showing the probability of ignition along the electric lines and equipment | WLDFR | HFTD - Distribution - Tier 2 - 2QU CoRE ¦ 4QU LoRE | 2033 | 0.44401 | 0.017624 | 4.6885 | 0 | 4.6885 | 0.01097 | 2.9184 | 0 | 2.9184 | 0.023824 | 6.3378 | 0 | 6.3378 | 0.025018 | 6.6556 | 0 | 6.6556 | 2.0817 | 1.2958 | 2.8141 | 2.9552 | 0.023824 | 0.010578 | 6.3378 | 2.8141 | 0 | 0 | 6.3378 | 2.8141 | [11 empty] | WLDFR | HFTD - Distribution - Tier 2 - 2QU CoRE ¦ 2QU LoRE | Red Flag Warning - Catastrophic Fires | 2031 | 1.0124e-07 | 5.0622e-08 | 1.3017e-07 | 15317.9909 | 247.273 | 9287.6491 | 5783.0689 | 0 | 0 | 0 | 8.4334e-05 |  | 0.0015508 | 0 | 0.0015508 | 0.00077542 | 0 | 0.00077542 | 0.0019939 | 0 | 0.0019939 | [16 empty] | 7.3.1.3 Ignition probability mapping showing the probability of ignition along the electric lines and equipmentWLDFRAggregatedAggregated | WLDFR | HFTD - Distribution - Tier 2 - 2QU CoRE ¦ 2QU LoRE | Red Flag Warning - Large Fires | Aggregated | Aggregated | 2034 | 5.907e-05 | 0 | 501.7453 | 0.029638 | 2034 | Mitigation | 0.08575 | 30 | 0 | esc | 0.0012005 | 7.0914e-08 | 0.00060025 | 3.5457e-08 | 0.0015435 | 9.1175e-08
[35 empty] | 7.3.1.3 Ignition probability mapping showing the probability of ignition along the electric lines and equipment | WLDFR | HFTD - Distribution - Tier 2 - 2QU CoRE ¦ 4QU LoRE | 2034 | 0.41496 | 0.017624 | 4.6885 | 0 | 4.6885 | 0.01097 | 2.9184 | 0 | 2.9184 | 0.023824 | 6.3378 | 0 | 6.3378 | 0.025018 | 6.6556 | 0 | 6.6556 | 1.9456 | 1.211 | 2.63 | 2.7619 | 0.023824 | 0.0098859 | 6.3378 | 2.63 | 0 | 0 | 6.3378 | 2.63 | [11 empty] | WLDFR | HFTD - Distribution - Tier 2 - 2QU CoRE ¦ 2QU LoRE | Red Flag Warning - Catastrophic Fires | 2032 | 1.0124e-07 | 5.0622e-08 | 1.3017e-07 | 15317.9909 | 247.273 | 9287.6491 | 5783.0689 | 0 | 0 | 0 | 8.4334e-05 |  | 0.0015508 | 0 | 0.0015508 | 0.00077542 | 0 | 0.00077542 | 0.0019939 | 0 | 0.0019939 | [16 empty] | 7.3.1.3 Ignition probability mapping showing the probability of ignition along the electric lines and equipmentWLDFRAggregatedAggregated | WLDFR | HFTD - Distribution - Tier 2 - 2QU CoRE ¦ 2QU LoRE | Red Flag Warning - Large Fires | Aggregated | Aggregated | 2035 | 5.907e-05 | 0 | 501.7453 | 0.029638 | 2035 | Mitigation | 0.08575 | 30 | 0 | esc | 0.0012005 | 7.0914e-08 | 0.00060025 | 3.5457e-08 | 0.0015435 | 9.1175e-08
[35 empty] | 7.3.1.3 Ignition probability mapping showing the probability of ignition along the electric lines and equipment | WLDFR | HFTD - Distribution - Tier 2 - 2QU CoRE ¦ 4QU LoRE | 2035 | 0.38782 | 0.017624 | 4.6885 | 0 | 4.6885 | 0.01097 | 2.9184 | 0 | 2.9184 | 0.023824 | 6.3378 | 0 | 6.3378 | 0.025018 | 6.6556 | 0 | 6.6556 | 1.8183 | 1.1318 | 2.4579 | 2.5812 | 0.023824 | 0.0092392 | 6.3378 | 2.4579 | 0 | 0 | 6.3378 | 2.4579 | [11 empty] | WLDFR | HFTD - Distribution - Tier 2 - 2QU CoRE ¦ 2QU LoRE | Red Flag Warning - Catastrophic Fires | 2033 | 1.0124e-07 | 5.0622e-08 | 1.3017e-07 | 16044.1264 | 263.1074 | 9721.74 | 6059.2791 | 0 | 0 | 0 | 8.4334e-05 |  | 0.0016244 | 0 | 0.0016244 | 0.00081218 | 0 | 0.00081218 | 0.0020885 | 0 | 0.0020885 | [16 empty] | 7.3.1.3 Ignition probability mapping showing the probability of ignition along the electric lines and equipmentWLDFRAggregatedAggregated | WLDFR | HFTD - Distribution - Tier 2 - 2QU CoRE ¦ 2QU LoRE | Red Flag Warning - Large Fires | Aggregated | Aggregated | 2036 | 5.907e-05 | 0 | 501.7453 | 0.029638 | 2036 | Mitigation | 0.08575 | 30 | 0 | esc | 0.0012005 | 7.0914e-08 | 0.00060025 | 3.5457e-08 | 0.0015435 | 9.1175e-08
[35 empty] | 7.3.1.3 Ignition probability mapping showing the probability of ignition along the electric lines and equipment | WLDFR | HFTD - Distribution - Tier 2 - 2QU CoRE ¦ 4QU LoRE | 2036 | 0.36245 | 0.017624 | 4.6885 | 0 | 4.6885 | 0.01097 | 2.9184 | 0 | 2.9184 | 0.023824 | 6.3378 | 0 | 6.3378 | 0.025018 | 6.6556 | 0 | 6.6556 | 1.6993 | 1.0577 | 2.2971 | 2.4123 | 0.023824 | 0.0086347 | 6.3378 | 2.2971 | 0 | 0 | 6.3378 | 2.2971 | [11 empty] | WLDFR | HFTD - Distribution - Tier 2 - 2QU CoRE ¦ 2QU LoRE | Red Flag Warning - Catastrophic Fires | 2034 | 1.0124e-07 | 5.0622e-08 | 1.3017e-07 | 16044.1264 | 263.1074 | 9721.74 | 6059.2791 | 0 | 0 | 0 | 8.4334e-05 |  | 0.0016244 | 0 | 0.0016244 | 0.00081218 | 0 | 0.00081218 | 0.0020885 | 0 | 0.0020885 | [16 empty] | 7.3.1.3 Ignition probability mapping showing the probability of ignition along the electric lines and equipmentWLDFRAggregatedAggregated | WLDFR | HFTD - Distribution - Tier 2 - 2QU CoRE ¦ 2QU LoRE | Red Flag Warning - Large Fires | Aggregated | Aggregated | 2037 | 5.907e-05 | 0 | 501.7453 | 0.029638 | 2037 | Mitigation | 0.08575 | 30 | 0 | esc | 0.0012005 | 7.0914e-08 | 0.00060025 | 3.5457e-08 | 0.0015435 | 9.1175e-08
[35 empty] | 7.3.1.3 Ignition probability mapping showing the probability of ignition along the electric lines and equipment | WLDFR | HFTD - Distribution - Tier 2 - 2QU CoRE ¦ 4QU LoRE | 2037 | 0.33873 | 0.017624 | 4.6885 | 0 | 4.6885 | 0.01097 | 2.9184 | 0 | 2.9184 | 0.023824 | 6.3378 | 0 | 6.3378 | 0.025018 | 6.6556 | 0 | 6.6556 | 1.5882 | 0.98855 | 2.1468 | 2.2545 | 0.023824 | 0.0080698 | 6.3378 | 2.1468 | 0 | 0 | 6.3378 | 2.1468 | [11 empty] | WLDFR | HFTD - Distribution - Tier 2 - 2QU CoRE ¦ 2QU LoRE | Red Flag Warning - Catastrophic Fires | 2035 | 1.0124e-07 | 5.0622e-08 | 1.3017e-07 | 16044.1264 | 263.1074 | 9721.74 | 6059.2791 | 0 | 0 | 0 | 8.4334e-05 |  | 0.0016244 | 0 | 0.0016244 | 0.00081218 | 0 | 0.00081218 | 0.0020885 | 0 | 0.0020885 | [16 empty] | 7.3.1.3 Ignition probability mapping showing the probability of ignition along the electric lines and equipmentWLDFRAggregatedAggregated | WLDFR | HFTD - Distribution - Tier 2 - 2QU CoRE ¦ 2QU LoRE | Red Flag Warning - Large Fires | Aggregated | Aggregated | 2038 | 5.907e-05 | 0 | 501.7453 | 0.029638 | 2038 | Mitigation | 0.08575 | 30 | 0 | esc | 0.0012005 | 7.0914e-08 | 0.00060025 | 3.5457e-08 | 0.0015435 | 9.1175e-08
[35 empty] | 7.3.1.3 Ignition probability mapping showing the probability of ignition along the electric lines and equipment | WLDFR | HFTD - Distribution - Tier 2 - 2QU CoRE ¦ 4QU LoRE | 2038 | 0.31657 | 0.017624 | 4.9187 | 0 | 4.9187 | 0.01097 | 3.0617 | 0 | 3.0617 | 0.023824 | 6.6491 | 0 | 6.6491 | 0.025018 | 6.9825 | 0 | 6.9825 | 1.5571 | 0.96925 | 2.1049 | 2.2105 | 0.023824 | 0.0075419 | 6.6491 | 2.1049 | 0 | 0 | 6.6491 | 2.1049 | [11 empty] | WLDFR | HFTD - Distribution - Tier 2 - 2QU CoRE ¦ 2QU LoRE | Red Flag Warning - Catastrophic Fires | 2036 | 1.0124e-07 | 5.0622e-08 | 1.3017e-07 | 16044.1264 | 263.1074 | 9721.74 | 6059.2791 | 0 | 0 | 0 | 8.4334e-05 |  | 0.0016244 | 0 | 0.0016244 | 0.00081218 | 0 | 0.00081218 | 0.0020885 | 0 | 0.0020885 | [16 empty] | 7.3.1.3 Ignition probability mapping showing the probability of ignition along the electric lines and equipmentWLDFRAggregatedAggregated | WLDFR | HFTD - Distribution - Tier 2 - 2QU CoRE ¦ 2QU LoRE | Red Flag Warning - Large Fires | Aggregated | Aggregated | 2039 | 5.907e-05 | 0 | 501.7453 | 0.029638 | 2039 | Mitigation | 0.08575 | 30 | 0 | esc | 0.0012005 | 7.0914e-08 | 0.00060025 | 3.5457e-08 | 0.0015435 | 9.1175e-08
[35 empty] | 7.3.1.3 Ignition probability mapping showing the probability of ignition along the electric lines and equipment | WLDFR | HFTD - Distribution - Tier 2 - 2QU CoRE ¦ 4QU LoRE | 2039 | 0.29586 | 0.017624 | 4.9187 | 0 | 4.9187 | 0.01097 | 3.0617 | 0 | 3.0617 | 0.023824 | 6.6491 | 0 | 6.6491 | 0.025018 | 6.9825 | 0 | 6.9825 | 1.4553 | 0.90584 | 1.9672 | 2.0659 | 0.023824 | 0.0070485 | 6.6491 | 1.9672 | 0 | 0 | 6.6491 | 1.9672 | [11 empty] | WLDFR | HFTD - Distribution - Tier 2 - 2QU CoRE ¦ 2QU LoRE | Red Flag Warning - Catastrophic Fires | 2037 | 1.0124e-07 | 5.0622e-08 | 1.3017e-07 | 16044.1264 | 263.1074 | 9721.74 | 6059.2791 | 0 | 0 | 0 | 8.4334e-05 |  | 0.0016244 | 0 | 0.0016244 | 0.00081218 | 0 | 0.00081218 | 0.0020885 | 0 | 0.0020885 | [16 empty] | 7.3.1.3 Ignition probability mapping showing the probability of ignition along the electric lines and equipmentWLDFRAggregatedAggregated | WLDFR | HFTD - Distribution - Tier 2 - 2QU CoRE ¦ 2QU LoRE | Red Flag Warning - Large Fires | Aggregated | Aggregated | 2040 | 5.907e-05 | 0 | 501.7453 | 0.029638 | 2040 | Mitigation | 0.08575 | 30 | 0 | esc | 0.0012005 | 7.0914e-08 | 0.00060025 | 3.5457e-08 | 0.0015435 | 9.1175e-08
[35 empty] | 7.3.1.3 Ignition probability mapping showing the probability of ignition along the electric lines and equipment | WLDFR | HFTD - Distribution - Tier 2 - 2QU CoRE ¦ 4QU LoRE | 2040 | 0.27651 | 0.017624 | 4.9187 | 0 | 4.9187 | 0.01097 | 3.0617 | 0 | 3.0617 | 0.023824 | 6.6491 | 0 | 6.6491 | 0.025018 | 6.9825 | 0 | 6.9825 | 1.3601 | 0.84658 | 1.8385 | 1.9307 | 0.023824 | 0.0065874 | 6.6491 | 1.8385 | 0 | 0 | 6.6491 | 1.8385 | [11 empty] | WLDFR | HFTD - Distribution - Tier 2 - 2QU CoRE ¦ 2QU LoRE | Red Flag Warning - Catastrophic Fires | 2038 | 1.0124e-07 | 5.0622e-08 | 1.3017e-07 | 16832.3912 | 280.5544 | 10192.2718 | 6359.5651 | 0 | 0 | 0 | 8.4334e-05 |  | 0.0017042 | 0 | 0.0017042 | 0.00085208 | 0 | 0.00085208 | 0.0021911 | 0 | 0.0021911 | [16 empty] | 7.3.1.3 Ignition probability mapping showing the probability of ignition along the electric lines and equipmentWLDFRAggregatedAggregated | WLDFR | HFTD - Distribution - Tier 2 - 2QU CoRE ¦ 2QU LoRE | Red Flag Warning - Large Fires | Aggregated | Aggregated | 2041 | 5.907e-05 | 0 | 501.7453 | 0.029638 | 2041 | Mitigation | 0.08575 | 30 | 0 | esc | 0.0012005 | 7.0914e-08 | 0.00060025 | 3.5457e-08 | 0.0015435 | 9.1175e-08
[35 empty] | 7.3.1.3 Ignition probability mapping showing the probability of ignition along the electric lines and equipment | WLDFR | HFTD - Distribution - Tier 2 - 2QU CoRE ¦ 4QU LoRE | 2041 | 0.25842 | 0.017624 | 4.9187 | 0 | 4.9187 | 0.01097 | 3.0617 | 0 | 3.0617 | 0.023824 | 6.6491 | 0 | 6.6491 | 0.025018 | 6.9825 | 0 | 6.9825 | 1.2711 | 0.7912 | 1.7182 | 1.8044 | 0.023824 | 0.0061564 | 6.6491 | 1.7182 | 0 | 0 | 6.6491 | 1.7182 | [11 empty] | WLDFR | HFTD - Distribution - Tier 2 - 2QU CoRE ¦ 2QU LoRE | Red Flag Warning - Catastrophic Fires | 2039 | 1.0124e-07 | 5.0622e-08 | 1.3017e-07 | 16832.3912 | 280.5544 | 10192.2718 | 6359.5651 | 0 | 0 | 0 | 8.4334e-05 |  | 0.0017042 | 0 | 0.0017042 | 0.00085208 | 0 | 0.00085208 | 0.0021911 | 0 | 0.0021911 | [16 empty] | 7.3.1.3 Ignition probability mapping showing the probability of ignition along the electric lines and equipmentWLDFRAggregatedAggregated | WLDFR | HFTD - Distribution - Tier 2 - 2QU CoRE ¦ 2QU LoRE | Red Flag Warning - Large Fires | Aggregated | Aggregated | 2042 | 5.907e-05 | 0 | 501.7453 | 0.029638 | 2042 | Mitigation | 0.08575 | 30 | 0 | esc | 0.0012005 | 7.0914e-08 | 0.00060025 | 3.5457e-08 | 0.0015435 | 9.1175e-08
[35 empty] | 7.3.1.3 Ignition probability mapping showing the probability of ignition along the electric lines and equipment | WLDFR | HFTD - Distribution - Tier 2 - 2QU CoRE ¦ 4QU LoRE | 2042 | 0.24151 | 0.017624 | 4.9187 | 0 | 4.9187 | 0.01097 | 3.0617 | 0 | 3.0617 | 0.023824 | 6.6491 | 0 | 6.6491 | 0.025018 | 6.9825 | 0 | 6.9825 | 1.1879 | 0.73944 | 1.6058 | 1.6864 | 0.023824 | 0.0057537 | 6.6491 | 1.6058 | 0 | 0 | 6.6491 | 1.6058 | [11 empty] | WLDFR | HFTD - Distribution - Tier 2 - 2QU CoRE ¦ 2QU LoRE | Red Flag Warning - Catastrophic Fires | 2040 | 1.0124e-07 | 5.0622e-08 | 1.3017e-07 | 16832.3912 | 280.5544 | 10192.2718 | 6359.5651 | 0 | 0 | 0 | 8.4334e-05 |  | 0.0017042 | 0 | 0.0017042 | 0.00085208 | 0 | 0.00085208 | 0.0021911 | 0 | 0.0021911 | [16 empty] | 7.3.1.3 Ignition probability mapping showing the probability of ignition along the electric lines and equipmentWLDFRAggregatedAggregated | WLDFR | HFTD - Distribution - Tier 2 - 2QU CoRE ¦ 2QU LoRE | Red Flag Warning - Large Fires | Aggregated | Aggregated | 2043 | 5.907e-05 | 0 | 501.7453 | 0.029638 | 2043 | Mitigation | 0.08575 | 30 | 0 | esc | 0.0012005 | 7.0914e-08 | 0.00060025 | 3.5457e-08 | 0.0015435 | 9.1175e-08
[35 empty] | 7.3.1.3 Ignition probability mapping showing the probability of ignition along the electric lines and equipment | WLDFR | HFTD - Distribution - Tier 2 - 2QU CoRE ¦ 4QU LoRE | 2043 | 0.22571 | 0.017624 | 5.164 | 0 | 5.164 | 0.01097 | 3.2143 | 0 | 3.2143 | 0.023824 | 6.9806 | 0 | 6.9806 | 0.025018 | 7.3306 | 0 | 7.3306 | 1.1656 | 0.72552 | 1.5756 | 1.6546 | 0.023824 | 0.0053773 | 6.9806 | 1.5756 | 0 | 0 | 6.9806 | 1.5756 | [11 empty] | WLDFR | HFTD - Distribution - Tier 2 - 2QU CoRE ¦ 2QU LoRE | Red Flag Warning - Catastrophic Fires | 2041 | 1.0124e-07 | 5.0622e-08 | 1.3017e-07 | 16832.3912 | 280.5544 | 10192.2718 | 6359.5651 | 0 | 0 | 0 | 8.4334e-05 |  | 0.0017042 | 0 | 0.0017042 | 0.00085208 | 0 | 0.00085208 | 0.0021911 | 0 | 0.0021911 | [16 empty] | 7.3.1.3 Ignition probability mapping showing the probability of ignition along the electric lines and equipmentWLDFRAggregatedAggregated | WLDFR | HFTD - Distribution - Tier 2 - 2QU CoRE ¦ 2QU LoRE | Red Flag Warning - Large Fires | Aggregated | Aggregated | 2044 | 5.907e-05 | 0 | 501.7453 | 0.029638 | 2044 | Mitigation | 0.08575 | 30 | 0 | esc | 0.0012005 | 7.0914e-08 | 0.00060025 | 3.5457e-08 | 0.0015435 | 9.1175e-08
[35 empty] | 7.3.1.3 Ignition probability mapping showing the probability of ignition along the electric lines and equipment | WLDFR | HFTD - Distribution - Tier 2 - 2QU CoRE ¦ 4QU LoRE | 2044 | 0.21095 | 0.017624 | 5.164 | 0 | 5.164 | 0.01097 | 3.2143 | 0 | 3.2143 | 0.023824 | 6.9806 | 0 | 6.9806 | 0.025018 | 7.3306 | 0 | 7.3306 | 1.0893 | 0.67805 | 1.4725 | 1.5464 | 0.023824 | 0.0050255 | 6.9806 | 1.4725 | 0 | 0 | 6.9806 | 1.4725 | [11 empty] | WLDFR | HFTD - Distribution - Tier 2 - 2QU CoRE ¦ 2QU LoRE | Red Flag Warning - Catastrophic Fires | 2042 | 1.0124e-07 | 5.0622e-08 | 1.3017e-07 | 16832.3912 | 280.5544 | 10192.2718 | 6359.5651 | 0 | 0 | 0 | 8.4334e-05 |  | 0.0017042 | 0 | 0.0017042 | 0.00085208 | 0 | 0.00085208 | 0.0021911 | 0 | 0.0021911 | [16 empty] | 7.3.1.3 Ignition probability mapping showing the probability of ignition along the electric lines and equipmentWLDFRAggregatedAggregated | WLDFR | HFTD - Distribution - Tier 2 - 2QU CoRE ¦ 2QU LoRE | Red Flag Warning - Large Fires | Aggregated | Aggregated | 2045 | 5.907e-05 | 0 | 501.7453 | 0.029638 | 2045 | Mitigation | 0.08575 | 30 | 0 | esc | 0.0012005 | 7.0914e-08 | 0.00060025 | 3.5457e-08 | 0.0015435 | 9.1175e-08
[35 empty] | 7.3.1.3 Ignition probability mapping showing the probability of ignition along the electric lines and equipment | WLDFR | HFTD - Distribution - Tier 2 - 2QU CoRE ¦ 4QU LoRE | 2045 | 0.19715 | 0.017624 | 5.164 | 0 | 5.164 | 0.01097 | 3.2143 | 0 | 3.2143 | 0.023824 | 6.9806 | 0 | 6.9806 | 0.025018 | 7.3306 | 0 | 7.3306 | 1.0181 | 0.6337 | 1.3762 | 1.4452 | 0.023824 | 0.0046967 | 6.9806 | 1.3762 | 0 | 0 | 6.9806 | 1.3762 | [11 empty] | WLDFR | HFTD - Distribution - Tier 2 - 2QU CoRE ¦ 2QU LoRE | Red Flag Warning - Catastrophic Fires | 2043 | 1.0124e-07 | 5.0622e-08 | 1.3017e-07 | 17672.0852 | 299.42 | 10692.7362 | 6679.929 | 0 | 0 | 0 | 8.4334e-05 |  | 0.0017892 | 0 | 0.0017892 | 0.00089459 | 0 | 0.00089459 | 0.0023004 | 0 | 0.0023004 | [16 empty] | 7.3.1.3 Ignition probability mapping showing the probability of ignition along the electric lines and equipmentWLDFRAggregatedAggregated | WLDFR | HFTD - Distribution - Tier 2 - 2QU CoRE ¦ 2QU LoRE | Red Flag Warning - Large Fires | Aggregated | Aggregated | 2046 | 5.907e-05 | 0 | 501.7453 | 0.029638 | 2046 | Mitigation | 0.08575 | 30 | 0 | esc | 0.0012005 | 7.0914e-08 | 0.00060025 | 3.5457e-08 | 0.0015435 | 9.1175e-08
[35 empty] | 7.3.1.3 Ignition probability mapping showing the probability of ignition along the electric lines and equipment | WLDFR | HFTD - Distribution - Tier 2 - 2QU CoRE ¦ 4QU LoRE | 2046 | 0.18425 | 0.017624 | 5.164 | 0 | 5.164 | 0.01097 | 3.2143 | 0 | 3.2143 | 0.023824 | 6.9806 | 0 | 6.9806 | 0.025018 | 7.3306 | 0 | 7.3306 | 0.95146 | 0.59224 | 1.2862 | 1.3507 | 0.023824 | 0.0043895 | 6.9806 | 1.2862 | 0 | 0 | 6.9806 | 1.2862 | [11 empty] | WLDFR | HFTD - Distribution - Tier 2 - 2QU CoRE ¦ 2QU LoRE | Red Flag Warning - Catastrophic Fires | 2044 | 1.0124e-07 | 5.0622e-08 | 1.3017e-07 | 17672.0852 | 299.42 | 10692.7362 | 6679.929 | 0 | 0 | 0 | 8.4334e-05 |  | 0.0017892 | 0 | 0.0017892 | 0.00089459 | 0 | 0.00089459 | 0.0023004 | 0 | 0.0023004 | [16 empty] | 7.3.1.3 Ignition probability mapping showing the probability of ignition along the electric lines and equipmentWLDFRAggregatedAggregated | WLDFR | HFTD - Distribution - Tier 2 - 2QU CoRE ¦ 2QU LoRE | Red Flag Warning - Large Fires | Aggregated | Aggregated | 2047 | 5.907e-05 | 0 | 501.7453 | 0.029638 | 2047 | Mitigation | 0.08575 | 30 | 0 | esc | 0.0012005 | 7.0914e-08 | 0.00060025 | 3.5457e-08 | 0.0015435 | 9.1175e-08
[35 empty] | 7.3.1.3 Ignition probability mapping showing the probability of ignition along the electric lines and equipment | WLDFR | HFTD - Distribution - Tier 2 - 2QU CoRE ¦ 4QU LoRE | 2047 | 0.1722 | 0.017624 | 5.164 | 0 | 5.164 | 0.01097 | 3.2143 | 0 | 3.2143 | 0.023824 | 6.9806 | 0 | 6.9806 | 0.025018 | 7.3306 | 0 | 7.3306 | 0.88921 | 0.55349 | 1.202 | 1.2623 | 0.023824 | 0.0041023 | 6.9806 | 1.202 | 0 | 0 | 6.9806 | 1.202 | [11 empty] | WLDFR | HFTD - Distribution - Tier 2 - 2QU CoRE ¦ 2QU LoRE | Red Flag Warning - Catastrophic Fires | 2045 | 1.0124e-07 | 5.0622e-08 | 1.3017e-07 | 17672.0852 | 299.42 | 10692.7362 | 6679.929 | 0 | 0 | 0 | 8.4334e-05 |  | 0.0017892 | 0 | 0.0017892 | 0.00089459 | 0 | 0.00089459 | 0.0023004 | 0 | 0.0023004 | [16 empty] | 7.3.1.3 Ignition probability mapping showing the probability of ignition along the electric lines and equipmentWLDFRAggregatedAggregated | WLDFR | HFTD - Distribution - Tier 2 - 2QU CoRE ¦ 2QU LoRE | Red Flag Warning - Large Fires | Aggregated | Aggregated | 2048 | 5.907e-05 | 0 | 501.7453 | 0.029638 | 2048 | Mitigation | 0.08575 | 30 | 0 | esc | 0.0012005 | 7.0914e-08 | 0.00060025 | 3.5457e-08 | 0.0015435 | 9.1175e-08
[35 empty] | 7.3.1.3 Ignition probability mapping showing the probability of ignition along the electric lines and equipment | WLDFR | HFTD - Distribution - Tier 2 - 2QU CoRE ¦ 4QU LoRE | 2048 | 0.16093 | 0.017624 | 5.421 | 0 | 5.421 | 0.01097 | 3.3744 | 0 | 3.3744 | 0.023824 | 7.3281 | 0 | 7.3281 | 0.025018 | 7.6956 | 0 | 7.6956 | 0.87241 | 0.54304 | 1.1793 | 1.2385 | 0.023824 | 0.0038339 | 7.3281 | 1.1793 | 0 | 0 | 7.3281 | 1.1793 | [11 empty] | WLDFR | HFTD - Distribution - Tier 2 - 2QU CoRE ¦ 2QU LoRE | Red Flag Warning - Catastrophic Fires | 2046 | 1.0124e-07 | 5.0622e-08 | 1.3017e-07 | 17672.0852 | 299.42 | 10692.7362 | 6679.929 | 0 | 0 | 0 | 8.4334e-05 |  | 0.0017892 | 0 | 0.0017892 | 0.00089459 | 0 | 0.00089459 | 0.0023004 | 0 | 0.0023004 | [16 empty] | 7.3.1.3 Ignition probability mapping showing the probability of ignition along the electric lines and equipmentWLDFRAggregatedAggregated | WLDFR | HFTD - Distribution - Tier 2 - 2QU CoRE ¦ 2QU LoRE | Red Flag Warning - Large Fires | Aggregated | Aggregated | 2049 | 5.907e-05 | 0 | 501.7453 | 0.029638 | 2049 | Mitigation | 0.08575 | 30 | 0 | esc | 0.0012005 | 7.0914e-08 | 0.00060025 | 3.5457e-08 | 0.0015435 | 9.1175e-08
[35 empty] | 7.3.1.3 Ignition probability mapping showing the probability of ignition along the electric lines and equipment | WLDFR | HFTD - Distribution - Tier 2 - 2QU CoRE ¦ 4QU LoRE | 2049 | 0.1504 | 0.017624 | 5.421 | 0 | 5.421 | 0.01097 | 3.3744 | 0 | 3.3744 | 0.023824 | 7.3281 | 0 | 7.3281 | 0.025018 | 7.6956 | 0 | 7.6956 | 0.81534 | 0.50751 | 1.1022 | 1.1574 | 0.023824 | 0.0035831 | 7.3281 | 1.1022 | 0 | 0 | 7.3281 | 1.1022 | [11 empty] | WLDFR | HFTD - Distribution - Tier 2 - 2QU CoRE ¦ 2QU LoRE | Red Flag Warning - Catastrophic Fires | 2047 | 1.0124e-07 | 5.0622e-08 | 1.3017e-07 | 17672.0852 | 299.42 | 10692.7362 | 6679.929 | 0 | 0 | 0 | 8.4334e-05 |  | 0.0017892 | 0 | 0.0017892 | 0.00089459 | 0 | 0.00089459 | 0.0023004 | 0 | 0.0023004 | [16 empty] | 7.3.1.3 Ignition probability mapping showing the probability of ignition along the electric lines and equipmentWLDFRAggregatedAggregated | WLDFR | HFTD - Distribution - Tier 2 - 2QU CoRE ¦ 2QU LoRE | Red Flag Warning - Large Fires | Aggregated | Aggregated | 2050 | 5.907e-05 | 0 | 501.7453 | 0.029638 | 2050 | Mitigation | 0.08575 | 30 | 0 | esc | 0 | 0 | 0.00060025 | 3.5457e-08 | 0.0015435 | 9.1175e-08
[35 empty] | 7.3.1.3 Ignition probability mapping showing the probability of ignition along the electric lines and equipment | WLDFR | HFTD - Distribution - Tier 2 - 2QU CoRE ¦ 4QU LoRE | 2050 | 0.14056 | 0 | 0 | 0 | 0 | 0.01097 | 3.3744 | 0 | 3.3744 | 0.023824 | 7.3281 | 0 | 7.3281 | 0.025018 | 7.6956 | 0 | 7.6956 | 0 | 0.47431 | 1.0301 | 1.0817 | 0.023824 | 0.0033487 | 7.3281 | 1.0301 | 0 | 0 | 7.3281 | 1.0301 | [11 empty] | WLDFR | HFTD - Distribution - Tier 2 - 2QU CoRE ¦ 2QU LoRE | Red Flag Warning - Catastrophic Fires | 2048 | 1.0124e-07 | 5.0622e-08 | 1.3017e-07 | 18552.3348 | 319.4911 | 11216.5626 | 7016.281 | 0 | 0 | 0 | 8.4334e-05 |  | 0.0018783 | 0 | 0.0018783 | 0.00093915 | 0 | 0.00093915 | 0.002415 | 0 | 0.002415 | [16 empty] | 7.3.1.3 Ignition probability mapping showing the probability of ignition along the electric lines and equipmentWLDFRAggregatedAggregated | WLDFR | HFTD - Distribution - Tier 2 - 2QU CoRE ¦ 2QU LoRE | Red Flag Warning - Large Fires | Aggregated | Aggregated | 2051 | 5.907e-05 | 0 | 501.7453 | 0.029638 | 2051 | Mitigation | 0.08575 | 30 | 0 | esc | 0 | 0 | 0 | 0 | 0.0015435 | 9.1175e-08
[35 empty] | 7.3.1.3 Ignition probability mapping showing the probability of ignition along the electric lines and equipment | WLDFR | HFTD - Distribution - Tier 2 - 2QU CoRE ¦ 4QU LoRE | 2051 | 0.13137 | 0 | 0 | 0 | 0 | 0 | 0 | 0 | 0 | 0.023824 | 7.3281 | 0 | 7.3281 | 0.025018 | 7.6956 | 0 | 7.6956 | 0 | 0 | 0.96267 | 1.0109 | 0.023824 | 0.0031296 | 7.3281 | 0.96267 | 0 | 0 | 7.3281 | 0.96267 | [11 empty] | WLDFR | HFTD - Distribution - Tier 2 - 2QU CoRE ¦ 2QU LoRE | Red Flag Warning - Catastrophic Fires | 2049 | 1.0124e-07 | 5.0622e-08 | 1.3017e-07 | 18552.3348 | 319.4911 | 11216.5626 | 7016.281 | 0 | 0 | 0 | 8.4334e-05 |  | 0.0018783 | 0 | 0.0018783 | 0.00093915 | 0 | 0.00093915 | 0.002415 | 0 | 0.002415 | [16 empty] | 7.3.1.3 Ignition probability mapping showing the probability of ignition along the electric lines and equipmentWLDFRAggregatedAggregated | WLDFR | HFTD - Distribution - Tier 2 - 2QU CoRE ¦ 2QU LoRE | Red Flag Warning - Small Fires | Aggregated | Aggregated | 2021 | 0.00072536 | 0 | 501.7453 | 0.36395 | 2021 | Mitigation | 0.08575 | 30 | 0 | esc | 0.0012005 | 8.708e-07 | 0.00060025 | 4.354e-07 | 0 | 0
[35 empty] | 7.3.1.3 Ignition probability mapping showing the probability of ignition along the electric lines and equipment | WLDFR | HFTD - Distribution - Tier 2 - 2QU CoRE ¦ 4QU LoRE | 2052 | 0.12277 | 0 | 0 | 0 | 0 | 0 | 0 | 0 | 0 | 0 | 0 | 0 | 0 | 0.025018 | 7.6956 | 0 | 7.6956 | 0 | 0 | 0 | 0.94481 | 0 | 0 | 0 | 0 | 0 | 0 | 0 | 0 | [11 empty] | WLDFR | HFTD - Distribution - Tier 2 - 2QU CoRE ¦ 2QU LoRE | Red Flag Warning - Catastrophic Fires | 2050 | 0 | 5.0622e-08 | 1.3017e-07 | 18552.3348 | 319.4911 | 11216.5626 | 7016.281 | 0 | 0 | 0 | 8.4334e-05 |  | 0 | 0 | 0 | 0.00093915 | 0 | 0.00093915 | 0.002415 | 0 | 0.002415 | [16 empty] | 7.3.1.3 Ignition probability mapping showing the probability of ignition along the electric lines and equipmentWLDFRAggregatedAggregated | WLDFR | HFTD - Distribution - Tier 2 - 2QU CoRE ¦ 2QU LoRE | Red Flag Warning - Small Fires | Aggregated | Aggregated | 2022 | 0.00072536 | 0 | 501.7453 | 0.36395 | 2022 | Mitigation | 0.08575 | 30 | 0 | esc | 0.0012005 | 8.708e-07 | 0.00060025 | 4.354e-07 | 0.0015435 | 1.1196e-06
[35 empty] | 7.3.1.3 Ignition probability mapping showing the probability of ignition along the electric lines and equipment | WLDFR | HFTD - Distribution - Tier 2 - 2QU CoRE ¦ 5QU LoRE | 2020 | 1 | 0.016078 | 4.3343 | 0 | 4.3343 | 0 | 0 | 0 | 0 | 0 | 0 | 0 | 0 | 0 | 0 | 0 | 0 | 4.3343 | 0 | 0 | 0 | 0 | 0 | 0 | 0 | 0 | 0 | 0 | 0 | [11 empty] | WLDFR | HFTD - Distribution - Tier 2 - 2QU CoRE ¦ 2QU LoRE | Red Flag Warning - Catastrophic Fires | 2051 | 0 | 0 | 1.3017e-07 | 18552.3348 | 319.4911 | 11216.5626 | 7016.281 | 0 | 0 | 0 | 8.4334e-05 |  | 0 | 0 | 0 | 0 | 0 | 0 | 0.002415 | 0 | 0.002415 | [16 empty] | 7.3.1.3 Ignition probability mapping showing the probability of ignition along the electric lines and equipmentWLDFRAggregatedAggregated | WLDFR | HFTD - Distribution - Tier 2 - 2QU CoRE ¦ 2QU LoRE | Red Flag Warning - Small Fires | Aggregated | Aggregated | 2023 | 0.00072536 | 0 | 501.7453 | 0.36395 | 2023 | Mitigation | 0.08575 | 30 | 0 | esc | 0.0012005 | 8.708e-07 | 0.00060025 | 4.354e-07 | 0.0015435 | 1.1196e-06
[35 empty] | 7.3.1.3 Ignition probability mapping showing the probability of ignition along the electric lines and equipment | WLDFR | HFTD - Distribution - Tier 2 - 2QU CoRE ¦ 5QU LoRE | 2021 | 1 | 0.016078 | 4.3343 | 0 | 4.3343 | 0.010008 | 2.6979 | 0 | 2.6979 | 0 | 0 | 0 | 0 | 0 | 0 | 0 | 0 | 4.3343 | 2.6979 | 0 | 0 | 0 | 0 | 0 | 0 | 0 | 0 | 0 | 0 | [11 empty] | WLDFR | HFTD - Distribution - Tier 2 - 2QU CoRE ¦ 2QU LoRE | Red Flag Warning - Destructive Fires | 2020 | 1.459e-08 | 0 | 0 | 8807.9522 | 222.2294 | 8585.7228 | 0 | 0 | 0 | 0 | 1.2153e-05 |  | 0.00012851 | 0 | 0.00012851 | 0 | 0 | 0 | 0 | 0 | 0 | [16 empty] | 7.3.1.3 Ignition probability mapping showing the probability of ignition along the electric lines and equipmentWLDFRAggregatedAggregated | WLDFR | HFTD - Distribution - Tier 2 - 2QU CoRE ¦ 2QU LoRE | Red Flag Warning - Small Fires | Aggregated | Aggregated | 2024 | 0.00072536 | 0 | 501.7453 | 0.36395 | 2024 | Mitigation | 0.08575 | 30 | 0 | esc | 0.0012005 | 8.708e-07 | 0.00060025 | 4.354e-07 | 0.0015435 | 1.1196e-06
[35 empty] | 7.3.1.3 Ignition probability mapping showing the probability of ignition along the electric lines and equipment | WLDFR | HFTD - Distribution - Tier 2 - 2QU CoRE ¦ 5QU LoRE | 2022 | 0.93458 | 0.016053 | 4.2939 | 0 | 4.2939 | 0.0099926 | 2.6727 | 0 | 2.6727 | 0.022844 | 6.1101 | 0 | 6.1101 | 0 | 0 | 0 | 0 | 4.013 | 2.4979 | 5.7103 | 0 | 0.022844 | 0.021349 | 6.1101 | 5.7103 | 0 | 0 | 6.1101 | 5.7103 | [11 empty] | WLDFR | HFTD - Distribution - Tier 2 - 2QU CoRE ¦ 2QU LoRE | Red Flag Warning - Destructive Fires | 2021 | 1.459e-08 | 7.295e-09 | 0 | 8807.9522 | 222.2294 | 8585.7228 | 0 | 0 | 0 | 0 | 1.2153e-05 |  | 0.00012851 | 0 | 0.00012851 | 6.4254e-05 | 0 | 6.4254e-05 | 0 | 0 | 0 | [16 empty] | 7.3.1.3 Ignition probability mapping showing the probability of ignition along the electric lines and equipmentWLDFRAggregatedAggregated | WLDFR | HFTD - Distribution - Tier 2 - 2QU CoRE ¦ 2QU LoRE | Red Flag Warning - Small Fires | Aggregated | Aggregated | 2025 | 0.00072536 | 0 | 501.7453 | 0.36395 | 2025 | Mitigation | 0.08575 | 30 | 0 | esc | 0.0012005 | 8.708e-07 | 0.00060025 | 4.354e-07 | 0.0015435 | 1.1196e-06
[35 empty] | 7.3.1.3 Ignition probability mapping showing the probability of ignition along the electric lines and equipment | WLDFR | HFTD - Distribution - Tier 2 - 2QU CoRE ¦ 5QU LoRE | 2023 | 0.87344 | 0.016053 | 4.4512 | 0 | 4.4512 | 0.0099926 | 2.7707 | 0 | 2.7707 | 0.022844 | 6.334 | 0 | 6.334 | 0.023989 | 6.6516 | 0 | 6.6516 | 3.8879 | 2.42 | 5.5323 | 5.8097 | 0.022844 | 0.019953 | 6.334 | 5.5323 | 0 | 0 | 6.334 | 5.5323 | [11 empty] | WLDFR | HFTD - Distribution - Tier 2 - 2QU CoRE ¦ 2QU LoRE | Red Flag Warning - Destructive Fires | 2022 | 1.459e-08 | 7.295e-09 | 1.8759e-08 | 8807.9522 | 222.2294 | 8585.7228 | 0 | 0 | 0 | 0 | 1.2153e-05 |  | 0.00012851 | 0 | 0.00012851 | 6.4254e-05 | 0 | 6.4254e-05 | 0.00016522 | 0 | 0.00016522 | [16 empty] | 7.3.1.3 Ignition probability mapping showing the probability of ignition along the electric lines and equipmentWLDFRAggregatedAggregated | WLDFR | HFTD - Distribution - Tier 2 - 2QU CoRE ¦ 2QU LoRE | Red Flag Warning - Small Fires | Aggregated | Aggregated | 2026 | 0.00072536 | 0 | 501.7453 | 0.36395 | 2026 | Mitigation | 0.08575 | 30 | 0 | esc | 0.0012005 | 8.708e-07 | 0.00060025 | 4.354e-07 | 0.0015435 | 1.1196e-06
[35 empty] | 7.3.1.3 Ignition probability mapping showing the probability of ignition along the electric lines and equipment | WLDFR | HFTD - Distribution - Tier 2 - 2QU CoRE ¦ 5QU LoRE | 2024 | 0.8163 | 0.016053 | 4.4512 | 0 | 4.4512 | 0.0099926 | 2.7707 | 0 | 2.7707 | 0.022844 | 6.334 | 0 | 6.334 | 0.023989 | 6.6516 | 0 | 6.6516 | 3.6335 | 2.2617 | 5.1704 | 5.4297 | 0.022844 | 0.018647 | 6.334 | 5.1704 | 0 | 0 | 6.334 | 5.1704 | [11 empty] | WLDFR | HFTD - Distribution - Tier 2 - 2QU CoRE ¦ 2QU LoRE | Red Flag Warning - Destructive Fires | 2023 | 1.459e-08 | 7.295e-09 | 1.8759e-08 | 9129.7461 | 233.2301 | 8896.516 | 0 | 0 | 0 | 0 | 1.2153e-05 |  | 0.0001332 | 0 | 0.0001332 | 6.6601e-05 | 0 | 6.6601e-05 | 0.00017126 | 0 | 0.00017126 | [16 empty] | 7.3.1.3 Ignition probability mapping showing the probability of ignition along the electric lines and equipmentWLDFRAggregatedAggregated | WLDFR | HFTD - Distribution - Tier 2 - 2QU CoRE ¦ 2QU LoRE | Red Flag Warning - Small Fires | Aggregated | Aggregated | 2027 | 0.00072536 | 0 | 501.7453 | 0.36395 | 2027 | Mitigation | 0.08575 | 30 | 0 | esc | 0.0012005 | 8.708e-07 | 0.00060025 | 4.354e-07 | 0.0015435 | 1.1196e-06
[35 empty] | 7.3.1.3 Ignition probability mapping showing the probability of ignition along the electric lines and equipment | WLDFR | HFTD - Distribution - Tier 2 - 2QU CoRE ¦ 5QU LoRE | 2025 | 0.7629 | 0.016053 | 4.4512 | 0 | 4.4512 | 0.0099926 | 2.7707 | 0 | 2.7707 | 0.022844 | 6.334 | 0 | 6.334 | 0.023989 | 6.6516 | 0 | 6.6516 | 3.3958 | 2.1137 | 4.8321 | 5.0745 | 0.022844 | 0.017427 | 6.334 | 4.8321 | 0 | 0 | 6.334 | 4.8321 | [11 empty] | WLDFR | HFTD - Distribution - Tier 2 - 2QU CoRE ¦ 2QU LoRE | Red Flag Warning - Destructive Fires | 2024 | 1.459e-08 | 7.295e-09 | 1.8759e-08 | 9129.7461 | 233.2301 | 8896.516 | 0 | 0 | 0 | 0 | 1.2153e-05 |  | 0.0001332 | 0 | 0.0001332 | 6.6601e-05 | 0 | 6.6601e-05 | 0.00017126 | 0 | 0.00017126 | [16 empty] | 7.3.1.3 Ignition probability mapping showing the probability of ignition along the electric lines and equipmentWLDFRAggregatedAggregated | WLDFR | HFTD - Distribution - Tier 2 - 2QU CoRE ¦ 2QU LoRE | Red Flag Warning - Small Fires | Aggregated | Aggregated | 2028 | 0.00072536 | 0 | 501.7453 | 0.36395 | 2028 | Mitigation | 0.08575 | 30 | 0 | esc | 0.0012005 | 8.708e-07 | 0.00060025 | 4.354e-07 | 0.0015435 | 1.1196e-06
[35 empty] | 7.3.1.3 Ignition probability mapping showing the probability of ignition along the electric lines and equipment | WLDFR | HFTD - Distribution - Tier 2 - 2QU CoRE ¦ 5QU LoRE | 2026 | 0.71299 | 0.016053 | 4.4512 | 0 | 4.4512 | 0.0099926 | 2.7707 | 0 | 2.7707 | 0.022844 | 6.334 | 0 | 6.334 | 0.023989 | 6.6516 | 0 | 6.6516 | 3.1737 | 1.9755 | 4.516 | 4.7425 | 0.022844 | 0.016287 | 6.334 | 4.516 | 0 | 0 | 6.334 | 4.516 | [11 empty] | WLDFR | HFTD - Distribution - Tier 2 - 2QU CoRE ¦ 2QU LoRE | Red Flag Warning - Destructive Fires | 2025 | 1.459e-08 | 7.295e-09 | 1.8759e-08 | 9129.7461 | 233.2301 | 8896.516 | 0 | 0 | 0 | 0 | 1.2153e-05 |  | 0.0001332 | 0 | 0.0001332 | 6.6601e-05 | 0 | 6.6601e-05 | 0.00017126 | 0 | 0.00017126 | [16 empty] | 7.3.1.3 Ignition probability mapping showing the probability of ignition along the electric lines and equipmentWLDFRAggregatedAggregated | WLDFR | HFTD - Distribution - Tier 2 - 2QU CoRE ¦ 2QU LoRE | Red Flag Warning - Small Fires | Aggregated | Aggregated | 2029 | 0.00072536 | 0 | 501.7453 | 0.36395 | 2029 | Mitigation | 0.08575 | 30 | 0 | esc | 0.0012005 | 8.708e-07 | 0.00060025 | 4.354e-07 | 0.0015435 | 1.1196e-06
[35 empty] | 7.3.1.3 Ignition probability mapping showing the probability of ignition along the electric lines and equipment | WLDFR | HFTD - Distribution - Tier 2 - 2QU CoRE ¦ 5QU LoRE | 2027 | 0.66634 | 0.016053 | 4.4512 | 0 | 4.4512 | 0.0099926 | 2.7707 | 0 | 2.7707 | 0.022844 | 6.334 | 0 | 6.334 | 0.023989 | 6.6516 | 0 | 6.6516 | 2.966 | 1.8462 | 4.2206 | 4.4322 | 0.022844 | 0.015222 | 6.334 | 4.2206 | 0 | 0 | 6.334 | 4.2206 | [11 empty] | WLDFR | HFTD - Distribution - Tier 2 - 2QU CoRE ¦ 2QU LoRE | Red Flag Warning - Destructive Fires | 2026 | 1.459e-08 | 7.295e-09 | 1.8759e-08 | 9129.7461 | 233.2301 | 8896.516 | 0 | 0 | 0 | 0 | 1.2153e-05 |  | 0.0001332 | 0 | 0.0001332 | 6.6601e-05 | 0 | 6.6601e-05 | 0.00017126 | 0 | 0.00017126 | [16 empty] | 7.3.1.3 Ignition probability mapping showing the probability of ignition along the electric lines and equipmentWLDFRAggregatedAggregated | WLDFR | HFTD - Distribution - Tier 2 - 2QU CoRE ¦ 2QU LoRE | Red Flag Warning - Small Fires | Aggregated | Aggregated | 2030 | 0.00072536 | 0 | 501.7453 | 0.36395 | 2030 | Mitigation | 0.08575 | 30 | 0 | esc | 0.0012005 | 8.708e-07 | 0.00060025 | 4.354e-07 | 0.0015435 | 1.1196e-06
[35 empty] | 7.3.1.3 Ignition probability mapping showing the probability of ignition along the electric lines and equipment | WLDFR | HFTD - Distribution - Tier 2 - 2QU CoRE ¦ 5QU LoRE | 2028 | 0.62275 | 0.016053 | 4.6495 | 0 | 4.6495 | 0.0099926 | 2.8941 | 0 | 2.8941 | 0.022844 | 6.6161 | 0 | 6.6161 | 0.023989 | 6.9478 | 0 | 6.9478 | 2.8955 | 1.8023 | 4.1202 | 4.3268 | 0.022844 | 0.014226 | 6.6161 | 4.1202 | 0 | 0 | 6.6161 | 4.1202 | [11 empty] | WLDFR | HFTD - Distribution - Tier 2 - 2QU CoRE ¦ 2QU LoRE | Red Flag Warning - Destructive Fires | 2027 | 1.459e-08 | 7.295e-09 | 1.8759e-08 | 9129.7461 | 233.2301 | 8896.516 | 0 | 0 | 0 | 0 | 1.2153e-05 |  | 0.0001332 | 0 | 0.0001332 | 6.6601e-05 | 0 | 6.6601e-05 | 0.00017126 | 0 | 0.00017126 | [16 empty] | 7.3.1.3 Ignition probability mapping showing the probability of ignition along the electric lines and equipmentWLDFRAggregatedAggregated | WLDFR | HFTD - Distribution - Tier 2 - 2QU CoRE ¦ 2QU LoRE | Red Flag Warning - Small Fires | Aggregated | Aggregated | 2031 | 0.00072536 | 0 | 501.7453 | 0.36395 | 2031 | Mitigation | 0.08575 | 30 | 0 | esc | 0.0012005 | 8.708e-07 | 0.00060025 | 4.354e-07 | 0.0015435 | 1.1196e-06
[35 empty] | 7.3.1.3 Ignition probability mapping showing the probability of ignition along the electric lines and equipment | WLDFR | HFTD - Distribution - Tier 2 - 2QU CoRE ¦ 5QU LoRE | 2029 | 0.58201 | 0.016053 | 4.6495 | 0 | 4.6495 | 0.0099926 | 2.8941 | 0 | 2.8941 | 0.022844 | 6.6161 | 0 | 6.6161 | 0.023989 | 6.9478 | 0 | 6.9478 | 2.706 | 1.6844 | 3.8506 | 4.0437 | 0.022844 | 0.013295 | 6.6161 | 3.8506 | 0 | 0 | 6.6161 | 3.8506 | [11 empty] | WLDFR | HFTD - Distribution - Tier 2 - 2QU CoRE ¦ 2QU LoRE | Red Flag Warning - Destructive Fires | 2028 | 1.459e-08 | 7.295e-09 | 1.8759e-08 | 9534.9221 | 247.273 | 9287.6491 | 0 | 0 | 0 | 0 | 1.2153e-05 |  | 0.00013911 | 0 | 0.00013911 | 6.9557e-05 | 0 | 6.9557e-05 | 0.00017886 | 0 | 0.00017886 | [16 empty] | 7.3.1.3 Ignition probability mapping showing the probability of ignition along the electric lines and equipmentWLDFRAggregatedAggregated | WLDFR | HFTD - Distribution - Tier 2 - 2QU CoRE ¦ 2QU LoRE | Red Flag Warning - Small Fires | Aggregated | Aggregated | 2032 | 0.00072536 | 0 | 501.7453 | 0.36395 | 2032 | Mitigation | 0.08575 | 30 | 0 | esc | 0.0012005 | 8.708e-07 | 0.00060025 | 4.354e-07 | 0.0015435 | 1.1196e-06
[35 empty] | 7.3.1.3 Ignition probability mapping showing the probability of ignition along the electric lines and equipment | WLDFR | HFTD - Distribution - Tier 2 - 2QU CoRE ¦ 5QU LoRE | 2030 | 0.54393 | 0.016053 | 4.6495 | 0 | 4.6495 | 0.0099926 | 2.8941 | 0 | 2.8941 | 0.022844 | 6.6161 | 0 | 6.6161 | 0.023989 | 6.9478 | 0 | 6.9478 | 2.529 | 1.5742 | 3.5987 | 3.7792 | 0.022844 | 0.012425 | 6.6161 | 3.5987 | 0 | 0 | 6.6161 | 3.5987 | [11 empty] | WLDFR | HFTD - Distribution - Tier 2 - 2QU CoRE ¦ 2QU LoRE | Red Flag Warning - Destructive Fires | 2029 | 1.459e-08 | 7.295e-09 | 1.8759e-08 | 9534.9221 | 247.273 | 9287.6491 | 0 | 0 | 0 | 0 | 1.2153e-05 |  | 0.00013911 | 0 | 0.00013911 | 6.9557e-05 | 0 | 6.9557e-05 | 0.00017886 | 0 | 0.00017886 | [16 empty] | 7.3.1.3 Ignition probability mapping showing the probability of ignition along the electric lines and equipmentWLDFRAggregatedAggregated | WLDFR | HFTD - Distribution - Tier 2 - 2QU CoRE ¦ 2QU LoRE | Red Flag Warning - Small Fires | Aggregated | Aggregated | 2033 | 0.00072536 | 0 | 501.7453 | 0.36395 | 2033 | Mitigation | 0.08575 | 30 | 0 | esc | 0.0012005 | 8.708e-07 | 0.00060025 | 4.354e-07 | 0.0015435 | 1.1196e-06
[35 empty] | 7.3.1.3 Ignition probability mapping showing the probability of ignition along the electric lines and equipment | WLDFR | HFTD - Distribution - Tier 2 - 2QU CoRE ¦ 5QU LoRE | 2031 | 0.50835 | 0.016053 | 4.6495 | 0 | 4.6495 | 0.0099926 | 2.8941 | 0 | 2.8941 | 0.022844 | 6.6161 | 0 | 6.6161 | 0.023989 | 6.9478 | 0 | 6.9478 | 2.3636 | 1.4712 | 3.3633 | 3.5319 | 0.022844 | 0.011613 | 6.6161 | 3.3633 | 0 | 0 | 6.6161 | 3.3633 | [11 empty] | WLDFR | HFTD - Distribution - Tier 2 - 2QU CoRE ¦ 2QU LoRE | Red Flag Warning - Destructive Fires | 2030 | 1.459e-08 | 7.295e-09 | 1.8759e-08 | 9534.9221 | 247.273 | 9287.6491 | 0 | 0 | 0 | 0 | 1.2153e-05 |  | 0.00013911 | 0 | 0.00013911 | 6.9557e-05 | 0 | 6.9557e-05 | 0.00017886 | 0 | 0.00017886 | [16 empty] | 7.3.1.3 Ignition probability mapping showing the probability of ignition along the electric lines and equipmentWLDFRAggregatedAggregated | WLDFR | HFTD - Distribution - Tier 2 - 2QU CoRE ¦ 2QU LoRE | Red Flag Warning - Small Fires | Aggregated | Aggregated | 2034 | 0.00072536 | 0 | 501.7453 | 0.36395 | 2034 | Mitigation | 0.08575 | 30 | 0 | esc | 0.0012005 | 8.708e-07 | 0.00060025 | 4.354e-07 | 0.0015435 | 1.1196e-06
[35 empty] | 7.3.1.3 Ignition probability mapping showing the probability of ignition along the electric lines and equipment | WLDFR | HFTD - Distribution - Tier 2 - 2QU CoRE ¦ 5QU LoRE | 2032 | 0.47509 | 0.016053 | 4.6495 | 0 | 4.6495 | 0.0099926 | 2.8941 | 0 | 2.8941 | 0.022844 | 6.6161 | 0 | 6.6161 | 0.023989 | 6.9478 | 0 | 6.9478 | 2.2089 | 1.375 | 3.1432 | 3.3009 | 0.022844 | 0.010853 | 6.6161 | 3.1432 | 0 | 0 | 6.6161 | 3.1432 | [11 empty] | WLDFR | HFTD - Distribution - Tier 2 - 2QU CoRE ¦ 2QU LoRE | Red Flag Warning - Destructive Fires | 2031 | 1.459e-08 | 7.295e-09 | 1.8759e-08 | 9534.9221 | 247.273 | 9287.6491 | 0 | 0 | 0 | 0 | 1.2153e-05 |  | 0.00013911 | 0 | 0.00013911 | 6.9557e-05 | 0 | 6.9557e-05 | 0.00017886 | 0 | 0.00017886 | [16 empty] | 7.3.1.3 Ignition probability mapping showing the probability of ignition along the electric lines and equipmentWLDFRAggregatedAggregated | WLDFR | HFTD - Distribution - Tier 2 - 2QU CoRE ¦ 2QU LoRE | Red Flag Warning - Small Fires | Aggregated | Aggregated | 2035 | 0.00072536 | 0 | 501.7453 | 0.36395 | 2035 | Mitigation | 0.08575 | 30 | 0 | esc | 0.0012005 | 8.708e-07 | 0.00060025 | 4.354e-07 | 0.0015435 | 1.1196e-06
[35 empty] | 7.3.1.3 Ignition probability mapping showing the probability of ignition along the electric lines and equipment | WLDFR | HFTD - Distribution - Tier 2 - 2QU CoRE ¦ 5QU LoRE | 2033 | 0.44401 | 0.016053 | 4.8698 | 0 | 4.8698 | 0.0099926 | 3.0312 | 0 | 3.0312 | 0.022844 | 6.9296 | 0 | 6.9296 | 0.023989 | 7.2771 | 0 | 7.2771 | 2.1622 | 1.3459 | 3.0768 | 3.2311 | 0.022844 | 0.010143 | 6.9296 | 3.0768 | 0 | 0 | 6.9296 | 3.0768 | [11 empty] | WLDFR | HFTD - Distribution - Tier 2 - 2QU CoRE ¦ 2QU LoRE | Red Flag Warning - Destructive Fires | 2032 | 1.459e-08 | 7.295e-09 | 1.8759e-08 | 9534.9221 | 247.273 | 9287.6491 | 0 | 0 | 0 | 0 | 1.2153e-05 |  | 0.00013911 | 0 | 0.00013911 | 6.9557e-05 | 0 | 6.9557e-05 | 0.00017886 | 0 | 0.00017886 | [16 empty] | 7.3.1.3 Ignition probability mapping showing the probability of ignition along the electric lines and equipmentWLDFRAggregatedAggregated | WLDFR | HFTD - Distribution - Tier 2 - 2QU CoRE ¦ 2QU LoRE | Red Flag Warning - Small Fires | Aggregated | Aggregated | 2036 | 0.00072536 | 0 | 501.7453 | 0.36395 | 2036 | Mitigation | 0.08575 | 30 | 0 | esc | 0.0012005 | 8.708e-07 | 0.00060025 | 4.354e-07 | 0.0015435 | 1.1196e-06
[35 empty] | 7.3.1.3 Ignition probability mapping showing the probability of ignition along the electric lines and equipment | WLDFR | HFTD - Distribution - Tier 2 - 2QU CoRE ¦ 5QU LoRE | 2034 | 0.41496 | 0.016053 | 4.8698 | 0 | 4.8698 | 0.0099926 | 3.0312 | 0 | 3.0312 | 0.022844 | 6.9296 | 0 | 6.9296 | 0.023989 | 7.2771 | 0 | 7.2771 | 2.0208 | 1.2578 | 2.8755 | 3.0197 | 0.022844 | 0.0094793 | 6.9296 | 2.8755 | 0 | 0 | 6.9296 | 2.8755 | [11 empty] | WLDFR | HFTD - Distribution - Tier 2 - 2QU CoRE ¦ 2QU LoRE | Red Flag Warning - Destructive Fires | 2033 | 1.459e-08 | 7.295e-09 | 1.8759e-08 | 9984.8474 | 263.1074 | 9721.74 | 0 | 0 | 0 | 0 | 1.2153e-05 |  | 0.00014568 | 0 | 0.00014568 | 7.2839e-05 | 0 | 7.2839e-05 | 0.0001873 | 0 | 0.0001873 | [16 empty] | 7.3.1.3 Ignition probability mapping showing the probability of ignition along the electric lines and equipmentWLDFRAggregatedAggregated | WLDFR | HFTD - Distribution - Tier 2 - 2QU CoRE ¦ 2QU LoRE | Red Flag Warning - Small Fires | Aggregated | Aggregated | 2037 | 0.00072536 | 0 | 501.7453 | 0.36395 | 2037 | Mitigation | 0.08575 | 30 | 0 | esc | 0.0012005 | 8.708e-07 | 0.00060025 | 4.354e-07 | 0.0015435 | 1.1196e-06
[35 empty] | 7.3.1.3 Ignition probability mapping showing the probability of ignition along the electric lines and equipment | WLDFR | HFTD - Distribution - Tier 2 - 2QU CoRE ¦ 5QU LoRE | 2035 | 0.38782 | 0.016053 | 4.8698 | 0 | 4.8698 | 0.0099926 | 3.0312 | 0 | 3.0312 | 0.022844 | 6.9296 | 0 | 6.9296 | 0.023989 | 7.2771 | 0 | 7.2771 | 1.8886 | 1.1756 | 2.6874 | 2.8222 | 0.022844 | 0.0088592 | 6.9296 | 2.6874 | 0 | 0 | 6.9296 | 2.6874 | [11 empty] | WLDFR | HFTD - Distribution - Tier 2 - 2QU CoRE ¦ 2QU LoRE | Red Flag Warning - Destructive Fires | 2034 | 1.459e-08 | 7.295e-09 | 1.8759e-08 | 9984.8474 | 263.1074 | 9721.74 | 0 | 0 | 0 | 0 | 1.2153e-05 |  | 0.00014568 | 0 | 0.00014568 | 7.2839e-05 | 0 | 7.2839e-05 | 0.0001873 | 0 | 0.0001873 | [16 empty] | 7.3.1.3 Ignition probability mapping showing the probability of ignition along the electric lines and equipmentWLDFRAggregatedAggregated | WLDFR | HFTD - Distribution - Tier 2 - 2QU CoRE ¦ 2QU LoRE | Red Flag Warning - Small Fires | Aggregated | Aggregated | 2038 | 0.00072536 | 0 | 501.7453 | 0.36395 | 2038 | Mitigation | 0.08575 | 30 | 0 | esc | 0.0012005 | 8.708e-07 | 0.00060025 | 4.354e-07 | 0.0015435 | 1.1196e-06
[35 empty] | 7.3.1.3 Ignition probability mapping showing the probability of ignition along the electric lines and equipment | WLDFR | HFTD - Distribution - Tier 2 - 2QU CoRE ¦ 5QU LoRE | 2036 | 0.36245 | 0.016053 | 4.8698 | 0 | 4.8698 | 0.0099926 | 3.0312 | 0 | 3.0312 | 0.022844 | 6.9296 | 0 | 6.9296 | 0.023989 | 7.2771 | 0 | 7.2771 | 1.765 | 1.0987 | 2.5116 | 2.6375 | 0.022844 | 0.0082796 | 6.9296 | 2.5116 | 0 | 0 | 6.9296 | 2.5116 | [11 empty] | WLDFR | HFTD - Distribution - Tier 2 - 2QU CoRE ¦ 2QU LoRE | Red Flag Warning - Destructive Fires | 2035 | 1.459e-08 | 7.295e-09 | 1.8759e-08 | 9984.8474 | 263.1074 | 9721.74 | 0 | 0 | 0 | 0 | 1.2153e-05 |  | 0.00014568 | 0 | 0.00014568 | 7.2839e-05 | 0 | 7.2839e-05 | 0.0001873 | 0 | 0.0001873 | [16 empty] | 7.3.1.3 Ignition probability mapping showing the probability of ignition along the electric lines and equipmentWLDFRAggregatedAggregated | WLDFR | HFTD - Distribution - Tier 2 - 2QU CoRE ¦ 2QU LoRE | Red Flag Warning - Small Fires | Aggregated | Aggregated | 2039 | 0.00072536 | 0 | 501.7453 | 0.36395 | 2039 | Mitigation | 0.08575 | 30 | 0 | esc | 0.0012005 | 8.708e-07 | 0.00060025 | 4.354e-07 | 0.0015435 | 1.1196e-06
[35 empty] | 7.3.1.3 Ignition probability mapping showing the probability of ignition along the electric lines and equipment | WLDFR | HFTD - Distribution - Tier 2 - 2QU CoRE ¦ 5QU LoRE | 2037 | 0.33873 | 0.016053 | 4.8698 | 0 | 4.8698 | 0.0099926 | 3.0312 | 0 | 3.0312 | 0.022844 | 6.9296 | 0 | 6.9296 | 0.023989 | 7.2771 | 0 | 7.2771 | 1.6496 | 1.0268 | 2.3473 | 2.465 | 0.022844 | 0.0077379 | 6.9296 | 2.3473 | 0 | 0 | 6.9296 | 2.3473 | [11 empty] | WLDFR | HFTD - Distribution - Tier 2 - 2QU CoRE ¦ 2QU LoRE | Red Flag Warning - Destructive Fires | 2036 | 1.459e-08 | 7.295e-09 | 1.8759e-08 | 9984.8474 | 263.1074 | 9721.74 | 0 | 0 | 0 | 0 | 1.2153e-05 |  | 0.00014568 | 0 | 0.00014568 | 7.2839e-05 | 0 | 7.2839e-05 | 0.0001873 | 0 | 0.0001873 | [16 empty] | 7.3.1.3 Ignition probability mapping showing the probability of ignition along the electric lines and equipmentWLDFRAggregatedAggregated | WLDFR | HFTD - Distribution - Tier 2 - 2QU CoRE ¦ 2QU LoRE | Red Flag Warning - Small Fires | Aggregated | Aggregated | 2040 | 0.00072536 | 0 | 501.7453 | 0.36395 | 2040 | Mitigation | 0.08575 | 30 | 0 | esc | 0.0012005 | 8.708e-07 | 0.00060025 | 4.354e-07 | 0.0015435 | 1.1196e-06
[35 empty] | 7.3.1.3 Ignition probability mapping showing the probability of ignition along the electric lines and equipment | WLDFR | HFTD - Distribution - Tier 2 - 2QU CoRE ¦ 5QU LoRE | 2038 | 0.31657 | 0.016053 | 5.1089 | 0 | 5.1089 | 0.0099926 | 3.1801 | 0 | 3.1801 | 0.022844 | 7.2699 | 0 | 7.2699 | 0.023989 | 7.6344 | 0 | 7.6344 | 1.6174 | 1.0067 | 2.3015 | 2.4169 | 0.022844 | 0.0072317 | 7.2699 | 2.3015 | 0 | 0 | 7.2699 | 2.3015 | [11 empty] | WLDFR | HFTD - Distribution - Tier 2 - 2QU CoRE ¦ 2QU LoRE | Red Flag Warning - Destructive Fires | 2037 | 1.459e-08 | 7.295e-09 | 1.8759e-08 | 9984.8474 | 263.1074 | 9721.74 | 0 | 0 | 0 | 0 | 1.2153e-05 |  | 0.00014568 | 0 | 0.00014568 | 7.2839e-05 | 0 | 7.2839e-05 | 0.0001873 | 0 | 0.0001873 | [16 empty] | 7.3.1.3 Ignition probability mapping showing the probability of ignition along the electric lines and equipmentWLDFRAggregatedAggregated | WLDFR | HFTD - Distribution - Tier 2 - 2QU CoRE ¦ 2QU LoRE | Red Flag Warning - Small Fires | Aggregated | Aggregated | 2041 | 0.00072536 | 0 | 501.7453 | 0.36395 | 2041 | Mitigation | 0.08575 | 30 | 0 | esc | 0.0012005 | 8.708e-07 | 0.00060025 | 4.354e-07 | 0.0015435 | 1.1196e-06
[35 empty] | 7.3.1.3 Ignition probability mapping showing the probability of ignition along the electric lines and equipment | WLDFR | HFTD - Distribution - Tier 2 - 2QU CoRE ¦ 5QU LoRE | 2039 | 0.29586 | 0.016053 | 5.1089 | 0 | 5.1089 | 0.0099926 | 3.1801 | 0 | 3.1801 | 0.022844 | 7.2699 | 0 | 7.2699 | 0.023989 | 7.6344 | 0 | 7.6344 | 1.5116 | 0.94087 | 2.1509 | 2.2588 | 0.022844 | 0.0067586 | 7.2699 | 2.1509 | 0 | 0 | 7.2699 | 2.1509 | [11 empty] | WLDFR | HFTD - Distribution - Tier 2 - 2QU CoRE ¦ 2QU LoRE | Red Flag Warning - Destructive Fires | 2038 | 1.459e-08 | 7.295e-09 | 1.8759e-08 | 10472.8261 | 280.5544 | 10192.2718 | 0 | 0 | 0 | 0 | 1.2153e-05 |  | 0.0001528 | 0 | 0.0001528 | 7.6399e-05 | 0 | 7.6399e-05 | 0.00019645 | 0 | 0.00019645 | [16 empty] | 7.3.1.3 Ignition probability mapping showing the probability of ignition along the electric lines and equipmentWLDFRAggregatedAggregated | WLDFR | HFTD - Distribution - Tier 2 - 2QU CoRE ¦ 2QU LoRE | Red Flag Warning - Small Fires | Aggregated | Aggregated | 2042 | 0.00072536 | 0 | 501.7453 | 0.36395 | 2042 | Mitigation | 0.08575 | 30 | 0 | esc | 0.0012005 | 8.708e-07 | 0.00060025 | 4.354e-07 | 0.0015435 | 1.1196e-06
[35 empty] | 7.3.1.3 Ignition probability mapping showing the probability of ignition along the electric lines and equipment | WLDFR | HFTD - Distribution - Tier 2 - 2QU CoRE ¦ 5QU LoRE | 2040 | 0.27651 | 0.016053 | 5.1089 | 0 | 5.1089 | 0.0099926 | 3.1801 | 0 | 3.1801 | 0.022844 | 7.2699 | 0 | 7.2699 | 0.023989 | 7.6344 | 0 | 7.6344 | 1.4127 | 0.87932 | 2.0102 | 2.111 | 0.022844 | 0.0063165 | 7.2699 | 2.0102 | 0 | 0 | 7.2699 | 2.0102 | [11 empty] | WLDFR | HFTD - Distribution - Tier 2 - 2QU CoRE ¦ 2QU LoRE | Red Flag Warning - Destructive Fires | 2039 | 1.459e-08 | 7.295e-09 | 1.8759e-08 | 10472.8261 | 280.5544 | 10192.2718 | 0 | 0 | 0 | 0 | 1.2153e-05 |  | 0.0001528 | 0 | 0.0001528 | 7.6399e-05 | 0 | 7.6399e-05 | 0.00019645 | 0 | 0.00019645 | [16 empty] | 7.3.1.3 Ignition probability mapping showing the probability of ignition along the electric lines and equipmentWLDFRAggregatedAggregated | WLDFR | HFTD - Distribution - Tier 2 - 2QU CoRE ¦ 2QU LoRE | Red Flag Warning - Small Fires | Aggregated | Aggregated | 2043 | 0.00072536 | 0 | 501.7453 | 0.36395 | 2043 | Mitigation | 0.08575 | 30 | 0 | esc | 0.0012005 | 8.708e-07 | 0.00060025 | 4.354e-07 | 0.0015435 | 1.1196e-06
[35 empty] | 7.3.1.3 Ignition probability mapping showing the probability of ignition along the electric lines and equipment | WLDFR | HFTD - Distribution - Tier 2 - 2QU CoRE ¦ 5QU LoRE | 2041 | 0.25842 | 0.016053 | 5.1089 | 0 | 5.1089 | 0.0099926 | 3.1801 | 0 | 3.1801 | 0.022844 | 7.2699 | 0 | 7.2699 | 0.023989 | 7.6344 | 0 | 7.6344 | 1.3202 | 0.82179 | 1.8787 | 1.9729 | 0.022844 | 0.0059032 | 7.2699 | 1.8787 | 0 | 0 | 7.2699 | 1.8787 | [11 empty] | WLDFR | HFTD - Distribution - Tier 2 - 2QU CoRE ¦ 2QU LoRE | Red Flag Warning - Destructive Fires | 2040 | 1.459e-08 | 7.295e-09 | 1.8759e-08 | 10472.8261 | 280.5544 | 10192.2718 | 0 | 0 | 0 | 0 | 1.2153e-05 |  | 0.0001528 | 0 | 0.0001528 | 7.6399e-05 | 0 | 7.6399e-05 | 0.00019645 | 0 | 0.00019645 | [16 empty] | 7.3.1.3 Ignition probability mapping showing the probability of ignition along the electric lines and equipmentWLDFRAggregatedAggregated | WLDFR | HFTD - Distribution - Tier 2 - 2QU CoRE ¦ 2QU LoRE | Red Flag Warning - Small Fires | Aggregated | Aggregated | 2044 | 0.00072536 | 0 | 501.7453 | 0.36395 | 2044 | Mitigation | 0.08575 | 30 | 0 | esc | 0.0012005 | 8.708e-07 | 0.00060025 | 4.354e-07 | 0.0015435 | 1.1196e-06
[35 empty] | 7.3.1.3 Ignition probability mapping showing the probability of ignition along the electric lines and equipment | WLDFR | HFTD - Distribution - Tier 2 - 2QU CoRE ¦ 5QU LoRE | 2042 | 0.24151 | 0.016053 | 5.1089 | 0 | 5.1089 | 0.0099926 | 3.1801 | 0 | 3.1801 | 0.022844 | 7.2699 | 0 | 7.2699 | 0.023989 | 7.6344 | 0 | 7.6344 | 1.2339 | 0.76803 | 1.7558 | 1.8438 | 0.022844 | 0.005517 | 7.2699 | 1.7558 | 0 | 0 | 7.2699 | 1.7558 | [11 empty] | WLDFR | HFTD - Distribution - Tier 2 - 2QU CoRE ¦ 2QU LoRE | Red Flag Warning - Destructive Fires | 2041 | 1.459e-08 | 7.295e-09 | 1.8759e-08 | 10472.8261 | 280.5544 | 10192.2718 | 0 | 0 | 0 | 0 | 1.2153e-05 |  | 0.0001528 | 0 | 0.0001528 | 7.6399e-05 | 0 | 7.6399e-05 | 0.00019645 | 0 | 0.00019645 | [16 empty] | 7.3.1.3 Ignition probability mapping showing the probability of ignition along the electric lines and equipmentWLDFRAggregatedAggregated | WLDFR | HFTD - Distribution - Tier 2 - 2QU CoRE ¦ 2QU LoRE | Red Flag Warning - Small Fires | Aggregated | Aggregated | 2045 | 0.00072536 | 0 | 501.7453 | 0.36395 | 2045 | Mitigation | 0.08575 | 30 | 0 | esc | 0.0012005 | 8.708e-07 | 0.00060025 | 4.354e-07 | 0.0015435 | 1.1196e-06
[35 empty] | 7.3.1.3 Ignition probability mapping showing the probability of ignition along the electric lines and equipment | WLDFR | HFTD - Distribution - Tier 2 - 2QU CoRE ¦ 5QU LoRE | 2043 | 0.22571 | 0.016053 | 5.3637 | 0 | 5.3637 | 0.0099926 | 3.3386 | 0 | 3.3386 | 0.022844 | 7.6324 | 0 | 7.6324 | 0.023989 | 8.0151 | 0 | 8.0151 | 1.2107 | 0.75358 | 1.7227 | 1.8091 | 0.022844 | 0.0051561 | 7.6324 | 1.7227 | 0 | 0 | 7.6324 | 1.7227 | [11 empty] | WLDFR | HFTD - Distribution - Tier 2 - 2QU CoRE ¦ 2QU LoRE | Red Flag Warning - Destructive Fires | 2042 | 1.459e-08 | 7.295e-09 | 1.8759e-08 | 10472.8261 | 280.5544 | 10192.2718 | 0 | 0 | 0 | 0 | 1.2153e-05 |  | 0.0001528 | 0 | 0.0001528 | 7.6399e-05 | 0 | 7.6399e-05 | 0.00019645 | 0 | 0.00019645 | [16 empty] | 7.3.1.3 Ignition probability mapping showing the probability of ignition along the electric lines and equipmentWLDFRAggregatedAggregated | WLDFR | HFTD - Distribution - Tier 2 - 2QU CoRE ¦ 2QU LoRE | Red Flag Warning - Small Fires | Aggregated | Aggregated | 2046 | 0.00072536 | 0 | 501.7453 | 0.36395 | 2046 | Mitigation | 0.08575 | 30 | 0 | esc | 0.0012005 | 8.708e-07 | 0.00060025 | 4.354e-07 | 0.0015435 | 1.1196e-06
[35 empty] | 7.3.1.3 Ignition probability mapping showing the probability of ignition along the electric lines and equipment | WLDFR | HFTD - Distribution - Tier 2 - 2QU CoRE ¦ 5QU LoRE | 2044 | 0.21095 | 0.016053 | 5.3637 | 0 | 5.3637 | 0.0099926 | 3.3386 | 0 | 3.3386 | 0.022844 | 7.6324 | 0 | 7.6324 | 0.023989 | 8.0151 | 0 | 8.0151 | 1.1315 | 0.70428 | 1.61 | 1.6908 | 0.022844 | 0.0048188 | 7.6324 | 1.61 | 0 | 0 | 7.6324 | 1.61 | [11 empty] | WLDFR | HFTD - Distribution - Tier 2 - 2QU CoRE ¦ 2QU LoRE | Red Flag Warning - Destructive Fires | 2043 | 1.459e-08 | 7.295e-09 | 1.8759e-08 | 10992.1562 | 299.42 | 10692.7362 | 0 | 0 | 0 | 0 | 1.2153e-05 |  | 0.00016038 | 0 | 0.00016038 | 8.0188e-05 | 0 | 8.0188e-05 | 0.0002062 | 0 | 0.0002062 | [16 empty] | 7.3.1.3 Ignition probability mapping showing the probability of ignition along the electric lines and equipmentWLDFRAggregatedAggregated | WLDFR | HFTD - Distribution - Tier 2 - 2QU CoRE ¦ 2QU LoRE | Red Flag Warning - Small Fires | Aggregated | Aggregated | 2047 | 0.00072536 | 0 | 501.7453 | 0.36395 | 2047 | Mitigation | 0.08575 | 30 | 0 | esc | 0.0012005 | 8.708e-07 | 0.00060025 | 4.354e-07 | 0.0015435 | 1.1196e-06
[35 empty] | 7.3.1.3 Ignition probability mapping showing the probability of ignition along the electric lines and equipment | WLDFR | HFTD - Distribution - Tier 2 - 2QU CoRE ¦ 5QU LoRE | 2045 | 0.19715 | 0.016053 | 5.3637 | 0 | 5.3637 | 0.0099926 | 3.3386 | 0 | 3.3386 | 0.022844 | 7.6324 | 0 | 7.6324 | 0.023989 | 8.0151 | 0 | 8.0151 | 1.0574 | 0.6582 | 1.5047 | 1.5801 | 0.022844 | 0.0045035 | 7.6324 | 1.5047 | 0 | 0 | 7.6324 | 1.5047 | [11 empty] | WLDFR | HFTD - Distribution - Tier 2 - 2QU CoRE ¦ 2QU LoRE | Red Flag Warning - Destructive Fires | 2044 | 1.459e-08 | 7.295e-09 | 1.8759e-08 | 10992.1562 | 299.42 | 10692.7362 | 0 | 0 | 0 | 0 | 1.2153e-05 |  | 0.00016038 | 0 | 0.00016038 | 8.0188e-05 | 0 | 8.0188e-05 | 0.0002062 | 0 | 0.0002062 | [16 empty] | 7.3.1.3 Ignition probability mapping showing the probability of ignition along the electric lines and equipmentWLDFRAggregatedAggregated | WLDFR | HFTD - Distribution - Tier 2 - 2QU CoRE ¦ 2QU LoRE | Red Flag Warning - Small Fires | Aggregated | Aggregated | 2048 | 0.00072536 | 0 | 501.7453 | 0.36395 | 2048 | Mitigation | 0.08575 | 30 | 0 | esc | 0.0012005 | 8.708e-07 | 0.00060025 | 4.354e-07 | 0.0015435 | 1.1196e-06
[35 empty] | 7.3.1.3 Ignition probability mapping showing the probability of ignition along the electric lines and equipment | WLDFR | HFTD - Distribution - Tier 2 - 2QU CoRE ¦ 5QU LoRE | 2046 | 0.18425 | 0.016053 | 5.3637 | 0 | 5.3637 | 0.0099926 | 3.3386 | 0 | 3.3386 | 0.022844 | 7.6324 | 0 | 7.6324 | 0.023989 | 8.0151 | 0 | 8.0151 | 0.98825 | 0.61514 | 1.4063 | 1.4768 | 0.022844 | 0.0042089 | 7.6324 | 1.4063 | 0 | 0 | 7.6324 | 1.4063 | [11 empty] | WLDFR | HFTD - Distribution - Tier 2 - 2QU CoRE ¦ 2QU LoRE | Red Flag Warning - Destructive Fires | 2045 | 1.459e-08 | 7.295e-09 | 1.8759e-08 | 10992.1562 | 299.42 | 10692.7362 | 0 | 0 | 0 | 0 | 1.2153e-05 |  | 0.00016038 | 0 | 0.00016038 | 8.0188e-05 | 0 | 8.0188e-05 | 0.0002062 | 0 | 0.0002062 | [16 empty] | 7.3.1.3 Ignition probability mapping showing the probability of ignition along the electric lines and equipmentWLDFRAggregatedAggregated | WLDFR | HFTD - Distribution - Tier 2 - 2QU CoRE ¦ 2QU LoRE | Red Flag Warning - Small Fires | Aggregated | Aggregated | 2049 | 0.00072536 | 0 | 501.7453 | 0.36395 | 2049 | Mitigation | 0.08575 | 30 | 0 | esc | 0.0012005 | 8.708e-07 | 0.00060025 | 4.354e-07 | 0.0015435 | 1.1196e-06
[35 empty] | 7.3.1.3 Ignition probability mapping showing the probability of ignition along the electric lines and equipment | WLDFR | HFTD - Distribution - Tier 2 - 2QU CoRE ¦ 5QU LoRE | 2047 | 0.1722 | 0.016053 | 5.3637 | 0 | 5.3637 | 0.0099926 | 3.3386 | 0 | 3.3386 | 0.022844 | 7.6324 | 0 | 7.6324 | 0.023989 | 8.0151 | 0 | 8.0151 | 0.9236 | 0.5749 | 1.3143 | 1.3802 | 0.022844 | 0.0039336 | 7.6324 | 1.3143 | 0 | 0 | 7.6324 | 1.3143 | [11 empty] | WLDFR | HFTD - Distribution - Tier 2 - 2QU CoRE ¦ 2QU LoRE | Red Flag Warning - Destructive Fires | 2046 | 1.459e-08 | 7.295e-09 | 1.8759e-08 | 10992.1562 | 299.42 | 10692.7362 | 0 | 0 | 0 | 0 | 1.2153e-05 |  | 0.00016038 | 0 | 0.00016038 | 8.0188e-05 | 0 | 8.0188e-05 | 0.0002062 | 0 | 0.0002062 | [16 empty] | 7.3.1.3 Ignition probability mapping showing the probability of ignition along the electric lines and equipmentWLDFRAggregatedAggregated | WLDFR | HFTD - Distribution - Tier 2 - 2QU CoRE ¦ 2QU LoRE | Red Flag Warning - Small Fires | Aggregated | Aggregated | 2050 | 0.00072536 | 0 | 501.7453 | 0.36395 | 2050 | Mitigation | 0.08575 | 30 | 0 | esc | 0 | 0 | 0.00060025 | 4.354e-07 | 0.0015435 | 1.1196e-06
[35 empty] | 7.3.1.3 Ignition probability mapping showing the probability of ignition along the electric lines and equipment | WLDFR | HFTD - Distribution - Tier 2 - 2QU CoRE ¦ 5QU LoRE | 2048 | 0.16093 | 0.016053 | 5.6307 | 0 | 5.6307 | 0.0099926 | 3.5049 | 0 | 3.5049 | 0.022844 | 8.0123 | 0 | 8.0123 | 0.023989 | 8.4141 | 0 | 8.4141 | 0.90615 | 0.56404 | 1.2894 | 1.3541 | 0.022844 | 0.0036762 | 8.0123 | 1.2894 | 0 | 0 | 8.0123 | 1.2894 | [11 empty] | WLDFR | HFTD - Distribution - Tier 2 - 2QU CoRE ¦ 2QU LoRE | Red Flag Warning - Destructive Fires | 2047 | 1.459e-08 | 7.295e-09 | 1.8759e-08 | 10992.1562 | 299.42 | 10692.7362 | 0 | 0 | 0 | 0 | 1.2153e-05 |  | 0.00016038 | 0 | 0.00016038 | 8.0188e-05 | 0 | 8.0188e-05 | 0.0002062 | 0 | 0.0002062 | [16 empty] | 7.3.1.3 Ignition probability mapping showing the probability of ignition along the electric lines and equipmentWLDFRAggregatedAggregated | WLDFR | HFTD - Distribution - Tier 2 - 2QU CoRE ¦ 2QU LoRE | Red Flag Warning - Small Fires | Aggregated | Aggregated | 2051 | 0.00072536 | 0 | 501.7453 | 0.36395 | 2051 | Mitigation | 0.08575 | 30 | 0 | esc | 0 | 0 | 0 | 0 | 0.0015435 | 1.1196e-06
[35 empty] | 7.3.1.3 Ignition probability mapping showing the probability of ignition along the electric lines and equipment | WLDFR | HFTD - Distribution - Tier 2 - 2QU CoRE ¦ 5QU LoRE | 2049 | 0.1504 | 0.016053 | 5.6307 | 0 | 5.6307 | 0.0099926 | 3.5049 | 0 | 3.5049 | 0.022844 | 8.0123 | 0 | 8.0123 | 0.023989 | 8.4141 | 0 | 8.4141 | 0.84687 | 0.52714 | 1.2051 | 1.2655 | 0.022844 | 0.0034357 | 8.0123 | 1.2051 | 0 | 0 | 8.0123 | 1.2051 | [11 empty] | WLDFR | HFTD - Distribution - Tier 2 - 2QU CoRE ¦ 2QU LoRE | Red Flag Warning - Destructive Fires | 2048 | 1.459e-08 | 7.295e-09 | 1.8759e-08 | 11536.0538 | 319.4911 | 11216.5626 | 0 | 0 | 0 | 0 | 1.2153e-05 |  | 0.00016831 | 0 | 0.00016831 | 8.4155e-05 | 0 | 8.4155e-05 | 0.0002164 | 0 | 0.0002164 | [16 empty] | 7.3.1.3 Ignition probability mapping showing the probability of ignition along the electric lines and equipmentWLDFRAggregatedAggregated | WLDFR | HFTD - Distribution - Tier 2 - 2QU CoRE ¦ 2QU LoRE | Seismic - Non-Red Flag Warning - Catastrophic Fires | Aggregated | Aggregated | 2021 | 2.1526e-10 | 0 | 501.7453 | 1.08e-07 | 2021 | Mitigation | 0.08575 | 30 | 0 | esc | 0.0012005 | 2.5842e-13 | 0.00060025 | 1.2921e-13 | 0 | 0
[35 empty] | 7.3.1.3 Ignition probability mapping showing the probability of ignition along the electric lines and equipment | WLDFR | HFTD - Distribution - Tier 2 - 2QU CoRE ¦ 5QU LoRE | 2050 | 0.14056 | 0 | 0 | 0 | 0 | 0.0099926 | 3.5049 | 0 | 3.5049 | 0.022844 | 8.0123 | 0 | 8.0123 | 0.023989 | 8.4141 | 0 | 8.4141 | 0 | 0.49265 | 1.1262 | 1.1827 | 0.022844 | 0.003211 | 8.0123 | 1.1262 | 0 | 0 | 8.0123 | 1.1262 | [11 empty] | WLDFR | HFTD - Distribution - Tier 2 - 2QU CoRE ¦ 2QU LoRE | Red Flag Warning - Destructive Fires | 2049 | 1.459e-08 | 7.295e-09 | 1.8759e-08 | 11536.0538 | 319.4911 | 11216.5626 | 0 | 0 | 0 | 0 | 1.2153e-05 |  | 0.00016831 | 0 | 0.00016831 | 8.4155e-05 | 0 | 8.4155e-05 | 0.0002164 | 0 | 0.0002164 | [16 empty] | 7.3.1.3 Ignition probability mapping showing the probability of ignition along the electric lines and equipmentWLDFRAggregatedAggregated | WLDFR | HFTD - Distribution - Tier 2 - 2QU CoRE ¦ 2QU LoRE | Seismic - Non-Red Flag Warning - Catastrophic Fires | Aggregated | Aggregated | 2022 | 2.1526e-10 | 0 | 501.7453 | 1.08e-07 | 2022 | Mitigation | 0.08575 | 30 | 0 | esc | 0.0012005 | 2.5842e-13 | 0.00060025 | 1.2921e-13 | 0.0015435 | 3.3225e-13
[35 empty] | 7.3.1.3 Ignition probability mapping showing the probability of ignition along the electric lines and equipment | WLDFR | HFTD - Distribution - Tier 2 - 2QU CoRE ¦ 5QU LoRE | 2051 | 0.13137 | 0 | 0 | 0 | 0 | 0 | 0 | 0 | 0 | 0.022844 | 8.0123 | 0 | 8.0123 | 0.023989 | 8.4141 | 0 | 8.4141 | 0 | 0 | 1.0526 | 1.1053 | 0.022844 | 0.0030009 | 8.0123 | 1.0526 | 0 | 0 | 8.0123 | 1.0526 | [11 empty] | WLDFR | HFTD - Distribution - Tier 2 - 2QU CoRE ¦ 2QU LoRE | Red Flag Warning - Destructive Fires | 2050 | 0 | 7.295e-09 | 1.8759e-08 | 11536.0538 | 319.4911 | 11216.5626 | 0 | 0 | 0 | 0 | 1.2153e-05 |  | 0 | 0 | 0 | 8.4155e-05 | 0 | 8.4155e-05 | 0.0002164 | 0 | 0.0002164 | [16 empty] | 7.3.1.3 Ignition probability mapping showing the probability of ignition along the electric lines and equipmentWLDFRAggregatedAggregated | WLDFR | HFTD - Distribution - Tier 2 - 2QU CoRE ¦ 2QU LoRE | Seismic - Non-Red Flag Warning - Catastrophic Fires | Aggregated | Aggregated | 2023 | 2.1526e-10 | 0 | 501.7453 | 1.08e-07 | 2023 | Mitigation | 0.08575 | 30 | 0 | esc | 0.0012005 | 2.5842e-13 | 0.00060025 | 1.2921e-13 | 0.0015435 | 3.3225e-13
[35 empty] | 7.3.1.3 Ignition probability mapping showing the probability of ignition along the electric lines and equipment | WLDFR | HFTD - Distribution - Tier 2 - 2QU CoRE ¦ 5QU LoRE | 2052 | 0.12277 | 0 | 0 | 0 | 0 | 0 | 0 | 0 | 0 | 0 | 0 | 0 | 0 | 0.023989 | 8.4141 | 0 | 8.4141 | 0 | 0 | 0 | 1.033 | 0 | 0 | 0 | 0 | 0 | 0 | 0 | 0 | [11 empty] | WLDFR | HFTD - Distribution - Tier 2 - 2QU CoRE ¦ 2QU LoRE | Red Flag Warning - Destructive Fires | 2051 | 0 | 0 | 1.8759e-08 | 11536.0538 | 319.4911 | 11216.5626 | 0 | 0 | 0 | 0 | 1.2153e-05 |  | 0 | 0 | 0 | 0 | 0 | 0 | 0.0002164 | 0 | 0.0002164 | [16 empty] | 7.3.1.3 Ignition probability mapping showing the probability of ignition along the electric lines and equipmentWLDFRAggregatedAggregated | WLDFR | HFTD - Distribution - Tier 2 - 2QU CoRE ¦ 2QU LoRE | Seismic - Non-Red Flag Warning - Catastrophic Fires | Aggregated | Aggregated | 2024 | 2.1526e-10 | 0 | 501.7453 | 1.08e-07 | 2024 | Mitigation | 0.08575 | 30 | 0 | esc | 0.0012005 | 2.5842e-13 | 0.00060025 | 1.2921e-13 | 0.0015435 | 3.3225e-13
[35 empty] | 7.3.1.3 Ignition probability mapping showing the probability of ignition along the electric lines and equipment | WLDFR | HFTD - Distribution - Tier 2 - 3QU CoRE ¦ 1QU LoRE | 2020 | 1 | 0.020836 | 1.974 | 0 | 1.974 | 0 | 0 | 0 | 0 | 0 | 0 | 0 | 0 | 0 | 0 | 0 | 0 | 1.974 | 0 | 0 | 0 | 0 | 0 | 0 | 0 | 0 | 0 | 0 | 0 | [11 empty] | WLDFR | HFTD - Distribution - Tier 2 - 2QU CoRE ¦ 2QU LoRE | Red Flag Warning - Large Fires | 2020 | 7.0914e-08 | 0 | 0 | 5.2406 | 0.69642 | 2.942 | 1.6022 | 0 | 0 | 0 | 5.907e-05 |  | 3.7163e-07 | 0 | 3.7163e-07 | 0 | 0 | 0 | 0 | 0 | 0 | [16 empty] | 7.3.1.3 Ignition probability mapping showing the probability of ignition along the electric lines and equipmentWLDFRAggregatedAggregated | WLDFR | HFTD - Distribution - Tier 2 - 2QU CoRE ¦ 2QU LoRE | Seismic - Non-Red Flag Warning - Catastrophic Fires | Aggregated | Aggregated | 2025 | 2.1526e-10 | 0 | 501.7453 | 1.08e-07 | 2025 | Mitigation | 0.08575 | 30 | 0 | esc | 0.0012005 | 2.5842e-13 | 0.00060025 | 1.2921e-13 | 0.0015435 | 3.3225e-13
[35 empty] | 7.3.1.3 Ignition probability mapping showing the probability of ignition along the electric lines and equipment | WLDFR | HFTD - Distribution - Tier 2 - 3QU CoRE ¦ 1QU LoRE | 2021 | 1 | 0.020836 | 1.974 | 0 | 1.974 | 0.01297 | 1.2287 | 0 | 1.2287 | 0 | 0 | 0 | 0 | 0 | 0 | 0 | 0 | 1.974 | 1.2287 | 0 | 0 | 0 | 0 | 0 | 0 | 0 | 0 | 0 | 0 | [11 empty] | WLDFR | HFTD - Distribution - Tier 2 - 2QU CoRE ¦ 2QU LoRE | Red Flag Warning - Large Fires | 2021 | 7.0914e-08 | 3.5457e-08 | 0 | 5.2406 | 0.69642 | 2.942 | 1.6022 | 0 | 0 | 0 | 5.907e-05 |  | 3.7163e-07 | 0 | 3.7163e-07 | 1.8581e-07 | 0 | 1.8581e-07 | 0 | 0 | 0 | [16 empty] | 7.3.1.3 Ignition probability mapping showing the probability of ignition along the electric lines and equipmentWLDFRAggregatedAggregated | WLDFR | HFTD - Distribution - Tier 2 - 2QU CoRE ¦ 2QU LoRE | Seismic - Non-Red Flag Warning - Catastrophic Fires | Aggregated | Aggregated | 2026 | 2.1526e-10 | 0 | 501.7453 | 1.08e-07 | 2026 | Mitigation | 0.08575 | 30 | 0 | esc | 0.0012005 | 2.5842e-13 | 0.00060025 | 1.2921e-13 | 0.0015435 | 3.3225e-13
[35 empty] | 7.3.1.3 Ignition probability mapping showing the probability of ignition along the electric lines and equipment | WLDFR | HFTD - Distribution - Tier 2 - 3QU CoRE ¦ 1QU LoRE | 2022 | 0.93458 | 0.020857 | 1.9624 | 0 | 1.9624 | 0.012983 | 1.2215 | 0 | 1.2215 | 0.029354 | 2.7619 | 0 | 2.7619 | 0 | 0 | 0 | 0 | 1.834 | 1.1416 | 2.5812 | 0 | 0.029354 | 0.027433 | 2.7619 | 2.5812 | 0 | 0 | 2.7619 | 2.5812 | [11 empty] | WLDFR | HFTD - Distribution - Tier 2 - 2QU CoRE ¦ 2QU LoRE | Red Flag Warning - Large Fires | 2022 | 7.0914e-08 | 3.5457e-08 | 9.1175e-08 | 5.2406 | 0.69642 | 2.942 | 1.6022 | 0 | 0 | 0 | 5.907e-05 |  | 3.7163e-07 | 0 | 3.7163e-07 | 1.8581e-07 | 0 | 1.8581e-07 | 4.7781e-07 | 0 | 4.7781e-07 | [16 empty] | 7.3.1.3 Ignition probability mapping showing the probability of ignition along the electric lines and equipmentWLDFRAggregatedAggregated | WLDFR | HFTD - Distribution - Tier 2 - 2QU CoRE ¦ 2QU LoRE | Seismic - Non-Red Flag Warning - Catastrophic Fires | Aggregated | Aggregated | 2027 | 2.1526e-10 | 0 | 501.7453 | 1.08e-07 | 2027 | Mitigation | 0.08575 | 30 | 0 | esc | 0.0012005 | 2.5842e-13 | 0.00060025 | 1.2921e-13 | 0.0015435 | 3.3225e-13
[35 empty] | 7.3.1.3 Ignition probability mapping showing the probability of ignition along the electric lines and equipment | WLDFR | HFTD - Distribution - Tier 2 - 3QU CoRE ¦ 1QU LoRE | 2023 | 0.87344 | 0.020857 | 2.0343 | 0 | 2.0343 | 0.012983 | 1.2663 | 0 | 1.2663 | 0.029354 | 2.8631 | 0 | 2.8631 | 0.030826 | 3.0066 | 0 | 3.0066 | 1.7769 | 1.106 | 2.5007 | 2.6261 | 0.029354 | 0.025639 | 2.8631 | 2.5007 | 0 | 0 | 2.8631 | 2.5007 | [11 empty] | WLDFR | HFTD - Distribution - Tier 2 - 2QU CoRE ¦ 2QU LoRE | Red Flag Warning - Large Fires | 2023 | 7.0914e-08 | 3.5457e-08 | 9.1175e-08 | 5.475 | 0.71896 | 3.0715 | 1.6846 | 0 | 0 | 0 | 5.907e-05 |  | 3.8826e-07 | 0 | 3.8826e-07 | 1.9413e-07 | 0 | 1.9413e-07 | 4.9919e-07 | 0 | 4.9919e-07 | [16 empty] | 7.3.1.3 Ignition probability mapping showing the probability of ignition along the electric lines and equipmentWLDFRAggregatedAggregated | WLDFR | HFTD - Distribution - Tier 2 - 2QU CoRE ¦ 2QU LoRE | Seismic - Non-Red Flag Warning - Catastrophic Fires | Aggregated | Aggregated | 2028 | 2.1526e-10 | 0 | 501.7453 | 1.08e-07 | 2028 | Mitigation | 0.08575 | 30 | 0 | esc | 0.0012005 | 2.5842e-13 | 0.00060025 | 1.2921e-13 | 0.0015435 | 3.3225e-13
[35 empty] | 7.3.1.3 Ignition probability mapping showing the probability of ignition along the electric lines and equipment | WLDFR | HFTD - Distribution - Tier 2 - 3QU CoRE ¦ 1QU LoRE | 2024 | 0.8163 | 0.020857 | 2.0343 | 0 | 2.0343 | 0.012983 | 1.2663 | 0 | 1.2663 | 0.029354 | 2.8631 | 0 | 2.8631 | 0.030826 | 3.0066 | 0 | 3.0066 | 1.6606 | 1.0337 | 2.3371 | 2.4543 | 0.029354 | 0.023961 | 2.8631 | 2.3371 | 0 | 0 | 2.8631 | 2.3371 | [11 empty] | WLDFR | HFTD - Distribution - Tier 2 - 2QU CoRE ¦ 2QU LoRE | Red Flag Warning - Large Fires | 2024 | 7.0914e-08 | 3.5457e-08 | 9.1175e-08 | 5.475 | 0.71896 | 3.0715 | 1.6846 | 0 | 0 | 0 | 5.907e-05 |  | 3.8826e-07 | 0 | 3.8826e-07 | 1.9413e-07 | 0 | 1.9413e-07 | 4.9919e-07 | 0 | 4.9919e-07 | [16 empty] | 7.3.1.3 Ignition probability mapping showing the probability of ignition along the electric lines and equipmentWLDFRAggregatedAggregated | WLDFR | HFTD - Distribution - Tier 2 - 2QU CoRE ¦ 2QU LoRE | Seismic - Non-Red Flag Warning - Catastrophic Fires | Aggregated | Aggregated | 2029 | 2.1526e-10 | 0 | 501.7453 | 1.08e-07 | 2029 | Mitigation | 0.08575 | 30 | 0 | esc | 0.0012005 | 2.5842e-13 | 0.00060025 | 1.2921e-13 | 0.0015435 | 3.3225e-13
[35 empty] | 7.3.1.3 Ignition probability mapping showing the probability of ignition along the electric lines and equipment | WLDFR | HFTD - Distribution - Tier 2 - 3QU CoRE ¦ 1QU LoRE | 2025 | 0.7629 | 0.020857 | 2.0343 | 0 | 2.0343 | 0.012983 | 1.2663 | 0 | 1.2663 | 0.029354 | 2.8631 | 0 | 2.8631 | 0.030826 | 3.0066 | 0 | 3.0066 | 1.552 | 0.96604 | 2.1842 | 2.2937 | 0.029354 | 0.022394 | 2.8631 | 2.1842 | 0 | 0 | 2.8631 | 2.1842 | [11 empty] | WLDFR | HFTD - Distribution - Tier 2 - 2QU CoRE ¦ 2QU LoRE | Red Flag Warning - Large Fires | 2025 | 7.0914e-08 | 3.5457e-08 | 9.1175e-08 | 5.475 | 0.71896 | 3.0715 | 1.6846 | 0 | 0 | 0 | 5.907e-05 |  | 3.8826e-07 | 0 | 3.8826e-07 | 1.9413e-07 | 0 | 1.9413e-07 | 4.9919e-07 | 0 | 4.9919e-07 | [16 empty] | 7.3.1.3 Ignition probability mapping showing the probability of ignition along the electric lines and equipmentWLDFRAggregatedAggregated | WLDFR | HFTD - Distribution - Tier 2 - 2QU CoRE ¦ 2QU LoRE | Seismic - Non-Red Flag Warning - Catastrophic Fires | Aggregated | Aggregated | 2030 | 2.1526e-10 | 0 | 501.7453 | 1.08e-07 | 2030 | Mitigation | 0.08575 | 30 | 0 | esc | 0.0012005 | 2.5842e-13 | 0.00060025 | 1.2921e-13 | 0.0015435 | 3.3225e-13
[35 empty] | 7.3.1.3 Ignition probability mapping showing the probability of ignition along the electric lines and equipment | WLDFR | HFTD - Distribution - Tier 2 - 3QU CoRE ¦ 1QU LoRE | 2026 | 0.71299 | 0.020857 | 2.0343 | 0 | 2.0343 | 0.012983 | 1.2663 | 0 | 1.2663 | 0.029354 | 2.8631 | 0 | 2.8631 | 0.030826 | 3.0066 | 0 | 3.0066 | 1.4504 | 0.90284 | 2.0413 | 2.1437 | 0.029354 | 0.020929 | 2.8631 | 2.0413 | 0 | 0 | 2.8631 | 2.0413 | [11 empty] | WLDFR | HFTD - Distribution - Tier 2 - 2QU CoRE ¦ 2QU LoRE | Red Flag Warning - Large Fires | 2026 | 7.0914e-08 | 3.5457e-08 | 9.1175e-08 | 5.475 | 0.71896 | 3.0715 | 1.6846 | 0 | 0 | 0 | 5.907e-05 |  | 3.8826e-07 | 0 | 3.8826e-07 | 1.9413e-07 | 0 | 1.9413e-07 | 4.9919e-07 | 0 | 4.9919e-07 | [16 empty] | 7.3.1.3 Ignition probability mapping showing the probability of ignition along the electric lines and equipmentWLDFRAggregatedAggregated | WLDFR | HFTD - Distribution - Tier 2 - 2QU CoRE ¦ 2QU LoRE | Seismic - Non-Red Flag Warning - Catastrophic Fires | Aggregated | Aggregated | 2031 | 2.1526e-10 | 0 | 501.7453 | 1.08e-07 | 2031 | Mitigation | 0.08575 | 30 | 0 | esc | 0.0012005 | 2.5842e-13 | 0.00060025 | 1.2921e-13 | 0.0015435 | 3.3225e-13
[35 empty] | 7.3.1.3 Ignition probability mapping showing the probability of ignition along the electric lines and equipment | WLDFR | HFTD - Distribution - Tier 2 - 3QU CoRE ¦ 1QU LoRE | 2027 | 0.66634 | 0.020857 | 2.0343 | 0 | 2.0343 | 0.012983 | 1.2663 | 0 | 1.2663 | 0.029354 | 2.8631 | 0 | 2.8631 | 0.030826 | 3.0066 | 0 | 3.0066 | 1.3556 | 0.84377 | 1.9078 | 2.0034 | 0.029354 | 0.01956 | 2.8631 | 1.9078 | 0 | 0 | 2.8631 | 1.9078 | [11 empty] | WLDFR | HFTD - Distribution - Tier 2 - 2QU CoRE ¦ 2QU LoRE | Red Flag Warning - Large Fires | 2027 | 7.0914e-08 | 3.5457e-08 | 9.1175e-08 | 5.475 | 0.71896 | 3.0715 | 1.6846 | 0 | 0 | 0 | 5.907e-05 |  | 3.8826e-07 | 0 | 3.8826e-07 | 1.9413e-07 | 0 | 1.9413e-07 | 4.9919e-07 | 0 | 4.9919e-07 | [16 empty] | 7.3.1.3 Ignition probability mapping showing the probability of ignition along the electric lines and equipmentWLDFRAggregatedAggregated | WLDFR | HFTD - Distribution - Tier 2 - 2QU CoRE ¦ 2QU LoRE | Seismic - Non-Red Flag Warning - Catastrophic Fires | Aggregated | Aggregated | 2032 | 2.1526e-10 | 0 | 501.7453 | 1.08e-07 | 2032 | Mitigation | 0.08575 | 30 | 0 | esc | 0.0012005 | 2.5842e-13 | 0.00060025 | 1.2921e-13 | 0.0015435 | 3.3225e-13
[35 empty] | 7.3.1.3 Ignition probability mapping showing the probability of ignition along the electric lines and equipment | WLDFR | HFTD - Distribution - Tier 2 - 3QU CoRE ¦ 1QU LoRE | 2028 | 0.62275 | 0.020857 | 2.1249 | 0 | 2.1249 | 0.012983 | 1.3227 | 0 | 1.3227 | 0.029354 | 2.9906 | 0 | 2.9906 | 0.030826 | 3.1405 | 0 | 3.1405 | 1.3233 | 0.82369 | 1.8624 | 1.9558 | 0.029354 | 0.01828 | 2.9906 | 1.8624 | 0 | 0 | 2.9906 | 1.8624 | [11 empty] | WLDFR | HFTD - Distribution - Tier 2 - 2QU CoRE ¦ 2QU LoRE | Red Flag Warning - Large Fires | 2028 | 7.0914e-08 | 3.5457e-08 | 9.1175e-08 | 5.777 | 0.74734 | 3.238 | 1.7917 | 0 | 0 | 0 | 5.907e-05 |  | 4.0967e-07 | 0 | 4.0967e-07 | 2.0484e-07 | 0 | 2.0484e-07 | 5.2672e-07 | 0 | 5.2672e-07 | [16 empty] | 7.3.1.3 Ignition probability mapping showing the probability of ignition along the electric lines and equipmentWLDFRAggregatedAggregated | WLDFR | HFTD - Distribution - Tier 2 - 2QU CoRE ¦ 2QU LoRE | Seismic - Non-Red Flag Warning - Catastrophic Fires | Aggregated | Aggregated | 2033 | 2.1526e-10 | 0 | 501.7453 | 1.08e-07 | 2033 | Mitigation | 0.08575 | 30 | 0 | esc | 0.0012005 | 2.5842e-13 | 0.00060025 | 1.2921e-13 | 0.0015435 | 3.3225e-13
[35 empty] | 7.3.1.3 Ignition probability mapping showing the probability of ignition along the electric lines and equipment | WLDFR | HFTD - Distribution - Tier 2 - 3QU CoRE ¦ 1QU LoRE | 2029 | 0.58201 | 0.020857 | 2.1249 | 0 | 2.1249 | 0.012983 | 1.3227 | 0 | 1.3227 | 0.029354 | 2.9906 | 0 | 2.9906 | 0.030826 | 3.1405 | 0 | 3.1405 | 1.2367 | 0.7698 | 1.7405 | 1.8278 | 0.029354 | 0.017084 | 2.9906 | 1.7405 | 0 | 0 | 2.9906 | 1.7405 | [11 empty] | WLDFR | HFTD - Distribution - Tier 2 - 2QU CoRE ¦ 2QU LoRE | Red Flag Warning - Large Fires | 2029 | 7.0914e-08 | 3.5457e-08 | 9.1175e-08 | 5.777 | 0.74734 | 3.238 | 1.7917 | 0 | 0 | 0 | 5.907e-05 |  | 4.0967e-07 | 0 | 4.0967e-07 | 2.0484e-07 | 0 | 2.0484e-07 | 5.2672e-07 | 0 | 5.2672e-07 | [16 empty] | 7.3.1.3 Ignition probability mapping showing the probability of ignition along the electric lines and equipmentWLDFRAggregatedAggregated | WLDFR | HFTD - Distribution - Tier 2 - 2QU CoRE ¦ 2QU LoRE | Seismic - Non-Red Flag Warning - Catastrophic Fires | Aggregated | Aggregated | 2034 | 2.1526e-10 | 0 | 501.7453 | 1.08e-07 | 2034 | Mitigation | 0.08575 | 30 | 0 | esc | 0.0012005 | 2.5842e-13 | 0.00060025 | 1.2921e-13 | 0.0015435 | 3.3225e-13
[35 empty] | 7.3.1.3 Ignition probability mapping showing the probability of ignition along the electric lines and equipment | WLDFR | HFTD - Distribution - Tier 2 - 3QU CoRE ¦ 1QU LoRE | 2030 | 0.54393 | 0.020857 | 2.1249 | 0 | 2.1249 | 0.012983 | 1.3227 | 0 | 1.3227 | 0.029354 | 2.9906 | 0 | 2.9906 | 0.030826 | 3.1405 | 0 | 3.1405 | 1.1558 | 0.71944 | 1.6267 | 1.7082 | 0.029354 | 0.015966 | 2.9906 | 1.6267 | 0 | 0 | 2.9906 | 1.6267 | [11 empty] | WLDFR | HFTD - Distribution - Tier 2 - 2QU CoRE ¦ 2QU LoRE | Red Flag Warning - Large Fires | 2030 | 7.0914e-08 | 3.5457e-08 | 9.1175e-08 | 5.777 | 0.74734 | 3.238 | 1.7917 | 0 | 0 | 0 | 5.907e-05 |  | 4.0967e-07 | 0 | 4.0967e-07 | 2.0484e-07 | 0 | 2.0484e-07 | 5.2672e-07 | 0 | 5.2672e-07 | [16 empty] | 7.3.1.3 Ignition probability mapping showing the probability of ignition along the electric lines and equipmentWLDFRAggregatedAggregated | WLDFR | HFTD - Distribution - Tier 2 - 2QU CoRE ¦ 2QU LoRE | Seismic - Non-Red Flag Warning - Catastrophic Fires | Aggregated | Aggregated | 2035 | 2.1526e-10 | 0 | 501.7453 | 1.08e-07 | 2035 | Mitigation | 0.08575 | 30 | 0 | esc | 0.0012005 | 2.5842e-13 | 0.00060025 | 1.2921e-13 | 0.0015435 | 3.3225e-13
[35 empty] | 7.3.1.3 Ignition probability mapping showing the probability of ignition along the electric lines and equipment | WLDFR | HFTD - Distribution - Tier 2 - 3QU CoRE ¦ 1QU LoRE | 2031 | 0.50835 | 0.020857 | 2.1249 | 0 | 2.1249 | 0.012983 | 1.3227 | 0 | 1.3227 | 0.029354 | 2.9906 | 0 | 2.9906 | 0.030826 | 3.1405 | 0 | 3.1405 | 1.0802 | 0.67238 | 1.5203 | 1.5965 | 0.029354 | 0.014922 | 2.9906 | 1.5203 | 0 | 0 | 2.9906 | 1.5203 | [11 empty] | WLDFR | HFTD - Distribution - Tier 2 - 2QU CoRE ¦ 2QU LoRE | Red Flag Warning - Large Fires | 2031 | 7.0914e-08 | 3.5457e-08 | 9.1175e-08 | 5.777 | 0.74734 | 3.238 | 1.7917 | 0 | 0 | 0 | 5.907e-05 |  | 4.0967e-07 | 0 | 4.0967e-07 | 2.0484e-07 | 0 | 2.0484e-07 | 5.2672e-07 | 0 | 5.2672e-07 | [16 empty] | 7.3.1.3 Ignition probability mapping showing the probability of ignition along the electric lines and equipmentWLDFRAggregatedAggregated | WLDFR | HFTD - Distribution - Tier 2 - 2QU CoRE ¦ 2QU LoRE | Seismic - Non-Red Flag Warning - Catastrophic Fires | Aggregated | Aggregated | 2036 | 2.1526e-10 | 0 | 501.7453 | 1.08e-07 | 2036 | Mitigation | 0.08575 | 30 | 0 | esc | 0.0012005 | 2.5842e-13 | 0.00060025 | 1.2921e-13 | 0.0015435 | 3.3225e-13
[35 empty] | 7.3.1.3 Ignition probability mapping showing the probability of ignition along the electric lines and equipment | WLDFR | HFTD - Distribution - Tier 2 - 3QU CoRE ¦ 1QU LoRE | 2032 | 0.47509 | 0.020857 | 2.1249 | 0 | 2.1249 | 0.012983 | 1.3227 | 0 | 1.3227 | 0.029354 | 2.9906 | 0 | 2.9906 | 0.030826 | 3.1405 | 0 | 3.1405 | 1.0095 | 0.62839 | 1.4208 | 1.492 | 0.029354 | 0.013946 | 2.9906 | 1.4208 | 0 | 0 | 2.9906 | 1.4208 | [11 empty] | WLDFR | HFTD - Distribution - Tier 2 - 2QU CoRE ¦ 2QU LoRE | Red Flag Warning - Large Fires | 2032 | 7.0914e-08 | 3.5457e-08 | 9.1175e-08 | 5.777 | 0.74734 | 3.238 | 1.7917 | 0 | 0 | 0 | 5.907e-05 |  | 4.0967e-07 | 0 | 4.0967e-07 | 2.0484e-07 | 0 | 2.0484e-07 | 5.2672e-07 | 0 | 5.2672e-07 | [16 empty] | 7.3.1.3 Ignition probability mapping showing the probability of ignition along the electric lines and equipmentWLDFRAggregatedAggregated | WLDFR | HFTD - Distribution - Tier 2 - 2QU CoRE ¦ 2QU LoRE | Seismic - Non-Red Flag Warning - Catastrophic Fires | Aggregated | Aggregated | 2037 | 2.1526e-10 | 0 | 501.7453 | 1.08e-07 | 2037 | Mitigation | 0.08575 | 30 | 0 | esc | 0.0012005 | 2.5842e-13 | 0.00060025 | 1.2921e-13 | 0.0015435 | 3.3225e-13
[35 empty] | 7.3.1.3 Ignition probability mapping showing the probability of ignition along the electric lines and equipment | WLDFR | HFTD - Distribution - Tier 2 - 3QU CoRE ¦ 1QU LoRE | 2033 | 0.44401 | 0.020857 | 2.2256 | 0 | 2.2256 | 0.012983 | 1.3853 | 0 | 1.3853 | 0.029354 | 3.1323 | 0 | 3.1323 | 0.030826 | 3.2893 | 0 | 3.2893 | 0.98819 | 0.6151 | 1.3908 | 1.4605 | 0.029354 | 0.013033 | 3.1323 | 1.3908 | 0 | 0 | 3.1323 | 1.3908 | [11 empty] | WLDFR | HFTD - Distribution - Tier 2 - 2QU CoRE ¦ 2QU LoRE | Red Flag Warning - Large Fires | 2033 | 7.0914e-08 | 3.5457e-08 | 9.1175e-08 | 6.1205 | 0.77885 | 3.4265 | 1.9151 | 0 | 0 | 0 | 5.907e-05 |  | 4.3403e-07 | 0 | 4.3403e-07 | 2.1701e-07 | 0 | 2.1701e-07 | 5.5804e-07 | 0 | 5.5804e-07 | [16 empty] | 7.3.1.3 Ignition probability mapping showing the probability of ignition along the electric lines and equipmentWLDFRAggregatedAggregated | WLDFR | HFTD - Distribution - Tier 2 - 2QU CoRE ¦ 2QU LoRE | Seismic - Non-Red Flag Warning - Catastrophic Fires | Aggregated | Aggregated | 2038 | 2.1526e-10 | 0 | 501.7453 | 1.08e-07 | 2038 | Mitigation | 0.08575 | 30 | 0 | esc | 0.0012005 | 2.5842e-13 | 0.00060025 | 1.2921e-13 | 0.0015435 | 3.3225e-13
[35 empty] | 7.3.1.3 Ignition probability mapping showing the probability of ignition along the electric lines and equipment | WLDFR | HFTD - Distribution - Tier 2 - 3QU CoRE ¦ 1QU LoRE | 2034 | 0.41496 | 0.020857 | 2.2256 | 0 | 2.2256 | 0.012983 | 1.3853 | 0 | 1.3853 | 0.029354 | 3.1323 | 0 | 3.1323 | 0.030826 | 3.2893 | 0 | 3.2893 | 0.92355 | 0.57486 | 1.2998 | 1.365 | 0.029354 | 0.012181 | 3.1323 | 1.2998 | 0 | 0 | 3.1323 | 1.2998 | [11 empty] | WLDFR | HFTD - Distribution - Tier 2 - 2QU CoRE ¦ 2QU LoRE | Red Flag Warning - Large Fires | 2034 | 7.0914e-08 | 3.5457e-08 | 9.1175e-08 | 6.1205 | 0.77885 | 3.4265 | 1.9151 | 0 | 0 | 0 | 5.907e-05 |  | 4.3403e-07 | 0 | 4.3403e-07 | 2.1701e-07 | 0 | 2.1701e-07 | 5.5804e-07 | 0 | 5.5804e-07 | [16 empty] | 7.3.1.3 Ignition probability mapping showing the probability of ignition along the electric lines and equipmentWLDFRAggregatedAggregated | WLDFR | HFTD - Distribution - Tier 2 - 2QU CoRE ¦ 2QU LoRE | Seismic - Non-Red Flag Warning - Catastrophic Fires | Aggregated | Aggregated | 2039 | 2.1526e-10 | 0 | 501.7453 | 1.08e-07 | 2039 | Mitigation | 0.08575 | 30 | 0 | esc | 0.0012005 | 2.5842e-13 | 0.00060025 | 1.2921e-13 | 0.0015435 | 3.3225e-13
[35 empty] | 7.3.1.3 Ignition probability mapping showing the probability of ignition along the electric lines and equipment | WLDFR | HFTD - Distribution - Tier 2 - 3QU CoRE ¦ 1QU LoRE | 2035 | 0.38782 | 0.020857 | 2.2256 | 0 | 2.2256 | 0.012983 | 1.3853 | 0 | 1.3853 | 0.029354 | 3.1323 | 0 | 3.1323 | 0.030826 | 3.2893 | 0 | 3.2893 | 0.86313 | 0.53726 | 1.2147 | 1.2757 | 0.029354 | 0.011384 | 3.1323 | 1.2147 | 0 | 0 | 3.1323 | 1.2147 | [11 empty] | WLDFR | HFTD - Distribution - Tier 2 - 2QU CoRE ¦ 2QU LoRE | Red Flag Warning - Large Fires | 2035 | 7.0914e-08 | 3.5457e-08 | 9.1175e-08 | 6.1205 | 0.77885 | 3.4265 | 1.9151 | 0 | 0 | 0 | 5.907e-05 |  | 4.3403e-07 | 0 | 4.3403e-07 | 2.1701e-07 | 0 | 2.1701e-07 | 5.5804e-07 | 0 | 5.5804e-07 | [16 empty] | 7.3.1.3 Ignition probability mapping showing the probability of ignition along the electric lines and equipmentWLDFRAggregatedAggregated | WLDFR | HFTD - Distribution - Tier 2 - 2QU CoRE ¦ 2QU LoRE | Seismic - Non-Red Flag Warning - Catastrophic Fires | Aggregated | Aggregated | 2040 | 2.1526e-10 | 0 | 501.7453 | 1.08e-07 | 2040 | Mitigation | 0.08575 | 30 | 0 | esc | 0.0012005 | 2.5842e-13 | 0.00060025 | 1.2921e-13 | 0.0015435 | 3.3225e-13
[35 empty] | 7.3.1.3 Ignition probability mapping showing the probability of ignition along the electric lines and equipment | WLDFR | HFTD - Distribution - Tier 2 - 3QU CoRE ¦ 1QU LoRE | 2036 | 0.36245 | 0.020857 | 2.2256 | 0 | 2.2256 | 0.012983 | 1.3853 | 0 | 1.3853 | 0.029354 | 3.1323 | 0 | 3.1323 | 0.030826 | 3.2893 | 0 | 3.2893 | 0.80666 | 0.50211 | 1.1353 | 1.1922 | 0.029354 | 0.010639 | 3.1323 | 1.1353 | 0 | 0 | 3.1323 | 1.1353 | [11 empty] | WLDFR | HFTD - Distribution - Tier 2 - 2QU CoRE ¦ 2QU LoRE | Red Flag Warning - Large Fires | 2036 | 7.0914e-08 | 3.5457e-08 | 9.1175e-08 | 6.1205 | 0.77885 | 3.4265 | 1.9151 | 0 | 0 | 0 | 5.907e-05 |  | 4.3403e-07 | 0 | 4.3403e-07 | 2.1701e-07 | 0 | 2.1701e-07 | 5.5804e-07 | 0 | 5.5804e-07 | [16 empty] | 7.3.1.3 Ignition probability mapping showing the probability of ignition along the electric lines and equipmentWLDFRAggregatedAggregated | WLDFR | HFTD - Distribution - Tier 2 - 2QU CoRE ¦ 2QU LoRE | Seismic - Non-Red Flag Warning - Catastrophic Fires | Aggregated | Aggregated | 2041 | 2.1526e-10 | 0 | 501.7453 | 1.08e-07 | 2041 | Mitigation | 0.08575 | 30 | 0 | esc | 0.0012005 | 2.5842e-13 | 0.00060025 | 1.2921e-13 | 0.0015435 | 3.3225e-13
[35 empty] | 7.3.1.3 Ignition probability mapping showing the probability of ignition along the electric lines and equipment | WLDFR | HFTD - Distribution - Tier 2 - 3QU CoRE ¦ 1QU LoRE | 2037 | 0.33873 | 0.020857 | 2.2256 | 0 | 2.2256 | 0.012983 | 1.3853 | 0 | 1.3853 | 0.029354 | 3.1323 | 0 | 3.1323 | 0.030826 | 3.2893 | 0 | 3.2893 | 0.75389 | 0.46926 | 1.061 | 1.1142 | 0.029354 | 0.0099431 | 3.1323 | 1.061 | 0 | 0 | 3.1323 | 1.061 | [11 empty] | WLDFR | HFTD - Distribution - Tier 2 - 2QU CoRE ¦ 2QU LoRE | Red Flag Warning - Large Fires | 2037 | 7.0914e-08 | 3.5457e-08 | 9.1175e-08 | 6.1205 | 0.77885 | 3.4265 | 1.9151 | 0 | 0 | 0 | 5.907e-05 |  | 4.3403e-07 | 0 | 4.3403e-07 | 2.1701e-07 | 0 | 2.1701e-07 | 5.5804e-07 | 0 | 5.5804e-07 | [16 empty] | 7.3.1.3 Ignition probability mapping showing the probability of ignition along the electric lines and equipmentWLDFRAggregatedAggregated | WLDFR | HFTD - Distribution - Tier 2 - 2QU CoRE ¦ 2QU LoRE | Seismic - Non-Red Flag Warning - Catastrophic Fires | Aggregated | Aggregated | 2042 | 2.1526e-10 | 0 | 501.7453 | 1.08e-07 | 2042 | Mitigation | 0.08575 | 30 | 0 | esc | 0.0012005 | 2.5842e-13 | 0.00060025 | 1.2921e-13 | 0.0015435 | 3.3225e-13
[35 empty] | 7.3.1.3 Ignition probability mapping showing the probability of ignition along the electric lines and equipment | WLDFR | HFTD - Distribution - Tier 2 - 3QU CoRE ¦ 1QU LoRE | 2038 | 0.31657 | 0.020857 | 2.3349 | 0 | 2.3349 | 0.012983 | 1.4534 | 0 | 1.4534 | 0.029354 | 3.2861 | 0 | 3.2861 | 0.030826 | 3.4508 | 0 | 3.4508 | 0.73916 | 0.4601 | 1.0403 | 1.0924 | 0.029354 | 0.0092926 | 3.2861 | 1.0403 | 0 | 0 | 3.2861 | 1.0403 | [11 empty] | WLDFR | HFTD - Distribution - Tier 2 - 2QU CoRE ¦ 2QU LoRE | Red Flag Warning - Large Fires | 2038 | 7.0914e-08 | 3.5457e-08 | 9.1175e-08 | 6.5028 | 0.81304 | 3.6355 | 2.0543 | 0 | 0 | 0 | 5.907e-05 |  | 4.6114e-07 | 0 | 4.6114e-07 | 2.3057e-07 | 0 | 2.3057e-07 | 5.9289e-07 | 0 | 5.9289e-07 | [16 empty] | 7.3.1.3 Ignition probability mapping showing the probability of ignition along the electric lines and equipmentWLDFRAggregatedAggregated | WLDFR | HFTD - Distribution - Tier 2 - 2QU CoRE ¦ 2QU LoRE | Seismic - Non-Red Flag Warning - Catastrophic Fires | Aggregated | Aggregated | 2043 | 2.1526e-10 | 0 | 501.7453 | 1.08e-07 | 2043 | Mitigation | 0.08575 | 30 | 0 | esc | 0.0012005 | 2.5842e-13 | 0.00060025 | 1.2921e-13 | 0.0015435 | 3.3225e-13
[35 empty] | 7.3.1.3 Ignition probability mapping showing the probability of ignition along the electric lines and equipment | WLDFR | HFTD - Distribution - Tier 2 - 3QU CoRE ¦ 1QU LoRE | 2039 | 0.29586 | 0.020857 | 2.3349 | 0 | 2.3349 | 0.012983 | 1.4534 | 0 | 1.4534 | 0.029354 | 3.2861 | 0 | 3.2861 | 0.030826 | 3.4508 | 0 | 3.4508 | 0.69081 | 0.43 | 0.97222 | 1.021 | 0.029354 | 0.0086847 | 3.2861 | 0.97222 | 0 | 0 | 3.2861 | 0.97222 | [11 empty] | WLDFR | HFTD - Distribution - Tier 2 - 2QU CoRE ¦ 2QU LoRE | Red Flag Warning - Large Fires | 2039 | 7.0914e-08 | 3.5457e-08 | 9.1175e-08 | 6.5028 | 0.81304 | 3.6355 | 2.0543 | 0 | 0 | 0 | 5.907e-05 |  | 4.6114e-07 | 0 | 4.6114e-07 | 2.3057e-07 | 0 | 2.3057e-07 | 5.9289e-07 | 0 | 5.9289e-07 | [16 empty] | 7.3.1.3 Ignition probability mapping showing the probability of ignition along the electric lines and equipmentWLDFRAggregatedAggregated | WLDFR | HFTD - Distribution - Tier 2 - 2QU CoRE ¦ 2QU LoRE | Seismic - Non-Red Flag Warning - Catastrophic Fires | Aggregated | Aggregated | 2044 | 2.1526e-10 | 0 | 501.7453 | 1.08e-07 | 2044 | Mitigation | 0.08575 | 30 | 0 | esc | 0.0012005 | 2.5842e-13 | 0.00060025 | 1.2921e-13 | 0.0015435 | 3.3225e-13
[35 empty] | 7.3.1.3 Ignition probability mapping showing the probability of ignition along the electric lines and equipment | WLDFR | HFTD - Distribution - Tier 2 - 3QU CoRE ¦ 1QU LoRE | 2040 | 0.27651 | 0.020857 | 2.3349 | 0 | 2.3349 | 0.012983 | 1.4534 | 0 | 1.4534 | 0.029354 | 3.2861 | 0 | 3.2861 | 0.030826 | 3.4508 | 0 | 3.4508 | 0.64561 | 0.40187 | 0.90862 | 0.95418 | 0.029354 | 0.0081166 | 3.2861 | 0.90862 | 0 | 0 | 3.2861 | 0.90862 | [11 empty] | WLDFR | HFTD - Distribution - Tier 2 - 2QU CoRE ¦ 2QU LoRE | Red Flag Warning - Large Fires | 2040 | 7.0914e-08 | 3.5457e-08 | 9.1175e-08 | 6.5028 | 0.81304 | 3.6355 | 2.0543 | 0 | 0 | 0 | 5.907e-05 |  | 4.6114e-07 | 0 | 4.6114e-07 | 2.3057e-07 | 0 | 2.3057e-07 | 5.9289e-07 | 0 | 5.9289e-07 | [16 empty] | 7.3.1.3 Ignition probability mapping showing the probability of ignition along the electric lines and equipmentWLDFRAggregatedAggregated | WLDFR | HFTD - Distribution - Tier 2 - 2QU CoRE ¦ 2QU LoRE | Seismic - Non-Red Flag Warning - Catastrophic Fires | Aggregated | Aggregated | 2045 | 2.1526e-10 | 0 | 501.7453 | 1.08e-07 | 2045 | Mitigation | 0.08575 | 30 | 0 | esc | 0.0012005 | 2.5842e-13 | 0.00060025 | 1.2921e-13 | 0.0015435 | 3.3225e-13
[35 empty] | 7.3.1.3 Ignition probability mapping showing the probability of ignition along the electric lines and equipment | WLDFR | HFTD - Distribution - Tier 2 - 3QU CoRE ¦ 1QU LoRE | 2041 | 0.25842 | 0.020857 | 2.3349 | 0 | 2.3349 | 0.012983 | 1.4534 | 0 | 1.4534 | 0.029354 | 3.2861 | 0 | 3.2861 | 0.030826 | 3.4508 | 0 | 3.4508 | 0.60338 | 0.37558 | 0.84918 | 0.89176 | 0.029354 | 0.0075856 | 3.2861 | 0.84918 | 0 | 0 | 3.2861 | 0.84918 | [11 empty] | WLDFR | HFTD - Distribution - Tier 2 - 2QU CoRE ¦ 2QU LoRE | Red Flag Warning - Large Fires | 2041 | 7.0914e-08 | 3.5457e-08 | 9.1175e-08 | 6.5028 | 0.81304 | 3.6355 | 2.0543 | 0 | 0 | 0 | 5.907e-05 |  | 4.6114e-07 | 0 | 4.6114e-07 | 2.3057e-07 | 0 | 2.3057e-07 | 5.9289e-07 | 0 | 5.9289e-07 | [16 empty] | 7.3.1.3 Ignition probability mapping showing the probability of ignition along the electric lines and equipmentWLDFRAggregatedAggregated | WLDFR | HFTD - Distribution - Tier 2 - 2QU CoRE ¦ 2QU LoRE | Seismic - Non-Red Flag Warning - Catastrophic Fires | Aggregated | Aggregated | 2046 | 2.1526e-10 | 0 | 501.7453 | 1.08e-07 | 2046 | Mitigation | 0.08575 | 30 | 0 | esc | 0.0012005 | 2.5842e-13 | 0.00060025 | 1.2921e-13 | 0.0015435 | 3.3225e-13
[35 empty] | 7.3.1.3 Ignition probability mapping showing the probability of ignition along the electric lines and equipment | WLDFR | HFTD - Distribution - Tier 2 - 3QU CoRE ¦ 1QU LoRE | 2042 | 0.24151 | 0.020857 | 2.3349 | 0 | 2.3349 | 0.012983 | 1.4534 | 0 | 1.4534 | 0.029354 | 3.2861 | 0 | 3.2861 | 0.030826 | 3.4508 | 0 | 3.4508 | 0.5639 | 0.351 | 0.79363 | 0.83342 | 0.029354 | 0.0070893 | 3.2861 | 0.79363 | 0 | 0 | 3.2861 | 0.79363 | [11 empty] | WLDFR | HFTD - Distribution - Tier 2 - 2QU CoRE ¦ 2QU LoRE | Red Flag Warning - Large Fires | 2042 | 7.0914e-08 | 3.5457e-08 | 9.1175e-08 | 6.5028 | 0.81304 | 3.6355 | 2.0543 | 0 | 0 | 0 | 5.907e-05 |  | 4.6114e-07 | 0 | 4.6114e-07 | 2.3057e-07 | 0 | 2.3057e-07 | 5.9289e-07 | 0 | 5.9289e-07 | [16 empty] | 7.3.1.3 Ignition probability mapping showing the probability of ignition along the electric lines and equipmentWLDFRAggregatedAggregated | WLDFR | HFTD - Distribution - Tier 2 - 2QU CoRE ¦ 2QU LoRE | Seismic - Non-Red Flag Warning - Catastrophic Fires | Aggregated | Aggregated | 2047 | 2.1526e-10 | 0 | 501.7453 | 1.08e-07 | 2047 | Mitigation | 0.08575 | 30 | 0 | esc | 0.0012005 | 2.5842e-13 | 0.00060025 | 1.2921e-13 | 0.0015435 | 3.3225e-13
[35 empty] | 7.3.1.3 Ignition probability mapping showing the probability of ignition along the electric lines and equipment | WLDFR | HFTD - Distribution - Tier 2 - 3QU CoRE ¦ 1QU LoRE | 2043 | 0.22571 | 0.020857 | 2.4513 | 0 | 2.4513 | 0.012983 | 1.5258 | 0 | 1.5258 | 0.029354 | 3.4499 | 0 | 3.4499 | 0.030826 | 3.6229 | 0 | 3.6229 | 0.55329 | 0.3444 | 0.77868 | 0.81773 | 0.029354 | 0.0066255 | 3.4499 | 0.77868 | 0 | 0 | 3.4499 | 0.77868 | [11 empty] | WLDFR | HFTD - Distribution - Tier 2 - 2QU CoRE ¦ 2QU LoRE | Red Flag Warning - Large Fires | 2043 | 7.0914e-08 | 3.5457e-08 | 9.1175e-08 | 6.9209 | 0.84944 | 3.8632 | 2.2083 | 0 | 0 | 0 | 5.907e-05 |  | 4.9079e-07 | 0 | 4.9079e-07 | 2.454e-07 | 0 | 2.454e-07 | 6.3102e-07 | 0 | 6.3102e-07 | [16 empty] | 7.3.1.3 Ignition probability mapping showing the probability of ignition along the electric lines and equipmentWLDFRAggregatedAggregated | WLDFR | HFTD - Distribution - Tier 2 - 2QU CoRE ¦ 2QU LoRE | Seismic - Non-Red Flag Warning - Catastrophic Fires | Aggregated | Aggregated | 2048 | 2.1526e-10 | 0 | 501.7453 | 1.08e-07 | 2048 | Mitigation | 0.08575 | 30 | 0 | esc | 0.0012005 | 2.5842e-13 | 0.00060025 | 1.2921e-13 | 0.0015435 | 3.3225e-13
[35 empty] | 7.3.1.3 Ignition probability mapping showing the probability of ignition along the electric lines and equipment | WLDFR | HFTD - Distribution - Tier 2 - 3QU CoRE ¦ 1QU LoRE | 2044 | 0.21095 | 0.020857 | 2.4513 | 0 | 2.4513 | 0.012983 | 1.5258 | 0 | 1.5258 | 0.029354 | 3.4499 | 0 | 3.4499 | 0.030826 | 3.6229 | 0 | 3.6229 | 0.51709 | 0.32187 | 0.72774 | 0.76423 | 0.029354 | 0.0061921 | 3.4499 | 0.72774 | 0 | 0 | 3.4499 | 0.72774 | [11 empty] | WLDFR | HFTD - Distribution - Tier 2 - 2QU CoRE ¦ 2QU LoRE | Red Flag Warning - Large Fires | 2044 | 7.0914e-08 | 3.5457e-08 | 9.1175e-08 | 6.9209 | 0.84944 | 3.8632 | 2.2083 | 0 | 0 | 0 | 5.907e-05 |  | 4.9079e-07 | 0 | 4.9079e-07 | 2.454e-07 | 0 | 2.454e-07 | 6.3102e-07 | 0 | 6.3102e-07 | [16 empty] | 7.3.1.3 Ignition probability mapping showing the probability of ignition along the electric lines and equipmentWLDFRAggregatedAggregated | WLDFR | HFTD - Distribution - Tier 2 - 2QU CoRE ¦ 2QU LoRE | Seismic - Non-Red Flag Warning - Catastrophic Fires | Aggregated | Aggregated | 2049 | 2.1526e-10 | 0 | 501.7453 | 1.08e-07 | 2049 | Mitigation | 0.08575 | 30 | 0 | esc | 0.0012005 | 2.5842e-13 | 0.00060025 | 1.2921e-13 | 0.0015435 | 3.3225e-13
[35 empty] | 7.3.1.3 Ignition probability mapping showing the probability of ignition along the electric lines and equipment | WLDFR | HFTD - Distribution - Tier 2 - 3QU CoRE ¦ 1QU LoRE | 2045 | 0.19715 | 0.020857 | 2.4513 | 0 | 2.4513 | 0.012983 | 1.5258 | 0 | 1.5258 | 0.029354 | 3.4499 | 0 | 3.4499 | 0.030826 | 3.6229 | 0 | 3.6229 | 0.48326 | 0.30081 | 0.68013 | 0.71424 | 0.029354 | 0.005787 | 3.4499 | 0.68013 | 0 | 0 | 3.4499 | 0.68013 | [11 empty] | WLDFR | HFTD - Distribution - Tier 2 - 2QU CoRE ¦ 2QU LoRE | Red Flag Warning - Large Fires | 2045 | 7.0914e-08 | 3.5457e-08 | 9.1175e-08 | 6.9209 | 0.84944 | 3.8632 | 2.2083 | 0 | 0 | 0 | 5.907e-05 |  | 4.9079e-07 | 0 | 4.9079e-07 | 2.454e-07 | 0 | 2.454e-07 | 6.3102e-07 | 0 | 6.3102e-07 | [16 empty] | 7.3.1.3 Ignition probability mapping showing the probability of ignition along the electric lines and equipmentWLDFRAggregatedAggregated | WLDFR | HFTD - Distribution - Tier 2 - 2QU CoRE ¦ 2QU LoRE | Seismic - Non-Red Flag Warning - Catastrophic Fires | Aggregated | Aggregated | 2050 | 2.1526e-10 | 0 | 501.7453 | 1.08e-07 | 2050 | Mitigation | 0.08575 | 30 | 0 | esc | 0 | 0 | 0.00060025 | 1.2921e-13 | 0.0015435 | 3.3225e-13
[35 empty] | 7.3.1.3 Ignition probability mapping showing the probability of ignition along the electric lines and equipment | WLDFR | HFTD - Distribution - Tier 2 - 3QU CoRE ¦ 1QU LoRE | 2046 | 0.18425 | 0.020857 | 2.4513 | 0 | 2.4513 | 0.012983 | 1.5258 | 0 | 1.5258 | 0.029354 | 3.4499 | 0 | 3.4499 | 0.030826 | 3.6229 | 0 | 3.6229 | 0.45165 | 0.28113 | 0.63564 | 0.66751 | 0.029354 | 0.0054084 | 3.4499 | 0.63564 | 0 | 0 | 3.4499 | 0.63564 | [11 empty] | WLDFR | HFTD - Distribution - Tier 2 - 2QU CoRE ¦ 2QU LoRE | Red Flag Warning - Large Fires | 2046 | 7.0914e-08 | 3.5457e-08 | 9.1175e-08 | 6.9209 | 0.84944 | 3.8632 | 2.2083 | 0 | 0 | 0 | 5.907e-05 |  | 4.9079e-07 | 0 | 4.9079e-07 | 2.454e-07 | 0 | 2.454e-07 | 6.3102e-07 | 0 | 6.3102e-07 | [16 empty] | 7.3.1.3 Ignition probability mapping showing the probability of ignition along the electric lines and equipmentWLDFRAggregatedAggregated | WLDFR | HFTD - Distribution - Tier 2 - 2QU CoRE ¦ 2QU LoRE | Seismic - Non-Red Flag Warning - Catastrophic Fires | Aggregated | Aggregated | 2051 | 2.1526e-10 | 0 | 501.7453 | 1.08e-07 | 2051 | Mitigation | 0.08575 | 30 | 0 | esc | 0 | 0 | 0 | 0 | 0.0015435 | 3.3225e-13
[35 empty] | 7.3.1.3 Ignition probability mapping showing the probability of ignition along the electric lines and equipment | WLDFR | HFTD - Distribution - Tier 2 - 3QU CoRE ¦ 1QU LoRE | 2047 | 0.1722 | 0.020857 | 2.4513 | 0 | 2.4513 | 0.012983 | 1.5258 | 0 | 1.5258 | 0.029354 | 3.4499 | 0 | 3.4499 | 0.030826 | 3.6229 | 0 | 3.6229 | 0.4221 | 0.26274 | 0.59405 | 0.62384 | 0.029354 | 0.0050546 | 3.4499 | 0.59405 | 0 | 0 | 3.4499 | 0.59405 | [11 empty] | WLDFR | HFTD - Distribution - Tier 2 - 2QU CoRE ¦ 2QU LoRE | Red Flag Warning - Large Fires | 2047 | 7.0914e-08 | 3.5457e-08 | 9.1175e-08 | 6.9209 | 0.84944 | 3.8632 | 2.2083 | 0 | 0 | 0 | 5.907e-05 |  | 4.9079e-07 | 0 | 4.9079e-07 | 2.454e-07 | 0 | 2.454e-07 | 6.3102e-07 | 0 | 6.3102e-07 | [16 empty] | 7.3.1.3 Ignition probability mapping showing the probability of ignition along the electric lines and equipmentWLDFRAggregatedAggregated | WLDFR | HFTD - Distribution - Tier 2 - 2QU CoRE ¦ 2QU LoRE | Seismic - Red Flag Warning - Catastrophic Fires | Aggregated | Aggregated | 2021 | 9.2838e-09 | 0 | 501.7453 | 4.6581e-06 | 2021 | Mitigation | 0.08575 | 30 | 0 | esc | 0.0012005 | 1.1145e-11 | 0.00060025 | 5.5726e-12 | 0 | 0
[35 empty] | 7.3.1.3 Ignition probability mapping showing the probability of ignition along the electric lines and equipment | WLDFR | HFTD - Distribution - Tier 2 - 3QU CoRE ¦ 1QU LoRE | 2048 | 0.16093 | 0.020857 | 2.5733 | 0 | 2.5733 | 0.012983 | 1.6018 | 0 | 1.6018 | 0.029354 | 3.6216 | 0 | 3.6216 | 0.030826 | 3.8032 | 0 | 3.8032 | 0.41412 | 0.25777 | 0.58282 | 0.61205 | 0.029354 | 0.0047239 | 3.6216 | 0.58282 | 0 | 0 | 3.6216 | 0.58282 | [11 empty] | WLDFR | HFTD - Distribution - Tier 2 - 2QU CoRE ¦ 2QU LoRE | Red Flag Warning - Large Fires | 2048 | 7.0914e-08 | 3.5457e-08 | 9.1175e-08 | 7.3713 | 0.88759 | 4.1075 | 2.3763 | 0 | 0 | 0 | 5.907e-05 |  | 5.2273e-07 | 0 | 5.2273e-07 | 2.6137e-07 | 0 | 2.6137e-07 | 6.7208e-07 | 0 | 6.7208e-07 | [16 empty] | 7.3.1.3 Ignition probability mapping showing the probability of ignition along the electric lines and equipmentWLDFRAggregatedAggregated | WLDFR | HFTD - Distribution - Tier 2 - 2QU CoRE ¦ 2QU LoRE | Seismic - Red Flag Warning - Catastrophic Fires | Aggregated | Aggregated | 2022 | 9.2838e-09 | 0 | 501.7453 | 4.6581e-06 | 2022 | Mitigation | 0.08575 | 30 | 0 | esc | 0.0012005 | 1.1145e-11 | 0.00060025 | 5.5726e-12 | 0.0015435 | 1.433e-11
[35 empty] | 7.3.1.3 Ignition probability mapping showing the probability of ignition along the electric lines and equipment | WLDFR | HFTD - Distribution - Tier 2 - 3QU CoRE ¦ 1QU LoRE | 2049 | 0.1504 | 0.020857 | 2.5733 | 0 | 2.5733 | 0.012983 | 1.6018 | 0 | 1.6018 | 0.029354 | 3.6216 | 0 | 3.6216 | 0.030826 | 3.8032 | 0 | 3.8032 | 0.38703 | 0.24091 | 0.5447 | 0.57201 | 0.029354 | 0.0044149 | 3.6216 | 0.5447 | 0 | 0 | 3.6216 | 0.5447 | [11 empty] | WLDFR | HFTD - Distribution - Tier 2 - 2QU CoRE ¦ 2QU LoRE | Red Flag Warning - Large Fires | 2049 | 7.0914e-08 | 3.5457e-08 | 9.1175e-08 | 7.3713 | 0.88759 | 4.1075 | 2.3763 | 0 | 0 | 0 | 5.907e-05 |  | 5.2273e-07 | 0 | 5.2273e-07 | 2.6137e-07 | 0 | 2.6137e-07 | 6.7208e-07 | 0 | 6.7208e-07 | [16 empty] | 7.3.1.3 Ignition probability mapping showing the probability of ignition along the electric lines and equipmentWLDFRAggregatedAggregated | WLDFR | HFTD - Distribution - Tier 2 - 2QU CoRE ¦ 2QU LoRE | Seismic - Red Flag Warning - Catastrophic Fires | Aggregated | Aggregated | 2023 | 9.2838e-09 | 0 | 501.7453 | 4.6581e-06 | 2023 | Mitigation | 0.08575 | 30 | 0 | esc | 0.0012005 | 1.1145e-11 | 0.00060025 | 5.5726e-12 | 0.0015435 | 1.433e-11
[35 empty] | 7.3.1.3 Ignition probability mapping showing the probability of ignition along the electric lines and equipment | WLDFR | HFTD - Distribution - Tier 2 - 3QU CoRE ¦ 1QU LoRE | 2050 | 0.14056 | 0 | 0 | 0 | 0 | 0.012983 | 1.6018 | 0 | 1.6018 | 0.029354 | 3.6216 | 0 | 3.6216 | 0.030826 | 3.8032 | 0 | 3.8032 | 0 | 0.22515 | 0.50906 | 0.53459 | 0.029354 | 0.004126 | 3.6216 | 0.50906 | 0 | 0 | 3.6216 | 0.50906 | [11 empty] | WLDFR | HFTD - Distribution - Tier 2 - 2QU CoRE ¦ 2QU LoRE | Red Flag Warning - Large Fires | 2050 | 0 | 3.5457e-08 | 9.1175e-08 | 7.3713 | 0.88759 | 4.1075 | 2.3763 | 0 | 0 | 0 | 5.907e-05 |  | 0 | 0 | 0 | 2.6137e-07 | 0 | 2.6137e-07 | 6.7208e-07 | 0 | 6.7208e-07 | [16 empty] | 7.3.1.3 Ignition probability mapping showing the probability of ignition along the electric lines and equipmentWLDFRAggregatedAggregated | WLDFR | HFTD - Distribution - Tier 2 - 2QU CoRE ¦ 2QU LoRE | Seismic - Red Flag Warning - Catastrophic Fires | Aggregated | Aggregated | 2024 | 9.2838e-09 | 0 | 501.7453 | 4.6581e-06 | 2024 | Mitigation | 0.08575 | 30 | 0 | esc | 0.0012005 | 1.1145e-11 | 0.00060025 | 5.5726e-12 | 0.0015435 | 1.433e-11
[35 empty] | 7.3.1.3 Ignition probability mapping showing the probability of ignition along the electric lines and equipment | WLDFR | HFTD - Distribution - Tier 2 - 3QU CoRE ¦ 1QU LoRE | 2051 | 0.13137 | 0 | 0 | 0 | 0 | 0 | 0 | 0 | 0 | 0.029354 | 3.6216 | 0 | 3.6216 | 0.030826 | 3.8032 | 0 | 3.8032 | 0 | 0 | 0.47576 | 0.49961 | 0.029354 | 0.0038561 | 3.6216 | 0.47576 | 0 | 0 | 3.6216 | 0.47576 | [11 empty] | WLDFR | HFTD - Distribution - Tier 2 - 2QU CoRE ¦ 2QU LoRE | Red Flag Warning - Large Fires | 2051 | 0 | 0 | 9.1175e-08 | 7.3713 | 0.88759 | 4.1075 | 2.3763 | 0 | 0 | 0 | 5.907e-05 |  | 0 | 0 | 0 | 0 | 0 | 0 | 6.7208e-07 | 0 | 6.7208e-07 | [16 empty] | 7.3.1.3 Ignition probability mapping showing the probability of ignition along the electric lines and equipmentWLDFRAggregatedAggregated | WLDFR | HFTD - Distribution - Tier 2 - 2QU CoRE ¦ 2QU LoRE | Seismic - Red Flag Warning - Catastrophic Fires | Aggregated | Aggregated | 2025 | 9.2838e-09 | 0 | 501.7453 | 4.6581e-06 | 2025 | Mitigation | 0.08575 | 30 | 0 | esc | 0.0012005 | 1.1145e-11 | 0.00060025 | 5.5726e-12 | 0.0015435 | 1.433e-11
[35 empty] | 7.3.1.3 Ignition probability mapping showing the probability of ignition along the electric lines and equipment | WLDFR | HFTD - Distribution - Tier 2 - 3QU CoRE ¦ 1QU LoRE | 2052 | 0.12277 | 0 | 0 | 0 | 0 | 0 | 0 | 0 | 0 | 0 | 0 | 0 | 0 | 0.030826 | 3.8032 | 0 | 3.8032 | 0 | 0 | 0 | 0.46693 | 0 | 0 | 0 | 0 | 0 | 0 | 0 | 0 | [11 empty] | WLDFR | HFTD - Distribution - Tier 2 - 2QU CoRE ¦ 2QU LoRE | Red Flag Warning - Small Fires | 2020 | 8.708e-07 | 0 | 0 | 0.077901 | 0.036425 | 0.0015809 | 0.039895 | 0 | 0 | 0 | 0.00072536 |  | 6.7836e-08 | 0 | 6.7836e-08 | 0 | 0 | 0 | 0 | 0 | 0 | [16 empty] | 7.3.1.3 Ignition probability mapping showing the probability of ignition along the electric lines and equipmentWLDFRAggregatedAggregated | WLDFR | HFTD - Distribution - Tier 2 - 2QU CoRE ¦ 2QU LoRE | Seismic - Red Flag Warning - Catastrophic Fires | Aggregated | Aggregated | 2026 | 9.2838e-09 | 0 | 501.7453 | 4.6581e-06 | 2026 | Mitigation | 0.08575 | 30 | 0 | esc | 0.0012005 | 1.1145e-11 | 0.00060025 | 5.5726e-12 | 0.0015435 | 1.433e-11
[35 empty] | 7.3.1.3 Ignition probability mapping showing the probability of ignition along the electric lines and equipment | WLDFR | HFTD - Distribution - Tier 2 - 3QU CoRE ¦ 2QU LoRE | 2020 | 1 | 0.017998 | 1.908 | 0 | 1.908 | 0 | 0 | 0 | 0 | 0 | 0 | 0 | 0 | 0 | 0 | 0 | 0 | 1.908 | 0 | 0 | 0 | 0 | 0 | 0 | 0 | 0 | 0 | 0 | 0 | [11 empty] | WLDFR | HFTD - Distribution - Tier 2 - 2QU CoRE ¦ 2QU LoRE | Red Flag Warning - Small Fires | 2021 | 8.708e-07 | 4.354e-07 | 0 | 0.077901 | 0.036425 | 0.0015809 | 0.039895 | 0 | 0 | 0 | 0.00072536 |  | 6.7836e-08 | 0 | 6.7836e-08 | 3.3918e-08 | 0 | 3.3918e-08 | 0 | 0 | 0 | [16 empty] | 7.3.1.3 Ignition probability mapping showing the probability of ignition along the electric lines and equipmentWLDFRAggregatedAggregated | WLDFR | HFTD - Distribution - Tier 2 - 2QU CoRE ¦ 2QU LoRE | Seismic - Red Flag Warning - Catastrophic Fires | Aggregated | Aggregated | 2027 | 9.2838e-09 | 0 | 501.7453 | 4.6581e-06 | 2027 | Mitigation | 0.08575 | 30 | 0 | esc | 0.0012005 | 1.1145e-11 | 0.00060025 | 5.5726e-12 | 0.0015435 | 1.433e-11
[35 empty] | 7.3.1.3 Ignition probability mapping showing the probability of ignition along the electric lines and equipment | WLDFR | HFTD - Distribution - Tier 2 - 3QU CoRE ¦ 2QU LoRE | 2021 | 1 | 0.017998 | 1.908 | 0 | 1.908 | 0.011203 | 1.1876 | 0 | 1.1876 | 0 | 0 | 0 | 0 | 0 | 0 | 0 | 0 | 1.908 | 1.1876 | 0 | 0 | 0 | 0 | 0 | 0 | 0 | 0 | 0 | 0 | [11 empty] | WLDFR | HFTD - Distribution - Tier 2 - 2QU CoRE ¦ 2QU LoRE | Red Flag Warning - Small Fires | 2022 | 8.708e-07 | 4.354e-07 | 1.1196e-06 | 0.077901 | 0.036425 | 0.0015809 | 0.039895 | 0 | 0 | 0 | 0.00072536 |  | 6.7836e-08 | 0 | 6.7836e-08 | 3.3918e-08 | 0 | 3.3918e-08 | 8.7217e-08 | 0 | 8.7217e-08 | [16 empty] | 7.3.1.3 Ignition probability mapping showing the probability of ignition along the electric lines and equipmentWLDFRAggregatedAggregated | WLDFR | HFTD - Distribution - Tier 2 - 2QU CoRE ¦ 2QU LoRE | Seismic - Red Flag Warning - Catastrophic Fires | Aggregated | Aggregated | 2028 | 9.2838e-09 | 0 | 501.7453 | 4.6581e-06 | 2028 | Mitigation | 0.08575 | 30 | 0 | esc | 0.0012005 | 1.1145e-11 | 0.00060025 | 5.5726e-12 | 0.0015435 | 1.433e-11
[35 empty] | 7.3.1.3 Ignition probability mapping showing the probability of ignition along the electric lines and equipment | WLDFR | HFTD - Distribution - Tier 2 - 3QU CoRE ¦ 2QU LoRE | 2022 | 0.93458 | 0.017919 | 1.9056 | 0 | 1.9056 | 0.011154 | 1.1862 | 0 | 1.1862 | 0.027268 | 2.8998 | 0 | 2.8998 | 0 | 0 | 0 | 0 | 1.7809 | 1.1086 | 2.7101 | 0 | 0.027268 | 0.025484 | 2.8998 | 2.7101 | 0 | 0 | 2.8998 | 2.7101 | [11 empty] | WLDFR | HFTD - Distribution - Tier 2 - 2QU CoRE ¦ 2QU LoRE | Red Flag Warning - Small Fires | 2023 | 8.708e-07 | 4.354e-07 | 1.1196e-06 | 0.080408 | 0.03759 | 0.0016314 | 0.041187 | 0 | 0 | 0 | 0.00072536 |  | 7.0019e-08 | 0 | 7.0019e-08 | 3.501e-08 | 0 | 3.501e-08 | 9.0025e-08 | 0 | 9.0025e-08 | [16 empty] | 7.3.1.3 Ignition probability mapping showing the probability of ignition along the electric lines and equipmentWLDFRAggregatedAggregated | WLDFR | HFTD - Distribution - Tier 2 - 2QU CoRE ¦ 2QU LoRE | Seismic - Red Flag Warning - Catastrophic Fires | Aggregated | Aggregated | 2029 | 9.2838e-09 | 0 | 501.7453 | 4.6581e-06 | 2029 | Mitigation | 0.08575 | 30 | 0 | esc | 0.0012005 | 1.1145e-11 | 0.00060025 | 5.5726e-12 | 0.0015435 | 1.433e-11
[35 empty] | 7.3.1.3 Ignition probability mapping showing the probability of ignition along the electric lines and equipment | WLDFR | HFTD - Distribution - Tier 2 - 3QU CoRE ¦ 2QU LoRE | 2023 | 0.87344 | 0.017919 | 1.9754 | 0 | 1.9754 | 0.011154 | 1.2296 | 0 | 1.2296 | 0.027268 | 3.006 | 0 | 3.006 | 0.028635 | 3.1568 | 0 | 3.1568 | 1.7254 | 1.074 | 2.6256 | 2.7572 | 0.027268 | 0.023817 | 3.006 | 2.6256 | 0 | 0 | 3.006 | 2.6256 | [11 empty] | WLDFR | HFTD - Distribution - Tier 2 - 2QU CoRE ¦ 2QU LoRE | Red Flag Warning - Small Fires | 2024 | 8.708e-07 | 4.354e-07 | 1.1196e-06 | 0.080408 | 0.03759 | 0.0016314 | 0.041187 | 0 | 0 | 0 | 0.00072536 |  | 7.0019e-08 | 0 | 7.0019e-08 | 3.501e-08 | 0 | 3.501e-08 | 9.0025e-08 | 0 | 9.0025e-08 | [16 empty] | 7.3.1.3 Ignition probability mapping showing the probability of ignition along the electric lines and equipmentWLDFRAggregatedAggregated | WLDFR | HFTD - Distribution - Tier 2 - 2QU CoRE ¦ 2QU LoRE | Seismic - Red Flag Warning - Catastrophic Fires | Aggregated | Aggregated | 2030 | 9.2838e-09 | 0 | 501.7453 | 4.6581e-06 | 2030 | Mitigation | 0.08575 | 30 | 0 | esc | 0.0012005 | 1.1145e-11 | 0.00060025 | 5.5726e-12 | 0.0015435 | 1.433e-11
[35 empty] | 7.3.1.3 Ignition probability mapping showing the probability of ignition along the electric lines and equipment | WLDFR | HFTD - Distribution - Tier 2 - 3QU CoRE ¦ 2QU LoRE | 2024 | 0.8163 | 0.017919 | 1.9754 | 0 | 1.9754 | 0.011154 | 1.2296 | 0 | 1.2296 | 0.027268 | 3.006 | 0 | 3.006 | 0.028635 | 3.1568 | 0 | 3.1568 | 1.6125 | 1.0037 | 2.4538 | 2.5769 | 0.027268 | 0.022259 | 3.006 | 2.4538 | 0 | 0 | 3.006 | 2.4538 | [11 empty] | WLDFR | HFTD - Distribution - Tier 2 - 2QU CoRE ¦ 2QU LoRE | Red Flag Warning - Small Fires | 2025 | 8.708e-07 | 4.354e-07 | 1.1196e-06 | 0.080408 | 0.03759 | 0.0016314 | 0.041187 | 0 | 0 | 0 | 0.00072536 |  | 7.0019e-08 | 0 | 7.0019e-08 | 3.501e-08 | 0 | 3.501e-08 | 9.0025e-08 | 0 | 9.0025e-08 | [16 empty] | 7.3.1.3 Ignition probability mapping showing the probability of ignition along the electric lines and equipmentWLDFRAggregatedAggregated | WLDFR | HFTD - Distribution - Tier 2 - 2QU CoRE ¦ 2QU LoRE | Seismic - Red Flag Warning - Catastrophic Fires | Aggregated | Aggregated | 2031 | 9.2838e-09 | 0 | 501.7453 | 4.6581e-06 | 2031 | Mitigation | 0.08575 | 30 | 0 | esc | 0.0012005 | 1.1145e-11 | 0.00060025 | 5.5726e-12 | 0.0015435 | 1.433e-11
[35 empty] | 7.3.1.3 Ignition probability mapping showing the probability of ignition along the electric lines and equipment | WLDFR | HFTD - Distribution - Tier 2 - 3QU CoRE ¦ 2QU LoRE | 2025 | 0.7629 | 0.017919 | 1.9754 | 0 | 1.9754 | 0.011154 | 1.2296 | 0 | 1.2296 | 0.027268 | 3.006 | 0 | 3.006 | 0.028635 | 3.1568 | 0 | 3.1568 | 1.5071 | 0.93807 | 2.2933 | 2.4083 | 0.027268 | 0.020802 | 3.006 | 2.2933 | 0 | 0 | 3.006 | 2.2933 | [11 empty] | WLDFR | HFTD - Distribution - Tier 2 - 2QU CoRE ¦ 2QU LoRE | Red Flag Warning - Small Fires | 2026 | 8.708e-07 | 4.354e-07 | 1.1196e-06 | 0.080408 | 0.03759 | 0.0016314 | 0.041187 | 0 | 0 | 0 | 0.00072536 |  | 7.0019e-08 | 0 | 7.0019e-08 | 3.501e-08 | 0 | 3.501e-08 | 9.0025e-08 | 0 | 9.0025e-08 | [16 empty] | 7.3.1.3 Ignition probability mapping showing the probability of ignition along the electric lines and equipmentWLDFRAggregatedAggregated | WLDFR | HFTD - Distribution - Tier 2 - 2QU CoRE ¦ 2QU LoRE | Seismic - Red Flag Warning - Catastrophic Fires | Aggregated | Aggregated | 2032 | 9.2838e-09 | 0 | 501.7453 | 4.6581e-06 | 2032 | Mitigation | 0.08575 | 30 | 0 | esc | 0.0012005 | 1.1145e-11 | 0.00060025 | 5.5726e-12 | 0.0015435 | 1.433e-11
[35 empty] | 7.3.1.3 Ignition probability mapping showing the probability of ignition along the electric lines and equipment | WLDFR | HFTD - Distribution - Tier 2 - 3QU CoRE ¦ 2QU LoRE | 2026 | 0.71299 | 0.017919 | 1.9754 | 0 | 1.9754 | 0.011154 | 1.2296 | 0 | 1.2296 | 0.027268 | 3.006 | 0 | 3.006 | 0.028635 | 3.1568 | 0 | 3.1568 | 1.4085 | 0.8767 | 2.1432 | 2.2507 | 0.027268 | 0.019442 | 3.006 | 2.1432 | 0 | 0 | 3.006 | 2.1432 | [11 empty] | WLDFR | HFTD - Distribution - Tier 2 - 2QU CoRE ¦ 2QU LoRE | Red Flag Warning - Small Fires | 2027 | 8.708e-07 | 4.354e-07 | 1.1196e-06 | 0.080408 | 0.03759 | 0.0016314 | 0.041187 | 0 | 0 | 0 | 0.00072536 |  | 7.0019e-08 | 0 | 7.0019e-08 | 3.501e-08 | 0 | 3.501e-08 | 9.0025e-08 | 0 | 9.0025e-08 | [16 empty] | 7.3.1.3 Ignition probability mapping showing the probability of ignition along the electric lines and equipmentWLDFRAggregatedAggregated | WLDFR | HFTD - Distribution - Tier 2 - 2QU CoRE ¦ 2QU LoRE | Seismic - Red Flag Warning - Catastrophic Fires | Aggregated | Aggregated | 2033 | 9.2838e-09 | 0 | 501.7453 | 4.6581e-06 | 2033 | Mitigation | 0.08575 | 30 | 0 | esc | 0.0012005 | 1.1145e-11 | 0.00060025 | 5.5726e-12 | 0.0015435 | 1.433e-11
[35 empty] | 7.3.1.3 Ignition probability mapping showing the probability of ignition along the electric lines and equipment | WLDFR | HFTD - Distribution - Tier 2 - 3QU CoRE ¦ 2QU LoRE | 2027 | 0.66634 | 0.017919 | 1.9754 | 0 | 1.9754 | 0.011154 | 1.2296 | 0 | 1.2296 | 0.027268 | 3.006 | 0 | 3.006 | 0.028635 | 3.1568 | 0 | 3.1568 | 1.3163 | 0.81935 | 2.003 | 2.1035 | 0.027268 | 0.01817 | 3.006 | 2.003 | 0 | 0 | 3.006 | 2.003 | [11 empty] | WLDFR | HFTD - Distribution - Tier 2 - 2QU CoRE ¦ 2QU LoRE | Red Flag Warning - Small Fires | 2028 | 8.708e-07 | 4.354e-07 | 1.1196e-06 | 0.083606 | 0.039055 | 0.001695 | 0.042856 | 0 | 0 | 0 | 0.00072536 |  | 7.2804e-08 | 0 | 7.2804e-08 | 3.6402e-08 | 0 | 3.6402e-08 | 9.3605e-08 | 0 | 9.3605e-08 | [16 empty] | 7.3.1.3 Ignition probability mapping showing the probability of ignition along the electric lines and equipmentWLDFRAggregatedAggregated | WLDFR | HFTD - Distribution - Tier 2 - 2QU CoRE ¦ 2QU LoRE | Seismic - Red Flag Warning - Catastrophic Fires | Aggregated | Aggregated | 2034 | 9.2838e-09 | 0 | 501.7453 | 4.6581e-06 | 2034 | Mitigation | 0.08575 | 30 | 0 | esc | 0.0012005 | 1.1145e-11 | 0.00060025 | 5.5726e-12 | 0.0015435 | 1.433e-11
[35 empty] | 7.3.1.3 Ignition probability mapping showing the probability of ignition along the electric lines and equipment | WLDFR | HFTD - Distribution - Tier 2 - 3QU CoRE ¦ 2QU LoRE | 2028 | 0.62275 | 0.017919 | 2.0634 | 0 | 2.0634 | 0.011154 | 1.2844 | 0 | 1.2844 | 0.027268 | 3.1399 | 0 | 3.1399 | 0.028635 | 3.2973 | 0 | 3.2973 | 1.285 | 0.79985 | 1.9554 | 2.0534 | 0.027268 | 0.016981 | 3.1399 | 1.9554 | 0 | 0 | 3.1399 | 1.9554 | [11 empty] | WLDFR | HFTD - Distribution - Tier 2 - 2QU CoRE ¦ 2QU LoRE | Red Flag Warning - Small Fires | 2029 | 8.708e-07 | 4.354e-07 | 1.1196e-06 | 0.083606 | 0.039055 | 0.001695 | 0.042856 | 0 | 0 | 0 | 0.00072536 |  | 7.2804e-08 | 0 | 7.2804e-08 | 3.6402e-08 | 0 | 3.6402e-08 | 9.3605e-08 | 0 | 9.3605e-08 | [16 empty] | 7.3.1.3 Ignition probability mapping showing the probability of ignition along the electric lines and equipmentWLDFRAggregatedAggregated | WLDFR | HFTD - Distribution - Tier 2 - 2QU CoRE ¦ 2QU LoRE | Seismic - Red Flag Warning - Catastrophic Fires | Aggregated | Aggregated | 2035 | 9.2838e-09 | 0 | 501.7453 | 4.6581e-06 | 2035 | Mitigation | 0.08575 | 30 | 0 | esc | 0.0012005 | 1.1145e-11 | 0.00060025 | 5.5726e-12 | 0.0015435 | 1.433e-11
[35 empty] | 7.3.1.3 Ignition probability mapping showing the probability of ignition along the electric lines and equipment | WLDFR | HFTD - Distribution - Tier 2 - 3QU CoRE ¦ 2QU LoRE | 2029 | 0.58201 | 0.017919 | 2.0634 | 0 | 2.0634 | 0.011154 | 1.2844 | 0 | 1.2844 | 0.027268 | 3.1399 | 0 | 3.1399 | 0.028635 | 3.2973 | 0 | 3.2973 | 1.2009 | 0.74752 | 1.8274 | 1.9191 | 0.027268 | 0.01587 | 3.1399 | 1.8274 | 0 | 0 | 3.1399 | 1.8274 | [11 empty] | WLDFR | HFTD - Distribution - Tier 2 - 2QU CoRE ¦ 2QU LoRE | Red Flag Warning - Small Fires | 2030 | 8.708e-07 | 4.354e-07 | 1.1196e-06 | 0.083606 | 0.039055 | 0.001695 | 0.042856 | 0 | 0 | 0 | 0.00072536 |  | 7.2804e-08 | 0 | 7.2804e-08 | 3.6402e-08 | 0 | 3.6402e-08 | 9.3605e-08 | 0 | 9.3605e-08 | [16 empty] | 7.3.1.3 Ignition probability mapping showing the probability of ignition along the electric lines and equipmentWLDFRAggregatedAggregated | WLDFR | HFTD - Distribution - Tier 2 - 2QU CoRE ¦ 2QU LoRE | Seismic - Red Flag Warning - Catastrophic Fires | Aggregated | Aggregated | 2036 | 9.2838e-09 | 0 | 501.7453 | 4.6581e-06 | 2036 | Mitigation | 0.08575 | 30 | 0 | esc | 0.0012005 | 1.1145e-11 | 0.00060025 | 5.5726e-12 | 0.0015435 | 1.433e-11
[35 empty] | 7.3.1.3 Ignition probability mapping showing the probability of ignition along the electric lines and equipment | WLDFR | HFTD - Distribution - Tier 2 - 3QU CoRE ¦ 2QU LoRE | 2030 | 0.54393 | 0.017919 | 2.0634 | 0 | 2.0634 | 0.011154 | 1.2844 | 0 | 1.2844 | 0.027268 | 3.1399 | 0 | 3.1399 | 0.028635 | 3.2973 | 0 | 3.2973 | 1.1224 | 0.69862 | 1.7079 | 1.7935 | 0.027268 | 0.014832 | 3.1399 | 1.7079 | 0 | 0 | 3.1399 | 1.7079 | [11 empty] | WLDFR | HFTD - Distribution - Tier 2 - 2QU CoRE ¦ 2QU LoRE | Red Flag Warning - Small Fires | 2031 | 8.708e-07 | 4.354e-07 | 1.1196e-06 | 0.083606 | 0.039055 | 0.001695 | 0.042856 | 0 | 0 | 0 | 0.00072536 |  | 7.2804e-08 | 0 | 7.2804e-08 | 3.6402e-08 | 0 | 3.6402e-08 | 9.3605e-08 | 0 | 9.3605e-08 | [16 empty] | 7.3.1.3 Ignition probability mapping showing the probability of ignition along the electric lines and equipmentWLDFRAggregatedAggregated | WLDFR | HFTD - Distribution - Tier 2 - 2QU CoRE ¦ 2QU LoRE | Seismic - Red Flag Warning - Catastrophic Fires | Aggregated | Aggregated | 2037 | 9.2838e-09 | 0 | 501.7453 | 4.6581e-06 | 2037 | Mitigation | 0.08575 | 30 | 0 | esc | 0.0012005 | 1.1145e-11 | 0.00060025 | 5.5726e-12 | 0.0015435 | 1.433e-11
[35 empty] | 7.3.1.3 Ignition probability mapping showing the probability of ignition along the electric lines and equipment | WLDFR | HFTD - Distribution - Tier 2 - 3QU CoRE ¦ 2QU LoRE | 2031 | 0.50835 | 0.017919 | 2.0634 | 0 | 2.0634 | 0.011154 | 1.2844 | 0 | 1.2844 | 0.027268 | 3.1399 | 0 | 3.1399 | 0.028635 | 3.2973 | 0 | 3.2973 | 1.0489 | 0.65291 | 1.5962 | 1.6762 | 0.027268 | 0.013862 | 3.1399 | 1.5962 | 0 | 0 | 3.1399 | 1.5962 | [11 empty] | WLDFR | HFTD - Distribution - Tier 2 - 2QU CoRE ¦ 2QU LoRE | Red Flag Warning - Small Fires | 2032 | 8.708e-07 | 4.354e-07 | 1.1196e-06 | 0.083606 | 0.039055 | 0.001695 | 0.042856 | 0 | 0 | 0 | 0.00072536 |  | 7.2804e-08 | 0 | 7.2804e-08 | 3.6402e-08 | 0 | 3.6402e-08 | 9.3605e-08 | 0 | 9.3605e-08 | [16 empty] | 7.3.1.3 Ignition probability mapping showing the probability of ignition along the electric lines and equipmentWLDFRAggregatedAggregated | WLDFR | HFTD - Distribution - Tier 2 - 2QU CoRE ¦ 2QU LoRE | Seismic - Red Flag Warning - Catastrophic Fires | Aggregated | Aggregated | 2038 | 9.2838e-09 | 0 | 501.7453 | 4.6581e-06 | 2038 | Mitigation | 0.08575 | 30 | 0 | esc | 0.0012005 | 1.1145e-11 | 0.00060025 | 5.5726e-12 | 0.0015435 | 1.433e-11
[35 empty] | 7.3.1.3 Ignition probability mapping showing the probability of ignition along the electric lines and equipment | WLDFR | HFTD - Distribution - Tier 2 - 3QU CoRE ¦ 2QU LoRE | 2032 | 0.47509 | 0.017919 | 2.0634 | 0 | 2.0634 | 0.011154 | 1.2844 | 0 | 1.2844 | 0.027268 | 3.1399 | 0 | 3.1399 | 0.028635 | 3.2973 | 0 | 3.2973 | 0.98031 | 0.6102 | 1.4917 | 1.5665 | 0.027268 | 0.012955 | 3.1399 | 1.4917 | 0 | 0 | 3.1399 | 1.4917 | [11 empty] | WLDFR | HFTD - Distribution - Tier 2 - 2QU CoRE ¦ 2QU LoRE | Red Flag Warning - Small Fires | 2033 | 8.708e-07 | 4.354e-07 | 1.1196e-06 | 0.087211 | 0.040679 | 0.0017655 | 0.044766 | 0 | 0 | 0 | 0.00072536 |  | 7.5943e-08 | 0 | 7.5943e-08 | 3.7971e-08 | 0 | 3.7971e-08 | 9.7641e-08 | 0 | 9.7641e-08 | [16 empty] | 7.3.1.3 Ignition probability mapping showing the probability of ignition along the electric lines and equipmentWLDFRAggregatedAggregated | WLDFR | HFTD - Distribution - Tier 2 - 2QU CoRE ¦ 2QU LoRE | Seismic - Red Flag Warning - Catastrophic Fires | Aggregated | Aggregated | 2039 | 9.2838e-09 | 0 | 501.7453 | 4.6581e-06 | 2039 | Mitigation | 0.08575 | 30 | 0 | esc | 0.0012005 | 1.1145e-11 | 0.00060025 | 5.5726e-12 | 0.0015435 | 1.433e-11
[35 empty] | 7.3.1.3 Ignition probability mapping showing the probability of ignition along the electric lines and equipment | WLDFR | HFTD - Distribution - Tier 2 - 3QU CoRE ¦ 2QU LoRE | 2033 | 0.44401 | 0.017919 | 2.1612 | 0 | 2.1612 | 0.011154 | 1.3452 | 0 | 1.3452 | 0.027268 | 3.2887 | 0 | 3.2887 | 0.028635 | 3.4536 | 0 | 3.4536 | 0.95959 | 0.5973 | 1.4602 | 1.5334 | 0.027268 | 0.012107 | 3.2887 | 1.4602 | 0 | 0 | 3.2887 | 1.4602 | [11 empty] | WLDFR | HFTD - Distribution - Tier 2 - 2QU CoRE ¦ 2QU LoRE | Red Flag Warning - Small Fires | 2034 | 8.708e-07 | 4.354e-07 | 1.1196e-06 | 0.087211 | 0.040679 | 0.0017655 | 0.044766 | 0 | 0 | 0 | 0.00072536 |  | 7.5943e-08 | 0 | 7.5943e-08 | 3.7971e-08 | 0 | 3.7971e-08 | 9.7641e-08 | 0 | 9.7641e-08 | [16 empty] | 7.3.1.3 Ignition probability mapping showing the probability of ignition along the electric lines and equipmentWLDFRAggregatedAggregated | WLDFR | HFTD - Distribution - Tier 2 - 2QU CoRE ¦ 2QU LoRE | Seismic - Red Flag Warning - Catastrophic Fires | Aggregated | Aggregated | 2040 | 9.2838e-09 | 0 | 501.7453 | 4.6581e-06 | 2040 | Mitigation | 0.08575 | 30 | 0 | esc | 0.0012005 | 1.1145e-11 | 0.00060025 | 5.5726e-12 | 0.0015435 | 1.433e-11
[35 empty] | 7.3.1.3 Ignition probability mapping showing the probability of ignition along the electric lines and equipment | WLDFR | HFTD - Distribution - Tier 2 - 3QU CoRE ¦ 2QU LoRE | 2034 | 0.41496 | 0.017919 | 2.1612 | 0 | 2.1612 | 0.011154 | 1.3452 | 0 | 1.3452 | 0.027268 | 3.2887 | 0 | 3.2887 | 0.028635 | 3.4536 | 0 | 3.4536 | 0.89682 | 0.55823 | 1.3647 | 1.4331 | 0.027268 | 0.011315 | 3.2887 | 1.3647 | 0 | 0 | 3.2887 | 1.3647 | [11 empty] | WLDFR | HFTD - Distribution - Tier 2 - 2QU CoRE ¦ 2QU LoRE | Red Flag Warning - Small Fires | 2035 | 8.708e-07 | 4.354e-07 | 1.1196e-06 | 0.087211 | 0.040679 | 0.0017655 | 0.044766 | 0 | 0 | 0 | 0.00072536 |  | 7.5943e-08 | 0 | 7.5943e-08 | 3.7971e-08 | 0 | 3.7971e-08 | 9.7641e-08 | 0 | 9.7641e-08 | [16 empty] | 7.3.1.3 Ignition probability mapping showing the probability of ignition along the electric lines and equipmentWLDFRAggregatedAggregated | WLDFR | HFTD - Distribution - Tier 2 - 2QU CoRE ¦ 2QU LoRE | Seismic - Red Flag Warning - Catastrophic Fires | Aggregated | Aggregated | 2041 | 9.2838e-09 | 0 | 501.7453 | 4.6581e-06 | 2041 | Mitigation | 0.08575 | 30 | 0 | esc | 0.0012005 | 1.1145e-11 | 0.00060025 | 5.5726e-12 | 0.0015435 | 1.433e-11
[35 empty] | 7.3.1.3 Ignition probability mapping showing the probability of ignition along the electric lines and equipment | WLDFR | HFTD - Distribution - Tier 2 - 3QU CoRE ¦ 2QU LoRE | 2035 | 0.38782 | 0.017919 | 2.1612 | 0 | 2.1612 | 0.011154 | 1.3452 | 0 | 1.3452 | 0.027268 | 3.2887 | 0 | 3.2887 | 0.028635 | 3.4536 | 0 | 3.4536 | 0.83815 | 0.52171 | 1.2754 | 1.3394 | 0.027268 | 0.010575 | 3.2887 | 1.2754 | 0 | 0 | 3.2887 | 1.2754 | [11 empty] | WLDFR | HFTD - Distribution - Tier 2 - 2QU CoRE ¦ 2QU LoRE | Red Flag Warning - Small Fires | 2036 | 8.708e-07 | 4.354e-07 | 1.1196e-06 | 0.087211 | 0.040679 | 0.0017655 | 0.044766 | 0 | 0 | 0 | 0.00072536 |  | 7.5943e-08 | 0 | 7.5943e-08 | 3.7971e-08 | 0 | 3.7971e-08 | 9.7641e-08 | 0 | 9.7641e-08 | [16 empty] | 7.3.1.3 Ignition probability mapping showing the probability of ignition along the electric lines and equipmentWLDFRAggregatedAggregated | WLDFR | HFTD - Distribution - Tier 2 - 2QU CoRE ¦ 2QU LoRE | Seismic - Red Flag Warning - Catastrophic Fires | Aggregated | Aggregated | 2042 | 9.2838e-09 | 0 | 501.7453 | 4.6581e-06 | 2042 | Mitigation | 0.08575 | 30 | 0 | esc | 0.0012005 | 1.1145e-11 | 0.00060025 | 5.5726e-12 | 0.0015435 | 1.433e-11
[35 empty] | 7.3.1.3 Ignition probability mapping showing the probability of ignition along the electric lines and equipment | WLDFR | HFTD - Distribution - Tier 2 - 3QU CoRE ¦ 2QU LoRE | 2036 | 0.36245 | 0.017919 | 2.1612 | 0 | 2.1612 | 0.011154 | 1.3452 | 0 | 1.3452 | 0.027268 | 3.2887 | 0 | 3.2887 | 0.028635 | 3.4536 | 0 | 3.4536 | 0.78331 | 0.48758 | 1.192 | 1.2517 | 0.027268 | 0.0098831 | 3.2887 | 1.192 | 0 | 0 | 3.2887 | 1.192 | [11 empty] | WLDFR | HFTD - Distribution - Tier 2 - 2QU CoRE ¦ 2QU LoRE | Red Flag Warning - Small Fires | 2037 | 8.708e-07 | 4.354e-07 | 1.1196e-06 | 0.087211 | 0.040679 | 0.0017655 | 0.044766 | 0 | 0 | 0 | 0.00072536 |  | 7.5943e-08 | 0 | 7.5943e-08 | 3.7971e-08 | 0 | 3.7971e-08 | 9.7641e-08 | 0 | 9.7641e-08 | [16 empty] | 7.3.1.3 Ignition probability mapping showing the probability of ignition along the electric lines and equipmentWLDFRAggregatedAggregated | WLDFR | HFTD - Distribution - Tier 2 - 2QU CoRE ¦ 2QU LoRE | Seismic - Red Flag Warning - Catastrophic Fires | Aggregated | Aggregated | 2043 | 9.2838e-09 | 0 | 501.7453 | 4.6581e-06 | 2043 | Mitigation | 0.08575 | 30 | 0 | esc | 0.0012005 | 1.1145e-11 | 0.00060025 | 5.5726e-12 | 0.0015435 | 1.433e-11
[35 empty] | 7.3.1.3 Ignition probability mapping showing the probability of ignition along the electric lines and equipment | WLDFR | HFTD - Distribution - Tier 2 - 3QU CoRE ¦ 2QU LoRE | 2037 | 0.33873 | 0.017919 | 2.1612 | 0 | 2.1612 | 0.011154 | 1.3452 | 0 | 1.3452 | 0.027268 | 3.2887 | 0 | 3.2887 | 0.028635 | 3.4536 | 0 | 3.4536 | 0.73207 | 0.45568 | 1.114 | 1.1698 | 0.027268 | 0.0092365 | 3.2887 | 1.114 | 0 | 0 | 3.2887 | 1.114 | [11 empty] | WLDFR | HFTD - Distribution - Tier 2 - 2QU CoRE ¦ 2QU LoRE | Red Flag Warning - Small Fires | 2038 | 8.708e-07 | 4.354e-07 | 1.1196e-06 | 0.091184 | 0.042438 | 0.0018418 | 0.046905 | 0 | 0 | 0 | 0.00072536 |  | 7.9403e-08 | 0 | 7.9403e-08 | 3.9701e-08 | 0 | 3.9701e-08 | 1.0209e-07 | 0 | 1.0209e-07 | [16 empty] | 7.3.1.3 Ignition probability mapping showing the probability of ignition along the electric lines and equipmentWLDFRAggregatedAggregated | WLDFR | HFTD - Distribution - Tier 2 - 2QU CoRE ¦ 2QU LoRE | Seismic - Red Flag Warning - Catastrophic Fires | Aggregated | Aggregated | 2044 | 9.2838e-09 | 0 | 501.7453 | 4.6581e-06 | 2044 | Mitigation | 0.08575 | 30 | 0 | esc | 0.0012005 | 1.1145e-11 | 0.00060025 | 5.5726e-12 | 0.0015435 | 1.433e-11
[35 empty] | 7.3.1.3 Ignition probability mapping showing the probability of ignition along the electric lines and equipment | WLDFR | HFTD - Distribution - Tier 2 - 3QU CoRE ¦ 2QU LoRE | 2038 | 0.31657 | 0.017919 | 2.2673 | 0 | 2.2673 | 0.011154 | 1.4113 | 0 | 1.4113 | 0.027268 | 3.4502 | 0 | 3.4502 | 0.028635 | 3.6232 | 0 | 3.6232 | 0.71778 | 0.44678 | 1.0922 | 1.147 | 0.027268 | 0.0086323 | 3.4502 | 1.0922 | 0 | 0 | 3.4502 | 1.0922 | [11 empty] | WLDFR | HFTD - Distribution - Tier 2 - 2QU CoRE ¦ 2QU LoRE | Red Flag Warning - Small Fires | 2039 | 8.708e-07 | 4.354e-07 | 1.1196e-06 | 0.091184 | 0.042438 | 0.0018418 | 0.046905 | 0 | 0 | 0 | 0.00072536 |  | 7.9403e-08 | 0 | 7.9403e-08 | 3.9701e-08 | 0 | 3.9701e-08 | 1.0209e-07 | 0 | 1.0209e-07 | [16 empty] | 7.3.1.3 Ignition probability mapping showing the probability of ignition along the electric lines and equipmentWLDFRAggregatedAggregated | WLDFR | HFTD - Distribution - Tier 2 - 2QU CoRE ¦ 2QU LoRE | Seismic - Red Flag Warning - Catastrophic Fires | Aggregated | Aggregated | 2045 | 9.2838e-09 | 0 | 501.7453 | 4.6581e-06 | 2045 | Mitigation | 0.08575 | 30 | 0 | esc | 0.0012005 | 1.1145e-11 | 0.00060025 | 5.5726e-12 | 0.0015435 | 1.433e-11
[35 empty] | 7.3.1.3 Ignition probability mapping showing the probability of ignition along the electric lines and equipment | WLDFR | HFTD - Distribution - Tier 2 - 3QU CoRE ¦ 2QU LoRE | 2039 | 0.29586 | 0.017919 | 2.2673 | 0 | 2.2673 | 0.011154 | 1.4113 | 0 | 1.4113 | 0.027268 | 3.4502 | 0 | 3.4502 | 0.028635 | 3.6232 | 0 | 3.6232 | 0.67082 | 0.41755 | 1.0208 | 1.072 | 0.027268 | 0.0080675 | 3.4502 | 1.0208 | 0 | 0 | 3.4502 | 1.0208 | [11 empty] | WLDFR | HFTD - Distribution - Tier 2 - 2QU CoRE ¦ 2QU LoRE | Red Flag Warning - Small Fires | 2040 | 8.708e-07 | 4.354e-07 | 1.1196e-06 | 0.091184 | 0.042438 | 0.0018418 | 0.046905 | 0 | 0 | 0 | 0.00072536 |  | 7.9403e-08 | 0 | 7.9403e-08 | 3.9701e-08 | 0 | 3.9701e-08 | 1.0209e-07 | 0 | 1.0209e-07 | [16 empty] | 7.3.1.3 Ignition probability mapping showing the probability of ignition along the electric lines and equipmentWLDFRAggregatedAggregated | WLDFR | HFTD - Distribution - Tier 2 - 2QU CoRE ¦ 2QU LoRE | Seismic - Red Flag Warning - Catastrophic Fires | Aggregated | Aggregated | 2046 | 9.2838e-09 | 0 | 501.7453 | 4.6581e-06 | 2046 | Mitigation | 0.08575 | 30 | 0 | esc | 0.0012005 | 1.1145e-11 | 0.00060025 | 5.5726e-12 | 0.0015435 | 1.433e-11
[35 empty] | 7.3.1.3 Ignition probability mapping showing the probability of ignition along the electric lines and equipment | WLDFR | HFTD - Distribution - Tier 2 - 3QU CoRE ¦ 2QU LoRE | 2040 | 0.27651 | 0.017919 | 2.2673 | 0 | 2.2673 | 0.011154 | 1.4113 | 0 | 1.4113 | 0.027268 | 3.4502 | 0 | 3.4502 | 0.028635 | 3.6232 | 0 | 3.6232 | 0.62693 | 0.39024 | 0.954 | 1.0018 | 0.027268 | 0.0075398 | 3.4502 | 0.954 | 0 | 0 | 3.4502 | 0.954 | [11 empty] | WLDFR | HFTD - Distribution - Tier 2 - 2QU CoRE ¦ 2QU LoRE | Red Flag Warning - Small Fires | 2041 | 8.708e-07 | 4.354e-07 | 1.1196e-06 | 0.091184 | 0.042438 | 0.0018418 | 0.046905 | 0 | 0 | 0 | 0.00072536 |  | 7.9403e-08 | 0 | 7.9403e-08 | 3.9701e-08 | 0 | 3.9701e-08 | 1.0209e-07 | 0 | 1.0209e-07 | [16 empty] | 7.3.1.3 Ignition probability mapping showing the probability of ignition along the electric lines and equipmentWLDFRAggregatedAggregated | WLDFR | HFTD - Distribution - Tier 2 - 2QU CoRE ¦ 2QU LoRE | Seismic - Red Flag Warning - Catastrophic Fires | Aggregated | Aggregated | 2047 | 9.2838e-09 | 0 | 501.7453 | 4.6581e-06 | 2047 | Mitigation | 0.08575 | 30 | 0 | esc | 0.0012005 | 1.1145e-11 | 0.00060025 | 5.5726e-12 | 0.0015435 | 1.433e-11
[35 empty] | 7.3.1.3 Ignition probability mapping showing the probability of ignition along the electric lines and equipment | WLDFR | HFTD - Distribution - Tier 2 - 3QU CoRE ¦ 2QU LoRE | 2041 | 0.25842 | 0.017919 | 2.2673 | 0 | 2.2673 | 0.011154 | 1.4113 | 0 | 1.4113 | 0.027268 | 3.4502 | 0 | 3.4502 | 0.028635 | 3.6232 | 0 | 3.6232 | 0.58592 | 0.36471 | 0.89159 | 0.9363 | 0.027268 | 0.0070465 | 3.4502 | 0.89159 | 0 | 0 | 3.4502 | 0.89159 | [11 empty] | WLDFR | HFTD - Distribution - Tier 2 - 2QU CoRE ¦ 2QU LoRE | Red Flag Warning - Small Fires | 2042 | 8.708e-07 | 4.354e-07 | 1.1196e-06 | 0.091184 | 0.042438 | 0.0018418 | 0.046905 | 0 | 0 | 0 | 0.00072536 |  | 7.9403e-08 | 0 | 7.9403e-08 | 3.9701e-08 | 0 | 3.9701e-08 | 1.0209e-07 | 0 | 1.0209e-07 | [16 empty] | 7.3.1.3 Ignition probability mapping showing the probability of ignition along the electric lines and equipmentWLDFRAggregatedAggregated | WLDFR | HFTD - Distribution - Tier 2 - 2QU CoRE ¦ 2QU LoRE | Seismic - Red Flag Warning - Catastrophic Fires | Aggregated | Aggregated | 2048 | 9.2838e-09 | 0 | 501.7453 | 4.6581e-06 | 2048 | Mitigation | 0.08575 | 30 | 0 | esc | 0.0012005 | 1.1145e-11 | 0.00060025 | 5.5726e-12 | 0.0015435 | 1.433e-11
[35 empty] | 7.3.1.3 Ignition probability mapping showing the probability of ignition along the electric lines and equipment | WLDFR | HFTD - Distribution - Tier 2 - 3QU CoRE ¦ 2QU LoRE | 2042 | 0.24151 | 0.017919 | 2.2673 | 0 | 2.2673 | 0.011154 | 1.4113 | 0 | 1.4113 | 0.027268 | 3.4502 | 0 | 3.4502 | 0.028635 | 3.6232 | 0 | 3.6232 | 0.54759 | 0.34085 | 0.83326 | 0.87505 | 0.027268 | 0.0065855 | 3.4502 | 0.83326 | 0 | 0 | 3.4502 | 0.83326 | [11 empty] | WLDFR | HFTD - Distribution - Tier 2 - 2QU CoRE ¦ 2QU LoRE | Red Flag Warning - Small Fires | 2043 | 8.708e-07 | 4.354e-07 | 1.1196e-06 | 0.095486 | 0.044306 | 0.0019228 | 0.049257 | 0 | 0 | 0 | 0.00072536 |  | 8.3149e-08 | 0 | 8.3149e-08 | 4.1574e-08 | 0 | 4.1574e-08 | 1.0691e-07 | 0 | 1.0691e-07 | [16 empty] | 7.3.1.3 Ignition probability mapping showing the probability of ignition along the electric lines and equipmentWLDFRAggregatedAggregated | WLDFR | HFTD - Distribution - Tier 2 - 2QU CoRE ¦ 2QU LoRE | Seismic - Red Flag Warning - Catastrophic Fires | Aggregated | Aggregated | 2049 | 9.2838e-09 | 0 | 501.7453 | 4.6581e-06 | 2049 | Mitigation | 0.08575 | 30 | 0 | esc | 0.0012005 | 1.1145e-11 | 0.00060025 | 5.5726e-12 | 0.0015435 | 1.433e-11
[35 empty] | 7.3.1.3 Ignition probability mapping showing the probability of ignition along the electric lines and equipment | WLDFR | HFTD - Distribution - Tier 2 - 3QU CoRE ¦ 2QU LoRE | 2043 | 0.22571 | 0.017919 | 2.3804 | 0 | 2.3804 | 0.011154 | 1.4817 | 0 | 1.4817 | 0.027268 | 3.6222 | 0 | 3.6222 | 0.028635 | 3.8038 | 0 | 3.8038 | 0.53728 | 0.33443 | 0.81758 | 0.85857 | 0.027268 | 0.0061547 | 3.6222 | 0.81758 | 0 | 0 | 3.6222 | 0.81758 | [11 empty] | WLDFR | HFTD - Distribution - Tier 2 - 2QU CoRE ¦ 2QU LoRE | Red Flag Warning - Small Fires | 2044 | 8.708e-07 | 4.354e-07 | 1.1196e-06 | 0.095486 | 0.044306 | 0.0019228 | 0.049257 | 0 | 0 | 0 | 0.00072536 |  | 8.3149e-08 | 0 | 8.3149e-08 | 4.1574e-08 | 0 | 4.1574e-08 | 1.0691e-07 | 0 | 1.0691e-07 | [16 empty] | 7.3.1.3 Ignition probability mapping showing the probability of ignition along the electric lines and equipmentWLDFRAggregatedAggregated | WLDFR | HFTD - Distribution - Tier 2 - 2QU CoRE ¦ 2QU LoRE | Seismic - Red Flag Warning - Catastrophic Fires | Aggregated | Aggregated | 2050 | 9.2838e-09 | 0 | 501.7453 | 4.6581e-06 | 2050 | Mitigation | 0.08575 | 30 | 0 | esc | 0 | 0 | 0.00060025 | 5.5726e-12 | 0.0015435 | 1.433e-11
[35 empty] | 7.3.1.3 Ignition probability mapping showing the probability of ignition along the electric lines and equipment | WLDFR | HFTD - Distribution - Tier 2 - 3QU CoRE ¦ 2QU LoRE | 2044 | 0.21095 | 0.017919 | 2.3804 | 0 | 2.3804 | 0.011154 | 1.4817 | 0 | 1.4817 | 0.027268 | 3.6222 | 0 | 3.6222 | 0.028635 | 3.8038 | 0 | 3.8038 | 0.50213 | 0.31255 | 0.76409 | 0.80241 | 0.027268 | 0.005752 | 3.6222 | 0.76409 | 0 | 0 | 3.6222 | 0.76409 | [11 empty] | WLDFR | HFTD - Distribution - Tier 2 - 2QU CoRE ¦ 2QU LoRE | Red Flag Warning - Small Fires | 2045 | 8.708e-07 | 4.354e-07 | 1.1196e-06 | 0.095486 | 0.044306 | 0.0019228 | 0.049257 | 0 | 0 | 0 | 0.00072536 |  | 8.3149e-08 | 0 | 8.3149e-08 | 4.1574e-08 | 0 | 4.1574e-08 | 1.0691e-07 | 0 | 1.0691e-07 | [16 empty] | 7.3.1.3 Ignition probability mapping showing the probability of ignition along the electric lines and equipmentWLDFRAggregatedAggregated | WLDFR | HFTD - Distribution - Tier 2 - 2QU CoRE ¦ 2QU LoRE | Seismic - Red Flag Warning - Catastrophic Fires | Aggregated | Aggregated | 2051 | 9.2838e-09 | 0 | 501.7453 | 4.6581e-06 | 2051 | Mitigation | 0.08575 | 30 | 0 | esc | 0 | 0 | 0 | 0 | 0.0015435 | 1.433e-11
[35 empty] | 7.3.1.3 Ignition probability mapping showing the probability of ignition along the electric lines and equipment | WLDFR | HFTD - Distribution - Tier 2 - 3QU CoRE ¦ 2QU LoRE | 2045 | 0.19715 | 0.017919 | 2.3804 | 0 | 2.3804 | 0.011154 | 1.4817 | 0 | 1.4817 | 0.027268 | 3.6222 | 0 | 3.6222 | 0.028635 | 3.8038 | 0 | 3.8038 | 0.46928 | 0.29211 | 0.7141 | 0.74991 | 0.027268 | 0.0053757 | 3.6222 | 0.7141 | 0 | 0 | 3.6222 | 0.7141 | [11 empty] | WLDFR | HFTD - Distribution - Tier 2 - 2QU CoRE ¦ 2QU LoRE | Red Flag Warning - Small Fires | 2046 | 8.708e-07 | 4.354e-07 | 1.1196e-06 | 0.095486 | 0.044306 | 0.0019228 | 0.049257 | 0 | 0 | 0 | 0.00072536 |  | 8.3149e-08 | 0 | 8.3149e-08 | 4.1574e-08 | 0 | 4.1574e-08 | 1.0691e-07 | 0 | 1.0691e-07 | [16 empty] | 7.3.1.3 Ignition probability mapping showing the probability of ignition along the electric lines and equipmentWLDFRAggregatedAggregated | WLDFR | HFTD - Distribution - Tier 2 - 2QU CoRE ¦ 3QU LoRE | Non-Red Flag Warning - Catastrophic Fires | Aggregated | Aggregated | 2021 | 4.6094e-06 | 0 | 948.5456 | 0.0043722 | 2021 | Mitigation | 0.08575 | 30 | 0 | esc | 0.0012005 | 5.5336e-09 | 0.00060025 | 2.7668e-09 | 0 | 0
[35 empty] | 7.3.1.3 Ignition probability mapping showing the probability of ignition along the electric lines and equipment | WLDFR | HFTD - Distribution - Tier 2 - 3QU CoRE ¦ 2QU LoRE | 2046 | 0.18425 | 0.017919 | 2.3804 | 0 | 2.3804 | 0.011154 | 1.4817 | 0 | 1.4817 | 0.027268 | 3.6222 | 0 | 3.6222 | 0.028635 | 3.8038 | 0 | 3.8038 | 0.43858 | 0.273 | 0.66739 | 0.70085 | 0.027268 | 0.0050241 | 3.6222 | 0.66739 | 0 | 0 | 3.6222 | 0.66739 | [11 empty] | WLDFR | HFTD - Distribution - Tier 2 - 2QU CoRE ¦ 2QU LoRE | Red Flag Warning - Small Fires | 2047 | 8.708e-07 | 4.354e-07 | 1.1196e-06 | 0.095486 | 0.044306 | 0.0019228 | 0.049257 | 0 | 0 | 0 | 0.00072536 |  | 8.3149e-08 | 0 | 8.3149e-08 | 4.1574e-08 | 0 | 4.1574e-08 | 1.0691e-07 | 0 | 1.0691e-07 | [16 empty] | 7.3.1.3 Ignition probability mapping showing the probability of ignition along the electric lines and equipmentWLDFRAggregatedAggregated | WLDFR | HFTD - Distribution - Tier 2 - 2QU CoRE ¦ 3QU LoRE | Non-Red Flag Warning - Catastrophic Fires | Aggregated | Aggregated | 2022 | 4.6094e-06 | 0 | 948.5456 | 0.0043722 | 2022 | Mitigation | 0.08575 | 30 | 0 | esc | 0.0012005 | 5.5336e-09 | 0.00060025 | 2.7668e-09 | 0.0015435 | 7.1146e-09
[35 empty] | 7.3.1.3 Ignition probability mapping showing the probability of ignition along the electric lines and equipment | WLDFR | HFTD - Distribution - Tier 2 - 3QU CoRE ¦ 2QU LoRE | 2047 | 0.1722 | 0.017919 | 2.3804 | 0 | 2.3804 | 0.011154 | 1.4817 | 0 | 1.4817 | 0.027268 | 3.6222 | 0 | 3.6222 | 0.028635 | 3.8038 | 0 | 3.8038 | 0.40989 | 0.25514 | 0.62373 | 0.655 | 0.027268 | 0.0046954 | 3.6222 | 0.62373 | 0 | 0 | 3.6222 | 0.62373 | [11 empty] | WLDFR | HFTD - Distribution - Tier 2 - 2QU CoRE ¦ 2QU LoRE | Red Flag Warning - Small Fires | 2048 | 8.708e-07 | 4.354e-07 | 1.1196e-06 | 0.10007 | 0.04626 | 0.0020076 | 0.051804 | 0 | 0 | 0 | 0.00072536 |  | 8.7142e-08 | 0 | 8.7142e-08 | 4.3571e-08 | 0 | 4.3571e-08 | 1.1204e-07 | 0 | 1.1204e-07 | [16 empty] | 7.3.1.3 Ignition probability mapping showing the probability of ignition along the electric lines and equipmentWLDFRAggregatedAggregated | WLDFR | HFTD - Distribution - Tier 2 - 2QU CoRE ¦ 3QU LoRE | Non-Red Flag Warning - Catastrophic Fires | Aggregated | Aggregated | 2023 | 4.6094e-06 | 0 | 948.5456 | 0.0043722 | 2023 | Mitigation | 0.08575 | 30 | 0 | esc | 0.0012005 | 5.5336e-09 | 0.00060025 | 2.7668e-09 | 0.0015435 | 7.1146e-09
[35 empty] | 7.3.1.3 Ignition probability mapping showing the probability of ignition along the electric lines and equipment | WLDFR | HFTD - Distribution - Tier 2 - 3QU CoRE ¦ 2QU LoRE | 2048 | 0.16093 | 0.017919 | 2.4989 | 0 | 2.4989 | 0.011154 | 1.5554 | 0 | 1.5554 | 0.027268 | 3.8025 | 0 | 3.8025 | 0.028635 | 3.9932 | 0 | 3.9932 | 0.40214 | 0.25032 | 0.61194 | 0.64263 | 0.027268 | 0.0043882 | 3.8025 | 0.61194 | 0 | 0 | 3.8025 | 0.61194 | [11 empty] | WLDFR | HFTD - Distribution - Tier 2 - 2QU CoRE ¦ 2QU LoRE | Red Flag Warning - Small Fires | 2049 | 8.708e-07 | 4.354e-07 | 1.1196e-06 | 0.10007 | 0.04626 | 0.0020076 | 0.051804 | 0 | 0 | 0 | 0.00072536 |  | 8.7142e-08 | 0 | 8.7142e-08 | 4.3571e-08 | 0 | 4.3571e-08 | 1.1204e-07 | 0 | 1.1204e-07 | [16 empty] | 7.3.1.3 Ignition probability mapping showing the probability of ignition along the electric lines and equipmentWLDFRAggregatedAggregated | WLDFR | HFTD - Distribution - Tier 2 - 2QU CoRE ¦ 3QU LoRE | Non-Red Flag Warning - Catastrophic Fires | Aggregated | Aggregated | 2024 | 4.6094e-06 | 0 | 948.5456 | 0.0043722 | 2024 | Mitigation | 0.08575 | 30 | 0 | esc | 0.0012005 | 5.5336e-09 | 0.00060025 | 2.7668e-09 | 0.0015435 | 7.1146e-09
[35 empty] | 7.3.1.3 Ignition probability mapping showing the probability of ignition along the electric lines and equipment | WLDFR | HFTD - Distribution - Tier 2 - 3QU CoRE ¦ 2QU LoRE | 2049 | 0.1504 | 0.017919 | 2.4989 | 0 | 2.4989 | 0.011154 | 1.5554 | 0 | 1.5554 | 0.027268 | 3.8025 | 0 | 3.8025 | 0.028635 | 3.9932 | 0 | 3.9932 | 0.37584 | 0.23394 | 0.57191 | 0.60059 | 0.027268 | 0.0041011 | 3.8025 | 0.57191 | 0 | 0 | 3.8025 | 0.57191 | [11 empty] | WLDFR | HFTD - Distribution - Tier 2 - 2QU CoRE ¦ 2QU LoRE | Red Flag Warning - Small Fires | 2050 | 0 | 4.354e-07 | 1.1196e-06 | 0.10007 | 0.04626 | 0.0020076 | 0.051804 | 0 | 0 | 0 | 0.00072536 |  | 0 | 0 | 0 | 4.3571e-08 | 0 | 4.3571e-08 | 1.1204e-07 | 0 | 1.1204e-07 | [16 empty] | 7.3.1.3 Ignition probability mapping showing the probability of ignition along the electric lines and equipmentWLDFRAggregatedAggregated | WLDFR | HFTD - Distribution - Tier 2 - 2QU CoRE ¦ 3QU LoRE | Non-Red Flag Warning - Catastrophic Fires | Aggregated | Aggregated | 2025 | 4.6094e-06 | 0 | 948.5456 | 0.0043722 | 2025 | Mitigation | 0.08575 | 30 | 0 | esc | 0.0012005 | 5.5336e-09 | 0.00060025 | 2.7668e-09 | 0.0015435 | 7.1146e-09
[35 empty] | 7.3.1.3 Ignition probability mapping showing the probability of ignition along the electric lines and equipment | WLDFR | HFTD - Distribution - Tier 2 - 3QU CoRE ¦ 2QU LoRE | 2050 | 0.14056 | 0 | 0 | 0 | 0 | 0.011154 | 1.5554 | 0 | 1.5554 | 0.027268 | 3.8025 | 0 | 3.8025 | 0.028635 | 3.9932 | 0 | 3.9932 | 0 | 0.21864 | 0.53449 | 0.56129 | 0.027268 | 0.0038328 | 3.8025 | 0.53449 | 0 | 0 | 3.8025 | 0.53449 | [11 empty] | WLDFR | HFTD - Distribution - Tier 2 - 2QU CoRE ¦ 2QU LoRE | Red Flag Warning - Small Fires | 2051 | 0 | 0 | 1.1196e-06 | 0.10007 | 0.04626 | 0.0020076 | 0.051804 | 0 | 0 | 0 | 0.00072536 |  | 0 | 0 | 0 | 0 | 0 | 0 | 1.1204e-07 | 0 | 1.1204e-07 | [16 empty] | 7.3.1.3 Ignition probability mapping showing the probability of ignition along the electric lines and equipmentWLDFRAggregatedAggregated | WLDFR | HFTD - Distribution - Tier 2 - 2QU CoRE ¦ 3QU LoRE | Non-Red Flag Warning - Catastrophic Fires | Aggregated | Aggregated | 2026 | 4.6094e-06 | 0 | 948.5456 | 0.0043722 | 2026 | Mitigation | 0.08575 | 30 | 0 | esc | 0.0012005 | 5.5336e-09 | 0.00060025 | 2.7668e-09 | 0.0015435 | 7.1146e-09
[35 empty] | 7.3.1.3 Ignition probability mapping showing the probability of ignition along the electric lines and equipment | WLDFR | HFTD - Distribution - Tier 2 - 3QU CoRE ¦ 2QU LoRE | 2051 | 0.13137 | 0 | 0 | 0 | 0 | 0 | 0 | 0 | 0 | 0.027268 | 3.8025 | 0 | 3.8025 | 0.028635 | 3.9932 | 0 | 3.9932 | 0 | 0 | 0.49953 | 0.52457 | 0.027268 | 0.0035821 | 3.8025 | 0.49953 | 0 | 0 | 3.8025 | 0.49953 | [11 empty] | WLDFR | HFTD - Distribution - Tier 2 - 2QU CoRE ¦ 2QU LoRE | Seismic - Non-Red Flag Warning - Catastrophic Fires | 2020 | 2.5842e-13 | 0 | 0 | 21083.8428 | 409.2237 | 13469.0878 | 7205.5313 | 0 | 0 | 0 | 2.1526e-10 |  | 5.4484e-09 | 0 | 5.4484e-09 | 0 | 0 | 0 | 0 | 0 | 0 | [16 empty] | 7.3.1.3 Ignition probability mapping showing the probability of ignition along the electric lines and equipmentWLDFRAggregatedAggregated | WLDFR | HFTD - Distribution - Tier 2 - 2QU CoRE ¦ 3QU LoRE | Non-Red Flag Warning - Catastrophic Fires | Aggregated | Aggregated | 2027 | 4.6094e-06 | 0 | 948.5456 | 0.0043722 | 2027 | Mitigation | 0.08575 | 30 | 0 | esc | 0.0012005 | 5.5336e-09 | 0.00060025 | 2.7668e-09 | 0.0015435 | 7.1146e-09
[35 empty] | 7.3.1.3 Ignition probability mapping showing the probability of ignition along the electric lines and equipment | WLDFR | HFTD - Distribution - Tier 2 - 3QU CoRE ¦ 2QU LoRE | 2052 | 0.12277 | 0 | 0 | 0 | 0 | 0 | 0 | 0 | 0 | 0 | 0 | 0 | 0 | 0.028635 | 3.9932 | 0 | 3.9932 | 0 | 0 | 0 | 0.49026 | 0 | 0 | 0 | 0 | 0 | 0 | 0 | 0 | [11 empty] | WLDFR | HFTD - Distribution - Tier 2 - 2QU CoRE ¦ 2QU LoRE | Seismic - Non-Red Flag Warning - Catastrophic Fires | 2021 | 2.5842e-13 | 1.2921e-13 | 0 | 21083.8428 | 409.2237 | 13469.0878 | 7205.5313 | 0 | 0 | 0 | 2.1526e-10 |  | 5.4484e-09 | 0 | 5.4484e-09 | 2.7242e-09 | 0 | 2.7242e-09 | 0 | 0 | 0 | [16 empty] | 7.3.1.3 Ignition probability mapping showing the probability of ignition along the electric lines and equipmentWLDFRAggregatedAggregated | WLDFR | HFTD - Distribution - Tier 2 - 2QU CoRE ¦ 3QU LoRE | Non-Red Flag Warning - Catastrophic Fires | Aggregated | Aggregated | 2028 | 4.6094e-06 | 0 | 948.5456 | 0.0043722 | 2028 | Mitigation | 0.08575 | 30 | 0 | esc | 0.0012005 | 5.5336e-09 | 0.00060025 | 2.7668e-09 | 0.0015435 | 7.1146e-09
[35 empty] | 7.3.1.3 Ignition probability mapping showing the probability of ignition along the electric lines and equipment | WLDFR | HFTD - Distribution - Tier 2 - 3QU CoRE ¦ 3QU LoRE | 2020 | 1 | 0.015962 | 1.6286 | 0 | 1.6286 | 0 | 0 | 0 | 0 | 0 | 0 | 0 | 0 | 0 | 0 | 0 | 0 | 1.6286 | 0 | 0 | 0 | 0 | 0 | 0 | 0 | 0 | 0 | 0 | 0 | [11 empty] | WLDFR | HFTD - Distribution - Tier 2 - 2QU CoRE ¦ 2QU LoRE | Seismic - Non-Red Flag Warning - Catastrophic Fires | 2022 | 2.5842e-13 | 1.2921e-13 | 3.3225e-13 | 21083.8428 | 409.2237 | 13469.0878 | 7205.5313 | 0 | 0 | 0 | 2.1526e-10 |  | 5.4484e-09 | 0 | 5.4484e-09 | 2.7242e-09 | 0 | 2.7242e-09 | 7.0051e-09 | 0 | 7.0051e-09 | [16 empty] | 7.3.1.3 Ignition probability mapping showing the probability of ignition along the electric lines and equipmentWLDFRAggregatedAggregated | WLDFR | HFTD - Distribution - Tier 2 - 2QU CoRE ¦ 3QU LoRE | Non-Red Flag Warning - Catastrophic Fires | Aggregated | Aggregated | 2029 | 4.6094e-06 | 0 | 948.5456 | 0.0043722 | 2029 | Mitigation | 0.08575 | 30 | 0 | esc | 0.0012005 | 5.5336e-09 | 0.00060025 | 2.7668e-09 | 0.0015435 | 7.1146e-09
[35 empty] | 7.3.1.3 Ignition probability mapping showing the probability of ignition along the electric lines and equipment | WLDFR | HFTD - Distribution - Tier 2 - 3QU CoRE ¦ 3QU LoRE | 2021 | 1 | 0.015962 | 1.6286 | 0 | 1.6286 | 0.0099353 | 1.0137 | 0 | 1.0137 | 0 | 0 | 0 | 0 | 0 | 0 | 0 | 0 | 1.6286 | 1.0137 | 0 | 0 | 0 | 0 | 0 | 0 | 0 | 0 | 0 | 0 | [11 empty] | WLDFR | HFTD - Distribution - Tier 2 - 2QU CoRE ¦ 2QU LoRE | Seismic - Non-Red Flag Warning - Catastrophic Fires | 2023 | 2.5842e-13 | 1.2921e-13 | 3.3225e-13 | 21835.9781 | 428.6023 | 13939.561 | 7467.8148 | 0 | 0 | 0 | 2.1526e-10 |  | 5.6428e-09 | 0 | 5.6428e-09 | 2.8214e-09 | 0 | 2.8214e-09 | 7.255e-09 | 0 | 7.255e-09 | [16 empty] | 7.3.1.3 Ignition probability mapping showing the probability of ignition along the electric lines and equipmentWLDFRAggregatedAggregated | WLDFR | HFTD - Distribution - Tier 2 - 2QU CoRE ¦ 3QU LoRE | Non-Red Flag Warning - Catastrophic Fires | Aggregated | Aggregated | 2030 | 4.6094e-06 | 0 | 948.5456 | 0.0043722 | 2030 | Mitigation | 0.08575 | 30 | 0 | esc | 0.0012005 | 5.5336e-09 | 0.00060025 | 2.7668e-09 | 0.0015435 | 7.1146e-09
[35 empty] | 7.3.1.3 Ignition probability mapping showing the probability of ignition along the electric lines and equipment | WLDFR | HFTD - Distribution - Tier 2 - 3QU CoRE ¦ 3QU LoRE | 2022 | 0.93458 | 0.015788 | 1.6194 | 0 | 1.6194 | 0.0098272 | 1.008 | 0 | 1.008 | 0.0223 | 2.2874 | 0 | 2.2874 | 0 | 0 | 0 | 0 | 1.5135 | 0.94206 | 2.1377 | 0 | 0.0223 | 0.020841 | 2.2874 | 2.1377 | 0 | 0 | 2.2874 | 2.1377 | [11 empty] | WLDFR | HFTD - Distribution - Tier 2 - 2QU CoRE ¦ 2QU LoRE | Seismic - Non-Red Flag Warning - Catastrophic Fires | 2024 | 2.5842e-13 | 1.2921e-13 | 3.3225e-13 | 21835.9781 | 428.6023 | 13939.561 | 7467.8148 | 0 | 0 | 0 | 2.1526e-10 |  | 5.6428e-09 | 0 | 5.6428e-09 | 2.8214e-09 | 0 | 2.8214e-09 | 7.255e-09 | 0 | 7.255e-09 | [16 empty] | 7.3.1.3 Ignition probability mapping showing the probability of ignition along the electric lines and equipmentWLDFRAggregatedAggregated | WLDFR | HFTD - Distribution - Tier 2 - 2QU CoRE ¦ 3QU LoRE | Non-Red Flag Warning - Catastrophic Fires | Aggregated | Aggregated | 2031 | 4.6094e-06 | 0 | 948.5456 | 0.0043722 | 2031 | Mitigation | 0.08575 | 30 | 0 | esc | 0.0012005 | 5.5336e-09 | 0.00060025 | 2.7668e-09 | 0.0015435 | 7.1146e-09
[35 empty] | 7.3.1.3 Ignition probability mapping showing the probability of ignition along the electric lines and equipment | WLDFR | HFTD - Distribution - Tier 2 - 3QU CoRE ¦ 3QU LoRE | 2023 | 0.87344 | 0.015788 | 1.6787 | 0 | 1.6787 | 0.0098272 | 1.0449 | 0 | 1.0449 | 0.0223 | 2.3712 | 0 | 2.3712 | 0.023418 | 2.4901 | 0 | 2.4901 | 1.4663 | 0.91269 | 2.0711 | 2.1749 | 0.0223 | 0.019478 | 2.3712 | 2.0711 | 0 | 0 | 2.3712 | 2.0711 | [11 empty] | WLDFR | HFTD - Distribution - Tier 2 - 2QU CoRE ¦ 2QU LoRE | Seismic - Non-Red Flag Warning - Catastrophic Fires | 2025 | 2.5842e-13 | 1.2921e-13 | 3.3225e-13 | 21835.9781 | 428.6023 | 13939.561 | 7467.8148 | 0 | 0 | 0 | 2.1526e-10 |  | 5.6428e-09 | 0 | 5.6428e-09 | 2.8214e-09 | 0 | 2.8214e-09 | 7.255e-09 | 0 | 7.255e-09 | [16 empty] | 7.3.1.3 Ignition probability mapping showing the probability of ignition along the electric lines and equipmentWLDFRAggregatedAggregated | WLDFR | HFTD - Distribution - Tier 2 - 2QU CoRE ¦ 3QU LoRE | Non-Red Flag Warning - Catastrophic Fires | Aggregated | Aggregated | 2032 | 4.6094e-06 | 0 | 948.5456 | 0.0043722 | 2032 | Mitigation | 0.08575 | 30 | 0 | esc | 0.0012005 | 5.5336e-09 | 0.00060025 | 2.7668e-09 | 0.0015435 | 7.1146e-09
[35 empty] | 7.3.1.3 Ignition probability mapping showing the probability of ignition along the electric lines and equipment | WLDFR | HFTD - Distribution - Tier 2 - 3QU CoRE ¦ 3QU LoRE | 2024 | 0.8163 | 0.015788 | 1.6787 | 0 | 1.6787 | 0.0098272 | 1.0449 | 0 | 1.0449 | 0.0223 | 2.3712 | 0 | 2.3712 | 0.023418 | 2.4901 | 0 | 2.4901 | 1.3703 | 0.85298 | 1.9356 | 2.0327 | 0.0223 | 0.018204 | 2.3712 | 1.9356 | 0 | 0 | 2.3712 | 1.9356 | [11 empty] | WLDFR | HFTD - Distribution - Tier 2 - 2QU CoRE ¦ 2QU LoRE | Seismic - Non-Red Flag Warning - Catastrophic Fires | 2026 | 2.5842e-13 | 1.2921e-13 | 3.3225e-13 | 21835.9781 | 428.6023 | 13939.561 | 7467.8148 | 0 | 0 | 0 | 2.1526e-10 |  | 5.6428e-09 | 0 | 5.6428e-09 | 2.8214e-09 | 0 | 2.8214e-09 | 7.255e-09 | 0 | 7.255e-09 | [16 empty] | 7.3.1.3 Ignition probability mapping showing the probability of ignition along the electric lines and equipmentWLDFRAggregatedAggregated | WLDFR | HFTD - Distribution - Tier 2 - 2QU CoRE ¦ 3QU LoRE | Non-Red Flag Warning - Catastrophic Fires | Aggregated | Aggregated | 2033 | 4.6094e-06 | 0 | 948.5456 | 0.0043722 | 2033 | Mitigation | 0.08575 | 30 | 0 | esc | 0.0012005 | 5.5336e-09 | 0.00060025 | 2.7668e-09 | 0.0015435 | 7.1146e-09
[35 empty] | 7.3.1.3 Ignition probability mapping showing the probability of ignition along the electric lines and equipment | WLDFR | HFTD - Distribution - Tier 2 - 3QU CoRE ¦ 3QU LoRE | 2025 | 0.7629 | 0.015788 | 1.6787 | 0 | 1.6787 | 0.0098272 | 1.0449 | 0 | 1.0449 | 0.0223 | 2.3712 | 0 | 2.3712 | 0.023418 | 2.4901 | 0 | 2.4901 | 1.2807 | 0.79718 | 1.809 | 1.8997 | 0.0223 | 0.017013 | 2.3712 | 1.809 | 0 | 0 | 2.3712 | 1.809 | [11 empty] | WLDFR | HFTD - Distribution - Tier 2 - 2QU CoRE ¦ 2QU LoRE | Seismic - Non-Red Flag Warning - Catastrophic Fires | 2027 | 2.5842e-13 | 1.2921e-13 | 3.3225e-13 | 21835.9781 | 428.6023 | 13939.561 | 7467.8148 | 0 | 0 | 0 | 2.1526e-10 |  | 5.6428e-09 | 0 | 5.6428e-09 | 2.8214e-09 | 0 | 2.8214e-09 | 7.255e-09 | 0 | 7.255e-09 | [16 empty] | 7.3.1.3 Ignition probability mapping showing the probability of ignition along the electric lines and equipmentWLDFRAggregatedAggregated | WLDFR | HFTD - Distribution - Tier 2 - 2QU CoRE ¦ 3QU LoRE | Non-Red Flag Warning - Catastrophic Fires | Aggregated | Aggregated | 2034 | 4.6094e-06 | 0 | 948.5456 | 0.0043722 | 2034 | Mitigation | 0.08575 | 30 | 0 | esc | 0.0012005 | 5.5336e-09 | 0.00060025 | 2.7668e-09 | 0.0015435 | 7.1146e-09
[35 empty] | 7.3.1.3 Ignition probability mapping showing the probability of ignition along the electric lines and equipment | WLDFR | HFTD - Distribution - Tier 2 - 3QU CoRE ¦ 3QU LoRE | 2026 | 0.71299 | 0.015788 | 1.6787 | 0 | 1.6787 | 0.0098272 | 1.0449 | 0 | 1.0449 | 0.0223 | 2.3712 | 0 | 2.3712 | 0.023418 | 2.4901 | 0 | 2.4901 | 1.1969 | 0.74502 | 1.6906 | 1.7754 | 0.0223 | 0.0159 | 2.3712 | 1.6906 | 0 | 0 | 2.3712 | 1.6906 | [11 empty] | WLDFR | HFTD - Distribution - Tier 2 - 2QU CoRE ¦ 2QU LoRE | Seismic - Non-Red Flag Warning - Catastrophic Fires | 2028 | 2.5842e-13 | 1.2921e-13 | 3.3225e-13 | 22783.187 | 453.261 | 14531.3357 | 7798.5904 | 0 | 0 | 0 | 2.1526e-10 |  | 5.8876e-09 | 0 | 5.8876e-09 | 2.9438e-09 | 0 | 2.9438e-09 | 7.5697e-09 | 0 | 7.5697e-09 | [16 empty] | 7.3.1.3 Ignition probability mapping showing the probability of ignition along the electric lines and equipmentWLDFRAggregatedAggregated | WLDFR | HFTD - Distribution - Tier 2 - 2QU CoRE ¦ 3QU LoRE | Non-Red Flag Warning - Catastrophic Fires | Aggregated | Aggregated | 2035 | 4.6094e-06 | 0 | 948.5456 | 0.0043722 | 2035 | Mitigation | 0.08575 | 30 | 0 | esc | 0.0012005 | 5.5336e-09 | 0.00060025 | 2.7668e-09 | 0.0015435 | 7.1146e-09
[35 empty] | 7.3.1.3 Ignition probability mapping showing the probability of ignition along the electric lines and equipment | WLDFR | HFTD - Distribution - Tier 2 - 3QU CoRE ¦ 3QU LoRE | 2027 | 0.66634 | 0.015788 | 1.6787 | 0 | 1.6787 | 0.0098272 | 1.0449 | 0 | 1.0449 | 0.0223 | 2.3712 | 0 | 2.3712 | 0.023418 | 2.4901 | 0 | 2.4901 | 1.1186 | 0.69628 | 1.58 | 1.6593 | 0.0223 | 0.01486 | 2.3712 | 1.58 | 0 | 0 | 2.3712 | 1.58 | [11 empty] | WLDFR | HFTD - Distribution - Tier 2 - 2QU CoRE ¦ 2QU LoRE | Seismic - Non-Red Flag Warning - Catastrophic Fires | 2029 | 2.5842e-13 | 1.2921e-13 | 3.3225e-13 | 22783.187 | 453.261 | 14531.3357 | 7798.5904 | 0 | 0 | 0 | 2.1526e-10 |  | 5.8876e-09 | 0 | 5.8876e-09 | 2.9438e-09 | 0 | 2.9438e-09 | 7.5697e-09 | 0 | 7.5697e-09 | [16 empty] | 7.3.1.3 Ignition probability mapping showing the probability of ignition along the electric lines and equipmentWLDFRAggregatedAggregated | WLDFR | HFTD - Distribution - Tier 2 - 2QU CoRE ¦ 3QU LoRE | Non-Red Flag Warning - Catastrophic Fires | Aggregated | Aggregated | 2036 | 4.6094e-06 | 0 | 948.5456 | 0.0043722 | 2036 | Mitigation | 0.08575 | 30 | 0 | esc | 0.0012005 | 5.5336e-09 | 0.00060025 | 2.7668e-09 | 0.0015435 | 7.1146e-09
[35 empty] | 7.3.1.3 Ignition probability mapping showing the probability of ignition along the electric lines and equipment | WLDFR | HFTD - Distribution - Tier 2 - 3QU CoRE ¦ 3QU LoRE | 2028 | 0.62275 | 0.015788 | 1.7535 | 0 | 1.7535 | 0.0098272 | 1.0915 | 0 | 1.0915 | 0.0223 | 2.4768 | 0 | 2.4768 | 0.023418 | 2.601 | 0 | 2.601 | 1.092 | 0.67972 | 1.5424 | 1.6198 | 0.0223 | 0.013887 | 2.4768 | 1.5424 | 0 | 0 | 2.4768 | 1.5424 | [11 empty] | WLDFR | HFTD - Distribution - Tier 2 - 2QU CoRE ¦ 2QU LoRE | Seismic - Non-Red Flag Warning - Catastrophic Fires | 2030 | 2.5842e-13 | 1.2921e-13 | 3.3225e-13 | 22783.187 | 453.261 | 14531.3357 | 7798.5904 | 0 | 0 | 0 | 2.1526e-10 |  | 5.8876e-09 | 0 | 5.8876e-09 | 2.9438e-09 | 0 | 2.9438e-09 | 7.5697e-09 | 0 | 7.5697e-09 | [16 empty] | 7.3.1.3 Ignition probability mapping showing the probability of ignition along the electric lines and equipmentWLDFRAggregatedAggregated | WLDFR | HFTD - Distribution - Tier 2 - 2QU CoRE ¦ 3QU LoRE | Non-Red Flag Warning - Catastrophic Fires | Aggregated | Aggregated | 2037 | 4.6094e-06 | 0 | 948.5456 | 0.0043722 | 2037 | Mitigation | 0.08575 | 30 | 0 | esc | 0.0012005 | 5.5336e-09 | 0.00060025 | 2.7668e-09 | 0.0015435 | 7.1146e-09
[35 empty] | 7.3.1.3 Ignition probability mapping showing the probability of ignition along the electric lines and equipment | WLDFR | HFTD - Distribution - Tier 2 - 3QU CoRE ¦ 3QU LoRE | 2029 | 0.58201 | 0.015788 | 1.7535 | 0 | 1.7535 | 0.0098272 | 1.0915 | 0 | 1.0915 | 0.0223 | 2.4768 | 0 | 2.4768 | 0.023418 | 2.601 | 0 | 2.601 | 1.0206 | 0.63525 | 1.4415 | 1.5138 | 0.0223 | 0.012979 | 2.4768 | 1.4415 | 0 | 0 | 2.4768 | 1.4415 | [11 empty] | WLDFR | HFTD - Distribution - Tier 2 - 2QU CoRE ¦ 2QU LoRE | Seismic - Non-Red Flag Warning - Catastrophic Fires | 2031 | 2.5842e-13 | 1.2921e-13 | 3.3225e-13 | 22783.187 | 453.261 | 14531.3357 | 7798.5904 | 0 | 0 | 0 | 2.1526e-10 |  | 5.8876e-09 | 0 | 5.8876e-09 | 2.9438e-09 | 0 | 2.9438e-09 | 7.5697e-09 | 0 | 7.5697e-09 | [16 empty] | 7.3.1.3 Ignition probability mapping showing the probability of ignition along the electric lines and equipmentWLDFRAggregatedAggregated | WLDFR | HFTD - Distribution - Tier 2 - 2QU CoRE ¦ 3QU LoRE | Non-Red Flag Warning - Catastrophic Fires | Aggregated | Aggregated | 2038 | 4.6094e-06 | 0 | 948.5456 | 0.0043722 | 2038 | Mitigation | 0.08575 | 30 | 0 | esc | 0.0012005 | 5.5336e-09 | 0.00060025 | 2.7668e-09 | 0.0015435 | 7.1146e-09
[35 empty] | 7.3.1.3 Ignition probability mapping showing the probability of ignition along the electric lines and equipment | WLDFR | HFTD - Distribution - Tier 2 - 3QU CoRE ¦ 3QU LoRE | 2030 | 0.54393 | 0.015788 | 1.7535 | 0 | 1.7535 | 0.0098272 | 1.0915 | 0 | 1.0915 | 0.0223 | 2.4768 | 0 | 2.4768 | 0.023418 | 2.601 | 0 | 2.601 | 0.95379 | 0.59369 | 1.3472 | 1.4148 | 0.0223 | 0.01213 | 2.4768 | 1.3472 | 0 | 0 | 2.4768 | 1.3472 | [11 empty] | WLDFR | HFTD - Distribution - Tier 2 - 2QU CoRE ¦ 2QU LoRE | Seismic - Non-Red Flag Warning - Catastrophic Fires | 2032 | 2.5842e-13 | 1.2921e-13 | 3.3225e-13 | 22783.187 | 453.261 | 14531.3357 | 7798.5904 | 0 | 0 | 0 | 2.1526e-10 |  | 5.8876e-09 | 0 | 5.8876e-09 | 2.9438e-09 | 0 | 2.9438e-09 | 7.5697e-09 | 0 | 7.5697e-09 | [16 empty] | 7.3.1.3 Ignition probability mapping showing the probability of ignition along the electric lines and equipmentWLDFRAggregatedAggregated | WLDFR | HFTD - Distribution - Tier 2 - 2QU CoRE ¦ 3QU LoRE | Non-Red Flag Warning - Catastrophic Fires | Aggregated | Aggregated | 2039 | 4.6094e-06 | 0 | 948.5456 | 0.0043722 | 2039 | Mitigation | 0.08575 | 30 | 0 | esc | 0.0012005 | 5.5336e-09 | 0.00060025 | 2.7668e-09 | 0.0015435 | 7.1146e-09
[35 empty] | 7.3.1.3 Ignition probability mapping showing the probability of ignition along the electric lines and equipment | WLDFR | HFTD - Distribution - Tier 2 - 3QU CoRE ¦ 3QU LoRE | 2031 | 0.50835 | 0.015788 | 1.7535 | 0 | 1.7535 | 0.0098272 | 1.0915 | 0 | 1.0915 | 0.0223 | 2.4768 | 0 | 2.4768 | 0.023418 | 2.601 | 0 | 2.601 | 0.89139 | 0.55485 | 1.2591 | 1.3222 | 0.0223 | 0.011336 | 2.4768 | 1.2591 | 0 | 0 | 2.4768 | 1.2591 | [11 empty] | WLDFR | HFTD - Distribution - Tier 2 - 2QU CoRE ¦ 2QU LoRE | Seismic - Non-Red Flag Warning - Catastrophic Fires | 2033 | 2.5842e-13 | 1.2921e-13 | 3.3225e-13 | 23835.2641 | 480.9649 | 15187.7294 | 8166.5698 | 0 | 0 | 0 | 2.1526e-10 |  | 6.1595e-09 | 0 | 6.1595e-09 | 3.0797e-09 | 0 | 3.0797e-09 | 7.9193e-09 | 0 | 7.9193e-09 | [16 empty] | 7.3.1.3 Ignition probability mapping showing the probability of ignition along the electric lines and equipmentWLDFRAggregatedAggregated | WLDFR | HFTD - Distribution - Tier 2 - 2QU CoRE ¦ 3QU LoRE | Non-Red Flag Warning - Catastrophic Fires | Aggregated | Aggregated | 2040 | 4.6094e-06 | 0 | 948.5456 | 0.0043722 | 2040 | Mitigation | 0.08575 | 30 | 0 | esc | 0.0012005 | 5.5336e-09 | 0.00060025 | 2.7668e-09 | 0.0015435 | 7.1146e-09
[35 empty] | 7.3.1.3 Ignition probability mapping showing the probability of ignition along the electric lines and equipment | WLDFR | HFTD - Distribution - Tier 2 - 3QU CoRE ¦ 3QU LoRE | 2032 | 0.47509 | 0.015788 | 1.7535 | 0 | 1.7535 | 0.0098272 | 1.0915 | 0 | 1.0915 | 0.0223 | 2.4768 | 0 | 2.4768 | 0.023418 | 2.601 | 0 | 2.601 | 0.83308 | 0.51855 | 1.1767 | 1.2357 | 0.0223 | 0.010595 | 2.4768 | 1.1767 | 0 | 0 | 2.4768 | 1.1767 | [11 empty] | WLDFR | HFTD - Distribution - Tier 2 - 2QU CoRE ¦ 2QU LoRE | Seismic - Non-Red Flag Warning - Catastrophic Fires | 2034 | 2.5842e-13 | 1.2921e-13 | 3.3225e-13 | 23835.2641 | 480.9649 | 15187.7294 | 8166.5698 | 0 | 0 | 0 | 2.1526e-10 |  | 6.1595e-09 | 0 | 6.1595e-09 | 3.0797e-09 | 0 | 3.0797e-09 | 7.9193e-09 | 0 | 7.9193e-09 | [16 empty] | 7.3.1.3 Ignition probability mapping showing the probability of ignition along the electric lines and equipmentWLDFRAggregatedAggregated | WLDFR | HFTD - Distribution - Tier 2 - 2QU CoRE ¦ 3QU LoRE | Non-Red Flag Warning - Catastrophic Fires | Aggregated | Aggregated | 2041 | 4.6094e-06 | 0 | 948.5456 | 0.0043722 | 2041 | Mitigation | 0.08575 | 30 | 0 | esc | 0.0012005 | 5.5336e-09 | 0.00060025 | 2.7668e-09 | 0.0015435 | 7.1146e-09
[35 empty] | 7.3.1.3 Ignition probability mapping showing the probability of ignition along the electric lines and equipment | WLDFR | HFTD - Distribution - Tier 2 - 3QU CoRE ¦ 3QU LoRE | 2033 | 0.44401 | 0.015788 | 1.8366 | 0 | 1.8366 | 0.0098272 | 1.1432 | 0 | 1.1432 | 0.0223 | 2.5942 | 0 | 2.5942 | 0.023418 | 2.7242 | 0 | 2.7242 | 0.81547 | 0.50759 | 1.1518 | 1.2096 | 0.0223 | 0.0099015 | 2.5942 | 1.1518 | 0 | 0 | 2.5942 | 1.1518 | [11 empty] | WLDFR | HFTD - Distribution - Tier 2 - 2QU CoRE ¦ 2QU LoRE | Seismic - Non-Red Flag Warning - Catastrophic Fires | 2035 | 2.5842e-13 | 1.2921e-13 | 3.3225e-13 | 23835.2641 | 480.9649 | 15187.7294 | 8166.5698 | 0 | 0 | 0 | 2.1526e-10 |  | 6.1595e-09 | 0 | 6.1595e-09 | 3.0797e-09 | 0 | 3.0797e-09 | 7.9193e-09 | 0 | 7.9193e-09 | [16 empty] | 7.3.1.3 Ignition probability mapping showing the probability of ignition along the electric lines and equipmentWLDFRAggregatedAggregated | WLDFR | HFTD - Distribution - Tier 2 - 2QU CoRE ¦ 3QU LoRE | Non-Red Flag Warning - Catastrophic Fires | Aggregated | Aggregated | 2042 | 4.6094e-06 | 0 | 948.5456 | 0.0043722 | 2042 | Mitigation | 0.08575 | 30 | 0 | esc | 0.0012005 | 5.5336e-09 | 0.00060025 | 2.7668e-09 | 0.0015435 | 7.1146e-09
[35 empty] | 7.3.1.3 Ignition probability mapping showing the probability of ignition along the electric lines and equipment | WLDFR | HFTD - Distribution - Tier 2 - 3QU CoRE ¦ 3QU LoRE | 2034 | 0.41496 | 0.015788 | 1.8366 | 0 | 1.8366 | 0.0098272 | 1.1432 | 0 | 1.1432 | 0.0223 | 2.5942 | 0 | 2.5942 | 0.023418 | 2.7242 | 0 | 2.7242 | 0.76212 | 0.47438 | 1.0765 | 1.1305 | 0.0223 | 0.0092538 | 2.5942 | 1.0765 | 0 | 0 | 2.5942 | 1.0765 | [11 empty] | WLDFR | HFTD - Distribution - Tier 2 - 2QU CoRE ¦ 2QU LoRE | Seismic - Non-Red Flag Warning - Catastrophic Fires | 2036 | 2.5842e-13 | 1.2921e-13 | 3.3225e-13 | 23835.2641 | 480.9649 | 15187.7294 | 8166.5698 | 0 | 0 | 0 | 2.1526e-10 |  | 6.1595e-09 | 0 | 6.1595e-09 | 3.0797e-09 | 0 | 3.0797e-09 | 7.9193e-09 | 0 | 7.9193e-09 | [16 empty] | 7.3.1.3 Ignition probability mapping showing the probability of ignition along the electric lines and equipmentWLDFRAggregatedAggregated | WLDFR | HFTD - Distribution - Tier 2 - 2QU CoRE ¦ 3QU LoRE | Non-Red Flag Warning - Catastrophic Fires | Aggregated | Aggregated | 2043 | 4.6094e-06 | 0 | 948.5456 | 0.0043722 | 2043 | Mitigation | 0.08575 | 30 | 0 | esc | 0.0012005 | 5.5336e-09 | 0.00060025 | 2.7668e-09 | 0.0015435 | 7.1146e-09
[35 empty] | 7.3.1.3 Ignition probability mapping showing the probability of ignition along the electric lines and equipment | WLDFR | HFTD - Distribution - Tier 2 - 3QU CoRE ¦ 3QU LoRE | 2035 | 0.38782 | 0.015788 | 1.8366 | 0 | 1.8366 | 0.0098272 | 1.1432 | 0 | 1.1432 | 0.0223 | 2.5942 | 0 | 2.5942 | 0.023418 | 2.7242 | 0 | 2.7242 | 0.71226 | 0.44335 | 1.0061 | 1.0565 | 0.0223 | 0.0086484 | 2.5942 | 1.0061 | 0 | 0 | 2.5942 | 1.0061 | [11 empty] | WLDFR | HFTD - Distribution - Tier 2 - 2QU CoRE ¦ 2QU LoRE | Seismic - Non-Red Flag Warning - Catastrophic Fires | 2037 | 2.5842e-13 | 1.2921e-13 | 3.3225e-13 | 23835.2641 | 480.9649 | 15187.7294 | 8166.5698 | 0 | 0 | 0 | 2.1526e-10 |  | 6.1595e-09 | 0 | 6.1595e-09 | 3.0797e-09 | 0 | 3.0797e-09 | 7.9193e-09 | 0 | 7.9193e-09 | [16 empty] | 7.3.1.3 Ignition probability mapping showing the probability of ignition along the electric lines and equipmentWLDFRAggregatedAggregated | WLDFR | HFTD - Distribution - Tier 2 - 2QU CoRE ¦ 3QU LoRE | Non-Red Flag Warning - Catastrophic Fires | Aggregated | Aggregated | 2044 | 4.6094e-06 | 0 | 948.5456 | 0.0043722 | 2044 | Mitigation | 0.08575 | 30 | 0 | esc | 0.0012005 | 5.5336e-09 | 0.00060025 | 2.7668e-09 | 0.0015435 | 7.1146e-09
[35 empty] | 7.3.1.3 Ignition probability mapping showing the probability of ignition along the electric lines and equipment | WLDFR | HFTD - Distribution - Tier 2 - 3QU CoRE ¦ 3QU LoRE | 2036 | 0.36245 | 0.015788 | 1.8366 | 0 | 1.8366 | 0.0098272 | 1.1432 | 0 | 1.1432 | 0.0223 | 2.5942 | 0 | 2.5942 | 0.023418 | 2.7242 | 0 | 2.7242 | 0.66567 | 0.41435 | 0.94024 | 0.98739 | 0.0223 | 0.0080826 | 2.5942 | 0.94024 | 0 | 0 | 2.5942 | 0.94024 | [11 empty] | WLDFR | HFTD - Distribution - Tier 2 - 2QU CoRE ¦ 2QU LoRE | Seismic - Non-Red Flag Warning - Catastrophic Fires | 2038 | 2.5842e-13 | 1.2921e-13 | 3.3225e-13 | 24976.6418 | 511.3745 | 15898.8237 | 8566.4437 | 0 | 0 | 0 | 2.1526e-10 |  | 6.4544e-09 | 0 | 6.4544e-09 | 3.2272e-09 | 0 | 3.2272e-09 | 8.2985e-09 | 0 | 8.2985e-09 | [16 empty] | 7.3.1.3 Ignition probability mapping showing the probability of ignition along the electric lines and equipmentWLDFRAggregatedAggregated | WLDFR | HFTD - Distribution - Tier 2 - 2QU CoRE ¦ 3QU LoRE | Non-Red Flag Warning - Catastrophic Fires | Aggregated | Aggregated | 2045 | 4.6094e-06 | 0 | 948.5456 | 0.0043722 | 2045 | Mitigation | 0.08575 | 30 | 0 | esc | 0.0012005 | 5.5336e-09 | 0.00060025 | 2.7668e-09 | 0.0015435 | 7.1146e-09
[35 empty] | 7.3.1.3 Ignition probability mapping showing the probability of ignition along the electric lines and equipment | WLDFR | HFTD - Distribution - Tier 2 - 3QU CoRE ¦ 3QU LoRE | 2037 | 0.33873 | 0.015788 | 1.8366 | 0 | 1.8366 | 0.0098272 | 1.1432 | 0 | 1.1432 | 0.0223 | 2.5942 | 0 | 2.5942 | 0.023418 | 2.7242 | 0 | 2.7242 | 0.62212 | 0.38724 | 0.87873 | 0.9228 | 0.0223 | 0.0075538 | 2.5942 | 0.87873 | 0 | 0 | 2.5942 | 0.87873 | [11 empty] | WLDFR | HFTD - Distribution - Tier 2 - 2QU CoRE ¦ 2QU LoRE | Seismic - Non-Red Flag Warning - Catastrophic Fires | 2039 | 2.5842e-13 | 1.2921e-13 | 3.3225e-13 | 24976.6418 | 511.3745 | 15898.8237 | 8566.4437 | 0 | 0 | 0 | 2.1526e-10 |  | 6.4544e-09 | 0 | 6.4544e-09 | 3.2272e-09 | 0 | 3.2272e-09 | 8.2985e-09 | 0 | 8.2985e-09 | [16 empty] | 7.3.1.3 Ignition probability mapping showing the probability of ignition along the electric lines and equipmentWLDFRAggregatedAggregated | WLDFR | HFTD - Distribution - Tier 2 - 2QU CoRE ¦ 3QU LoRE | Non-Red Flag Warning - Catastrophic Fires | Aggregated | Aggregated | 2046 | 4.6094e-06 | 0 | 948.5456 | 0.0043722 | 2046 | Mitigation | 0.08575 | 30 | 0 | esc | 0.0012005 | 5.5336e-09 | 0.00060025 | 2.7668e-09 | 0.0015435 | 7.1146e-09
[35 empty] | 7.3.1.3 Ignition probability mapping showing the probability of ignition along the electric lines and equipment | WLDFR | HFTD - Distribution - Tier 2 - 3QU CoRE ¦ 3QU LoRE | 2038 | 0.31657 | 0.015788 | 1.9268 | 0 | 1.9268 | 0.0098272 | 1.1993 | 0 | 1.1993 | 0.0223 | 2.7216 | 0 | 2.7216 | 0.023418 | 2.858 | 0 | 2.858 | 0.60997 | 0.37968 | 0.86158 | 0.90478 | 0.0223 | 0.0070597 | 2.7216 | 0.86158 | 0 | 0 | 2.7216 | 0.86158 | [11 empty] | WLDFR | HFTD - Distribution - Tier 2 - 2QU CoRE ¦ 2QU LoRE | Seismic - Non-Red Flag Warning - Catastrophic Fires | 2040 | 2.5842e-13 | 1.2921e-13 | 3.3225e-13 | 24976.6418 | 511.3745 | 15898.8237 | 8566.4437 | 0 | 0 | 0 | 2.1526e-10 |  | 6.4544e-09 | 0 | 6.4544e-09 | 3.2272e-09 | 0 | 3.2272e-09 | 8.2985e-09 | 0 | 8.2985e-09 | [16 empty] | 7.3.1.3 Ignition probability mapping showing the probability of ignition along the electric lines and equipmentWLDFRAggregatedAggregated | WLDFR | HFTD - Distribution - Tier 2 - 2QU CoRE ¦ 3QU LoRE | Non-Red Flag Warning - Catastrophic Fires | Aggregated | Aggregated | 2047 | 4.6094e-06 | 0 | 948.5456 | 0.0043722 | 2047 | Mitigation | 0.08575 | 30 | 0 | esc | 0.0012005 | 5.5336e-09 | 0.00060025 | 2.7668e-09 | 0.0015435 | 7.1146e-09
[35 empty] | 7.3.1.3 Ignition probability mapping showing the probability of ignition along the electric lines and equipment | WLDFR | HFTD - Distribution - Tier 2 - 3QU CoRE ¦ 3QU LoRE | 2039 | 0.29586 | 0.015788 | 1.9268 | 0 | 1.9268 | 0.0098272 | 1.1993 | 0 | 1.1993 | 0.0223 | 2.7216 | 0 | 2.7216 | 0.023418 | 2.858 | 0 | 2.858 | 0.57007 | 0.35484 | 0.80521 | 0.84559 | 0.0223 | 0.0065978 | 2.7216 | 0.80521 | 0 | 0 | 2.7216 | 0.80521 | [11 empty] | WLDFR | HFTD - Distribution - Tier 2 - 2QU CoRE ¦ 2QU LoRE | Seismic - Non-Red Flag Warning - Catastrophic Fires | 2041 | 2.5842e-13 | 1.2921e-13 | 3.3225e-13 | 24976.6418 | 511.3745 | 15898.8237 | 8566.4437 | 0 | 0 | 0 | 2.1526e-10 |  | 6.4544e-09 | 0 | 6.4544e-09 | 3.2272e-09 | 0 | 3.2272e-09 | 8.2985e-09 | 0 | 8.2985e-09 | [16 empty] | 7.3.1.3 Ignition probability mapping showing the probability of ignition along the electric lines and equipmentWLDFRAggregatedAggregated | WLDFR | HFTD - Distribution - Tier 2 - 2QU CoRE ¦ 3QU LoRE | Non-Red Flag Warning - Catastrophic Fires | Aggregated | Aggregated | 2048 | 4.6094e-06 | 0 | 948.5456 | 0.0043722 | 2048 | Mitigation | 0.08575 | 30 | 0 | esc | 0.0012005 | 5.5336e-09 | 0.00060025 | 2.7668e-09 | 0.0015435 | 7.1146e-09
[35 empty] | 7.3.1.3 Ignition probability mapping showing the probability of ignition along the electric lines and equipment | WLDFR | HFTD - Distribution - Tier 2 - 3QU CoRE ¦ 3QU LoRE | 2040 | 0.27651 | 0.015788 | 1.9268 | 0 | 1.9268 | 0.0098272 | 1.1993 | 0 | 1.1993 | 0.0223 | 2.7216 | 0 | 2.7216 | 0.023418 | 2.858 | 0 | 2.858 | 0.53277 | 0.33163 | 0.75253 | 0.79027 | 0.0223 | 0.0061662 | 2.7216 | 0.75253 | 0 | 0 | 2.7216 | 0.75253 | [11 empty] | WLDFR | HFTD - Distribution - Tier 2 - 2QU CoRE ¦ 2QU LoRE | Seismic - Non-Red Flag Warning - Catastrophic Fires | 2042 | 2.5842e-13 | 1.2921e-13 | 3.3225e-13 | 24976.6418 | 511.3745 | 15898.8237 | 8566.4437 | 0 | 0 | 0 | 2.1526e-10 |  | 6.4544e-09 | 0 | 6.4544e-09 | 3.2272e-09 | 0 | 3.2272e-09 | 8.2985e-09 | 0 | 8.2985e-09 | [16 empty] | 7.3.1.3 Ignition probability mapping showing the probability of ignition along the electric lines and equipmentWLDFRAggregatedAggregated | WLDFR | HFTD - Distribution - Tier 2 - 2QU CoRE ¦ 3QU LoRE | Non-Red Flag Warning - Catastrophic Fires | Aggregated | Aggregated | 2049 | 4.6094e-06 | 0 | 948.5456 | 0.0043722 | 2049 | Mitigation | 0.08575 | 30 | 0 | esc | 0.0012005 | 5.5336e-09 | 0.00060025 | 2.7668e-09 | 0.0015435 | 7.1146e-09
[35 empty] | 7.3.1.3 Ignition probability mapping showing the probability of ignition along the electric lines and equipment | WLDFR | HFTD - Distribution - Tier 2 - 3QU CoRE ¦ 3QU LoRE | 2041 | 0.25842 | 0.015788 | 1.9268 | 0 | 1.9268 | 0.0098272 | 1.1993 | 0 | 1.1993 | 0.0223 | 2.7216 | 0 | 2.7216 | 0.023418 | 2.858 | 0 | 2.858 | 0.49792 | 0.30993 | 0.7033 | 0.73857 | 0.0223 | 0.0057628 | 2.7216 | 0.7033 | 0 | 0 | 2.7216 | 0.7033 | [11 empty] | WLDFR | HFTD - Distribution - Tier 2 - 2QU CoRE ¦ 2QU LoRE | Seismic - Non-Red Flag Warning - Catastrophic Fires | 2043 | 2.5842e-13 | 1.2921e-13 | 3.3225e-13 | 26191.7278 | 544.1291 | 16654.7414 | 8992.8573 | 0 | 0 | 0 | 2.1526e-10 |  | 6.7684e-09 | 0 | 6.7684e-09 | 3.3842e-09 | 0 | 3.3842e-09 | 8.7022e-09 | 0 | 8.7022e-09 | [16 empty] | 7.3.1.3 Ignition probability mapping showing the probability of ignition along the electric lines and equipmentWLDFRAggregatedAggregated | WLDFR | HFTD - Distribution - Tier 2 - 2QU CoRE ¦ 3QU LoRE | Non-Red Flag Warning - Catastrophic Fires | Aggregated | Aggregated | 2050 | 4.6094e-06 | 0 | 948.5456 | 0.0043722 | 2050 | Mitigation | 0.08575 | 30 | 0 | esc | 0 | 0 | 0.00060025 | 2.7668e-09 | 0.0015435 | 7.1146e-09
[35 empty] | 7.3.1.3 Ignition probability mapping showing the probability of ignition along the electric lines and equipment | WLDFR | HFTD - Distribution - Tier 2 - 3QU CoRE ¦ 3QU LoRE | 2042 | 0.24151 | 0.015788 | 1.9268 | 0 | 1.9268 | 0.0098272 | 1.1993 | 0 | 1.1993 | 0.0223 | 2.7216 | 0 | 2.7216 | 0.023418 | 2.858 | 0 | 2.858 | 0.46534 | 0.28966 | 0.65729 | 0.69025 | 0.0223 | 0.0053858 | 2.7216 | 0.65729 | 0 | 0 | 2.7216 | 0.65729 | [11 empty] | WLDFR | HFTD - Distribution - Tier 2 - 2QU CoRE ¦ 2QU LoRE | Seismic - Non-Red Flag Warning - Catastrophic Fires | 2044 | 2.5842e-13 | 1.2921e-13 | 3.3225e-13 | 26191.7278 | 544.1291 | 16654.7414 | 8992.8573 | 0 | 0 | 0 | 2.1526e-10 |  | 6.7684e-09 | 0 | 6.7684e-09 | 3.3842e-09 | 0 | 3.3842e-09 | 8.7022e-09 | 0 | 8.7022e-09 | [16 empty] | 7.3.1.3 Ignition probability mapping showing the probability of ignition along the electric lines and equipmentWLDFRAggregatedAggregated | WLDFR | HFTD - Distribution - Tier 2 - 2QU CoRE ¦ 3QU LoRE | Non-Red Flag Warning - Catastrophic Fires | Aggregated | Aggregated | 2051 | 4.6094e-06 | 0 | 948.5456 | 0.0043722 | 2051 | Mitigation | 0.08575 | 30 | 0 | esc | 0 | 0 | 0 | 0 | 0.0015435 | 7.1146e-09
[35 empty] | 7.3.1.3 Ignition probability mapping showing the probability of ignition along the electric lines and equipment | WLDFR | HFTD - Distribution - Tier 2 - 3QU CoRE ¦ 3QU LoRE | 2043 | 0.22571 | 0.015788 | 2.0229 | 0 | 2.0229 | 0.0098272 | 1.2591 | 0 | 1.2591 | 0.0223 | 2.8573 | 0 | 2.8573 | 0.023418 | 3.0005 | 0 | 3.0005 | 0.45659 | 0.2842 | 0.64492 | 0.67726 | 0.0223 | 0.0050334 | 2.8573 | 0.64492 | 0 | 0 | 2.8573 | 0.64492 | [11 empty] | WLDFR | HFTD - Distribution - Tier 2 - 2QU CoRE ¦ 2QU LoRE | Seismic - Non-Red Flag Warning - Catastrophic Fires | 2045 | 2.5842e-13 | 1.2921e-13 | 3.3225e-13 | 26191.7278 | 544.1291 | 16654.7414 | 8992.8573 | 0 | 0 | 0 | 2.1526e-10 |  | 6.7684e-09 | 0 | 6.7684e-09 | 3.3842e-09 | 0 | 3.3842e-09 | 8.7022e-09 | 0 | 8.7022e-09 | [16 empty] | 7.3.1.3 Ignition probability mapping showing the probability of ignition along the electric lines and equipmentWLDFRAggregatedAggregated | WLDFR | HFTD - Distribution - Tier 2 - 2QU CoRE ¦ 3QU LoRE | Non-Red Flag Warning - Destructive Fires | Aggregated | Aggregated | 2021 | 4.3069e-06 | 0 | 948.5456 | 0.0040853 | 2021 | Mitigation | 0.08575 | 30 | 0 | esc | 0.0012005 | 5.1704e-09 | 0.00060025 | 2.5852e-09 | 0 | 0
[35 empty] | 7.3.1.3 Ignition probability mapping showing the probability of ignition along the electric lines and equipment | WLDFR | HFTD - Distribution - Tier 2 - 3QU CoRE ¦ 3QU LoRE | 2044 | 0.21095 | 0.015788 | 2.0229 | 0 | 2.0229 | 0.0098272 | 1.2591 | 0 | 1.2591 | 0.0223 | 2.8573 | 0 | 2.8573 | 0.023418 | 3.0005 | 0 | 3.0005 | 0.42672 | 0.26561 | 0.60273 | 0.63295 | 0.0223 | 0.0047042 | 2.8573 | 0.60273 | 0 | 0 | 2.8573 | 0.60273 | [11 empty] | WLDFR | HFTD - Distribution - Tier 2 - 2QU CoRE ¦ 2QU LoRE | Seismic - Non-Red Flag Warning - Catastrophic Fires | 2046 | 2.5842e-13 | 1.2921e-13 | 3.3225e-13 | 26191.7278 | 544.1291 | 16654.7414 | 8992.8573 | 0 | 0 | 0 | 2.1526e-10 |  | 6.7684e-09 | 0 | 6.7684e-09 | 3.3842e-09 | 0 | 3.3842e-09 | 8.7022e-09 | 0 | 8.7022e-09 | [16 empty] | 7.3.1.3 Ignition probability mapping showing the probability of ignition along the electric lines and equipmentWLDFRAggregatedAggregated | WLDFR | HFTD - Distribution - Tier 2 - 2QU CoRE ¦ 3QU LoRE | Non-Red Flag Warning - Destructive Fires | Aggregated | Aggregated | 2022 | 4.3069e-06 | 0 | 948.5456 | 0.0040853 | 2022 | Mitigation | 0.08575 | 30 | 0 | esc | 0.0012005 | 5.1704e-09 | 0.00060025 | 2.5852e-09 | 0.0015435 | 6.6477e-09
[35 empty] | 7.3.1.3 Ignition probability mapping showing the probability of ignition along the electric lines and equipment | WLDFR | HFTD - Distribution - Tier 2 - 3QU CoRE ¦ 3QU LoRE | 2045 | 0.19715 | 0.015788 | 2.0229 | 0 | 2.0229 | 0.0098272 | 1.2591 | 0 | 1.2591 | 0.0223 | 2.8573 | 0 | 2.8573 | 0.023418 | 3.0005 | 0 | 3.0005 | 0.3988 | 0.24823 | 0.5633 | 0.59154 | 0.0223 | 0.0043964 | 2.8573 | 0.5633 | 0 | 0 | 2.8573 | 0.5633 | [11 empty] | WLDFR | HFTD - Distribution - Tier 2 - 2QU CoRE ¦ 2QU LoRE | Seismic - Non-Red Flag Warning - Catastrophic Fires | 2047 | 2.5842e-13 | 1.2921e-13 | 3.3225e-13 | 26191.7278 | 544.1291 | 16654.7414 | 8992.8573 | 0 | 0 | 0 | 2.1526e-10 |  | 6.7684e-09 | 0 | 6.7684e-09 | 3.3842e-09 | 0 | 3.3842e-09 | 8.7022e-09 | 0 | 8.7022e-09 | [16 empty] | 7.3.1.3 Ignition probability mapping showing the probability of ignition along the electric lines and equipmentWLDFRAggregatedAggregated | WLDFR | HFTD - Distribution - Tier 2 - 2QU CoRE ¦ 3QU LoRE | Non-Red Flag Warning - Destructive Fires | Aggregated | Aggregated | 2023 | 4.3069e-06 | 0 | 948.5456 | 0.0040853 | 2023 | Mitigation | 0.08575 | 30 | 0 | esc | 0.0012005 | 5.1704e-09 | 0.00060025 | 2.5852e-09 | 0.0015435 | 6.6477e-09
[35 empty] | 7.3.1.3 Ignition probability mapping showing the probability of ignition along the electric lines and equipment | WLDFR | HFTD - Distribution - Tier 2 - 3QU CoRE ¦ 3QU LoRE | 2046 | 0.18425 | 0.015788 | 2.0229 | 0 | 2.0229 | 0.0098272 | 1.2591 | 0 | 1.2591 | 0.0223 | 2.8573 | 0 | 2.8573 | 0.023418 | 3.0005 | 0 | 3.0005 | 0.37271 | 0.23199 | 0.52645 | 0.55285 | 0.0223 | 0.0041088 | 2.8573 | 0.52645 | 0 | 0 | 2.8573 | 0.52645 | [11 empty] | WLDFR | HFTD - Distribution - Tier 2 - 2QU CoRE ¦ 2QU LoRE | Seismic - Non-Red Flag Warning - Catastrophic Fires | 2048 | 2.5842e-13 | 1.2921e-13 | 3.3225e-13 | 27464.7227 | 578.8407 | 17445.538 | 9440.3441 | 0 | 0 | 0 | 2.1526e-10 |  | 7.0974e-09 | 0 | 7.0974e-09 | 3.5487e-09 | 0 | 3.5487e-09 | 9.1252e-09 | 0 | 9.1252e-09 | [16 empty] | 7.3.1.3 Ignition probability mapping showing the probability of ignition along the electric lines and equipmentWLDFRAggregatedAggregated | WLDFR | HFTD - Distribution - Tier 2 - 2QU CoRE ¦ 3QU LoRE | Non-Red Flag Warning - Destructive Fires | Aggregated | Aggregated | 2024 | 4.3069e-06 | 0 | 948.5456 | 0.0040853 | 2024 | Mitigation | 0.08575 | 30 | 0 | esc | 0.0012005 | 5.1704e-09 | 0.00060025 | 2.5852e-09 | 0.0015435 | 6.6477e-09
[35 empty] | 7.3.1.3 Ignition probability mapping showing the probability of ignition along the electric lines and equipment | WLDFR | HFTD - Distribution - Tier 2 - 3QU CoRE ¦ 3QU LoRE | 2047 | 0.1722 | 0.015788 | 2.0229 | 0 | 2.0229 | 0.0098272 | 1.2591 | 0 | 1.2591 | 0.0223 | 2.8573 | 0 | 2.8573 | 0.023418 | 3.0005 | 0 | 3.0005 | 0.34833 | 0.21682 | 0.49201 | 0.51668 | 0.0223 | 0.00384 | 2.8573 | 0.49201 | 0 | 0 | 2.8573 | 0.49201 | [11 empty] | WLDFR | HFTD - Distribution - Tier 2 - 2QU CoRE ¦ 2QU LoRE | Seismic - Non-Red Flag Warning - Catastrophic Fires | 2049 | 2.5842e-13 | 1.2921e-13 | 3.3225e-13 | 27464.7227 | 578.8407 | 17445.538 | 9440.3441 | 0 | 0 | 0 | 2.1526e-10 |  | 7.0974e-09 | 0 | 7.0974e-09 | 3.5487e-09 | 0 | 3.5487e-09 | 9.1252e-09 | 0 | 9.1252e-09 | [16 empty] | 7.3.1.3 Ignition probability mapping showing the probability of ignition along the electric lines and equipmentWLDFRAggregatedAggregated | WLDFR | HFTD - Distribution - Tier 2 - 2QU CoRE ¦ 3QU LoRE | Non-Red Flag Warning - Destructive Fires | Aggregated | Aggregated | 2025 | 4.3069e-06 | 0 | 948.5456 | 0.0040853 | 2025 | Mitigation | 0.08575 | 30 | 0 | esc | 0.0012005 | 5.1704e-09 | 0.00060025 | 2.5852e-09 | 0.0015435 | 6.6477e-09
[35 empty] | 7.3.1.3 Ignition probability mapping showing the probability of ignition along the electric lines and equipment | WLDFR | HFTD - Distribution - Tier 2 - 3QU CoRE ¦ 3QU LoRE | 2048 | 0.16093 | 0.015788 | 2.1236 | 0 | 2.1236 | 0.0098272 | 1.3218 | 0 | 1.3218 | 0.0223 | 2.9995 | 0 | 2.9995 | 0.023418 | 3.1499 | 0 | 3.1499 | 0.34175 | 0.21272 | 0.48271 | 0.50692 | 0.0223 | 0.0035888 | 2.9995 | 0.48271 | 0 | 0 | 2.9995 | 0.48271 | [11 empty] | WLDFR | HFTD - Distribution - Tier 2 - 2QU CoRE ¦ 2QU LoRE | Seismic - Non-Red Flag Warning - Catastrophic Fires | 2050 | 0 | 1.2921e-13 | 3.3225e-13 | 27464.7227 | 578.8407 | 17445.538 | 9440.3441 | 0 | 0 | 0 | 2.1526e-10 |  | 0 | 0 | 0 | 3.5487e-09 | 0 | 3.5487e-09 | 9.1252e-09 | 0 | 9.1252e-09 | [16 empty] | 7.3.1.3 Ignition probability mapping showing the probability of ignition along the electric lines and equipmentWLDFRAggregatedAggregated | WLDFR | HFTD - Distribution - Tier 2 - 2QU CoRE ¦ 3QU LoRE | Non-Red Flag Warning - Destructive Fires | Aggregated | Aggregated | 2026 | 4.3069e-06 | 0 | 948.5456 | 0.0040853 | 2026 | Mitigation | 0.08575 | 30 | 0 | esc | 0.0012005 | 5.1704e-09 | 0.00060025 | 2.5852e-09 | 0.0015435 | 6.6477e-09
[35 empty] | 7.3.1.3 Ignition probability mapping showing the probability of ignition along the electric lines and equipment | WLDFR | HFTD - Distribution - Tier 2 - 3QU CoRE ¦ 3QU LoRE | 2049 | 0.1504 | 0.015788 | 2.1236 | 0 | 2.1236 | 0.0098272 | 1.3218 | 0 | 1.3218 | 0.0223 | 2.9995 | 0 | 2.9995 | 0.023418 | 3.1499 | 0 | 3.1499 | 0.31939 | 0.1988 | 0.45113 | 0.47375 | 0.0223 | 0.003354 | 2.9995 | 0.45113 | 0 | 0 | 2.9995 | 0.45113 | [11 empty] | WLDFR | HFTD - Distribution - Tier 2 - 2QU CoRE ¦ 2QU LoRE | Seismic - Non-Red Flag Warning - Catastrophic Fires | 2051 | 0 | 0 | 3.3225e-13 | 27464.7227 | 578.8407 | 17445.538 | 9440.3441 | 0 | 0 | 0 | 2.1526e-10 |  | 0 | 0 | 0 | 0 | 0 | 0 | 9.1252e-09 | 0 | 9.1252e-09 | [16 empty] | 7.3.1.3 Ignition probability mapping showing the probability of ignition along the electric lines and equipmentWLDFRAggregatedAggregated | WLDFR | HFTD - Distribution - Tier 2 - 2QU CoRE ¦ 3QU LoRE | Non-Red Flag Warning - Destructive Fires | Aggregated | Aggregated | 2027 | 4.3069e-06 | 0 | 948.5456 | 0.0040853 | 2027 | Mitigation | 0.08575 | 30 | 0 | esc | 0.0012005 | 5.1704e-09 | 0.00060025 | 2.5852e-09 | 0.0015435 | 6.6477e-09
[35 empty] | 7.3.1.3 Ignition probability mapping showing the probability of ignition along the electric lines and equipment | WLDFR | HFTD - Distribution - Tier 2 - 3QU CoRE ¦ 3QU LoRE | 2050 | 0.14056 | 0 | 0 | 0 | 0 | 0.0098272 | 1.3218 | 0 | 1.3218 | 0.0223 | 2.9995 | 0 | 2.9995 | 0.023418 | 3.1499 | 0 | 3.1499 | 0 | 0.1858 | 0.42162 | 0.44276 | 0.0223 | 0.0031346 | 2.9995 | 0.42162 | 0 | 0 | 2.9995 | 0.42162 | [11 empty] | WLDFR | HFTD - Distribution - Tier 2 - 2QU CoRE ¦ 2QU LoRE | Seismic - Red Flag Warning - Catastrophic Fires | 2020 | 1.1145e-11 | 0 | 0 | 21083.8428 | 409.2237 | 13469.0878 | 7205.5313 | 0 | 0 | 0 | 9.2838e-09 |  | 2.3498e-07 | 0 | 2.3498e-07 | 0 | 0 | 0 | 0 | 0 | 0 | [16 empty] | 7.3.1.3 Ignition probability mapping showing the probability of ignition along the electric lines and equipmentWLDFRAggregatedAggregated | WLDFR | HFTD - Distribution - Tier 2 - 2QU CoRE ¦ 3QU LoRE | Non-Red Flag Warning - Destructive Fires | Aggregated | Aggregated | 2028 | 4.3069e-06 | 0 | 948.5456 | 0.0040853 | 2028 | Mitigation | 0.08575 | 30 | 0 | esc | 0.0012005 | 5.1704e-09 | 0.00060025 | 2.5852e-09 | 0.0015435 | 6.6477e-09
[35 empty] | 7.3.1.3 Ignition probability mapping showing the probability of ignition along the electric lines and equipment | WLDFR | HFTD - Distribution - Tier 2 - 3QU CoRE ¦ 3QU LoRE | 2051 | 0.13137 | 0 | 0 | 0 | 0 | 0 | 0 | 0 | 0 | 0.0223 | 2.9995 | 0 | 2.9995 | 0.023418 | 3.1499 | 0 | 3.1499 | 0 | 0 | 0.39404 | 0.41379 | 0.0223 | 0.0029295 | 2.9995 | 0.39404 | 0 | 0 | 2.9995 | 0.39404 | [11 empty] | WLDFR | HFTD - Distribution - Tier 2 - 2QU CoRE ¦ 2QU LoRE | Seismic - Red Flag Warning - Catastrophic Fires | 2021 | 1.1145e-11 | 5.5726e-12 | 0 | 21083.8428 | 409.2237 | 13469.0878 | 7205.5313 | 0 | 0 | 0 | 9.2838e-09 |  | 2.3498e-07 | 0 | 2.3498e-07 | 1.1749e-07 | 0 | 1.1749e-07 | 0 | 0 | 0 | [16 empty] | 7.3.1.3 Ignition probability mapping showing the probability of ignition along the electric lines and equipmentWLDFRAggregatedAggregated | WLDFR | HFTD - Distribution - Tier 2 - 2QU CoRE ¦ 3QU LoRE | Non-Red Flag Warning - Destructive Fires | Aggregated | Aggregated | 2029 | 4.3069e-06 | 0 | 948.5456 | 0.0040853 | 2029 | Mitigation | 0.08575 | 30 | 0 | esc | 0.0012005 | 5.1704e-09 | 0.00060025 | 2.5852e-09 | 0.0015435 | 6.6477e-09
[35 empty] | 7.3.1.3 Ignition probability mapping showing the probability of ignition along the electric lines and equipment | WLDFR | HFTD - Distribution - Tier 2 - 3QU CoRE ¦ 3QU LoRE | 2052 | 0.12277 | 0 | 0 | 0 | 0 | 0 | 0 | 0 | 0 | 0 | 0 | 0 | 0 | 0.023418 | 3.1499 | 0 | 3.1499 | 0 | 0 | 0 | 0.38672 | 0 | 0 | 0 | 0 | 0 | 0 | 0 | 0 | [11 empty] | WLDFR | HFTD - Distribution - Tier 2 - 2QU CoRE ¦ 2QU LoRE | Seismic - Red Flag Warning - Catastrophic Fires | 2022 | 1.1145e-11 | 5.5726e-12 | 1.433e-11 | 21083.8428 | 409.2237 | 13469.0878 | 7205.5313 | 0 | 0 | 0 | 9.2838e-09 |  | 2.3498e-07 | 0 | 2.3498e-07 | 1.1749e-07 | 0 | 1.1749e-07 | 3.0212e-07 | 0 | 3.0212e-07 | [16 empty] | 7.3.1.3 Ignition probability mapping showing the probability of ignition along the electric lines and equipmentWLDFRAggregatedAggregated | WLDFR | HFTD - Distribution - Tier 2 - 2QU CoRE ¦ 3QU LoRE | Non-Red Flag Warning - Destructive Fires | Aggregated | Aggregated | 2030 | 4.3069e-06 | 0 | 948.5456 | 0.0040853 | 2030 | Mitigation | 0.08575 | 30 | 0 | esc | 0.0012005 | 5.1704e-09 | 0.00060025 | 2.5852e-09 | 0.0015435 | 6.6477e-09
[35 empty] | 7.3.1.3 Ignition probability mapping showing the probability of ignition along the electric lines and equipment | WLDFR | HFTD - Distribution - Tier 2 - 3QU CoRE ¦ 4QU LoRE | 2020 | 1 | 0.01142 | 1.2056 | 0 | 1.2056 | 0 | 0 | 0 | 0 | 0 | 0 | 0 | 0 | 0 | 0 | 0 | 0 | 1.2056 | 0 | 0 | 0 | 0 | 0 | 0 | 0 | 0 | 0 | 0 | 0 | [11 empty] | WLDFR | HFTD - Distribution - Tier 2 - 2QU CoRE ¦ 2QU LoRE | Seismic - Red Flag Warning - Catastrophic Fires | 2023 | 1.1145e-11 | 5.5726e-12 | 1.433e-11 | 21835.9781 | 428.6023 | 13939.561 | 7467.8148 | 0 | 0 | 0 | 9.2838e-09 |  | 2.4337e-07 | 0 | 2.4337e-07 | 1.2168e-07 | 0 | 1.2168e-07 | 3.129e-07 | 0 | 3.129e-07 | [16 empty] | 7.3.1.3 Ignition probability mapping showing the probability of ignition along the electric lines and equipmentWLDFRAggregatedAggregated | WLDFR | HFTD - Distribution - Tier 2 - 2QU CoRE ¦ 3QU LoRE | Non-Red Flag Warning - Destructive Fires | Aggregated | Aggregated | 2031 | 4.3069e-06 | 0 | 948.5456 | 0.0040853 | 2031 | Mitigation | 0.08575 | 30 | 0 | esc | 0.0012005 | 5.1704e-09 | 0.00060025 | 2.5852e-09 | 0.0015435 | 6.6477e-09
[35 empty] | 7.3.1.3 Ignition probability mapping showing the probability of ignition along the electric lines and equipment | WLDFR | HFTD - Distribution - Tier 2 - 3QU CoRE ¦ 4QU LoRE | 2021 | 1 | 0.01142 | 1.2056 | 0 | 1.2056 | 0.0071086 | 0.75044 | 0 | 0.75044 | 0 | 0 | 0 | 0 | 0 | 0 | 0 | 0 | 1.2056 | 0.75044 | 0 | 0 | 0 | 0 | 0 | 0 | 0 | 0 | 0 | 0 | [11 empty] | WLDFR | HFTD - Distribution - Tier 2 - 2QU CoRE ¦ 2QU LoRE | Seismic - Red Flag Warning - Catastrophic Fires | 2024 | 1.1145e-11 | 5.5726e-12 | 1.433e-11 | 21835.9781 | 428.6023 | 13939.561 | 7467.8148 | 0 | 0 | 0 | 9.2838e-09 |  | 2.4337e-07 | 0 | 2.4337e-07 | 1.2168e-07 | 0 | 1.2168e-07 | 3.129e-07 | 0 | 3.129e-07 | [16 empty] | 7.3.1.3 Ignition probability mapping showing the probability of ignition along the electric lines and equipmentWLDFRAggregatedAggregated | WLDFR | HFTD - Distribution - Tier 2 - 2QU CoRE ¦ 3QU LoRE | Non-Red Flag Warning - Destructive Fires | Aggregated | Aggregated | 2032 | 4.3069e-06 | 0 | 948.5456 | 0.0040853 | 2032 | Mitigation | 0.08575 | 30 | 0 | esc | 0.0012005 | 5.1704e-09 | 0.00060025 | 2.5852e-09 | 0.0015435 | 6.6477e-09
[35 empty] | 7.3.1.3 Ignition probability mapping showing the probability of ignition along the electric lines and equipment | WLDFR | HFTD - Distribution - Tier 2 - 3QU CoRE ¦ 4QU LoRE | 2022 | 0.93458 | 0.011331 | 1.1733 | 0 | 1.1733 | 0.0070532 | 0.73031 | 0 | 0.73031 | 0.015766 | 1.6324 | 0 | 1.6324 | 0 | 0 | 0 | 0 | 1.0965 | 0.68253 | 1.5256 | 0 | 0.015766 | 0.014734 | 1.6324 | 1.5256 | 0 | 0 | 1.6324 | 1.5256 | [11 empty] | WLDFR | HFTD - Distribution - Tier 2 - 2QU CoRE ¦ 2QU LoRE | Seismic - Red Flag Warning - Catastrophic Fires | 2025 | 1.1145e-11 | 5.5726e-12 | 1.433e-11 | 21835.9781 | 428.6023 | 13939.561 | 7467.8148 | 0 | 0 | 0 | 9.2838e-09 |  | 2.4337e-07 | 0 | 2.4337e-07 | 1.2168e-07 | 0 | 1.2168e-07 | 3.129e-07 | 0 | 3.129e-07 | [16 empty] | 7.3.1.3 Ignition probability mapping showing the probability of ignition along the electric lines and equipmentWLDFRAggregatedAggregated | WLDFR | HFTD - Distribution - Tier 2 - 2QU CoRE ¦ 3QU LoRE | Non-Red Flag Warning - Destructive Fires | Aggregated | Aggregated | 2033 | 4.3069e-06 | 0 | 948.5456 | 0.0040853 | 2033 | Mitigation | 0.08575 | 30 | 0 | esc | 0.0012005 | 5.1704e-09 | 0.00060025 | 2.5852e-09 | 0.0015435 | 6.6477e-09
[35 empty] | 7.3.1.3 Ignition probability mapping showing the probability of ignition along the electric lines and equipment | WLDFR | HFTD - Distribution - Tier 2 - 3QU CoRE ¦ 4QU LoRE | 2023 | 0.87344 | 0.011331 | 1.2163 | 0 | 1.2163 | 0.0070532 | 0.75707 | 0 | 0.75707 | 0.015766 | 1.6922 | 0 | 1.6922 | 0.016556 | 1.7771 | 0 | 1.7771 | 1.0623 | 0.66125 | 1.4781 | 1.5522 | 0.015766 | 0.01377 | 1.6922 | 1.4781 | 0 | 0 | 1.6922 | 1.4781 | [11 empty] | WLDFR | HFTD - Distribution - Tier 2 - 2QU CoRE ¦ 2QU LoRE | Seismic - Red Flag Warning - Catastrophic Fires | 2026 | 1.1145e-11 | 5.5726e-12 | 1.433e-11 | 21835.9781 | 428.6023 | 13939.561 | 7467.8148 | 0 | 0 | 0 | 9.2838e-09 |  | 2.4337e-07 | 0 | 2.4337e-07 | 1.2168e-07 | 0 | 1.2168e-07 | 3.129e-07 | 0 | 3.129e-07 | [16 empty] | 7.3.1.3 Ignition probability mapping showing the probability of ignition along the electric lines and equipmentWLDFRAggregatedAggregated | WLDFR | HFTD - Distribution - Tier 2 - 2QU CoRE ¦ 3QU LoRE | Non-Red Flag Warning - Destructive Fires | Aggregated | Aggregated | 2034 | 4.3069e-06 | 0 | 948.5456 | 0.0040853 | 2034 | Mitigation | 0.08575 | 30 | 0 | esc | 0.0012005 | 5.1704e-09 | 0.00060025 | 2.5852e-09 | 0.0015435 | 6.6477e-09
[35 empty] | 7.3.1.3 Ignition probability mapping showing the probability of ignition along the electric lines and equipment | WLDFR | HFTD - Distribution - Tier 2 - 3QU CoRE ¦ 4QU LoRE | 2024 | 0.8163 | 0.011331 | 1.2163 | 0 | 1.2163 | 0.0070532 | 0.75707 | 0 | 0.75707 | 0.015766 | 1.6922 | 0 | 1.6922 | 0.016556 | 1.7771 | 0 | 1.7771 | 0.99284 | 0.61799 | 1.3814 | 1.4506 | 0.015766 | 0.012869 | 1.6922 | 1.3814 | 0 | 0 | 1.6922 | 1.3814 | [11 empty] | WLDFR | HFTD - Distribution - Tier 2 - 2QU CoRE ¦ 2QU LoRE | Seismic - Red Flag Warning - Catastrophic Fires | 2027 | 1.1145e-11 | 5.5726e-12 | 1.433e-11 | 21835.9781 | 428.6023 | 13939.561 | 7467.8148 | 0 | 0 | 0 | 9.2838e-09 |  | 2.4337e-07 | 0 | 2.4337e-07 | 1.2168e-07 | 0 | 1.2168e-07 | 3.129e-07 | 0 | 3.129e-07 | [16 empty] | 7.3.1.3 Ignition probability mapping showing the probability of ignition along the electric lines and equipmentWLDFRAggregatedAggregated | WLDFR | HFTD - Distribution - Tier 2 - 2QU CoRE ¦ 3QU LoRE | Non-Red Flag Warning - Destructive Fires | Aggregated | Aggregated | 2035 | 4.3069e-06 | 0 | 948.5456 | 0.0040853 | 2035 | Mitigation | 0.08575 | 30 | 0 | esc | 0.0012005 | 5.1704e-09 | 0.00060025 | 2.5852e-09 | 0.0015435 | 6.6477e-09
[35 empty] | 7.3.1.3 Ignition probability mapping showing the probability of ignition along the electric lines and equipment | WLDFR | HFTD - Distribution - Tier 2 - 3QU CoRE ¦ 4QU LoRE | 2025 | 0.7629 | 0.011331 | 1.2163 | 0 | 1.2163 | 0.0070532 | 0.75707 | 0 | 0.75707 | 0.015766 | 1.6922 | 0 | 1.6922 | 0.016556 | 1.7771 | 0 | 1.7771 | 0.92788 | 0.57756 | 1.291 | 1.3557 | 0.015766 | 0.012028 | 1.6922 | 1.291 | 0 | 0 | 1.6922 | 1.291 | [11 empty] | WLDFR | HFTD - Distribution - Tier 2 - 2QU CoRE ¦ 2QU LoRE | Seismic - Red Flag Warning - Catastrophic Fires | 2028 | 1.1145e-11 | 5.5726e-12 | 1.433e-11 | 22783.187 | 453.261 | 14531.3357 | 7798.5904 | 0 | 0 | 0 | 9.2838e-09 |  | 2.5392e-07 | 0 | 2.5392e-07 | 1.2696e-07 | 0 | 1.2696e-07 | 3.2647e-07 | 0 | 3.2647e-07 | [16 empty] | 7.3.1.3 Ignition probability mapping showing the probability of ignition along the electric lines and equipmentWLDFRAggregatedAggregated | WLDFR | HFTD - Distribution - Tier 2 - 2QU CoRE ¦ 3QU LoRE | Non-Red Flag Warning - Destructive Fires | Aggregated | Aggregated | 2036 | 4.3069e-06 | 0 | 948.5456 | 0.0040853 | 2036 | Mitigation | 0.08575 | 30 | 0 | esc | 0.0012005 | 5.1704e-09 | 0.00060025 | 2.5852e-09 | 0.0015435 | 6.6477e-09
[35 empty] | 7.3.1.3 Ignition probability mapping showing the probability of ignition along the electric lines and equipment | WLDFR | HFTD - Distribution - Tier 2 - 3QU CoRE ¦ 4QU LoRE | 2026 | 0.71299 | 0.011331 | 1.2163 | 0 | 1.2163 | 0.0070532 | 0.75707 | 0 | 0.75707 | 0.015766 | 1.6922 | 0 | 1.6922 | 0.016556 | 1.7771 | 0 | 1.7771 | 0.86718 | 0.53978 | 1.2065 | 1.2671 | 0.015766 | 0.011241 | 1.6922 | 1.2065 | 0 | 0 | 1.6922 | 1.2065 | [11 empty] | WLDFR | HFTD - Distribution - Tier 2 - 2QU CoRE ¦ 2QU LoRE | Seismic - Red Flag Warning - Catastrophic Fires | 2029 | 1.1145e-11 | 5.5726e-12 | 1.433e-11 | 22783.187 | 453.261 | 14531.3357 | 7798.5904 | 0 | 0 | 0 | 9.2838e-09 |  | 2.5392e-07 | 0 | 2.5392e-07 | 1.2696e-07 | 0 | 1.2696e-07 | 3.2647e-07 | 0 | 3.2647e-07 | [16 empty] | 7.3.1.3 Ignition probability mapping showing the probability of ignition along the electric lines and equipmentWLDFRAggregatedAggregated | WLDFR | HFTD - Distribution - Tier 2 - 2QU CoRE ¦ 3QU LoRE | Non-Red Flag Warning - Destructive Fires | Aggregated | Aggregated | 2037 | 4.3069e-06 | 0 | 948.5456 | 0.0040853 | 2037 | Mitigation | 0.08575 | 30 | 0 | esc | 0.0012005 | 5.1704e-09 | 0.00060025 | 2.5852e-09 | 0.0015435 | 6.6477e-09
[35 empty] | 7.3.1.3 Ignition probability mapping showing the probability of ignition along the electric lines and equipment | WLDFR | HFTD - Distribution - Tier 2 - 3QU CoRE ¦ 4QU LoRE | 2027 | 0.66634 | 0.011331 | 1.2163 | 0 | 1.2163 | 0.0070532 | 0.75707 | 0 | 0.75707 | 0.015766 | 1.6922 | 0 | 1.6922 | 0.016556 | 1.7771 | 0 | 1.7771 | 0.81045 | 0.50447 | 1.1276 | 1.1842 | 0.015766 | 0.010505 | 1.6922 | 1.1276 | 0 | 0 | 1.6922 | 1.1276 | [11 empty] | WLDFR | HFTD - Distribution - Tier 2 - 2QU CoRE ¦ 2QU LoRE | Seismic - Red Flag Warning - Catastrophic Fires | 2030 | 1.1145e-11 | 5.5726e-12 | 1.433e-11 | 22783.187 | 453.261 | 14531.3357 | 7798.5904 | 0 | 0 | 0 | 9.2838e-09 |  | 2.5392e-07 | 0 | 2.5392e-07 | 1.2696e-07 | 0 | 1.2696e-07 | 3.2647e-07 | 0 | 3.2647e-07 | [16 empty] | 7.3.1.3 Ignition probability mapping showing the probability of ignition along the electric lines and equipmentWLDFRAggregatedAggregated | WLDFR | HFTD - Distribution - Tier 2 - 2QU CoRE ¦ 3QU LoRE | Non-Red Flag Warning - Destructive Fires | Aggregated | Aggregated | 2038 | 4.3069e-06 | 0 | 948.5456 | 0.0040853 | 2038 | Mitigation | 0.08575 | 30 | 0 | esc | 0.0012005 | 5.1704e-09 | 0.00060025 | 2.5852e-09 | 0.0015435 | 6.6477e-09
[35 empty] | 7.3.1.3 Ignition probability mapping showing the probability of ignition along the electric lines and equipment | WLDFR | HFTD - Distribution - Tier 2 - 3QU CoRE ¦ 4QU LoRE | 2028 | 0.62275 | 0.011331 | 1.2704 | 0 | 1.2704 | 0.0070532 | 0.79079 | 0 | 0.79079 | 0.015766 | 1.7676 | 0 | 1.7676 | 0.016556 | 1.8563 | 0 | 1.8563 | 0.79116 | 0.49246 | 1.1008 | 1.156 | 0.015766 | 0.009818 | 1.7676 | 1.1008 | 0 | 0 | 1.7676 | 1.1008 | [11 empty] | WLDFR | HFTD - Distribution - Tier 2 - 2QU CoRE ¦ 2QU LoRE | Seismic - Red Flag Warning - Catastrophic Fires | 2031 | 1.1145e-11 | 5.5726e-12 | 1.433e-11 | 22783.187 | 453.261 | 14531.3357 | 7798.5904 | 0 | 0 | 0 | 9.2838e-09 |  | 2.5392e-07 | 0 | 2.5392e-07 | 1.2696e-07 | 0 | 1.2696e-07 | 3.2647e-07 | 0 | 3.2647e-07 | [16 empty] | 7.3.1.3 Ignition probability mapping showing the probability of ignition along the electric lines and equipmentWLDFRAggregatedAggregated | WLDFR | HFTD - Distribution - Tier 2 - 2QU CoRE ¦ 3QU LoRE | Non-Red Flag Warning - Destructive Fires | Aggregated | Aggregated | 2039 | 4.3069e-06 | 0 | 948.5456 | 0.0040853 | 2039 | Mitigation | 0.08575 | 30 | 0 | esc | 0.0012005 | 5.1704e-09 | 0.00060025 | 2.5852e-09 | 0.0015435 | 6.6477e-09
[35 empty] | 7.3.1.3 Ignition probability mapping showing the probability of ignition along the electric lines and equipment | WLDFR | HFTD - Distribution - Tier 2 - 3QU CoRE ¦ 4QU LoRE | 2029 | 0.58201 | 0.011331 | 1.2704 | 0 | 1.2704 | 0.0070532 | 0.79079 | 0 | 0.79079 | 0.015766 | 1.7676 | 0 | 1.7676 | 0.016556 | 1.8563 | 0 | 1.8563 | 0.73941 | 0.46025 | 1.0288 | 1.0804 | 0.015766 | 0.0091757 | 1.7676 | 1.0288 | 0 | 0 | 1.7676 | 1.0288 | [11 empty] | WLDFR | HFTD - Distribution - Tier 2 - 2QU CoRE ¦ 2QU LoRE | Seismic - Red Flag Warning - Catastrophic Fires | 2032 | 1.1145e-11 | 5.5726e-12 | 1.433e-11 | 22783.187 | 453.261 | 14531.3357 | 7798.5904 | 0 | 0 | 0 | 9.2838e-09 |  | 2.5392e-07 | 0 | 2.5392e-07 | 1.2696e-07 | 0 | 1.2696e-07 | 3.2647e-07 | 0 | 3.2647e-07 | [16 empty] | 7.3.1.3 Ignition probability mapping showing the probability of ignition along the electric lines and equipmentWLDFRAggregatedAggregated | WLDFR | HFTD - Distribution - Tier 2 - 2QU CoRE ¦ 3QU LoRE | Non-Red Flag Warning - Destructive Fires | Aggregated | Aggregated | 2040 | 4.3069e-06 | 0 | 948.5456 | 0.0040853 | 2040 | Mitigation | 0.08575 | 30 | 0 | esc | 0.0012005 | 5.1704e-09 | 0.00060025 | 2.5852e-09 | 0.0015435 | 6.6477e-09
[35 empty] | 7.3.1.3 Ignition probability mapping showing the probability of ignition along the electric lines and equipment | WLDFR | HFTD - Distribution - Tier 2 - 3QU CoRE ¦ 4QU LoRE | 2030 | 0.54393 | 0.011331 | 1.2704 | 0 | 1.2704 | 0.0070532 | 0.79079 | 0 | 0.79079 | 0.015766 | 1.7676 | 0 | 1.7676 | 0.016556 | 1.8563 | 0 | 1.8563 | 0.69103 | 0.43014 | 0.96147 | 1.0097 | 0.015766 | 0.0085755 | 1.7676 | 0.96147 | 0 | 0 | 1.7676 | 0.96147 | [11 empty] | WLDFR | HFTD - Distribution - Tier 2 - 2QU CoRE ¦ 2QU LoRE | Seismic - Red Flag Warning - Catastrophic Fires | 2033 | 1.1145e-11 | 5.5726e-12 | 1.433e-11 | 23835.2641 | 480.9649 | 15187.7294 | 8166.5698 | 0 | 0 | 0 | 9.2838e-09 |  | 2.6565e-07 | 0 | 2.6565e-07 | 1.3282e-07 | 0 | 1.3282e-07 | 3.4155e-07 | 0 | 3.4155e-07 | [16 empty] | 7.3.1.3 Ignition probability mapping showing the probability of ignition along the electric lines and equipmentWLDFRAggregatedAggregated | WLDFR | HFTD - Distribution - Tier 2 - 2QU CoRE ¦ 3QU LoRE | Non-Red Flag Warning - Destructive Fires | Aggregated | Aggregated | 2041 | 4.3069e-06 | 0 | 948.5456 | 0.0040853 | 2041 | Mitigation | 0.08575 | 30 | 0 | esc | 0.0012005 | 5.1704e-09 | 0.00060025 | 2.5852e-09 | 0.0015435 | 6.6477e-09
[35 empty] | 7.3.1.3 Ignition probability mapping showing the probability of ignition along the electric lines and equipment | WLDFR | HFTD - Distribution - Tier 2 - 3QU CoRE ¦ 4QU LoRE | 2031 | 0.50835 | 0.011331 | 1.2704 | 0 | 1.2704 | 0.0070532 | 0.79079 | 0 | 0.79079 | 0.015766 | 1.7676 | 0 | 1.7676 | 0.016556 | 1.8563 | 0 | 1.8563 | 0.64583 | 0.402 | 0.89857 | 0.94363 | 0.015766 | 0.0080144 | 1.7676 | 0.89857 | 0 | 0 | 1.7676 | 0.89857 | [11 empty] | WLDFR | HFTD - Distribution - Tier 2 - 2QU CoRE ¦ 2QU LoRE | Seismic - Red Flag Warning - Catastrophic Fires | 2034 | 1.1145e-11 | 5.5726e-12 | 1.433e-11 | 23835.2641 | 480.9649 | 15187.7294 | 8166.5698 | 0 | 0 | 0 | 9.2838e-09 |  | 2.6565e-07 | 0 | 2.6565e-07 | 1.3282e-07 | 0 | 1.3282e-07 | 3.4155e-07 | 0 | 3.4155e-07 | [16 empty] | 7.3.1.3 Ignition probability mapping showing the probability of ignition along the electric lines and equipmentWLDFRAggregatedAggregated | WLDFR | HFTD - Distribution - Tier 2 - 2QU CoRE ¦ 3QU LoRE | Non-Red Flag Warning - Destructive Fires | Aggregated | Aggregated | 2042 | 4.3069e-06 | 0 | 948.5456 | 0.0040853 | 2042 | Mitigation | 0.08575 | 30 | 0 | esc | 0.0012005 | 5.1704e-09 | 0.00060025 | 2.5852e-09 | 0.0015435 | 6.6477e-09
[35 empty] | 7.3.1.3 Ignition probability mapping showing the probability of ignition along the electric lines and equipment | WLDFR | HFTD - Distribution - Tier 2 - 3QU CoRE ¦ 4QU LoRE | 2032 | 0.47509 | 0.011331 | 1.2704 | 0 | 1.2704 | 0.0070532 | 0.79079 | 0 | 0.79079 | 0.015766 | 1.7676 | 0 | 1.7676 | 0.016556 | 1.8563 | 0 | 1.8563 | 0.60358 | 0.3757 | 0.83978 | 0.88189 | 0.015766 | 0.0074901 | 1.7676 | 0.83978 | 0 | 0 | 1.7676 | 0.83978 | [11 empty] | WLDFR | HFTD - Distribution - Tier 2 - 2QU CoRE ¦ 2QU LoRE | Seismic - Red Flag Warning - Catastrophic Fires | 2035 | 1.1145e-11 | 5.5726e-12 | 1.433e-11 | 23835.2641 | 480.9649 | 15187.7294 | 8166.5698 | 0 | 0 | 0 | 9.2838e-09 |  | 2.6565e-07 | 0 | 2.6565e-07 | 1.3282e-07 | 0 | 1.3282e-07 | 3.4155e-07 | 0 | 3.4155e-07 | [16 empty] | 7.3.1.3 Ignition probability mapping showing the probability of ignition along the electric lines and equipmentWLDFRAggregatedAggregated | WLDFR | HFTD - Distribution - Tier 2 - 2QU CoRE ¦ 3QU LoRE | Non-Red Flag Warning - Destructive Fires | Aggregated | Aggregated | 2043 | 4.3069e-06 | 0 | 948.5456 | 0.0040853 | 2043 | Mitigation | 0.08575 | 30 | 0 | esc | 0.0012005 | 5.1704e-09 | 0.00060025 | 2.5852e-09 | 0.0015435 | 6.6477e-09
[35 empty] | 7.3.1.3 Ignition probability mapping showing the probability of ignition along the electric lines and equipment | WLDFR | HFTD - Distribution - Tier 2 - 3QU CoRE ¦ 4QU LoRE | 2033 | 0.44401 | 0.011331 | 1.3306 | 0 | 1.3306 | 0.0070532 | 0.82826 | 0 | 0.82826 | 0.015766 | 1.8514 | 0 | 1.8514 | 0.016556 | 1.9442 | 0 | 1.9442 | 0.59082 | 0.36776 | 0.82203 | 0.86325 | 0.015766 | 0.0070001 | 1.8514 | 0.82203 | 0 | 0 | 1.8514 | 0.82203 | [11 empty] | WLDFR | HFTD - Distribution - Tier 2 - 2QU CoRE ¦ 2QU LoRE | Seismic - Red Flag Warning - Catastrophic Fires | 2036 | 1.1145e-11 | 5.5726e-12 | 1.433e-11 | 23835.2641 | 480.9649 | 15187.7294 | 8166.5698 | 0 | 0 | 0 | 9.2838e-09 |  | 2.6565e-07 | 0 | 2.6565e-07 | 1.3282e-07 | 0 | 1.3282e-07 | 3.4155e-07 | 0 | 3.4155e-07 | [16 empty] | 7.3.1.3 Ignition probability mapping showing the probability of ignition along the electric lines and equipmentWLDFRAggregatedAggregated | WLDFR | HFTD - Distribution - Tier 2 - 2QU CoRE ¦ 3QU LoRE | Non-Red Flag Warning - Destructive Fires | Aggregated | Aggregated | 2044 | 4.3069e-06 | 0 | 948.5456 | 0.0040853 | 2044 | Mitigation | 0.08575 | 30 | 0 | esc | 0.0012005 | 5.1704e-09 | 0.00060025 | 2.5852e-09 | 0.0015435 | 6.6477e-09
[35 empty] | 7.3.1.3 Ignition probability mapping showing the probability of ignition along the electric lines and equipment | WLDFR | HFTD - Distribution - Tier 2 - 3QU CoRE ¦ 4QU LoRE | 2034 | 0.41496 | 0.011331 | 1.3306 | 0 | 1.3306 | 0.0070532 | 0.82826 | 0 | 0.82826 | 0.015766 | 1.8514 | 0 | 1.8514 | 0.016556 | 1.9442 | 0 | 1.9442 | 0.55217 | 0.3437 | 0.76826 | 0.80678 | 0.015766 | 0.0065422 | 1.8514 | 0.76826 | 0 | 0 | 1.8514 | 0.76826 | [11 empty] | WLDFR | HFTD - Distribution - Tier 2 - 2QU CoRE ¦ 2QU LoRE | Seismic - Red Flag Warning - Catastrophic Fires | 2037 | 1.1145e-11 | 5.5726e-12 | 1.433e-11 | 23835.2641 | 480.9649 | 15187.7294 | 8166.5698 | 0 | 0 | 0 | 9.2838e-09 |  | 2.6565e-07 | 0 | 2.6565e-07 | 1.3282e-07 | 0 | 1.3282e-07 | 3.4155e-07 | 0 | 3.4155e-07 | [16 empty] | 7.3.1.3 Ignition probability mapping showing the probability of ignition along the electric lines and equipmentWLDFRAggregatedAggregated | WLDFR | HFTD - Distribution - Tier 2 - 2QU CoRE ¦ 3QU LoRE | Non-Red Flag Warning - Destructive Fires | Aggregated | Aggregated | 2045 | 4.3069e-06 | 0 | 948.5456 | 0.0040853 | 2045 | Mitigation | 0.08575 | 30 | 0 | esc | 0.0012005 | 5.1704e-09 | 0.00060025 | 2.5852e-09 | 0.0015435 | 6.6477e-09
[35 empty] | 7.3.1.3 Ignition probability mapping showing the probability of ignition along the electric lines and equipment | WLDFR | HFTD - Distribution - Tier 2 - 3QU CoRE ¦ 4QU LoRE | 2035 | 0.38782 | 0.011331 | 1.3306 | 0 | 1.3306 | 0.0070532 | 0.82826 | 0 | 0.82826 | 0.015766 | 1.8514 | 0 | 1.8514 | 0.016556 | 1.9442 | 0 | 1.9442 | 0.51604 | 0.32121 | 0.718 | 0.754 | 0.015766 | 0.0061142 | 1.8514 | 0.718 | 0 | 0 | 1.8514 | 0.718 | [11 empty] | WLDFR | HFTD - Distribution - Tier 2 - 2QU CoRE ¦ 2QU LoRE | Seismic - Red Flag Warning - Catastrophic Fires | 2038 | 1.1145e-11 | 5.5726e-12 | 1.433e-11 | 24976.6418 | 511.3745 | 15898.8237 | 8566.4437 | 0 | 0 | 0 | 9.2838e-09 |  | 2.7837e-07 | 0 | 2.7837e-07 | 1.3919e-07 | 0 | 1.3919e-07 | 3.5791e-07 | 0 | 3.5791e-07 | [16 empty] | 7.3.1.3 Ignition probability mapping showing the probability of ignition along the electric lines and equipmentWLDFRAggregatedAggregated | WLDFR | HFTD - Distribution - Tier 2 - 2QU CoRE ¦ 3QU LoRE | Non-Red Flag Warning - Destructive Fires | Aggregated | Aggregated | 2046 | 4.3069e-06 | 0 | 948.5456 | 0.0040853 | 2046 | Mitigation | 0.08575 | 30 | 0 | esc | 0.0012005 | 5.1704e-09 | 0.00060025 | 2.5852e-09 | 0.0015435 | 6.6477e-09
[35 empty] | 7.3.1.3 Ignition probability mapping showing the probability of ignition along the electric lines and equipment | WLDFR | HFTD - Distribution - Tier 2 - 3QU CoRE ¦ 4QU LoRE | 2036 | 0.36245 | 0.011331 | 1.3306 | 0 | 1.3306 | 0.0070532 | 0.82826 | 0 | 0.82826 | 0.015766 | 1.8514 | 0 | 1.8514 | 0.016556 | 1.9442 | 0 | 1.9442 | 0.48228 | 0.3002 | 0.67102 | 0.70467 | 0.015766 | 0.0057142 | 1.8514 | 0.67102 | 0 | 0 | 1.8514 | 0.67102 | [11 empty] | WLDFR | HFTD - Distribution - Tier 2 - 2QU CoRE ¦ 2QU LoRE | Seismic - Red Flag Warning - Catastrophic Fires | 2039 | 1.1145e-11 | 5.5726e-12 | 1.433e-11 | 24976.6418 | 511.3745 | 15898.8237 | 8566.4437 | 0 | 0 | 0 | 9.2838e-09 |  | 2.7837e-07 | 0 | 2.7837e-07 | 1.3919e-07 | 0 | 1.3919e-07 | 3.5791e-07 | 0 | 3.5791e-07 | [16 empty] | 7.3.1.3 Ignition probability mapping showing the probability of ignition along the electric lines and equipmentWLDFRAggregatedAggregated | WLDFR | HFTD - Distribution - Tier 2 - 2QU CoRE ¦ 3QU LoRE | Non-Red Flag Warning - Destructive Fires | Aggregated | Aggregated | 2047 | 4.3069e-06 | 0 | 948.5456 | 0.0040853 | 2047 | Mitigation | 0.08575 | 30 | 0 | esc | 0.0012005 | 5.1704e-09 | 0.00060025 | 2.5852e-09 | 0.0015435 | 6.6477e-09
[35 empty] | 7.3.1.3 Ignition probability mapping showing the probability of ignition along the electric lines and equipment | WLDFR | HFTD - Distribution - Tier 2 - 3QU CoRE ¦ 4QU LoRE | 2037 | 0.33873 | 0.011331 | 1.3306 | 0 | 1.3306 | 0.0070532 | 0.82826 | 0 | 0.82826 | 0.015766 | 1.8514 | 0 | 1.8514 | 0.016556 | 1.9442 | 0 | 1.9442 | 0.45073 | 0.28056 | 0.62713 | 0.65857 | 0.015766 | 0.0053404 | 1.8514 | 0.62713 | 0 | 0 | 1.8514 | 0.62713 | [11 empty] | WLDFR | HFTD - Distribution - Tier 2 - 2QU CoRE ¦ 2QU LoRE | Seismic - Red Flag Warning - Catastrophic Fires | 2040 | 1.1145e-11 | 5.5726e-12 | 1.433e-11 | 24976.6418 | 511.3745 | 15898.8237 | 8566.4437 | 0 | 0 | 0 | 9.2838e-09 |  | 2.7837e-07 | 0 | 2.7837e-07 | 1.3919e-07 | 0 | 1.3919e-07 | 3.5791e-07 | 0 | 3.5791e-07 | [16 empty] | 7.3.1.3 Ignition probability mapping showing the probability of ignition along the electric lines and equipmentWLDFRAggregatedAggregated | WLDFR | HFTD - Distribution - Tier 2 - 2QU CoRE ¦ 3QU LoRE | Non-Red Flag Warning - Destructive Fires | Aggregated | Aggregated | 2048 | 4.3069e-06 | 0 | 948.5456 | 0.0040853 | 2048 | Mitigation | 0.08575 | 30 | 0 | esc | 0.0012005 | 5.1704e-09 | 0.00060025 | 2.5852e-09 | 0.0015435 | 6.6477e-09
[35 empty] | 7.3.1.3 Ignition probability mapping showing the probability of ignition along the electric lines and equipment | WLDFR | HFTD - Distribution - Tier 2 - 3QU CoRE ¦ 4QU LoRE | 2038 | 0.31657 | 0.011331 | 1.396 | 0 | 1.396 | 0.0070532 | 0.86894 | 0 | 0.86894 | 0.015766 | 1.9423 | 0 | 1.9423 | 0.016556 | 2.0397 | 0 | 2.0397 | 0.44193 | 0.27508 | 0.61488 | 0.64572 | 0.015766 | 0.004991 | 1.9423 | 0.61488 | 0 | 0 | 1.9423 | 0.61488 | [11 empty] | WLDFR | HFTD - Distribution - Tier 2 - 2QU CoRE ¦ 2QU LoRE | Seismic - Red Flag Warning - Catastrophic Fires | 2041 | 1.1145e-11 | 5.5726e-12 | 1.433e-11 | 24976.6418 | 511.3745 | 15898.8237 | 8566.4437 | 0 | 0 | 0 | 9.2838e-09 |  | 2.7837e-07 | 0 | 2.7837e-07 | 1.3919e-07 | 0 | 1.3919e-07 | 3.5791e-07 | 0 | 3.5791e-07 | [16 empty] | 7.3.1.3 Ignition probability mapping showing the probability of ignition along the electric lines and equipmentWLDFRAggregatedAggregated | WLDFR | HFTD - Distribution - Tier 2 - 2QU CoRE ¦ 3QU LoRE | Non-Red Flag Warning - Destructive Fires | Aggregated | Aggregated | 2049 | 4.3069e-06 | 0 | 948.5456 | 0.0040853 | 2049 | Mitigation | 0.08575 | 30 | 0 | esc | 0.0012005 | 5.1704e-09 | 0.00060025 | 2.5852e-09 | 0.0015435 | 6.6477e-09
[35 empty] | 7.3.1.3 Ignition probability mapping showing the probability of ignition along the electric lines and equipment | WLDFR | HFTD - Distribution - Tier 2 - 3QU CoRE ¦ 4QU LoRE | 2039 | 0.29586 | 0.011331 | 1.396 | 0 | 1.396 | 0.0070532 | 0.86894 | 0 | 0.86894 | 0.015766 | 1.9423 | 0 | 1.9423 | 0.016556 | 2.0397 | 0 | 2.0397 | 0.41302 | 0.25709 | 0.57466 | 0.60347 | 0.015766 | 0.0046645 | 1.9423 | 0.57466 | 0 | 0 | 1.9423 | 0.57466 | [11 empty] | WLDFR | HFTD - Distribution - Tier 2 - 2QU CoRE ¦ 2QU LoRE | Seismic - Red Flag Warning - Catastrophic Fires | 2042 | 1.1145e-11 | 5.5726e-12 | 1.433e-11 | 24976.6418 | 511.3745 | 15898.8237 | 8566.4437 | 0 | 0 | 0 | 9.2838e-09 |  | 2.7837e-07 | 0 | 2.7837e-07 | 1.3919e-07 | 0 | 1.3919e-07 | 3.5791e-07 | 0 | 3.5791e-07 | [16 empty] | 7.3.1.3 Ignition probability mapping showing the probability of ignition along the electric lines and equipmentWLDFRAggregatedAggregated | WLDFR | HFTD - Distribution - Tier 2 - 2QU CoRE ¦ 3QU LoRE | Non-Red Flag Warning - Destructive Fires | Aggregated | Aggregated | 2050 | 4.3069e-06 | 0 | 948.5456 | 0.0040853 | 2050 | Mitigation | 0.08575 | 30 | 0 | esc | 0 | 0 | 0.00060025 | 2.5852e-09 | 0.0015435 | 6.6477e-09
[35 empty] | 7.3.1.3 Ignition probability mapping showing the probability of ignition along the electric lines and equipment | WLDFR | HFTD - Distribution - Tier 2 - 3QU CoRE ¦ 4QU LoRE | 2040 | 0.27651 | 0.011331 | 1.396 | 0 | 1.396 | 0.0070532 | 0.86894 | 0 | 0.86894 | 0.015766 | 1.9423 | 0 | 1.9423 | 0.016556 | 2.0397 | 0 | 2.0397 | 0.386 | 0.24027 | 0.53706 | 0.56399 | 0.015766 | 0.0043593 | 1.9423 | 0.53706 | 0 | 0 | 1.9423 | 0.53706 | [11 empty] | WLDFR | HFTD - Distribution - Tier 2 - 2QU CoRE ¦ 2QU LoRE | Seismic - Red Flag Warning - Catastrophic Fires | 2043 | 1.1145e-11 | 5.5726e-12 | 1.433e-11 | 26191.7278 | 544.1291 | 16654.7414 | 8992.8573 | 0 | 0 | 0 | 9.2838e-09 |  | 2.9191e-07 | 0 | 2.9191e-07 | 1.4596e-07 | 0 | 1.4596e-07 | 3.7532e-07 | 0 | 3.7532e-07 | [16 empty] | 7.3.1.3 Ignition probability mapping showing the probability of ignition along the electric lines and equipmentWLDFRAggregatedAggregated | WLDFR | HFTD - Distribution - Tier 2 - 2QU CoRE ¦ 3QU LoRE | Non-Red Flag Warning - Destructive Fires | Aggregated | Aggregated | 2051 | 4.3069e-06 | 0 | 948.5456 | 0.0040853 | 2051 | Mitigation | 0.08575 | 30 | 0 | esc | 0 | 0 | 0 | 0 | 0.0015435 | 6.6477e-09
[35 empty] | 7.3.1.3 Ignition probability mapping showing the probability of ignition along the electric lines and equipment | WLDFR | HFTD - Distribution - Tier 2 - 3QU CoRE ¦ 4QU LoRE | 2041 | 0.25842 | 0.011331 | 1.396 | 0 | 1.396 | 0.0070532 | 0.86894 | 0 | 0.86894 | 0.015766 | 1.9423 | 0 | 1.9423 | 0.016556 | 2.0397 | 0 | 2.0397 | 0.36075 | 0.22455 | 0.50193 | 0.5271 | 0.015766 | 0.0040741 | 1.9423 | 0.50193 | 0 | 0 | 1.9423 | 0.50193 | [11 empty] | WLDFR | HFTD - Distribution - Tier 2 - 2QU CoRE ¦ 2QU LoRE | Seismic - Red Flag Warning - Catastrophic Fires | 2044 | 1.1145e-11 | 5.5726e-12 | 1.433e-11 | 26191.7278 | 544.1291 | 16654.7414 | 8992.8573 | 0 | 0 | 0 | 9.2838e-09 |  | 2.9191e-07 | 0 | 2.9191e-07 | 1.4596e-07 | 0 | 1.4596e-07 | 3.7532e-07 | 0 | 3.7532e-07 | [16 empty] | 7.3.1.3 Ignition probability mapping showing the probability of ignition along the electric lines and equipmentWLDFRAggregatedAggregated | WLDFR | HFTD - Distribution - Tier 2 - 2QU CoRE ¦ 3QU LoRE | Non-Red Flag Warning - Large Fires | Aggregated | Aggregated | 2021 | 3.8466e-05 | 0 | 948.5456 | 0.036487 | 2021 | Mitigation | 0.08575 | 30 | 0 | esc | 0.0012005 | 4.6178e-08 | 0.00060025 | 2.3089e-08 | 0 | 0
[35 empty] | 7.3.1.3 Ignition probability mapping showing the probability of ignition along the electric lines and equipment | WLDFR | HFTD - Distribution - Tier 2 - 3QU CoRE ¦ 4QU LoRE | 2042 | 0.24151 | 0.011331 | 1.396 | 0 | 1.396 | 0.0070532 | 0.86894 | 0 | 0.86894 | 0.015766 | 1.9423 | 0 | 1.9423 | 0.016556 | 2.0397 | 0 | 2.0397 | 0.33715 | 0.20986 | 0.46909 | 0.49261 | 0.015766 | 0.0038076 | 1.9423 | 0.46909 | 0 | 0 | 1.9423 | 0.46909 | [11 empty] | WLDFR | HFTD - Distribution - Tier 2 - 2QU CoRE ¦ 2QU LoRE | Seismic - Red Flag Warning - Catastrophic Fires | 2045 | 1.1145e-11 | 5.5726e-12 | 1.433e-11 | 26191.7278 | 544.1291 | 16654.7414 | 8992.8573 | 0 | 0 | 0 | 9.2838e-09 |  | 2.9191e-07 | 0 | 2.9191e-07 | 1.4596e-07 | 0 | 1.4596e-07 | 3.7532e-07 | 0 | 3.7532e-07 | [16 empty] | 7.3.1.3 Ignition probability mapping showing the probability of ignition along the electric lines and equipmentWLDFRAggregatedAggregated | WLDFR | HFTD - Distribution - Tier 2 - 2QU CoRE ¦ 3QU LoRE | Non-Red Flag Warning - Large Fires | Aggregated | Aggregated | 2022 | 3.8466e-05 | 0 | 948.5456 | 0.036487 | 2022 | Mitigation | 0.08575 | 30 | 0 | esc | 0.0012005 | 4.6178e-08 | 0.00060025 | 2.3089e-08 | 0.0015435 | 5.9372e-08
[35 empty] | 7.3.1.3 Ignition probability mapping showing the probability of ignition along the electric lines and equipment | WLDFR | HFTD - Distribution - Tier 2 - 3QU CoRE ¦ 4QU LoRE | 2043 | 0.22571 | 0.011331 | 1.4656 | 0 | 1.4656 | 0.0070532 | 0.91226 | 0 | 0.91226 | 0.015766 | 2.0391 | 0 | 2.0391 | 0.016556 | 2.1414 | 0 | 2.1414 | 0.3308 | 0.20591 | 0.46026 | 0.48334 | 0.015766 | 0.0035585 | 2.0391 | 0.46026 | 0 | 0 | 2.0391 | 0.46026 | [11 empty] | WLDFR | HFTD - Distribution - Tier 2 - 2QU CoRE ¦ 2QU LoRE | Seismic - Red Flag Warning - Catastrophic Fires | 2046 | 1.1145e-11 | 5.5726e-12 | 1.433e-11 | 26191.7278 | 544.1291 | 16654.7414 | 8992.8573 | 0 | 0 | 0 | 9.2838e-09 |  | 2.9191e-07 | 0 | 2.9191e-07 | 1.4596e-07 | 0 | 1.4596e-07 | 3.7532e-07 | 0 | 3.7532e-07 | [16 empty] | 7.3.1.3 Ignition probability mapping showing the probability of ignition along the electric lines and equipmentWLDFRAggregatedAggregated | WLDFR | HFTD - Distribution - Tier 2 - 2QU CoRE ¦ 3QU LoRE | Non-Red Flag Warning - Large Fires | Aggregated | Aggregated | 2023 | 3.8466e-05 | 0 | 948.5456 | 0.036487 | 2023 | Mitigation | 0.08575 | 30 | 0 | esc | 0.0012005 | 4.6178e-08 | 0.00060025 | 2.3089e-08 | 0.0015435 | 5.9372e-08
[35 empty] | 7.3.1.3 Ignition probability mapping showing the probability of ignition along the electric lines and equipment | WLDFR | HFTD - Distribution - Tier 2 - 3QU CoRE ¦ 4QU LoRE | 2044 | 0.21095 | 0.011331 | 1.4656 | 0 | 1.4656 | 0.0070532 | 0.91226 | 0 | 0.91226 | 0.015766 | 2.0391 | 0 | 2.0391 | 0.016556 | 2.1414 | 0 | 2.1414 | 0.30916 | 0.19244 | 0.43015 | 0.45172 | 0.015766 | 0.0033257 | 2.0391 | 0.43015 | 0 | 0 | 2.0391 | 0.43015 | [11 empty] | WLDFR | HFTD - Distribution - Tier 2 - 2QU CoRE ¦ 2QU LoRE | Seismic - Red Flag Warning - Catastrophic Fires | 2047 | 1.1145e-11 | 5.5726e-12 | 1.433e-11 | 26191.7278 | 544.1291 | 16654.7414 | 8992.8573 | 0 | 0 | 0 | 9.2838e-09 |  | 2.9191e-07 | 0 | 2.9191e-07 | 1.4596e-07 | 0 | 1.4596e-07 | 3.7532e-07 | 0 | 3.7532e-07 | [16 empty] | 7.3.1.3 Ignition probability mapping showing the probability of ignition along the electric lines and equipmentWLDFRAggregatedAggregated | WLDFR | HFTD - Distribution - Tier 2 - 2QU CoRE ¦ 3QU LoRE | Non-Red Flag Warning - Large Fires | Aggregated | Aggregated | 2024 | 3.8466e-05 | 0 | 948.5456 | 0.036487 | 2024 | Mitigation | 0.08575 | 30 | 0 | esc | 0.0012005 | 4.6178e-08 | 0.00060025 | 2.3089e-08 | 0.0015435 | 5.9372e-08
[35 empty] | 7.3.1.3 Ignition probability mapping showing the probability of ignition along the electric lines and equipment | WLDFR | HFTD - Distribution - Tier 2 - 3QU CoRE ¦ 4QU LoRE | 2045 | 0.19715 | 0.011331 | 1.4656 | 0 | 1.4656 | 0.0070532 | 0.91226 | 0 | 0.91226 | 0.015766 | 2.0391 | 0 | 2.0391 | 0.016556 | 2.1414 | 0 | 2.1414 | 0.28894 | 0.17985 | 0.40201 | 0.42217 | 0.015766 | 0.0031081 | 2.0391 | 0.40201 | 0 | 0 | 2.0391 | 0.40201 | [11 empty] | WLDFR | HFTD - Distribution - Tier 2 - 2QU CoRE ¦ 2QU LoRE | Seismic - Red Flag Warning - Catastrophic Fires | 2048 | 1.1145e-11 | 5.5726e-12 | 1.433e-11 | 27464.7227 | 578.8407 | 17445.538 | 9440.3441 | 0 | 0 | 0 | 9.2838e-09 |  | 3.061e-07 | 0 | 3.061e-07 | 1.5305e-07 | 0 | 1.5305e-07 | 3.9356e-07 | 0 | 3.9356e-07 | [16 empty] | 7.3.1.3 Ignition probability mapping showing the probability of ignition along the electric lines and equipmentWLDFRAggregatedAggregated | WLDFR | HFTD - Distribution - Tier 2 - 2QU CoRE ¦ 3QU LoRE | Non-Red Flag Warning - Large Fires | Aggregated | Aggregated | 2025 | 3.8466e-05 | 0 | 948.5456 | 0.036487 | 2025 | Mitigation | 0.08575 | 30 | 0 | esc | 0.0012005 | 4.6178e-08 | 0.00060025 | 2.3089e-08 | 0.0015435 | 5.9372e-08
[35 empty] | 7.3.1.3 Ignition probability mapping showing the probability of ignition along the electric lines and equipment | WLDFR | HFTD - Distribution - Tier 2 - 3QU CoRE ¦ 4QU LoRE | 2046 | 0.18425 | 0.011331 | 1.4656 | 0 | 1.4656 | 0.0070532 | 0.91226 | 0 | 0.91226 | 0.015766 | 2.0391 | 0 | 2.0391 | 0.016556 | 2.1414 | 0 | 2.1414 | 0.27003 | 0.16808 | 0.37571 | 0.39455 | 0.015766 | 0.0029048 | 2.0391 | 0.37571 | 0 | 0 | 2.0391 | 0.37571 | [11 empty] | WLDFR | HFTD - Distribution - Tier 2 - 2QU CoRE ¦ 2QU LoRE | Seismic - Red Flag Warning - Catastrophic Fires | 2049 | 1.1145e-11 | 5.5726e-12 | 1.433e-11 | 27464.7227 | 578.8407 | 17445.538 | 9440.3441 | 0 | 0 | 0 | 9.2838e-09 |  | 3.061e-07 | 0 | 3.061e-07 | 1.5305e-07 | 0 | 1.5305e-07 | 3.9356e-07 | 0 | 3.9356e-07 | [16 empty] | 7.3.1.3 Ignition probability mapping showing the probability of ignition along the electric lines and equipmentWLDFRAggregatedAggregated | WLDFR | HFTD - Distribution - Tier 2 - 2QU CoRE ¦ 3QU LoRE | Non-Red Flag Warning - Large Fires | Aggregated | Aggregated | 2026 | 3.8466e-05 | 0 | 948.5456 | 0.036487 | 2026 | Mitigation | 0.08575 | 30 | 0 | esc | 0.0012005 | 4.6178e-08 | 0.00060025 | 2.3089e-08 | 0.0015435 | 5.9372e-08
[35 empty] | 7.3.1.3 Ignition probability mapping showing the probability of ignition along the electric lines and equipment | WLDFR | HFTD - Distribution - Tier 2 - 3QU CoRE ¦ 4QU LoRE | 2047 | 0.1722 | 0.011331 | 1.4656 | 0 | 1.4656 | 0.0070532 | 0.91226 | 0 | 0.91226 | 0.015766 | 2.0391 | 0 | 2.0391 | 0.016556 | 2.1414 | 0 | 2.1414 | 0.25237 | 0.15709 | 0.35113 | 0.36874 | 0.015766 | 0.0027148 | 2.0391 | 0.35113 | 0 | 0 | 2.0391 | 0.35113 | [11 empty] | WLDFR | HFTD - Distribution - Tier 2 - 2QU CoRE ¦ 2QU LoRE | Seismic - Red Flag Warning - Catastrophic Fires | 2050 | 0 | 5.5726e-12 | 1.433e-11 | 27464.7227 | 578.8407 | 17445.538 | 9440.3441 | 0 | 0 | 0 | 9.2838e-09 |  | 0 | 0 | 0 | 1.5305e-07 | 0 | 1.5305e-07 | 3.9356e-07 | 0 | 3.9356e-07 | [16 empty] | 7.3.1.3 Ignition probability mapping showing the probability of ignition along the electric lines and equipmentWLDFRAggregatedAggregated | WLDFR | HFTD - Distribution - Tier 2 - 2QU CoRE ¦ 3QU LoRE | Non-Red Flag Warning - Large Fires | Aggregated | Aggregated | 2027 | 3.8466e-05 | 0 | 948.5456 | 0.036487 | 2027 | Mitigation | 0.08575 | 30 | 0 | esc | 0.0012005 | 4.6178e-08 | 0.00060025 | 2.3089e-08 | 0.0015435 | 5.9372e-08
[35 empty] | 7.3.1.3 Ignition probability mapping showing the probability of ignition along the electric lines and equipment | WLDFR | HFTD - Distribution - Tier 2 - 3QU CoRE ¦ 4QU LoRE | 2048 | 0.16093 | 0.011331 | 1.5386 | 0 | 1.5386 | 0.0070532 | 0.95768 | 0 | 0.95768 | 0.015766 | 2.1407 | 0 | 2.1407 | 0.016556 | 2.248 | 0 | 2.248 | 0.2476 | 0.15412 | 0.3445 | 0.36177 | 0.015766 | 0.0025372 | 2.1407 | 0.3445 | 0 | 0 | 2.1407 | 0.3445 | [11 empty] | WLDFR | HFTD - Distribution - Tier 2 - 2QU CoRE ¦ 2QU LoRE | Seismic - Red Flag Warning - Catastrophic Fires | 2051 | 0 | 0 | 1.433e-11 | 27464.7227 | 578.8407 | 17445.538 | 9440.3441 | 0 | 0 | 0 | 9.2838e-09 |  | 0 | 0 | 0 | 0 | 0 | 0 | 3.9356e-07 | 0 | 3.9356e-07 | [16 empty] | 7.3.1.3 Ignition probability mapping showing the probability of ignition along the electric lines and equipmentWLDFRAggregatedAggregated | WLDFR | HFTD - Distribution - Tier 2 - 2QU CoRE ¦ 3QU LoRE | Non-Red Flag Warning - Large Fires | Aggregated | Aggregated | 2028 | 3.8466e-05 | 0 | 948.5456 | 0.036487 | 2028 | Mitigation | 0.08575 | 30 | 0 | esc | 0.0012005 | 4.6178e-08 | 0.00060025 | 2.3089e-08 | 0.0015435 | 5.9372e-08
[35 empty] | 7.3.1.3 Ignition probability mapping showing the probability of ignition along the electric lines and equipment | WLDFR | HFTD - Distribution - Tier 2 - 3QU CoRE ¦ 4QU LoRE | 2049 | 0.1504 | 0.011331 | 1.5386 | 0 | 1.5386 | 0.0070532 | 0.95768 | 0 | 0.95768 | 0.015766 | 2.1407 | 0 | 2.1407 | 0.016556 | 2.248 | 0 | 2.248 | 0.2314 | 0.14404 | 0.32196 | 0.33811 | 0.015766 | 0.0023712 | 2.1407 | 0.32196 | 0 | 0 | 2.1407 | 0.32196 | [11 empty] | WLDFR | HFTD - Distribution - Tier 2 - 2QU CoRE ¦ 3QU LoRE | Non-Red Flag Warning - Catastrophic Fires | 2020 | 5.5336e-09 | 0 | 0 | 14146.1306 | 222.2294 | 8585.7228 | 5338.1784 | 0 | 0 | 0 | 4.6094e-06 |  | 7.8279e-05 | 0 | 7.8279e-05 | 0 | 0 | 0 | 0 | 0 | 0 | [16 empty] | 7.3.1.3 Ignition probability mapping showing the probability of ignition along the electric lines and equipmentWLDFRAggregatedAggregated | WLDFR | HFTD - Distribution - Tier 2 - 2QU CoRE ¦ 3QU LoRE | Non-Red Flag Warning - Large Fires | Aggregated | Aggregated | 2029 | 3.8466e-05 | 0 | 948.5456 | 0.036487 | 2029 | Mitigation | 0.08575 | 30 | 0 | esc | 0.0012005 | 4.6178e-08 | 0.00060025 | 2.3089e-08 | 0.0015435 | 5.9372e-08
[35 empty] | 7.3.1.3 Ignition probability mapping showing the probability of ignition along the electric lines and equipment | WLDFR | HFTD - Distribution - Tier 2 - 3QU CoRE ¦ 4QU LoRE | 2050 | 0.14056 | 0 | 0 | 0 | 0 | 0.0070532 | 0.95768 | 0 | 0.95768 | 0.015766 | 2.1407 | 0 | 2.1407 | 0.016556 | 2.248 | 0 | 2.248 | 0 | 0.13461 | 0.3009 | 0.31599 | 0.015766 | 0.0022161 | 2.1407 | 0.3009 | 0 | 0 | 2.1407 | 0.3009 | [11 empty] | WLDFR | HFTD - Distribution - Tier 2 - 2QU CoRE ¦ 3QU LoRE | Non-Red Flag Warning - Catastrophic Fires | 2021 | 5.5336e-09 | 2.7668e-09 | 0 | 14146.1306 | 222.2294 | 8585.7228 | 5338.1784 | 0 | 0 | 0 | 4.6094e-06 |  | 7.8279e-05 | 0 | 7.8279e-05 | 3.914e-05 | 0 | 3.914e-05 | 0 | 0 | 0 | [16 empty] | 7.3.1.3 Ignition probability mapping showing the probability of ignition along the electric lines and equipmentWLDFRAggregatedAggregated | WLDFR | HFTD - Distribution - Tier 2 - 2QU CoRE ¦ 3QU LoRE | Non-Red Flag Warning - Large Fires | Aggregated | Aggregated | 2030 | 3.8466e-05 | 0 | 948.5456 | 0.036487 | 2030 | Mitigation | 0.08575 | 30 | 0 | esc | 0.0012005 | 4.6178e-08 | 0.00060025 | 2.3089e-08 | 0.0015435 | 5.9372e-08
[35 empty] | 7.3.1.3 Ignition probability mapping showing the probability of ignition along the electric lines and equipment | WLDFR | HFTD - Distribution - Tier 2 - 3QU CoRE ¦ 4QU LoRE | 2051 | 0.13137 | 0 | 0 | 0 | 0 | 0 | 0 | 0 | 0 | 0.015766 | 2.1407 | 0 | 2.1407 | 0.016556 | 2.248 | 0 | 2.248 | 0 | 0 | 0.28121 | 0.29531 | 0.015766 | 0.0020711 | 2.1407 | 0.28121 | 0 | 0 | 2.1407 | 0.28121 | [11 empty] | WLDFR | HFTD - Distribution - Tier 2 - 2QU CoRE ¦ 3QU LoRE | Non-Red Flag Warning - Catastrophic Fires | 2022 | 5.5336e-09 | 2.7668e-09 | 7.1146e-09 | 14146.1306 | 222.2294 | 8585.7228 | 5338.1784 | 0 | 0 | 0 | 4.6094e-06 |  | 7.8279e-05 | 0 | 7.8279e-05 | 3.914e-05 | 0 | 3.914e-05 | 0.00010064 | 0 | 0.00010064 | [16 empty] | 7.3.1.3 Ignition probability mapping showing the probability of ignition along the electric lines and equipmentWLDFRAggregatedAggregated | WLDFR | HFTD - Distribution - Tier 2 - 2QU CoRE ¦ 3QU LoRE | Non-Red Flag Warning - Large Fires | Aggregated | Aggregated | 2031 | 3.8466e-05 | 0 | 948.5456 | 0.036487 | 2031 | Mitigation | 0.08575 | 30 | 0 | esc | 0.0012005 | 4.6178e-08 | 0.00060025 | 2.3089e-08 | 0.0015435 | 5.9372e-08
[35 empty] | 7.3.1.3 Ignition probability mapping showing the probability of ignition along the electric lines and equipment | WLDFR | HFTD - Distribution - Tier 2 - 3QU CoRE ¦ 4QU LoRE | 2052 | 0.12277 | 0 | 0 | 0 | 0 | 0 | 0 | 0 | 0 | 0 | 0 | 0 | 0 | 0.016556 | 2.248 | 0 | 2.248 | 0 | 0 | 0 | 0.27599 | 0 | 0 | 0 | 0 | 0 | 0 | 0 | 0 | [11 empty] | WLDFR | HFTD - Distribution - Tier 2 - 2QU CoRE ¦ 3QU LoRE | Non-Red Flag Warning - Catastrophic Fires | 2023 | 5.5336e-09 | 2.7668e-09 | 7.1146e-09 | 14664.6376 | 233.2301 | 8896.516 | 5534.8915 | 0 | 0 | 0 | 4.6094e-06 |  | 8.1148e-05 | 0 | 8.1148e-05 | 4.0574e-05 | 0 | 4.0574e-05 | 0.00010433 | 0 | 0.00010433 | [16 empty] | 7.3.1.3 Ignition probability mapping showing the probability of ignition along the electric lines and equipmentWLDFRAggregatedAggregated | WLDFR | HFTD - Distribution - Tier 2 - 2QU CoRE ¦ 3QU LoRE | Non-Red Flag Warning - Large Fires | Aggregated | Aggregated | 2032 | 3.8466e-05 | 0 | 948.5456 | 0.036487 | 2032 | Mitigation | 0.08575 | 30 | 0 | esc | 0.0012005 | 4.6178e-08 | 0.00060025 | 2.3089e-08 | 0.0015435 | 5.9372e-08
[35 empty] | 7.3.1.3 Ignition probability mapping showing the probability of ignition along the electric lines and equipment | WLDFR | HFTD - Distribution - Tier 2 - 3QU CoRE ¦ 5QU LoRE | 2020 | 1 | 0.0073257 | 0.80398 | 0 | 0.80398 | 0 | 0 | 0 | 0 | 0 | 0 | 0 | 0 | 0 | 0 | 0 | 0 | 0.80398 | 0 | 0 | 0 | 0 | 0 | 0 | 0 | 0 | 0 | 0 | 0 | [11 empty] | WLDFR | HFTD - Distribution - Tier 2 - 2QU CoRE ¦ 3QU LoRE | Non-Red Flag Warning - Catastrophic Fires | 2024 | 5.5336e-09 | 2.7668e-09 | 7.1146e-09 | 14664.6376 | 233.2301 | 8896.516 | 5534.8915 | 0 | 0 | 0 | 4.6094e-06 |  | 8.1148e-05 | 0 | 8.1148e-05 | 4.0574e-05 | 0 | 4.0574e-05 | 0.00010433 | 0 | 0.00010433 | [16 empty] | 7.3.1.3 Ignition probability mapping showing the probability of ignition along the electric lines and equipmentWLDFRAggregatedAggregated | WLDFR | HFTD - Distribution - Tier 2 - 2QU CoRE ¦ 3QU LoRE | Non-Red Flag Warning - Large Fires | Aggregated | Aggregated | 2033 | 3.8466e-05 | 0 | 948.5456 | 0.036487 | 2033 | Mitigation | 0.08575 | 30 | 0 | esc | 0.0012005 | 4.6178e-08 | 0.00060025 | 2.3089e-08 | 0.0015435 | 5.9372e-08
[35 empty] | 7.3.1.3 Ignition probability mapping showing the probability of ignition along the electric lines and equipment | WLDFR | HFTD - Distribution - Tier 2 - 3QU CoRE ¦ 5QU LoRE | 2021 | 1 | 0.0073257 | 0.80398 | 0 | 0.80398 | 0.0045599 | 0.50044 | 0 | 0.50044 | 0 | 0 | 0 | 0 | 0 | 0 | 0 | 0 | 0.80398 | 0.50044 | 0 | 0 | 0 | 0 | 0 | 0 | 0 | 0 | 0 | 0 | [11 empty] | WLDFR | HFTD - Distribution - Tier 2 - 2QU CoRE ¦ 3QU LoRE | Non-Red Flag Warning - Catastrophic Fires | 2025 | 5.5336e-09 | 2.7668e-09 | 7.1146e-09 | 14664.6376 | 233.2301 | 8896.516 | 5534.8915 | 0 | 0 | 0 | 4.6094e-06 |  | 8.1148e-05 | 0 | 8.1148e-05 | 4.0574e-05 | 0 | 4.0574e-05 | 0.00010433 | 0 | 0.00010433 | [16 empty] | 7.3.1.3 Ignition probability mapping showing the probability of ignition along the electric lines and equipmentWLDFRAggregatedAggregated | WLDFR | HFTD - Distribution - Tier 2 - 2QU CoRE ¦ 3QU LoRE | Non-Red Flag Warning - Large Fires | Aggregated | Aggregated | 2034 | 3.8466e-05 | 0 | 948.5456 | 0.036487 | 2034 | Mitigation | 0.08575 | 30 | 0 | esc | 0.0012005 | 4.6178e-08 | 0.00060025 | 2.3089e-08 | 0.0015435 | 5.9372e-08
[35 empty] | 7.3.1.3 Ignition probability mapping showing the probability of ignition along the electric lines and equipment | WLDFR | HFTD - Distribution - Tier 2 - 3QU CoRE ¦ 5QU LoRE | 2022 | 0.93458 | 0.0072233 | 0.78789 | 0 | 0.78789 | 0.0044962 | 0.49042 | 0 | 0.49042 | 0.010187 | 1.1111 | 0 | 1.1111 | 0 | 0 | 0 | 0 | 0.73634 | 0.45834 | 1.0385 | 0 | 0.010187 | 0.0095205 | 1.1111 | 1.0385 | 0 | 0 | 1.1111 | 1.0385 | [11 empty] | WLDFR | HFTD - Distribution - Tier 2 - 2QU CoRE ¦ 3QU LoRE | Non-Red Flag Warning - Catastrophic Fires | 2026 | 5.5336e-09 | 2.7668e-09 | 7.1146e-09 | 14664.6376 | 233.2301 | 8896.516 | 5534.8915 | 0 | 0 | 0 | 4.6094e-06 |  | 8.1148e-05 | 0 | 8.1148e-05 | 4.0574e-05 | 0 | 4.0574e-05 | 0.00010433 | 0 | 0.00010433 | [16 empty] | 7.3.1.3 Ignition probability mapping showing the probability of ignition along the electric lines and equipmentWLDFRAggregatedAggregated | WLDFR | HFTD - Distribution - Tier 2 - 2QU CoRE ¦ 3QU LoRE | Non-Red Flag Warning - Large Fires | Aggregated | Aggregated | 2035 | 3.8466e-05 | 0 | 948.5456 | 0.036487 | 2035 | Mitigation | 0.08575 | 30 | 0 | esc | 0.0012005 | 4.6178e-08 | 0.00060025 | 2.3089e-08 | 0.0015435 | 5.9372e-08
[35 empty] | 7.3.1.3 Ignition probability mapping showing the probability of ignition along the electric lines and equipment | WLDFR | HFTD - Distribution - Tier 2 - 3QU CoRE ¦ 5QU LoRE | 2023 | 0.87344 | 0.0072233 | 0.81676 | 0 | 0.81676 | 0.0044962 | 0.50839 | 0 | 0.50839 | 0.010187 | 1.1519 | 0 | 1.1519 | 0.010698 | 1.2096 | 0 | 1.2096 | 0.71339 | 0.44405 | 1.0061 | 1.0565 | 0.010187 | 0.0088977 | 1.1519 | 1.0061 | 0 | 0 | 1.1519 | 1.0061 | [11 empty] | WLDFR | HFTD - Distribution - Tier 2 - 2QU CoRE ¦ 3QU LoRE | Non-Red Flag Warning - Catastrophic Fires | 2027 | 5.5336e-09 | 2.7668e-09 | 7.1146e-09 | 14664.6376 | 233.2301 | 8896.516 | 5534.8915 | 0 | 0 | 0 | 4.6094e-06 |  | 8.1148e-05 | 0 | 8.1148e-05 | 4.0574e-05 | 0 | 4.0574e-05 | 0.00010433 | 0 | 0.00010433 | [16 empty] | 7.3.1.3 Ignition probability mapping showing the probability of ignition along the electric lines and equipmentWLDFRAggregatedAggregated | WLDFR | HFTD - Distribution - Tier 2 - 2QU CoRE ¦ 3QU LoRE | Non-Red Flag Warning - Large Fires | Aggregated | Aggregated | 2036 | 3.8466e-05 | 0 | 948.5456 | 0.036487 | 2036 | Mitigation | 0.08575 | 30 | 0 | esc | 0.0012005 | 4.6178e-08 | 0.00060025 | 2.3089e-08 | 0.0015435 | 5.9372e-08
[35 empty] | 7.3.1.3 Ignition probability mapping showing the probability of ignition along the electric lines and equipment | WLDFR | HFTD - Distribution - Tier 2 - 3QU CoRE ¦ 5QU LoRE | 2024 | 0.8163 | 0.0072233 | 0.81676 | 0 | 0.81676 | 0.0044962 | 0.50839 | 0 | 0.50839 | 0.010187 | 1.1519 | 0 | 1.1519 | 0.010698 | 1.2096 | 0 | 1.2096 | 0.66672 | 0.415 | 0.94026 | 0.98741 | 0.010187 | 0.0083156 | 1.1519 | 0.94026 | 0 | 0 | 1.1519 | 0.94026 | [11 empty] | WLDFR | HFTD - Distribution - Tier 2 - 2QU CoRE ¦ 3QU LoRE | Non-Red Flag Warning - Catastrophic Fires | 2028 | 5.5336e-09 | 2.7668e-09 | 7.1146e-09 | 15317.9909 | 247.273 | 9287.6491 | 5783.0689 | 0 | 0 | 0 | 4.6094e-06 |  | 8.4764e-05 | 0 | 8.4764e-05 | 4.2382e-05 | 0 | 4.2382e-05 | 0.00010898 | 0 | 0.00010898 | [16 empty] | 7.3.1.3 Ignition probability mapping showing the probability of ignition along the electric lines and equipmentWLDFRAggregatedAggregated | WLDFR | HFTD - Distribution - Tier 2 - 2QU CoRE ¦ 3QU LoRE | Non-Red Flag Warning - Large Fires | Aggregated | Aggregated | 2037 | 3.8466e-05 | 0 | 948.5456 | 0.036487 | 2037 | Mitigation | 0.08575 | 30 | 0 | esc | 0.0012005 | 4.6178e-08 | 0.00060025 | 2.3089e-08 | 0.0015435 | 5.9372e-08
[35 empty] | 7.3.1.3 Ignition probability mapping showing the probability of ignition along the electric lines and equipment | WLDFR | HFTD - Distribution - Tier 2 - 3QU CoRE ¦ 5QU LoRE | 2025 | 0.7629 | 0.0072233 | 0.81676 | 0 | 0.81676 | 0.0044962 | 0.50839 | 0 | 0.50839 | 0.010187 | 1.1519 | 0 | 1.1519 | 0.010698 | 1.2096 | 0 | 1.2096 | 0.6231 | 0.38785 | 0.87875 | 0.92281 | 0.010187 | 0.0077716 | 1.1519 | 0.87875 | 0 | 0 | 1.1519 | 0.87875 | [11 empty] | WLDFR | HFTD - Distribution - Tier 2 - 2QU CoRE ¦ 3QU LoRE | Non-Red Flag Warning - Catastrophic Fires | 2029 | 5.5336e-09 | 2.7668e-09 | 7.1146e-09 | 15317.9909 | 247.273 | 9287.6491 | 5783.0689 | 0 | 0 | 0 | 4.6094e-06 |  | 8.4764e-05 | 0 | 8.4764e-05 | 4.2382e-05 | 0 | 4.2382e-05 | 0.00010898 | 0 | 0.00010898 | [16 empty] | 7.3.1.3 Ignition probability mapping showing the probability of ignition along the electric lines and equipmentWLDFRAggregatedAggregated | WLDFR | HFTD - Distribution - Tier 2 - 2QU CoRE ¦ 3QU LoRE | Non-Red Flag Warning - Large Fires | Aggregated | Aggregated | 2038 | 3.8466e-05 | 0 | 948.5456 | 0.036487 | 2038 | Mitigation | 0.08575 | 30 | 0 | esc | 0.0012005 | 4.6178e-08 | 0.00060025 | 2.3089e-08 | 0.0015435 | 5.9372e-08
[35 empty] | 7.3.1.3 Ignition probability mapping showing the probability of ignition along the electric lines and equipment | WLDFR | HFTD - Distribution - Tier 2 - 3QU CoRE ¦ 5QU LoRE | 2026 | 0.71299 | 0.0072233 | 0.81676 | 0 | 0.81676 | 0.0044962 | 0.50839 | 0 | 0.50839 | 0.010187 | 1.1519 | 0 | 1.1519 | 0.010698 | 1.2096 | 0 | 1.2096 | 0.58234 | 0.36248 | 0.82126 | 0.86244 | 0.010187 | 0.0072631 | 1.1519 | 0.82126 | 0 | 0 | 1.1519 | 0.82126 | [11 empty] | WLDFR | HFTD - Distribution - Tier 2 - 2QU CoRE ¦ 3QU LoRE | Non-Red Flag Warning - Catastrophic Fires | 2030 | 5.5336e-09 | 2.7668e-09 | 7.1146e-09 | 15317.9909 | 247.273 | 9287.6491 | 5783.0689 | 0 | 0 | 0 | 4.6094e-06 |  | 8.4764e-05 | 0 | 8.4764e-05 | 4.2382e-05 | 0 | 4.2382e-05 | 0.00010898 | 0 | 0.00010898 | [16 empty] | 7.3.1.3 Ignition probability mapping showing the probability of ignition along the electric lines and equipmentWLDFRAggregatedAggregated | WLDFR | HFTD - Distribution - Tier 2 - 2QU CoRE ¦ 3QU LoRE | Non-Red Flag Warning - Large Fires | Aggregated | Aggregated | 2039 | 3.8466e-05 | 0 | 948.5456 | 0.036487 | 2039 | Mitigation | 0.08575 | 30 | 0 | esc | 0.0012005 | 4.6178e-08 | 0.00060025 | 2.3089e-08 | 0.0015435 | 5.9372e-08
[35 empty] | 7.3.1.3 Ignition probability mapping showing the probability of ignition along the electric lines and equipment | WLDFR | HFTD - Distribution - Tier 2 - 3QU CoRE ¦ 5QU LoRE | 2027 | 0.66634 | 0.0072233 | 0.81676 | 0 | 0.81676 | 0.0044962 | 0.50839 | 0 | 0.50839 | 0.010187 | 1.1519 | 0 | 1.1519 | 0.010698 | 1.2096 | 0 | 1.2096 | 0.54424 | 0.33876 | 0.76753 | 0.80602 | 0.010187 | 0.006788 | 1.1519 | 0.76753 | 0 | 0 | 1.1519 | 0.76753 | [11 empty] | WLDFR | HFTD - Distribution - Tier 2 - 2QU CoRE ¦ 3QU LoRE | Non-Red Flag Warning - Catastrophic Fires | 2031 | 5.5336e-09 | 2.7668e-09 | 7.1146e-09 | 15317.9909 | 247.273 | 9287.6491 | 5783.0689 | 0 | 0 | 0 | 4.6094e-06 |  | 8.4764e-05 | 0 | 8.4764e-05 | 4.2382e-05 | 0 | 4.2382e-05 | 0.00010898 | 0 | 0.00010898 | [16 empty] | 7.3.1.3 Ignition probability mapping showing the probability of ignition along the electric lines and equipmentWLDFRAggregatedAggregated | WLDFR | HFTD - Distribution - Tier 2 - 2QU CoRE ¦ 3QU LoRE | Non-Red Flag Warning - Large Fires | Aggregated | Aggregated | 2040 | 3.8466e-05 | 0 | 948.5456 | 0.036487 | 2040 | Mitigation | 0.08575 | 30 | 0 | esc | 0.0012005 | 4.6178e-08 | 0.00060025 | 2.3089e-08 | 0.0015435 | 5.9372e-08
[35 empty] | 7.3.1.3 Ignition probability mapping showing the probability of ignition along the electric lines and equipment | WLDFR | HFTD - Distribution - Tier 2 - 3QU CoRE ¦ 5QU LoRE | 2028 | 0.62275 | 0.0072233 | 0.85313 | 0 | 0.85313 | 0.0044962 | 0.53103 | 0 | 0.53103 | 0.010187 | 1.2032 | 0 | 1.2032 | 0.010698 | 1.2635 | 0 | 1.2635 | 0.53129 | 0.3307 | 0.74927 | 0.78684 | 0.010187 | 0.0063439 | 1.2032 | 0.74927 | 0 | 0 | 1.2032 | 0.74927 | [11 empty] | WLDFR | HFTD - Distribution - Tier 2 - 2QU CoRE ¦ 3QU LoRE | Non-Red Flag Warning - Catastrophic Fires | 2032 | 5.5336e-09 | 2.7668e-09 | 7.1146e-09 | 15317.9909 | 247.273 | 9287.6491 | 5783.0689 | 0 | 0 | 0 | 4.6094e-06 |  | 8.4764e-05 | 0 | 8.4764e-05 | 4.2382e-05 | 0 | 4.2382e-05 | 0.00010898 | 0 | 0.00010898 | [16 empty] | 7.3.1.3 Ignition probability mapping showing the probability of ignition along the electric lines and equipmentWLDFRAggregatedAggregated | WLDFR | HFTD - Distribution - Tier 2 - 2QU CoRE ¦ 3QU LoRE | Non-Red Flag Warning - Large Fires | Aggregated | Aggregated | 2041 | 3.8466e-05 | 0 | 948.5456 | 0.036487 | 2041 | Mitigation | 0.08575 | 30 | 0 | esc | 0.0012005 | 4.6178e-08 | 0.00060025 | 2.3089e-08 | 0.0015435 | 5.9372e-08
[35 empty] | 7.3.1.3 Ignition probability mapping showing the probability of ignition along the electric lines and equipment | WLDFR | HFTD - Distribution - Tier 2 - 3QU CoRE ¦ 5QU LoRE | 2029 | 0.58201 | 0.0072233 | 0.85313 | 0 | 0.85313 | 0.0044962 | 0.53103 | 0 | 0.53103 | 0.010187 | 1.2032 | 0 | 1.2032 | 0.010698 | 1.2635 | 0 | 1.2635 | 0.49653 | 0.30907 | 0.70025 | 0.73536 | 0.010187 | 0.0059289 | 1.2032 | 0.70025 | 0 | 0 | 1.2032 | 0.70025 | [11 empty] | WLDFR | HFTD - Distribution - Tier 2 - 2QU CoRE ¦ 3QU LoRE | Non-Red Flag Warning - Catastrophic Fires | 2033 | 5.5336e-09 | 2.7668e-09 | 7.1146e-09 | 16044.1264 | 263.1074 | 9721.74 | 6059.2791 | 0 | 0 | 0 | 4.6094e-06 |  | 8.8782e-05 | 0 | 8.8782e-05 | 4.4391e-05 | 0 | 4.4391e-05 | 0.00011415 | 0 | 0.00011415 | [16 empty] | 7.3.1.3 Ignition probability mapping showing the probability of ignition along the electric lines and equipmentWLDFRAggregatedAggregated | WLDFR | HFTD - Distribution - Tier 2 - 2QU CoRE ¦ 3QU LoRE | Non-Red Flag Warning - Large Fires | Aggregated | Aggregated | 2042 | 3.8466e-05 | 0 | 948.5456 | 0.036487 | 2042 | Mitigation | 0.08575 | 30 | 0 | esc | 0.0012005 | 4.6178e-08 | 0.00060025 | 2.3089e-08 | 0.0015435 | 5.9372e-08
[35 empty] | 7.3.1.3 Ignition probability mapping showing the probability of ignition along the electric lines and equipment | WLDFR | HFTD - Distribution - Tier 2 - 3QU CoRE ¦ 5QU LoRE | 2030 | 0.54393 | 0.0072233 | 0.85313 | 0 | 0.85313 | 0.0044962 | 0.53103 | 0 | 0.53103 | 0.010187 | 1.2032 | 0 | 1.2032 | 0.010698 | 1.2635 | 0 | 1.2635 | 0.46405 | 0.28885 | 0.65444 | 0.68725 | 0.010187 | 0.005541 | 1.2032 | 0.65444 | 0 | 0 | 1.2032 | 0.65444 | [11 empty] | WLDFR | HFTD - Distribution - Tier 2 - 2QU CoRE ¦ 3QU LoRE | Non-Red Flag Warning - Catastrophic Fires | 2034 | 5.5336e-09 | 2.7668e-09 | 7.1146e-09 | 16044.1264 | 263.1074 | 9721.74 | 6059.2791 | 0 | 0 | 0 | 4.6094e-06 |  | 8.8782e-05 | 0 | 8.8782e-05 | 4.4391e-05 | 0 | 4.4391e-05 | 0.00011415 | 0 | 0.00011415 | [16 empty] | 7.3.1.3 Ignition probability mapping showing the probability of ignition along the electric lines and equipmentWLDFRAggregatedAggregated | WLDFR | HFTD - Distribution - Tier 2 - 2QU CoRE ¦ 3QU LoRE | Non-Red Flag Warning - Large Fires | Aggregated | Aggregated | 2043 | 3.8466e-05 | 0 | 948.5456 | 0.036487 | 2043 | Mitigation | 0.08575 | 30 | 0 | esc | 0.0012005 | 4.6178e-08 | 0.00060025 | 2.3089e-08 | 0.0015435 | 5.9372e-08
[35 empty] | 7.3.1.3 Ignition probability mapping showing the probability of ignition along the electric lines and equipment | WLDFR | HFTD - Distribution - Tier 2 - 3QU CoRE ¦ 5QU LoRE | 2031 | 0.50835 | 0.0072233 | 0.85313 | 0 | 0.85313 | 0.0044962 | 0.53103 | 0 | 0.53103 | 0.010187 | 1.2032 | 0 | 1.2032 | 0.010698 | 1.2635 | 0 | 1.2635 | 0.43369 | 0.26995 | 0.61162 | 0.64229 | 0.010187 | 0.0051785 | 1.2032 | 0.61162 | 0 | 0 | 1.2032 | 0.61162 | [11 empty] | WLDFR | HFTD - Distribution - Tier 2 - 2QU CoRE ¦ 3QU LoRE | Non-Red Flag Warning - Catastrophic Fires | 2035 | 5.5336e-09 | 2.7668e-09 | 7.1146e-09 | 16044.1264 | 263.1074 | 9721.74 | 6059.2791 | 0 | 0 | 0 | 4.6094e-06 |  | 8.8782e-05 | 0 | 8.8782e-05 | 4.4391e-05 | 0 | 4.4391e-05 | 0.00011415 | 0 | 0.00011415 | [16 empty] | 7.3.1.3 Ignition probability mapping showing the probability of ignition along the electric lines and equipmentWLDFRAggregatedAggregated | WLDFR | HFTD - Distribution - Tier 2 - 2QU CoRE ¦ 3QU LoRE | Non-Red Flag Warning - Large Fires | Aggregated | Aggregated | 2044 | 3.8466e-05 | 0 | 948.5456 | 0.036487 | 2044 | Mitigation | 0.08575 | 30 | 0 | esc | 0.0012005 | 4.6178e-08 | 0.00060025 | 2.3089e-08 | 0.0015435 | 5.9372e-08
[35 empty] | 7.3.1.3 Ignition probability mapping showing the probability of ignition along the electric lines and equipment | WLDFR | HFTD - Distribution - Tier 2 - 3QU CoRE ¦ 5QU LoRE | 2032 | 0.47509 | 0.0072233 | 0.85313 | 0 | 0.85313 | 0.0044962 | 0.53103 | 0 | 0.53103 | 0.010187 | 1.2032 | 0 | 1.2032 | 0.010698 | 1.2635 | 0 | 1.2635 | 0.40532 | 0.25229 | 0.57161 | 0.60027 | 0.010187 | 0.0048397 | 1.2032 | 0.57161 | 0 | 0 | 1.2032 | 0.57161 | [11 empty] | WLDFR | HFTD - Distribution - Tier 2 - 2QU CoRE ¦ 3QU LoRE | Non-Red Flag Warning - Catastrophic Fires | 2036 | 5.5336e-09 | 2.7668e-09 | 7.1146e-09 | 16044.1264 | 263.1074 | 9721.74 | 6059.2791 | 0 | 0 | 0 | 4.6094e-06 |  | 8.8782e-05 | 0 | 8.8782e-05 | 4.4391e-05 | 0 | 4.4391e-05 | 0.00011415 | 0 | 0.00011415 | [16 empty] | 7.3.1.3 Ignition probability mapping showing the probability of ignition along the electric lines and equipmentWLDFRAggregatedAggregated | WLDFR | HFTD - Distribution - Tier 2 - 2QU CoRE ¦ 3QU LoRE | Non-Red Flag Warning - Large Fires | Aggregated | Aggregated | 2045 | 3.8466e-05 | 0 | 948.5456 | 0.036487 | 2045 | Mitigation | 0.08575 | 30 | 0 | esc | 0.0012005 | 4.6178e-08 | 0.00060025 | 2.3089e-08 | 0.0015435 | 5.9372e-08
[35 empty] | 7.3.1.3 Ignition probability mapping showing the probability of ignition along the electric lines and equipment | WLDFR | HFTD - Distribution - Tier 2 - 3QU CoRE ¦ 5QU LoRE | 2033 | 0.44401 | 0.0072233 | 0.89356 | 0 | 0.89356 | 0.0044962 | 0.5562 | 0 | 0.5562 | 0.010187 | 1.2602 | 0 | 1.2602 | 0.010698 | 1.3234 | 0 | 1.3234 | 0.39675 | 0.24696 | 0.55953 | 0.58759 | 0.010187 | 0.0045231 | 1.2602 | 0.55953 | 0 | 0 | 1.2602 | 0.55953 | [11 empty] | WLDFR | HFTD - Distribution - Tier 2 - 2QU CoRE ¦ 3QU LoRE | Non-Red Flag Warning - Catastrophic Fires | 2037 | 5.5336e-09 | 2.7668e-09 | 7.1146e-09 | 16044.1264 | 263.1074 | 9721.74 | 6059.2791 | 0 | 0 | 0 | 4.6094e-06 |  | 8.8782e-05 | 0 | 8.8782e-05 | 4.4391e-05 | 0 | 4.4391e-05 | 0.00011415 | 0 | 0.00011415 | [16 empty] | 7.3.1.3 Ignition probability mapping showing the probability of ignition along the electric lines and equipmentWLDFRAggregatedAggregated | WLDFR | HFTD - Distribution - Tier 2 - 2QU CoRE ¦ 3QU LoRE | Non-Red Flag Warning - Large Fires | Aggregated | Aggregated | 2046 | 3.8466e-05 | 0 | 948.5456 | 0.036487 | 2046 | Mitigation | 0.08575 | 30 | 0 | esc | 0.0012005 | 4.6178e-08 | 0.00060025 | 2.3089e-08 | 0.0015435 | 5.9372e-08
[35 empty] | 7.3.1.3 Ignition probability mapping showing the probability of ignition along the electric lines and equipment | WLDFR | HFTD - Distribution - Tier 2 - 3QU CoRE ¦ 5QU LoRE | 2034 | 0.41496 | 0.0072233 | 0.89356 | 0 | 0.89356 | 0.0044962 | 0.5562 | 0 | 0.5562 | 0.010187 | 1.2602 | 0 | 1.2602 | 0.010698 | 1.3234 | 0 | 1.3234 | 0.37079 | 0.2308 | 0.52293 | 0.54915 | 0.010187 | 0.0042272 | 1.2602 | 0.52293 | 0 | 0 | 1.2602 | 0.52293 | [11 empty] | WLDFR | HFTD - Distribution - Tier 2 - 2QU CoRE ¦ 3QU LoRE | Non-Red Flag Warning - Catastrophic Fires | 2038 | 5.5336e-09 | 2.7668e-09 | 7.1146e-09 | 16832.3912 | 280.5544 | 10192.2718 | 6359.5651 | 0 | 0 | 0 | 4.6094e-06 |  | 9.3144e-05 | 0 | 9.3144e-05 | 4.6572e-05 | 0 | 4.6572e-05 | 0.00011976 | 0 | 0.00011976 | [16 empty] | 7.3.1.3 Ignition probability mapping showing the probability of ignition along the electric lines and equipmentWLDFRAggregatedAggregated | WLDFR | HFTD - Distribution - Tier 2 - 2QU CoRE ¦ 3QU LoRE | Non-Red Flag Warning - Large Fires | Aggregated | Aggregated | 2047 | 3.8466e-05 | 0 | 948.5456 | 0.036487 | 2047 | Mitigation | 0.08575 | 30 | 0 | esc | 0.0012005 | 4.6178e-08 | 0.00060025 | 2.3089e-08 | 0.0015435 | 5.9372e-08
[35 empty] | 7.3.1.3 Ignition probability mapping showing the probability of ignition along the electric lines and equipment | WLDFR | HFTD - Distribution - Tier 2 - 3QU CoRE ¦ 5QU LoRE | 2035 | 0.38782 | 0.0072233 | 0.89356 | 0 | 0.89356 | 0.0044962 | 0.5562 | 0 | 0.5562 | 0.010187 | 1.2602 | 0 | 1.2602 | 0.010698 | 1.3234 | 0 | 1.3234 | 0.34654 | 0.2157 | 0.48872 | 0.51322 | 0.010187 | 0.0039507 | 1.2602 | 0.48872 | 0 | 0 | 1.2602 | 0.48872 | [11 empty] | WLDFR | HFTD - Distribution - Tier 2 - 2QU CoRE ¦ 3QU LoRE | Non-Red Flag Warning - Catastrophic Fires | 2039 | 5.5336e-09 | 2.7668e-09 | 7.1146e-09 | 16832.3912 | 280.5544 | 10192.2718 | 6359.5651 | 0 | 0 | 0 | 4.6094e-06 |  | 9.3144e-05 | 0 | 9.3144e-05 | 4.6572e-05 | 0 | 4.6572e-05 | 0.00011976 | 0 | 0.00011976 | [16 empty] | 7.3.1.3 Ignition probability mapping showing the probability of ignition along the electric lines and equipmentWLDFRAggregatedAggregated | WLDFR | HFTD - Distribution - Tier 2 - 2QU CoRE ¦ 3QU LoRE | Non-Red Flag Warning - Large Fires | Aggregated | Aggregated | 2048 | 3.8466e-05 | 0 | 948.5456 | 0.036487 | 2048 | Mitigation | 0.08575 | 30 | 0 | esc | 0.0012005 | 4.6178e-08 | 0.00060025 | 2.3089e-08 | 0.0015435 | 5.9372e-08
[35 empty] | 7.3.1.3 Ignition probability mapping showing the probability of ignition along the electric lines and equipment | WLDFR | HFTD - Distribution - Tier 2 - 3QU CoRE ¦ 5QU LoRE | 2036 | 0.36245 | 0.0072233 | 0.89356 | 0 | 0.89356 | 0.0044962 | 0.5562 | 0 | 0.5562 | 0.010187 | 1.2602 | 0 | 1.2602 | 0.010698 | 1.3234 | 0 | 1.3234 | 0.32387 | 0.20159 | 0.45674 | 0.47965 | 0.010187 | 0.0036922 | 1.2602 | 0.45674 | 0 | 0 | 1.2602 | 0.45674 | [11 empty] | WLDFR | HFTD - Distribution - Tier 2 - 2QU CoRE ¦ 3QU LoRE | Non-Red Flag Warning - Catastrophic Fires | 2040 | 5.5336e-09 | 2.7668e-09 | 7.1146e-09 | 16832.3912 | 280.5544 | 10192.2718 | 6359.5651 | 0 | 0 | 0 | 4.6094e-06 |  | 9.3144e-05 | 0 | 9.3144e-05 | 4.6572e-05 | 0 | 4.6572e-05 | 0.00011976 | 0 | 0.00011976 | [16 empty] | 7.3.1.3 Ignition probability mapping showing the probability of ignition along the electric lines and equipmentWLDFRAggregatedAggregated | WLDFR | HFTD - Distribution - Tier 2 - 2QU CoRE ¦ 3QU LoRE | Non-Red Flag Warning - Large Fires | Aggregated | Aggregated | 2049 | 3.8466e-05 | 0 | 948.5456 | 0.036487 | 2049 | Mitigation | 0.08575 | 30 | 0 | esc | 0.0012005 | 4.6178e-08 | 0.00060025 | 2.3089e-08 | 0.0015435 | 5.9372e-08
[35 empty] | 7.3.1.3 Ignition probability mapping showing the probability of ignition along the electric lines and equipment | WLDFR | HFTD - Distribution - Tier 2 - 3QU CoRE ¦ 5QU LoRE | 2037 | 0.33873 | 0.0072233 | 0.89356 | 0 | 0.89356 | 0.0044962 | 0.5562 | 0 | 0.5562 | 0.010187 | 1.2602 | 0 | 1.2602 | 0.010698 | 1.3234 | 0 | 1.3234 | 0.30268 | 0.1884 | 0.42686 | 0.44827 | 0.010187 | 0.0034507 | 1.2602 | 0.42686 | 0 | 0 | 1.2602 | 0.42686 | [11 empty] | WLDFR | HFTD - Distribution - Tier 2 - 2QU CoRE ¦ 3QU LoRE | Non-Red Flag Warning - Catastrophic Fires | 2041 | 5.5336e-09 | 2.7668e-09 | 7.1146e-09 | 16832.3912 | 280.5544 | 10192.2718 | 6359.5651 | 0 | 0 | 0 | 4.6094e-06 |  | 9.3144e-05 | 0 | 9.3144e-05 | 4.6572e-05 | 0 | 4.6572e-05 | 0.00011976 | 0 | 0.00011976 | [16 empty] | 7.3.1.3 Ignition probability mapping showing the probability of ignition along the electric lines and equipmentWLDFRAggregatedAggregated | WLDFR | HFTD - Distribution - Tier 2 - 2QU CoRE ¦ 3QU LoRE | Non-Red Flag Warning - Large Fires | Aggregated | Aggregated | 2050 | 3.8466e-05 | 0 | 948.5456 | 0.036487 | 2050 | Mitigation | 0.08575 | 30 | 0 | esc | 0 | 0 | 0.00060025 | 2.3089e-08 | 0.0015435 | 5.9372e-08
[35 empty] | 7.3.1.3 Ignition probability mapping showing the probability of ignition along the electric lines and equipment | WLDFR | HFTD - Distribution - Tier 2 - 3QU CoRE ¦ 5QU LoRE | 2038 | 0.31657 | 0.0072233 | 0.93744 | 0 | 0.93744 | 0.0044962 | 0.58351 | 0 | 0.58351 | 0.010187 | 1.3221 | 0 | 1.3221 | 0.010698 | 1.3883 | 0 | 1.3883 | 0.29677 | 0.18472 | 0.41853 | 0.43952 | 0.010187 | 0.0032249 | 1.3221 | 0.41853 | 0 | 0 | 1.3221 | 0.41853 | [11 empty] | WLDFR | HFTD - Distribution - Tier 2 - 2QU CoRE ¦ 3QU LoRE | Non-Red Flag Warning - Catastrophic Fires | 2042 | 5.5336e-09 | 2.7668e-09 | 7.1146e-09 | 16832.3912 | 280.5544 | 10192.2718 | 6359.5651 | 0 | 0 | 0 | 4.6094e-06 |  | 9.3144e-05 | 0 | 9.3144e-05 | 4.6572e-05 | 0 | 4.6572e-05 | 0.00011976 | 0 | 0.00011976 | [16 empty] | 7.3.1.3 Ignition probability mapping showing the probability of ignition along the electric lines and equipmentWLDFRAggregatedAggregated | WLDFR | HFTD - Distribution - Tier 2 - 2QU CoRE ¦ 3QU LoRE | Non-Red Flag Warning - Large Fires | Aggregated | Aggregated | 2051 | 3.8466e-05 | 0 | 948.5456 | 0.036487 | 2051 | Mitigation | 0.08575 | 30 | 0 | esc | 0 | 0 | 0 | 0 | 0.0015435 | 5.9372e-08
[35 empty] | 7.3.1.3 Ignition probability mapping showing the probability of ignition along the electric lines and equipment | WLDFR | HFTD - Distribution - Tier 2 - 3QU CoRE ¦ 5QU LoRE | 2039 | 0.29586 | 0.0072233 | 0.93744 | 0 | 0.93744 | 0.0044962 | 0.58351 | 0 | 0.58351 | 0.010187 | 1.3221 | 0 | 1.3221 | 0.010698 | 1.3883 | 0 | 1.3883 | 0.27735 | 0.17264 | 0.39115 | 0.41076 | 0.010187 | 0.0030139 | 1.3221 | 0.39115 | 0 | 0 | 1.3221 | 0.39115 | [11 empty] | WLDFR | HFTD - Distribution - Tier 2 - 2QU CoRE ¦ 3QU LoRE | Non-Red Flag Warning - Catastrophic Fires | 2043 | 5.5336e-09 | 2.7668e-09 | 7.1146e-09 | 17672.0852 | 299.42 | 10692.7362 | 6679.929 | 0 | 0 | 0 | 4.6094e-06 |  | 9.779e-05 | 0 | 9.779e-05 | 4.8895e-05 | 0 | 4.8895e-05 | 0.00012573 | 0 | 0.00012573 | [16 empty] | 7.3.1.3 Ignition probability mapping showing the probability of ignition along the electric lines and equipmentWLDFRAggregatedAggregated | WLDFR | HFTD - Distribution - Tier 2 - 2QU CoRE ¦ 3QU LoRE | Non-Red Flag Warning - Small Fires | Aggregated | Aggregated | 2021 | 0.0043657 | 0 | 948.5456 | 4.141 | 2021 | Mitigation | 0.08575 | 30 | 0 | esc | 0.0012005 | 5.241e-06 | 0.00060025 | 2.6205e-06 | 0 | 0
[35 empty] | 7.3.1.3 Ignition probability mapping showing the probability of ignition along the electric lines and equipment | WLDFR | HFTD - Distribution - Tier 2 - 3QU CoRE ¦ 5QU LoRE | 2040 | 0.27651 | 0.0072233 | 0.93744 | 0 | 0.93744 | 0.0044962 | 0.58351 | 0 | 0.58351 | 0.010187 | 1.3221 | 0 | 1.3221 | 0.010698 | 1.3883 | 0 | 1.3883 | 0.25921 | 0.16135 | 0.36556 | 0.38389 | 0.010187 | 0.0028168 | 1.3221 | 0.36556 | 0 | 0 | 1.3221 | 0.36556 | [11 empty] | WLDFR | HFTD - Distribution - Tier 2 - 2QU CoRE ¦ 3QU LoRE | Non-Red Flag Warning - Catastrophic Fires | 2044 | 5.5336e-09 | 2.7668e-09 | 7.1146e-09 | 17672.0852 | 299.42 | 10692.7362 | 6679.929 | 0 | 0 | 0 | 4.6094e-06 |  | 9.779e-05 | 0 | 9.779e-05 | 4.8895e-05 | 0 | 4.8895e-05 | 0.00012573 | 0 | 0.00012573 | [16 empty] | 7.3.1.3 Ignition probability mapping showing the probability of ignition along the electric lines and equipmentWLDFRAggregatedAggregated | WLDFR | HFTD - Distribution - Tier 2 - 2QU CoRE ¦ 3QU LoRE | Non-Red Flag Warning - Small Fires | Aggregated | Aggregated | 2022 | 0.0043657 | 0 | 948.5456 | 4.141 | 2022 | Mitigation | 0.08575 | 30 | 0 | esc | 0.0012005 | 5.241e-06 | 0.00060025 | 2.6205e-06 | 0.0015435 | 6.7384e-06
[35 empty] | 7.3.1.3 Ignition probability mapping showing the probability of ignition along the electric lines and equipment | WLDFR | HFTD - Distribution - Tier 2 - 3QU CoRE ¦ 5QU LoRE | 2041 | 0.25842 | 0.0072233 | 0.93744 | 0 | 0.93744 | 0.0044962 | 0.58351 | 0 | 0.58351 | 0.010187 | 1.3221 | 0 | 1.3221 | 0.010698 | 1.3883 | 0 | 1.3883 | 0.24225 | 0.15079 | 0.34164 | 0.35878 | 0.010187 | 0.0026325 | 1.3221 | 0.34164 | 0 | 0 | 1.3221 | 0.34164 | [11 empty] | WLDFR | HFTD - Distribution - Tier 2 - 2QU CoRE ¦ 3QU LoRE | Non-Red Flag Warning - Catastrophic Fires | 2045 | 5.5336e-09 | 2.7668e-09 | 7.1146e-09 | 17672.0852 | 299.42 | 10692.7362 | 6679.929 | 0 | 0 | 0 | 4.6094e-06 |  | 9.779e-05 | 0 | 9.779e-05 | 4.8895e-05 | 0 | 4.8895e-05 | 0.00012573 | 0 | 0.00012573 | [16 empty] | 7.3.1.3 Ignition probability mapping showing the probability of ignition along the electric lines and equipmentWLDFRAggregatedAggregated | WLDFR | HFTD - Distribution - Tier 2 - 2QU CoRE ¦ 3QU LoRE | Non-Red Flag Warning - Small Fires | Aggregated | Aggregated | 2023 | 0.0043657 | 0 | 948.5456 | 4.141 | 2023 | Mitigation | 0.08575 | 30 | 0 | esc | 0.0012005 | 5.241e-06 | 0.00060025 | 2.6205e-06 | 0.0015435 | 6.7384e-06
[35 empty] | 7.3.1.3 Ignition probability mapping showing the probability of ignition along the electric lines and equipment | WLDFR | HFTD - Distribution - Tier 2 - 3QU CoRE ¦ 5QU LoRE | 2042 | 0.24151 | 0.0072233 | 0.93744 | 0 | 0.93744 | 0.0044962 | 0.58351 | 0 | 0.58351 | 0.010187 | 1.3221 | 0 | 1.3221 | 0.010698 | 1.3883 | 0 | 1.3883 | 0.2264 | 0.14093 | 0.31929 | 0.3353 | 0.010187 | 0.0024603 | 1.3221 | 0.31929 | 0 | 0 | 1.3221 | 0.31929 | [11 empty] | WLDFR | HFTD - Distribution - Tier 2 - 2QU CoRE ¦ 3QU LoRE | Non-Red Flag Warning - Catastrophic Fires | 2046 | 5.5336e-09 | 2.7668e-09 | 7.1146e-09 | 17672.0852 | 299.42 | 10692.7362 | 6679.929 | 0 | 0 | 0 | 4.6094e-06 |  | 9.779e-05 | 0 | 9.779e-05 | 4.8895e-05 | 0 | 4.8895e-05 | 0.00012573 | 0 | 0.00012573 | [16 empty] | 7.3.1.3 Ignition probability mapping showing the probability of ignition along the electric lines and equipmentWLDFRAggregatedAggregated | WLDFR | HFTD - Distribution - Tier 2 - 2QU CoRE ¦ 3QU LoRE | Non-Red Flag Warning - Small Fires | Aggregated | Aggregated | 2024 | 0.0043657 | 0 | 948.5456 | 4.141 | 2024 | Mitigation | 0.08575 | 30 | 0 | esc | 0.0012005 | 5.241e-06 | 0.00060025 | 2.6205e-06 | 0.0015435 | 6.7384e-06
[35 empty] | 7.3.1.3 Ignition probability mapping showing the probability of ignition along the electric lines and equipment | WLDFR | HFTD - Distribution - Tier 2 - 3QU CoRE ¦ 5QU LoRE | 2043 | 0.22571 | 0.0072233 | 0.98418 | 0 | 0.98418 | 0.0044962 | 0.61261 | 0 | 0.61261 | 0.010187 | 1.388 | 0 | 1.388 | 0.010698 | 1.4576 | 0 | 1.4576 | 0.22214 | 0.13827 | 0.31328 | 0.32899 | 0.010187 | 0.0022993 | 1.388 | 0.31328 | 0 | 0 | 1.388 | 0.31328 | [11 empty] | WLDFR | HFTD - Distribution - Tier 2 - 2QU CoRE ¦ 3QU LoRE | Non-Red Flag Warning - Catastrophic Fires | 2047 | 5.5336e-09 | 2.7668e-09 | 7.1146e-09 | 17672.0852 | 299.42 | 10692.7362 | 6679.929 | 0 | 0 | 0 | 4.6094e-06 |  | 9.779e-05 | 0 | 9.779e-05 | 4.8895e-05 | 0 | 4.8895e-05 | 0.00012573 | 0 | 0.00012573 | [16 empty] | 7.3.1.3 Ignition probability mapping showing the probability of ignition along the electric lines and equipmentWLDFRAggregatedAggregated | WLDFR | HFTD - Distribution - Tier 2 - 2QU CoRE ¦ 3QU LoRE | Non-Red Flag Warning - Small Fires | Aggregated | Aggregated | 2025 | 0.0043657 | 0 | 948.5456 | 4.141 | 2025 | Mitigation | 0.08575 | 30 | 0 | esc | 0.0012005 | 5.241e-06 | 0.00060025 | 2.6205e-06 | 0.0015435 | 6.7384e-06
[35 empty] | 7.3.1.3 Ignition probability mapping showing the probability of ignition along the electric lines and equipment | WLDFR | HFTD - Distribution - Tier 2 - 3QU CoRE ¦ 5QU LoRE | 2044 | 0.21095 | 0.0072233 | 0.98418 | 0 | 0.98418 | 0.0044962 | 0.61261 | 0 | 0.61261 | 0.010187 | 1.388 | 0 | 1.388 | 0.010698 | 1.4576 | 0 | 1.4576 | 0.20761 | 0.12923 | 0.29279 | 0.30747 | 0.010187 | 0.0021489 | 1.388 | 0.29279 | 0 | 0 | 1.388 | 0.29279 | [11 empty] | WLDFR | HFTD - Distribution - Tier 2 - 2QU CoRE ¦ 3QU LoRE | Non-Red Flag Warning - Catastrophic Fires | 2048 | 5.5336e-09 | 2.7668e-09 | 7.1146e-09 | 18552.3348 | 319.4911 | 11216.5626 | 7016.281 | 0 | 0 | 0 | 4.6094e-06 |  | 0.00010266 | 0 | 0.00010266 | 5.1331e-05 | 0 | 5.1331e-05 | 0.00013199 | 0 | 0.00013199 | [16 empty] | 7.3.1.3 Ignition probability mapping showing the probability of ignition along the electric lines and equipmentWLDFRAggregatedAggregated | WLDFR | HFTD - Distribution - Tier 2 - 2QU CoRE ¦ 3QU LoRE | Non-Red Flag Warning - Small Fires | Aggregated | Aggregated | 2026 | 0.0043657 | 0 | 948.5456 | 4.141 | 2026 | Mitigation | 0.08575 | 30 | 0 | esc | 0.0012005 | 5.241e-06 | 0.00060025 | 2.6205e-06 | 0.0015435 | 6.7384e-06
[35 empty] | 7.3.1.3 Ignition probability mapping showing the probability of ignition along the electric lines and equipment | WLDFR | HFTD - Distribution - Tier 2 - 3QU CoRE ¦ 5QU LoRE | 2045 | 0.19715 | 0.0072233 | 0.98418 | 0 | 0.98418 | 0.0044962 | 0.61261 | 0 | 0.61261 | 0.010187 | 1.388 | 0 | 1.388 | 0.010698 | 1.4576 | 0 | 1.4576 | 0.19403 | 0.12077 | 0.27363 | 0.28736 | 0.010187 | 0.0020083 | 1.388 | 0.27363 | 0 | 0 | 1.388 | 0.27363 | [11 empty] | WLDFR | HFTD - Distribution - Tier 2 - 2QU CoRE ¦ 3QU LoRE | Non-Red Flag Warning - Catastrophic Fires | 2049 | 5.5336e-09 | 2.7668e-09 | 7.1146e-09 | 18552.3348 | 319.4911 | 11216.5626 | 7016.281 | 0 | 0 | 0 | 4.6094e-06 |  | 0.00010266 | 0 | 0.00010266 | 5.1331e-05 | 0 | 5.1331e-05 | 0.00013199 | 0 | 0.00013199 | [16 empty] | 7.3.1.3 Ignition probability mapping showing the probability of ignition along the electric lines and equipmentWLDFRAggregatedAggregated | WLDFR | HFTD - Distribution - Tier 2 - 2QU CoRE ¦ 3QU LoRE | Non-Red Flag Warning - Small Fires | Aggregated | Aggregated | 2027 | 0.0043657 | 0 | 948.5456 | 4.141 | 2027 | Mitigation | 0.08575 | 30 | 0 | esc | 0.0012005 | 5.241e-06 | 0.00060025 | 2.6205e-06 | 0.0015435 | 6.7384e-06
[35 empty] | 7.3.1.3 Ignition probability mapping showing the probability of ignition along the electric lines and equipment | WLDFR | HFTD - Distribution - Tier 2 - 3QU CoRE ¦ 5QU LoRE | 2046 | 0.18425 | 0.0072233 | 0.98418 | 0 | 0.98418 | 0.0044962 | 0.61261 | 0 | 0.61261 | 0.010187 | 1.388 | 0 | 1.388 | 0.010698 | 1.4576 | 0 | 1.4576 | 0.18133 | 0.11287 | 0.25573 | 0.26856 | 0.010187 | 0.0018769 | 1.388 | 0.25573 | 0 | 0 | 1.388 | 0.25573 | [11 empty] | WLDFR | HFTD - Distribution - Tier 2 - 2QU CoRE ¦ 3QU LoRE | Non-Red Flag Warning - Catastrophic Fires | 2050 | 0 | 2.7668e-09 | 7.1146e-09 | 18552.3348 | 319.4911 | 11216.5626 | 7016.281 | 0 | 0 | 0 | 4.6094e-06 |  | 0 | 0 | 0 | 5.1331e-05 | 0 | 5.1331e-05 | 0.00013199 | 0 | 0.00013199 | [16 empty] | 7.3.1.3 Ignition probability mapping showing the probability of ignition along the electric lines and equipmentWLDFRAggregatedAggregated | WLDFR | HFTD - Distribution - Tier 2 - 2QU CoRE ¦ 3QU LoRE | Non-Red Flag Warning - Small Fires | Aggregated | Aggregated | 2028 | 0.0043657 | 0 | 948.5456 | 4.141 | 2028 | Mitigation | 0.08575 | 30 | 0 | esc | 0.0012005 | 5.241e-06 | 0.00060025 | 2.6205e-06 | 0.0015435 | 6.7384e-06
[35 empty] | 7.3.1.3 Ignition probability mapping showing the probability of ignition along the electric lines and equipment | WLDFR | HFTD - Distribution - Tier 2 - 3QU CoRE ¦ 5QU LoRE | 2047 | 0.1722 | 0.0072233 | 0.98418 | 0 | 0.98418 | 0.0044962 | 0.61261 | 0 | 0.61261 | 0.010187 | 1.388 | 0 | 1.388 | 0.010698 | 1.4576 | 0 | 1.4576 | 0.16947 | 0.10549 | 0.239 | 0.25099 | 0.010187 | 0.0017541 | 1.388 | 0.239 | 0 | 0 | 1.388 | 0.239 | [11 empty] | WLDFR | HFTD - Distribution - Tier 2 - 2QU CoRE ¦ 3QU LoRE | Non-Red Flag Warning - Catastrophic Fires | 2051 | 0 | 0 | 7.1146e-09 | 18552.3348 | 319.4911 | 11216.5626 | 7016.281 | 0 | 0 | 0 | 4.6094e-06 |  | 0 | 0 | 0 | 0 | 0 | 0 | 0.00013199 | 0 | 0.00013199 | [16 empty] | 7.3.1.3 Ignition probability mapping showing the probability of ignition along the electric lines and equipmentWLDFRAggregatedAggregated | WLDFR | HFTD - Distribution - Tier 2 - 2QU CoRE ¦ 3QU LoRE | Non-Red Flag Warning - Small Fires | Aggregated | Aggregated | 2029 | 0.0043657 | 0 | 948.5456 | 4.141 | 2029 | Mitigation | 0.08575 | 30 | 0 | esc | 0.0012005 | 5.241e-06 | 0.00060025 | 2.6205e-06 | 0.0015435 | 6.7384e-06
[35 empty] | 7.3.1.3 Ignition probability mapping showing the probability of ignition along the electric lines and equipment | WLDFR | HFTD - Distribution - Tier 2 - 3QU CoRE ¦ 5QU LoRE | 2048 | 0.16093 | 0.0072233 | 1.0332 | 0 | 1.0332 | 0.0044962 | 0.6431 | 0 | 0.6431 | 0.010187 | 1.4571 | 0 | 1.4571 | 0.010698 | 1.5301 | 0 | 1.5301 | 0.16627 | 0.10349 | 0.23449 | 0.24624 | 0.010187 | 0.0016394 | 1.4571 | 0.23449 | 0 | 0 | 1.4571 | 0.23449 | [11 empty] | WLDFR | HFTD - Distribution - Tier 2 - 2QU CoRE ¦ 3QU LoRE | Non-Red Flag Warning - Destructive Fires | 2020 | 5.1704e-09 | 0 | 0 | 8807.9522 | 222.2294 | 8585.7228 | 0 | 0 | 0 | 0 | 4.3069e-06 |  | 4.5541e-05 | 0 | 4.5541e-05 | 0 | 0 | 0 | 0 | 0 | 0 | [16 empty] | 7.3.1.3 Ignition probability mapping showing the probability of ignition along the electric lines and equipmentWLDFRAggregatedAggregated | WLDFR | HFTD - Distribution - Tier 2 - 2QU CoRE ¦ 3QU LoRE | Non-Red Flag Warning - Small Fires | Aggregated | Aggregated | 2030 | 0.0043657 | 0 | 948.5456 | 4.141 | 2030 | Mitigation | 0.08575 | 30 | 0 | esc | 0.0012005 | 5.241e-06 | 0.00060025 | 2.6205e-06 | 0.0015435 | 6.7384e-06
[35 empty] | 7.3.1.3 Ignition probability mapping showing the probability of ignition along the electric lines and equipment | WLDFR | HFTD - Distribution - Tier 2 - 3QU CoRE ¦ 5QU LoRE | 2049 | 0.1504 | 0.0072233 | 1.0332 | 0 | 1.0332 | 0.0044962 | 0.6431 | 0 | 0.6431 | 0.010187 | 1.4571 | 0 | 1.4571 | 0.010698 | 1.5301 | 0 | 1.5301 | 0.15539 | 0.096724 | 0.21915 | 0.23014 | 0.010187 | 0.0015321 | 1.4571 | 0.21915 | 0 | 0 | 1.4571 | 0.21915 | [11 empty] | WLDFR | HFTD - Distribution - Tier 2 - 2QU CoRE ¦ 3QU LoRE | Non-Red Flag Warning - Destructive Fires | 2021 | 5.1704e-09 | 2.5852e-09 | 0 | 8807.9522 | 222.2294 | 8585.7228 | 0 | 0 | 0 | 0 | 4.3069e-06 |  | 4.5541e-05 | 0 | 4.5541e-05 | 2.277e-05 | 0 | 2.277e-05 | 0 | 0 | 0 | [16 empty] | 7.3.1.3 Ignition probability mapping showing the probability of ignition along the electric lines and equipmentWLDFRAggregatedAggregated | WLDFR | HFTD - Distribution - Tier 2 - 2QU CoRE ¦ 3QU LoRE | Non-Red Flag Warning - Small Fires | Aggregated | Aggregated | 2031 | 0.0043657 | 0 | 948.5456 | 4.141 | 2031 | Mitigation | 0.08575 | 30 | 0 | esc | 0.0012005 | 5.241e-06 | 0.00060025 | 2.6205e-06 | 0.0015435 | 6.7384e-06
[35 empty] | 7.3.1.3 Ignition probability mapping showing the probability of ignition along the electric lines and equipment | WLDFR | HFTD - Distribution - Tier 2 - 3QU CoRE ¦ 5QU LoRE | 2050 | 0.14056 | 0 | 0 | 0 | 0 | 0.0044962 | 0.6431 | 0 | 0.6431 | 0.010187 | 1.4571 | 0 | 1.4571 | 0.010698 | 1.5301 | 0 | 1.5301 | 0 | 0.090396 | 0.20481 | 0.21508 | 0.010187 | 0.0014319 | 1.4571 | 0.20481 | 0 | 0 | 1.4571 | 0.20481 | [11 empty] | WLDFR | HFTD - Distribution - Tier 2 - 2QU CoRE ¦ 3QU LoRE | Non-Red Flag Warning - Destructive Fires | 2022 | 5.1704e-09 | 2.5852e-09 | 6.6477e-09 | 8807.9522 | 222.2294 | 8585.7228 | 0 | 0 | 0 | 0 | 4.3069e-06 |  | 4.5541e-05 | 0 | 4.5541e-05 | 2.277e-05 | 0 | 2.277e-05 | 5.8553e-05 | 0 | 5.8553e-05 | [16 empty] | 7.3.1.3 Ignition probability mapping showing the probability of ignition along the electric lines and equipmentWLDFRAggregatedAggregated | WLDFR | HFTD - Distribution - Tier 2 - 2QU CoRE ¦ 3QU LoRE | Non-Red Flag Warning - Small Fires | Aggregated | Aggregated | 2032 | 0.0043657 | 0 | 948.5456 | 4.141 | 2032 | Mitigation | 0.08575 | 30 | 0 | esc | 0.0012005 | 5.241e-06 | 0.00060025 | 2.6205e-06 | 0.0015435 | 6.7384e-06
[35 empty] | 7.3.1.3 Ignition probability mapping showing the probability of ignition along the electric lines and equipment | WLDFR | HFTD - Distribution - Tier 2 - 3QU CoRE ¦ 5QU LoRE | 2051 | 0.13137 | 0 | 0 | 0 | 0 | 0 | 0 | 0 | 0 | 0.010187 | 1.4571 | 0 | 1.4571 | 0.010698 | 1.5301 | 0 | 1.5301 | 0 | 0 | 0.19141 | 0.20101 | 0.010187 | 0.0013382 | 1.4571 | 0.19141 | 0 | 0 | 1.4571 | 0.19141 | [11 empty] | WLDFR | HFTD - Distribution - Tier 2 - 2QU CoRE ¦ 3QU LoRE | Non-Red Flag Warning - Destructive Fires | 2023 | 5.1704e-09 | 2.5852e-09 | 6.6477e-09 | 9129.7461 | 233.2301 | 8896.516 | 0 | 0 | 0 | 0 | 4.3069e-06 |  | 4.7205e-05 | 0 | 4.7205e-05 | 2.3602e-05 | 0 | 2.3602e-05 | 6.0692e-05 | 0 | 6.0692e-05 | [16 empty] | 7.3.1.3 Ignition probability mapping showing the probability of ignition along the electric lines and equipmentWLDFRAggregatedAggregated | WLDFR | HFTD - Distribution - Tier 2 - 2QU CoRE ¦ 3QU LoRE | Non-Red Flag Warning - Small Fires | Aggregated | Aggregated | 2033 | 0.0043657 | 0 | 948.5456 | 4.141 | 2033 | Mitigation | 0.08575 | 30 | 0 | esc | 0.0012005 | 5.241e-06 | 0.00060025 | 2.6205e-06 | 0.0015435 | 6.7384e-06
[35 empty] | 7.3.1.3 Ignition probability mapping showing the probability of ignition along the electric lines and equipment | WLDFR | HFTD - Distribution - Tier 2 - 3QU CoRE ¦ 5QU LoRE | 2052 | 0.12277 | 0 | 0 | 0 | 0 | 0 | 0 | 0 | 0 | 0 | 0 | 0 | 0 | 0.010698 | 1.5301 | 0 | 1.5301 | 0 | 0 | 0 | 0.18786 | 0 | 0 | 0 | 0 | 0 | 0 | 0 | 0 | [11 empty] | WLDFR | HFTD - Distribution - Tier 2 - 2QU CoRE ¦ 3QU LoRE | Non-Red Flag Warning - Destructive Fires | 2024 | 5.1704e-09 | 2.5852e-09 | 6.6477e-09 | 9129.7461 | 233.2301 | 8896.516 | 0 | 0 | 0 | 0 | 4.3069e-06 |  | 4.7205e-05 | 0 | 4.7205e-05 | 2.3602e-05 | 0 | 2.3602e-05 | 6.0692e-05 | 0 | 6.0692e-05 | [16 empty] | 7.3.1.3 Ignition probability mapping showing the probability of ignition along the electric lines and equipmentWLDFRAggregatedAggregated | WLDFR | HFTD - Distribution - Tier 2 - 2QU CoRE ¦ 3QU LoRE | Non-Red Flag Warning - Small Fires | Aggregated | Aggregated | 2034 | 0.0043657 | 0 | 948.5456 | 4.141 | 2034 | Mitigation | 0.08575 | 30 | 0 | esc | 0.0012005 | 5.241e-06 | 0.00060025 | 2.6205e-06 | 0.0015435 | 6.7384e-06
[35 empty] | 7.3.1.3 Ignition probability mapping showing the probability of ignition along the electric lines and equipment | WLDFR | HFTD - Distribution - Tier 2 - 4QU CoRE ¦ 1QU LoRE | 2020 | 1 | 0.033792 | 1.1492 | 0 | 1.1492 | 0 | 0 | 0 | 0 | 0 | 0 | 0 | 0 | 0 | 0 | 0 | 0 | 1.1492 | 0 | 0 | 0 | 0 | 0 | 0 | 0 | 0 | 0 | 0 | 0 | [11 empty] | WLDFR | HFTD - Distribution - Tier 2 - 2QU CoRE ¦ 3QU LoRE | Non-Red Flag Warning - Destructive Fires | 2025 | 5.1704e-09 | 2.5852e-09 | 6.6477e-09 | 9129.7461 | 233.2301 | 8896.516 | 0 | 0 | 0 | 0 | 4.3069e-06 |  | 4.7205e-05 | 0 | 4.7205e-05 | 2.3602e-05 | 0 | 2.3602e-05 | 6.0692e-05 | 0 | 6.0692e-05 | [16 empty] | 7.3.1.3 Ignition probability mapping showing the probability of ignition along the electric lines and equipmentWLDFRAggregatedAggregated | WLDFR | HFTD - Distribution - Tier 2 - 2QU CoRE ¦ 3QU LoRE | Non-Red Flag Warning - Small Fires | Aggregated | Aggregated | 2035 | 0.0043657 | 0 | 948.5456 | 4.141 | 2035 | Mitigation | 0.08575 | 30 | 0 | esc | 0.0012005 | 5.241e-06 | 0.00060025 | 2.6205e-06 | 0.0015435 | 6.7384e-06
[35 empty] | 7.3.1.3 Ignition probability mapping showing the probability of ignition along the electric lines and equipment | WLDFR | HFTD - Distribution - Tier 2 - 4QU CoRE ¦ 1QU LoRE | 2021 | 1 | 0.033792 | 1.1492 | 0 | 1.1492 | 0.021034 | 0.71533 | 0 | 0.71533 | 0 | 0 | 0 | 0 | 0 | 0 | 0 | 0 | 1.1492 | 0.71533 | 0 | 0 | 0 | 0 | 0 | 0 | 0 | 0 | 0 | 0 | [11 empty] | WLDFR | HFTD - Distribution - Tier 2 - 2QU CoRE ¦ 3QU LoRE | Non-Red Flag Warning - Destructive Fires | 2026 | 5.1704e-09 | 2.5852e-09 | 6.6477e-09 | 9129.7461 | 233.2301 | 8896.516 | 0 | 0 | 0 | 0 | 4.3069e-06 |  | 4.7205e-05 | 0 | 4.7205e-05 | 2.3602e-05 | 0 | 2.3602e-05 | 6.0692e-05 | 0 | 6.0692e-05 | [16 empty] | 7.3.1.3 Ignition probability mapping showing the probability of ignition along the electric lines and equipmentWLDFRAggregatedAggregated | WLDFR | HFTD - Distribution - Tier 2 - 2QU CoRE ¦ 3QU LoRE | Non-Red Flag Warning - Small Fires | Aggregated | Aggregated | 2036 | 0.0043657 | 0 | 948.5456 | 4.141 | 2036 | Mitigation | 0.08575 | 30 | 0 | esc | 0.0012005 | 5.241e-06 | 0.00060025 | 2.6205e-06 | 0.0015435 | 6.7384e-06
[35 empty] | 7.3.1.3 Ignition probability mapping showing the probability of ignition along the electric lines and equipment | WLDFR | HFTD - Distribution - Tier 2 - 4QU CoRE ¦ 1QU LoRE | 2022 | 0.93458 | 0.03303 | 1.111 | 0 | 1.111 | 0.02056 | 0.69154 | 0 | 0.69154 | 0.049385 | 1.6611 | 0 | 1.6611 | 0 | 0 | 0 | 0 | 1.0383 | 0.6463 | 1.5525 | 0 | 0.049385 | 0.046155 | 1.6611 | 1.5525 | 0 | 0 | 1.6611 | 1.5525 | [11 empty] | WLDFR | HFTD - Distribution - Tier 2 - 2QU CoRE ¦ 3QU LoRE | Non-Red Flag Warning - Destructive Fires | 2027 | 5.1704e-09 | 2.5852e-09 | 6.6477e-09 | 9129.7461 | 233.2301 | 8896.516 | 0 | 0 | 0 | 0 | 4.3069e-06 |  | 4.7205e-05 | 0 | 4.7205e-05 | 2.3602e-05 | 0 | 2.3602e-05 | 6.0692e-05 | 0 | 6.0692e-05 | [16 empty] | 7.3.1.3 Ignition probability mapping showing the probability of ignition along the electric lines and equipmentWLDFRAggregatedAggregated | WLDFR | HFTD - Distribution - Tier 2 - 2QU CoRE ¦ 3QU LoRE | Non-Red Flag Warning - Small Fires | Aggregated | Aggregated | 2037 | 0.0043657 | 0 | 948.5456 | 4.141 | 2037 | Mitigation | 0.08575 | 30 | 0 | esc | 0.0012005 | 5.241e-06 | 0.00060025 | 2.6205e-06 | 0.0015435 | 6.7384e-06
[35 empty] | 7.3.1.3 Ignition probability mapping showing the probability of ignition along the electric lines and equipment | WLDFR | HFTD - Distribution - Tier 2 - 4QU CoRE ¦ 1QU LoRE | 2023 | 0.87344 | 0.03303 | 1.1517 | 0 | 1.1517 | 0.02056 | 0.71688 | 0 | 0.71688 | 0.049385 | 1.722 | 0 | 1.722 | 0.051862 | 1.8083 | 0 | 1.8083 | 1.0059 | 0.62615 | 1.5041 | 1.5795 | 0.049385 | 0.043135 | 1.722 | 1.5041 | 0 | 0 | 1.722 | 1.5041 | [11 empty] | WLDFR | HFTD - Distribution - Tier 2 - 2QU CoRE ¦ 3QU LoRE | Non-Red Flag Warning - Destructive Fires | 2028 | 5.1704e-09 | 2.5852e-09 | 6.6477e-09 | 9534.9221 | 247.273 | 9287.6491 | 0 | 0 | 0 | 0 | 4.3069e-06 |  | 4.93e-05 | 0 | 4.93e-05 | 2.465e-05 | 0 | 2.465e-05 | 6.3385e-05 | 0 | 6.3385e-05 | [16 empty] | 7.3.1.3 Ignition probability mapping showing the probability of ignition along the electric lines and equipmentWLDFRAggregatedAggregated | WLDFR | HFTD - Distribution - Tier 2 - 2QU CoRE ¦ 3QU LoRE | Non-Red Flag Warning - Small Fires | Aggregated | Aggregated | 2038 | 0.0043657 | 0 | 948.5456 | 4.141 | 2038 | Mitigation | 0.08575 | 30 | 0 | esc | 0.0012005 | 5.241e-06 | 0.00060025 | 2.6205e-06 | 0.0015435 | 6.7384e-06
[35 empty] | 7.3.1.3 Ignition probability mapping showing the probability of ignition along the electric lines and equipment | WLDFR | HFTD - Distribution - Tier 2 - 4QU CoRE ¦ 1QU LoRE | 2024 | 0.8163 | 0.03303 | 1.1517 | 0 | 1.1517 | 0.02056 | 0.71688 | 0 | 0.71688 | 0.049385 | 1.722 | 0 | 1.722 | 0.051862 | 1.8083 | 0 | 1.8083 | 0.94013 | 0.58519 | 1.4057 | 1.4761 | 0.049385 | 0.040313 | 1.722 | 1.4057 | 0 | 0 | 1.722 | 1.4057 | [11 empty] | WLDFR | HFTD - Distribution - Tier 2 - 2QU CoRE ¦ 3QU LoRE | Non-Red Flag Warning - Destructive Fires | 2029 | 5.1704e-09 | 2.5852e-09 | 6.6477e-09 | 9534.9221 | 247.273 | 9287.6491 | 0 | 0 | 0 | 0 | 4.3069e-06 |  | 4.93e-05 | 0 | 4.93e-05 | 2.465e-05 | 0 | 2.465e-05 | 6.3385e-05 | 0 | 6.3385e-05 | [16 empty] | 7.3.1.3 Ignition probability mapping showing the probability of ignition along the electric lines and equipmentWLDFRAggregatedAggregated | WLDFR | HFTD - Distribution - Tier 2 - 2QU CoRE ¦ 3QU LoRE | Non-Red Flag Warning - Small Fires | Aggregated | Aggregated | 2039 | 0.0043657 | 0 | 948.5456 | 4.141 | 2039 | Mitigation | 0.08575 | 30 | 0 | esc | 0.0012005 | 5.241e-06 | 0.00060025 | 2.6205e-06 | 0.0015435 | 6.7384e-06
[35 empty] | 7.3.1.3 Ignition probability mapping showing the probability of ignition along the electric lines and equipment | WLDFR | HFTD - Distribution - Tier 2 - 4QU CoRE ¦ 1QU LoRE | 2025 | 0.7629 | 0.03303 | 1.1517 | 0 | 1.1517 | 0.02056 | 0.71688 | 0 | 0.71688 | 0.049385 | 1.722 | 0 | 1.722 | 0.051862 | 1.8083 | 0 | 1.8083 | 0.87863 | 0.5469 | 1.3137 | 1.3796 | 0.049385 | 0.037676 | 1.722 | 1.3137 | 0 | 0 | 1.722 | 1.3137 | [11 empty] | WLDFR | HFTD - Distribution - Tier 2 - 2QU CoRE ¦ 3QU LoRE | Non-Red Flag Warning - Destructive Fires | 2030 | 5.1704e-09 | 2.5852e-09 | 6.6477e-09 | 9534.9221 | 247.273 | 9287.6491 | 0 | 0 | 0 | 0 | 4.3069e-06 |  | 4.93e-05 | 0 | 4.93e-05 | 2.465e-05 | 0 | 2.465e-05 | 6.3385e-05 | 0 | 6.3385e-05 | [16 empty] | 7.3.1.3 Ignition probability mapping showing the probability of ignition along the electric lines and equipmentWLDFRAggregatedAggregated | WLDFR | HFTD - Distribution - Tier 2 - 2QU CoRE ¦ 3QU LoRE | Non-Red Flag Warning - Small Fires | Aggregated | Aggregated | 2040 | 0.0043657 | 0 | 948.5456 | 4.141 | 2040 | Mitigation | 0.08575 | 30 | 0 | esc | 0.0012005 | 5.241e-06 | 0.00060025 | 2.6205e-06 | 0.0015435 | 6.7384e-06
[35 empty] | 7.3.1.3 Ignition probability mapping showing the probability of ignition along the electric lines and equipment | WLDFR | HFTD - Distribution - Tier 2 - 4QU CoRE ¦ 1QU LoRE | 2026 | 0.71299 | 0.03303 | 1.1517 | 0 | 1.1517 | 0.02056 | 0.71688 | 0 | 0.71688 | 0.049385 | 1.722 | 0 | 1.722 | 0.051862 | 1.8083 | 0 | 1.8083 | 0.82115 | 0.51112 | 1.2278 | 1.2893 | 0.049385 | 0.035211 | 1.722 | 1.2278 | 0 | 0 | 1.722 | 1.2278 | [11 empty] | WLDFR | HFTD - Distribution - Tier 2 - 2QU CoRE ¦ 3QU LoRE | Non-Red Flag Warning - Destructive Fires | 2031 | 5.1704e-09 | 2.5852e-09 | 6.6477e-09 | 9534.9221 | 247.273 | 9287.6491 | 0 | 0 | 0 | 0 | 4.3069e-06 |  | 4.93e-05 | 0 | 4.93e-05 | 2.465e-05 | 0 | 2.465e-05 | 6.3385e-05 | 0 | 6.3385e-05 | [16 empty] | 7.3.1.3 Ignition probability mapping showing the probability of ignition along the electric lines and equipmentWLDFRAggregatedAggregated | WLDFR | HFTD - Distribution - Tier 2 - 2QU CoRE ¦ 3QU LoRE | Non-Red Flag Warning - Small Fires | Aggregated | Aggregated | 2041 | 0.0043657 | 0 | 948.5456 | 4.141 | 2041 | Mitigation | 0.08575 | 30 | 0 | esc | 0.0012005 | 5.241e-06 | 0.00060025 | 2.6205e-06 | 0.0015435 | 6.7384e-06
[35 empty] | 7.3.1.3 Ignition probability mapping showing the probability of ignition along the electric lines and equipment | WLDFR | HFTD - Distribution - Tier 2 - 4QU CoRE ¦ 1QU LoRE | 2027 | 0.66634 | 0.03303 | 1.1517 | 0 | 1.1517 | 0.02056 | 0.71688 | 0 | 0.71688 | 0.049385 | 1.722 | 0 | 1.722 | 0.051862 | 1.8083 | 0 | 1.8083 | 0.76743 | 0.47769 | 1.1474 | 1.205 | 0.049385 | 0.032908 | 1.722 | 1.1474 | 0 | 0 | 1.722 | 1.1474 | [11 empty] | WLDFR | HFTD - Distribution - Tier 2 - 2QU CoRE ¦ 3QU LoRE | Non-Red Flag Warning - Destructive Fires | 2032 | 5.1704e-09 | 2.5852e-09 | 6.6477e-09 | 9534.9221 | 247.273 | 9287.6491 | 0 | 0 | 0 | 0 | 4.3069e-06 |  | 4.93e-05 | 0 | 4.93e-05 | 2.465e-05 | 0 | 2.465e-05 | 6.3385e-05 | 0 | 6.3385e-05 | [16 empty] | 7.3.1.3 Ignition probability mapping showing the probability of ignition along the electric lines and equipmentWLDFRAggregatedAggregated | WLDFR | HFTD - Distribution - Tier 2 - 2QU CoRE ¦ 3QU LoRE | Non-Red Flag Warning - Small Fires | Aggregated | Aggregated | 2042 | 0.0043657 | 0 | 948.5456 | 4.141 | 2042 | Mitigation | 0.08575 | 30 | 0 | esc | 0.0012005 | 5.241e-06 | 0.00060025 | 2.6205e-06 | 0.0015435 | 6.7384e-06
[35 empty] | 7.3.1.3 Ignition probability mapping showing the probability of ignition along the electric lines and equipment | WLDFR | HFTD - Distribution - Tier 2 - 4QU CoRE ¦ 1QU LoRE | 2028 | 0.62275 | 0.03303 | 1.203 | 0 | 1.203 | 0.02056 | 0.7488 | 0 | 0.7488 | 0.049385 | 1.7987 | 0 | 1.7987 | 0.051862 | 1.8889 | 0 | 1.8889 | 0.74916 | 0.46632 | 1.1201 | 1.1763 | 0.049385 | 0.030755 | 1.7987 | 1.1201 | 0 | 0 | 1.7987 | 1.1201 | [11 empty] | WLDFR | HFTD - Distribution - Tier 2 - 2QU CoRE ¦ 3QU LoRE | Non-Red Flag Warning - Destructive Fires | 2033 | 5.1704e-09 | 2.5852e-09 | 6.6477e-09 | 9984.8474 | 263.1074 | 9721.74 | 0 | 0 | 0 | 0 | 4.3069e-06 |  | 5.1626e-05 | 0 | 5.1626e-05 | 2.5813e-05 | 0 | 2.5813e-05 | 6.6376e-05 | 0 | 6.6376e-05 | [16 empty] | 7.3.1.3 Ignition probability mapping showing the probability of ignition along the electric lines and equipmentWLDFRAggregatedAggregated | WLDFR | HFTD - Distribution - Tier 2 - 2QU CoRE ¦ 3QU LoRE | Non-Red Flag Warning - Small Fires | Aggregated | Aggregated | 2043 | 0.0043657 | 0 | 948.5456 | 4.141 | 2043 | Mitigation | 0.08575 | 30 | 0 | esc | 0.0012005 | 5.241e-06 | 0.00060025 | 2.6205e-06 | 0.0015435 | 6.7384e-06
[35 empty] | 7.3.1.3 Ignition probability mapping showing the probability of ignition along the electric lines and equipment | WLDFR | HFTD - Distribution - Tier 2 - 4QU CoRE ¦ 1QU LoRE | 2029 | 0.58201 | 0.03303 | 1.203 | 0 | 1.203 | 0.02056 | 0.7488 | 0 | 0.7488 | 0.049385 | 1.7987 | 0 | 1.7987 | 0.051862 | 1.8889 | 0 | 1.8889 | 0.70015 | 0.43581 | 1.0468 | 1.0993 | 0.049385 | 0.028743 | 1.7987 | 1.0468 | 0 | 0 | 1.7987 | 1.0468 | [11 empty] | WLDFR | HFTD - Distribution - Tier 2 - 2QU CoRE ¦ 3QU LoRE | Non-Red Flag Warning - Destructive Fires | 2034 | 5.1704e-09 | 2.5852e-09 | 6.6477e-09 | 9984.8474 | 263.1074 | 9721.74 | 0 | 0 | 0 | 0 | 4.3069e-06 |  | 5.1626e-05 | 0 | 5.1626e-05 | 2.5813e-05 | 0 | 2.5813e-05 | 6.6376e-05 | 0 | 6.6376e-05 | [16 empty] | 7.3.1.3 Ignition probability mapping showing the probability of ignition along the electric lines and equipmentWLDFRAggregatedAggregated | WLDFR | HFTD - Distribution - Tier 2 - 2QU CoRE ¦ 3QU LoRE | Non-Red Flag Warning - Small Fires | Aggregated | Aggregated | 2044 | 0.0043657 | 0 | 948.5456 | 4.141 | 2044 | Mitigation | 0.08575 | 30 | 0 | esc | 0.0012005 | 5.241e-06 | 0.00060025 | 2.6205e-06 | 0.0015435 | 6.7384e-06
[35 empty] | 7.3.1.3 Ignition probability mapping showing the probability of ignition along the electric lines and equipment | WLDFR | HFTD - Distribution - Tier 2 - 4QU CoRE ¦ 1QU LoRE | 2030 | 0.54393 | 0.03303 | 1.203 | 0 | 1.203 | 0.02056 | 0.7488 | 0 | 0.7488 | 0.049385 | 1.7987 | 0 | 1.7987 | 0.051862 | 1.8889 | 0 | 1.8889 | 0.65434 | 0.4073 | 0.97836 | 1.0274 | 0.049385 | 0.026862 | 1.7987 | 0.97836 | 0 | 0 | 1.7987 | 0.97836 | [11 empty] | WLDFR | HFTD - Distribution - Tier 2 - 2QU CoRE ¦ 3QU LoRE | Non-Red Flag Warning - Destructive Fires | 2035 | 5.1704e-09 | 2.5852e-09 | 6.6477e-09 | 9984.8474 | 263.1074 | 9721.74 | 0 | 0 | 0 | 0 | 4.3069e-06 |  | 5.1626e-05 | 0 | 5.1626e-05 | 2.5813e-05 | 0 | 2.5813e-05 | 6.6376e-05 | 0 | 6.6376e-05 | [16 empty] | 7.3.1.3 Ignition probability mapping showing the probability of ignition along the electric lines and equipmentWLDFRAggregatedAggregated | WLDFR | HFTD - Distribution - Tier 2 - 2QU CoRE ¦ 3QU LoRE | Non-Red Flag Warning - Small Fires | Aggregated | Aggregated | 2045 | 0.0043657 | 0 | 948.5456 | 4.141 | 2045 | Mitigation | 0.08575 | 30 | 0 | esc | 0.0012005 | 5.241e-06 | 0.00060025 | 2.6205e-06 | 0.0015435 | 6.7384e-06
[35 empty] | 7.3.1.3 Ignition probability mapping showing the probability of ignition along the electric lines and equipment | WLDFR | HFTD - Distribution - Tier 2 - 4QU CoRE ¦ 1QU LoRE | 2031 | 0.50835 | 0.03303 | 1.203 | 0 | 1.203 | 0.02056 | 0.7488 | 0 | 0.7488 | 0.049385 | 1.7987 | 0 | 1.7987 | 0.051862 | 1.8889 | 0 | 1.8889 | 0.61154 | 0.38065 | 0.91435 | 0.9602 | 0.049385 | 0.025105 | 1.7987 | 0.91435 | 0 | 0 | 1.7987 | 0.91435 | [11 empty] | WLDFR | HFTD - Distribution - Tier 2 - 2QU CoRE ¦ 3QU LoRE | Non-Red Flag Warning - Destructive Fires | 2036 | 5.1704e-09 | 2.5852e-09 | 6.6477e-09 | 9984.8474 | 263.1074 | 9721.74 | 0 | 0 | 0 | 0 | 4.3069e-06 |  | 5.1626e-05 | 0 | 5.1626e-05 | 2.5813e-05 | 0 | 2.5813e-05 | 6.6376e-05 | 0 | 6.6376e-05 | [16 empty] | 7.3.1.3 Ignition probability mapping showing the probability of ignition along the electric lines and equipmentWLDFRAggregatedAggregated | WLDFR | HFTD - Distribution - Tier 2 - 2QU CoRE ¦ 3QU LoRE | Non-Red Flag Warning - Small Fires | Aggregated | Aggregated | 2046 | 0.0043657 | 0 | 948.5456 | 4.141 | 2046 | Mitigation | 0.08575 | 30 | 0 | esc | 0.0012005 | 5.241e-06 | 0.00060025 | 2.6205e-06 | 0.0015435 | 6.7384e-06
[35 empty] | 7.3.1.3 Ignition probability mapping showing the probability of ignition along the electric lines and equipment | WLDFR | HFTD - Distribution - Tier 2 - 4QU CoRE ¦ 1QU LoRE | 2032 | 0.47509 | 0.03303 | 1.203 | 0 | 1.203 | 0.02056 | 0.7488 | 0 | 0.7488 | 0.049385 | 1.7987 | 0 | 1.7987 | 0.051862 | 1.8889 | 0 | 1.8889 | 0.57153 | 0.35575 | 0.85453 | 0.89739 | 0.049385 | 0.023463 | 1.7987 | 0.85453 | 0 | 0 | 1.7987 | 0.85453 | [11 empty] | WLDFR | HFTD - Distribution - Tier 2 - 2QU CoRE ¦ 3QU LoRE | Non-Red Flag Warning - Destructive Fires | 2037 | 5.1704e-09 | 2.5852e-09 | 6.6477e-09 | 9984.8474 | 263.1074 | 9721.74 | 0 | 0 | 0 | 0 | 4.3069e-06 |  | 5.1626e-05 | 0 | 5.1626e-05 | 2.5813e-05 | 0 | 2.5813e-05 | 6.6376e-05 | 0 | 6.6376e-05 | [16 empty] | 7.3.1.3 Ignition probability mapping showing the probability of ignition along the electric lines and equipmentWLDFRAggregatedAggregated | WLDFR | HFTD - Distribution - Tier 2 - 2QU CoRE ¦ 3QU LoRE | Non-Red Flag Warning - Small Fires | Aggregated | Aggregated | 2047 | 0.0043657 | 0 | 948.5456 | 4.141 | 2047 | Mitigation | 0.08575 | 30 | 0 | esc | 0.0012005 | 5.241e-06 | 0.00060025 | 2.6205e-06 | 0.0015435 | 6.7384e-06
[35 empty] | 7.3.1.3 Ignition probability mapping showing the probability of ignition along the electric lines and equipment | WLDFR | HFTD - Distribution - Tier 2 - 4QU CoRE ¦ 1QU LoRE | 2033 | 0.44401 | 0.03303 | 1.26 | 0 | 1.26 | 0.02056 | 0.78428 | 0 | 0.78428 | 0.049385 | 1.8839 | 0 | 1.8839 | 0.051862 | 1.9784 | 0 | 1.9784 | 0.55945 | 0.34823 | 0.83647 | 0.87841 | 0.049385 | 0.021928 | 1.8839 | 0.83647 | 0 | 0 | 1.8839 | 0.83647 | [11 empty] | WLDFR | HFTD - Distribution - Tier 2 - 2QU CoRE ¦ 3QU LoRE | Non-Red Flag Warning - Destructive Fires | 2038 | 5.1704e-09 | 2.5852e-09 | 6.6477e-09 | 10472.8261 | 280.5544 | 10192.2718 | 0 | 0 | 0 | 0 | 4.3069e-06 |  | 5.4149e-05 | 0 | 5.4149e-05 | 2.7075e-05 | 0 | 2.7075e-05 | 6.962e-05 | 0 | 6.962e-05 | [16 empty] | 7.3.1.3 Ignition probability mapping showing the probability of ignition along the electric lines and equipmentWLDFRAggregatedAggregated | WLDFR | HFTD - Distribution - Tier 2 - 2QU CoRE ¦ 3QU LoRE | Non-Red Flag Warning - Small Fires | Aggregated | Aggregated | 2048 | 0.0043657 | 0 | 948.5456 | 4.141 | 2048 | Mitigation | 0.08575 | 30 | 0 | esc | 0.0012005 | 5.241e-06 | 0.00060025 | 2.6205e-06 | 0.0015435 | 6.7384e-06
[35 empty] | 7.3.1.3 Ignition probability mapping showing the probability of ignition along the electric lines and equipment | WLDFR | HFTD - Distribution - Tier 2 - 4QU CoRE ¦ 1QU LoRE | 2034 | 0.41496 | 0.03303 | 1.26 | 0 | 1.26 | 0.02056 | 0.78428 | 0 | 0.78428 | 0.049385 | 1.8839 | 0 | 1.8839 | 0.051862 | 1.9784 | 0 | 1.9784 | 0.52285 | 0.32545 | 0.78175 | 0.82095 | 0.049385 | 0.020493 | 1.8839 | 0.78175 | 0 | 0 | 1.8839 | 0.78175 | [11 empty] | WLDFR | HFTD - Distribution - Tier 2 - 2QU CoRE ¦ 3QU LoRE | Non-Red Flag Warning - Destructive Fires | 2039 | 5.1704e-09 | 2.5852e-09 | 6.6477e-09 | 10472.8261 | 280.5544 | 10192.2718 | 0 | 0 | 0 | 0 | 4.3069e-06 |  | 5.4149e-05 | 0 | 5.4149e-05 | 2.7075e-05 | 0 | 2.7075e-05 | 6.962e-05 | 0 | 6.962e-05 | [16 empty] | 7.3.1.3 Ignition probability mapping showing the probability of ignition along the electric lines and equipmentWLDFRAggregatedAggregated | WLDFR | HFTD - Distribution - Tier 2 - 2QU CoRE ¦ 3QU LoRE | Non-Red Flag Warning - Small Fires | Aggregated | Aggregated | 2049 | 0.0043657 | 0 | 948.5456 | 4.141 | 2049 | Mitigation | 0.08575 | 30 | 0 | esc | 0.0012005 | 5.241e-06 | 0.00060025 | 2.6205e-06 | 0.0015435 | 6.7384e-06
[35 empty] | 7.3.1.3 Ignition probability mapping showing the probability of ignition along the electric lines and equipment | WLDFR | HFTD - Distribution - Tier 2 - 4QU CoRE ¦ 1QU LoRE | 2035 | 0.38782 | 0.03303 | 1.26 | 0 | 1.26 | 0.02056 | 0.78428 | 0 | 0.78428 | 0.049385 | 1.8839 | 0 | 1.8839 | 0.051862 | 1.9784 | 0 | 1.9784 | 0.48864 | 0.30416 | 0.7306 | 0.76724 | 0.049385 | 0.019153 | 1.8839 | 0.7306 | 0 | 0 | 1.8839 | 0.7306 | [11 empty] | WLDFR | HFTD - Distribution - Tier 2 - 2QU CoRE ¦ 3QU LoRE | Non-Red Flag Warning - Destructive Fires | 2040 | 5.1704e-09 | 2.5852e-09 | 6.6477e-09 | 10472.8261 | 280.5544 | 10192.2718 | 0 | 0 | 0 | 0 | 4.3069e-06 |  | 5.4149e-05 | 0 | 5.4149e-05 | 2.7075e-05 | 0 | 2.7075e-05 | 6.962e-05 | 0 | 6.962e-05 | [16 empty] | 7.3.1.3 Ignition probability mapping showing the probability of ignition along the electric lines and equipmentWLDFRAggregatedAggregated | WLDFR | HFTD - Distribution - Tier 2 - 2QU CoRE ¦ 3QU LoRE | Non-Red Flag Warning - Small Fires | Aggregated | Aggregated | 2050 | 0.0043657 | 0 | 948.5456 | 4.141 | 2050 | Mitigation | 0.08575 | 30 | 0 | esc | 0 | 0 | 0.00060025 | 2.6205e-06 | 0.0015435 | 6.7384e-06
[35 empty] | 7.3.1.3 Ignition probability mapping showing the probability of ignition along the electric lines and equipment | WLDFR | HFTD - Distribution - Tier 2 - 4QU CoRE ¦ 1QU LoRE | 2036 | 0.36245 | 0.03303 | 1.26 | 0 | 1.26 | 0.02056 | 0.78428 | 0 | 0.78428 | 0.049385 | 1.8839 | 0 | 1.8839 | 0.051862 | 1.9784 | 0 | 1.9784 | 0.45668 | 0.28426 | 0.68281 | 0.71705 | 0.049385 | 0.0179 | 1.8839 | 0.68281 | 0 | 0 | 1.8839 | 0.68281 | [11 empty] | WLDFR | HFTD - Distribution - Tier 2 - 2QU CoRE ¦ 3QU LoRE | Non-Red Flag Warning - Destructive Fires | 2041 | 5.1704e-09 | 2.5852e-09 | 6.6477e-09 | 10472.8261 | 280.5544 | 10192.2718 | 0 | 0 | 0 | 0 | 4.3069e-06 |  | 5.4149e-05 | 0 | 5.4149e-05 | 2.7075e-05 | 0 | 2.7075e-05 | 6.962e-05 | 0 | 6.962e-05 | [16 empty] | 7.3.1.3 Ignition probability mapping showing the probability of ignition along the electric lines and equipmentWLDFRAggregatedAggregated | WLDFR | HFTD - Distribution - Tier 2 - 2QU CoRE ¦ 3QU LoRE | Non-Red Flag Warning - Small Fires | Aggregated | Aggregated | 2051 | 0.0043657 | 0 | 948.5456 | 4.141 | 2051 | Mitigation | 0.08575 | 30 | 0 | esc | 0 | 0 | 0 | 0 | 0.0015435 | 6.7384e-06
[35 empty] | 7.3.1.3 Ignition probability mapping showing the probability of ignition along the electric lines and equipment | WLDFR | HFTD - Distribution - Tier 2 - 4QU CoRE ¦ 1QU LoRE | 2037 | 0.33873 | 0.03303 | 1.26 | 0 | 1.26 | 0.02056 | 0.78428 | 0 | 0.78428 | 0.049385 | 1.8839 | 0 | 1.8839 | 0.051862 | 1.9784 | 0 | 1.9784 | 0.4268 | 0.26566 | 0.63814 | 0.67014 | 0.049385 | 0.016729 | 1.8839 | 0.63814 | 0 | 0 | 1.8839 | 0.63814 | [11 empty] | WLDFR | HFTD - Distribution - Tier 2 - 2QU CoRE ¦ 3QU LoRE | Non-Red Flag Warning - Destructive Fires | 2042 | 5.1704e-09 | 2.5852e-09 | 6.6477e-09 | 10472.8261 | 280.5544 | 10192.2718 | 0 | 0 | 0 | 0 | 4.3069e-06 |  | 5.4149e-05 | 0 | 5.4149e-05 | 2.7075e-05 | 0 | 2.7075e-05 | 6.962e-05 | 0 | 6.962e-05 | [16 empty] | 7.3.1.3 Ignition probability mapping showing the probability of ignition along the electric lines and equipmentWLDFRAggregatedAggregated | WLDFR | HFTD - Distribution - Tier 2 - 2QU CoRE ¦ 3QU LoRE | Red Flag Warning - Catastrophic Fires | Aggregated | Aggregated | 2021 | 6.7686e-05 | 0 | 948.5456 | 0.064203 | 2021 | Mitigation | 0.08575 | 30 | 0 | esc | 0.0012005 | 8.1257e-08 | 0.00060025 | 4.0628e-08 | 0 | 0
[35 empty] | 7.3.1.3 Ignition probability mapping showing the probability of ignition along the electric lines and equipment | WLDFR | HFTD - Distribution - Tier 2 - 4QU CoRE ¦ 1QU LoRE | 2038 | 0.31657 | 0.03303 | 1.3219 | 0 | 1.3219 | 0.02056 | 0.82279 | 0 | 0.82279 | 0.049385 | 1.9764 | 0 | 1.9764 | 0.051862 | 2.0755 | 0 | 2.0755 | 0.41846 | 0.26047 | 0.62568 | 0.65705 | 0.049385 | 0.015634 | 1.9764 | 0.62568 | 0 | 0 | 1.9764 | 0.62568 | [11 empty] | WLDFR | HFTD - Distribution - Tier 2 - 2QU CoRE ¦ 3QU LoRE | Non-Red Flag Warning - Destructive Fires | 2043 | 5.1704e-09 | 2.5852e-09 | 6.6477e-09 | 10992.1562 | 299.42 | 10692.7362 | 0 | 0 | 0 | 0 | 4.3069e-06 |  | 5.6834e-05 | 0 | 5.6834e-05 | 2.8417e-05 | 0 | 2.8417e-05 | 7.3073e-05 | 0 | 7.3073e-05 | [16 empty] | 7.3.1.3 Ignition probability mapping showing the probability of ignition along the electric lines and equipmentWLDFRAggregatedAggregated | WLDFR | HFTD - Distribution - Tier 2 - 2QU CoRE ¦ 3QU LoRE | Red Flag Warning - Catastrophic Fires | Aggregated | Aggregated | 2022 | 6.7686e-05 | 0 | 948.5456 | 0.064203 | 2022 | Mitigation | 0.08575 | 30 | 0 | esc | 0.0012005 | 8.1257e-08 | 0.00060025 | 4.0628e-08 | 0.0015435 | 1.0447e-07
[35 empty] | 7.3.1.3 Ignition probability mapping showing the probability of ignition along the electric lines and equipment | WLDFR | HFTD - Distribution - Tier 2 - 4QU CoRE ¦ 1QU LoRE | 2039 | 0.29586 | 0.03303 | 1.3219 | 0 | 1.3219 | 0.02056 | 0.82279 | 0 | 0.82279 | 0.049385 | 1.9764 | 0 | 1.9764 | 0.051862 | 2.0755 | 0 | 2.0755 | 0.39109 | 0.24343 | 0.58474 | 0.61407 | 0.049385 | 0.014611 | 1.9764 | 0.58474 | 0 | 0 | 1.9764 | 0.58474 | [11 empty] | WLDFR | HFTD - Distribution - Tier 2 - 2QU CoRE ¦ 3QU LoRE | Non-Red Flag Warning - Destructive Fires | 2044 | 5.1704e-09 | 2.5852e-09 | 6.6477e-09 | 10992.1562 | 299.42 | 10692.7362 | 0 | 0 | 0 | 0 | 4.3069e-06 |  | 5.6834e-05 | 0 | 5.6834e-05 | 2.8417e-05 | 0 | 2.8417e-05 | 7.3073e-05 | 0 | 7.3073e-05 | [16 empty] | 7.3.1.3 Ignition probability mapping showing the probability of ignition along the electric lines and equipmentWLDFRAggregatedAggregated | WLDFR | HFTD - Distribution - Tier 2 - 2QU CoRE ¦ 3QU LoRE | Red Flag Warning - Catastrophic Fires | Aggregated | Aggregated | 2023 | 6.7686e-05 | 0 | 948.5456 | 0.064203 | 2023 | Mitigation | 0.08575 | 30 | 0 | esc | 0.0012005 | 8.1257e-08 | 0.00060025 | 4.0628e-08 | 0.0015435 | 1.0447e-07
[35 empty] | 7.3.1.3 Ignition probability mapping showing the probability of ignition along the electric lines and equipment | WLDFR | HFTD - Distribution - Tier 2 - 4QU CoRE ¦ 1QU LoRE | 2040 | 0.27651 | 0.03303 | 1.3219 | 0 | 1.3219 | 0.02056 | 0.82279 | 0 | 0.82279 | 0.049385 | 1.9764 | 0 | 1.9764 | 0.051862 | 2.0755 | 0 | 2.0755 | 0.3655 | 0.22751 | 0.54649 | 0.57389 | 0.049385 | 0.013655 | 1.9764 | 0.54649 | 0 | 0 | 1.9764 | 0.54649 | [11 empty] | WLDFR | HFTD - Distribution - Tier 2 - 2QU CoRE ¦ 3QU LoRE | Non-Red Flag Warning - Destructive Fires | 2045 | 5.1704e-09 | 2.5852e-09 | 6.6477e-09 | 10992.1562 | 299.42 | 10692.7362 | 0 | 0 | 0 | 0 | 4.3069e-06 |  | 5.6834e-05 | 0 | 5.6834e-05 | 2.8417e-05 | 0 | 2.8417e-05 | 7.3073e-05 | 0 | 7.3073e-05 | [16 empty] | 7.3.1.3 Ignition probability mapping showing the probability of ignition along the electric lines and equipmentWLDFRAggregatedAggregated | WLDFR | HFTD - Distribution - Tier 2 - 2QU CoRE ¦ 3QU LoRE | Red Flag Warning - Catastrophic Fires | Aggregated | Aggregated | 2024 | 6.7686e-05 | 0 | 948.5456 | 0.064203 | 2024 | Mitigation | 0.08575 | 30 | 0 | esc | 0.0012005 | 8.1257e-08 | 0.00060025 | 4.0628e-08 | 0.0015435 | 1.0447e-07
[35 empty] | 7.3.1.3 Ignition probability mapping showing the probability of ignition along the electric lines and equipment | WLDFR | HFTD - Distribution - Tier 2 - 4QU CoRE ¦ 1QU LoRE | 2041 | 0.25842 | 0.03303 | 1.3219 | 0 | 1.3219 | 0.02056 | 0.82279 | 0 | 0.82279 | 0.049385 | 1.9764 | 0 | 1.9764 | 0.051862 | 2.0755 | 0 | 2.0755 | 0.34159 | 0.21263 | 0.51074 | 0.53635 | 0.049385 | 0.012762 | 1.9764 | 0.51074 | 0 | 0 | 1.9764 | 0.51074 | [11 empty] | WLDFR | HFTD - Distribution - Tier 2 - 2QU CoRE ¦ 3QU LoRE | Non-Red Flag Warning - Destructive Fires | 2046 | 5.1704e-09 | 2.5852e-09 | 6.6477e-09 | 10992.1562 | 299.42 | 10692.7362 | 0 | 0 | 0 | 0 | 4.3069e-06 |  | 5.6834e-05 | 0 | 5.6834e-05 | 2.8417e-05 | 0 | 2.8417e-05 | 7.3073e-05 | 0 | 7.3073e-05 | [16 empty] | 7.3.1.3 Ignition probability mapping showing the probability of ignition along the electric lines and equipmentWLDFRAggregatedAggregated | WLDFR | HFTD - Distribution - Tier 2 - 2QU CoRE ¦ 3QU LoRE | Red Flag Warning - Catastrophic Fires | Aggregated | Aggregated | 2025 | 6.7686e-05 | 0 | 948.5456 | 0.064203 | 2025 | Mitigation | 0.08575 | 30 | 0 | esc | 0.0012005 | 8.1257e-08 | 0.00060025 | 4.0628e-08 | 0.0015435 | 1.0447e-07
[35 empty] | 7.3.1.3 Ignition probability mapping showing the probability of ignition along the electric lines and equipment | WLDFR | HFTD - Distribution - Tier 2 - 4QU CoRE ¦ 1QU LoRE | 2042 | 0.24151 | 0.03303 | 1.3219 | 0 | 1.3219 | 0.02056 | 0.82279 | 0 | 0.82279 | 0.049385 | 1.9764 | 0 | 1.9764 | 0.051862 | 2.0755 | 0 | 2.0755 | 0.31924 | 0.19872 | 0.47733 | 0.50126 | 0.049385 | 0.011927 | 1.9764 | 0.47733 | 0 | 0 | 1.9764 | 0.47733 | [11 empty] | WLDFR | HFTD - Distribution - Tier 2 - 2QU CoRE ¦ 3QU LoRE | Non-Red Flag Warning - Destructive Fires | 2047 | 5.1704e-09 | 2.5852e-09 | 6.6477e-09 | 10992.1562 | 299.42 | 10692.7362 | 0 | 0 | 0 | 0 | 4.3069e-06 |  | 5.6834e-05 | 0 | 5.6834e-05 | 2.8417e-05 | 0 | 2.8417e-05 | 7.3073e-05 | 0 | 7.3073e-05 | [16 empty] | 7.3.1.3 Ignition probability mapping showing the probability of ignition along the electric lines and equipmentWLDFRAggregatedAggregated | WLDFR | HFTD - Distribution - Tier 2 - 2QU CoRE ¦ 3QU LoRE | Red Flag Warning - Catastrophic Fires | Aggregated | Aggregated | 2026 | 6.7686e-05 | 0 | 948.5456 | 0.064203 | 2026 | Mitigation | 0.08575 | 30 | 0 | esc | 0.0012005 | 8.1257e-08 | 0.00060025 | 4.0628e-08 | 0.0015435 | 1.0447e-07
[35 empty] | 7.3.1.3 Ignition probability mapping showing the probability of ignition along the electric lines and equipment | WLDFR | HFTD - Distribution - Tier 2 - 4QU CoRE ¦ 1QU LoRE | 2043 | 0.22571 | 0.03303 | 1.3878 | 0 | 1.3878 | 0.02056 | 0.86381 | 0 | 0.86381 | 0.049385 | 2.0749 | 0 | 2.0749 | 0.051862 | 2.179 | 0 | 2.179 | 0.31324 | 0.19497 | 0.46834 | 0.49183 | 0.049385 | 0.011147 | 2.0749 | 0.46834 | 0 | 0 | 2.0749 | 0.46834 | [11 empty] | WLDFR | HFTD - Distribution - Tier 2 - 2QU CoRE ¦ 3QU LoRE | Non-Red Flag Warning - Destructive Fires | 2048 | 5.1704e-09 | 2.5852e-09 | 6.6477e-09 | 11536.0538 | 319.4911 | 11216.5626 | 0 | 0 | 0 | 0 | 4.3069e-06 |  | 5.9646e-05 | 0 | 5.9646e-05 | 2.9823e-05 | 0 | 2.9823e-05 | 7.6688e-05 | 0 | 7.6688e-05 | [16 empty] | 7.3.1.3 Ignition probability mapping showing the probability of ignition along the electric lines and equipmentWLDFRAggregatedAggregated | WLDFR | HFTD - Distribution - Tier 2 - 2QU CoRE ¦ 3QU LoRE | Red Flag Warning - Catastrophic Fires | Aggregated | Aggregated | 2027 | 6.7686e-05 | 0 | 948.5456 | 0.064203 | 2027 | Mitigation | 0.08575 | 30 | 0 | esc | 0.0012005 | 8.1257e-08 | 0.00060025 | 4.0628e-08 | 0.0015435 | 1.0447e-07
[35 empty] | 7.3.1.3 Ignition probability mapping showing the probability of ignition along the electric lines and equipment | WLDFR | HFTD - Distribution - Tier 2 - 4QU CoRE ¦ 1QU LoRE | 2044 | 0.21095 | 0.03303 | 1.3878 | 0 | 1.3878 | 0.02056 | 0.86381 | 0 | 0.86381 | 0.049385 | 2.0749 | 0 | 2.0749 | 0.051862 | 2.179 | 0 | 2.179 | 0.29274 | 0.18222 | 0.4377 | 0.45965 | 0.049385 | 0.010418 | 2.0749 | 0.4377 | 0 | 0 | 2.0749 | 0.4377 | [11 empty] | WLDFR | HFTD - Distribution - Tier 2 - 2QU CoRE ¦ 3QU LoRE | Non-Red Flag Warning - Destructive Fires | 2049 | 5.1704e-09 | 2.5852e-09 | 6.6477e-09 | 11536.0538 | 319.4911 | 11216.5626 | 0 | 0 | 0 | 0 | 4.3069e-06 |  | 5.9646e-05 | 0 | 5.9646e-05 | 2.9823e-05 | 0 | 2.9823e-05 | 7.6688e-05 | 0 | 7.6688e-05 | [16 empty] | 7.3.1.3 Ignition probability mapping showing the probability of ignition along the electric lines and equipmentWLDFRAggregatedAggregated | WLDFR | HFTD - Distribution - Tier 2 - 2QU CoRE ¦ 3QU LoRE | Red Flag Warning - Catastrophic Fires | Aggregated | Aggregated | 2028 | 6.7686e-05 | 0 | 948.5456 | 0.064203 | 2028 | Mitigation | 0.08575 | 30 | 0 | esc | 0.0012005 | 8.1257e-08 | 0.00060025 | 4.0628e-08 | 0.0015435 | 1.0447e-07
[35 empty] | 7.3.1.3 Ignition probability mapping showing the probability of ignition along the electric lines and equipment | WLDFR | HFTD - Distribution - Tier 2 - 4QU CoRE ¦ 1QU LoRE | 2045 | 0.19715 | 0.03303 | 1.3878 | 0 | 1.3878 | 0.02056 | 0.86381 | 0 | 0.86381 | 0.049385 | 2.0749 | 0 | 2.0749 | 0.051862 | 2.179 | 0 | 2.179 | 0.27359 | 0.1703 | 0.40907 | 0.42958 | 0.049385 | 0.0097362 | 2.0749 | 0.40907 | 0 | 0 | 2.0749 | 0.40907 | [11 empty] | WLDFR | HFTD - Distribution - Tier 2 - 2QU CoRE ¦ 3QU LoRE | Non-Red Flag Warning - Destructive Fires | 2050 | 0 | 2.5852e-09 | 6.6477e-09 | 11536.0538 | 319.4911 | 11216.5626 | 0 | 0 | 0 | 0 | 4.3069e-06 |  | 0 | 0 | 0 | 2.9823e-05 | 0 | 2.9823e-05 | 7.6688e-05 | 0 | 7.6688e-05 | [16 empty] | 7.3.1.3 Ignition probability mapping showing the probability of ignition along the electric lines and equipmentWLDFRAggregatedAggregated | WLDFR | HFTD - Distribution - Tier 2 - 2QU CoRE ¦ 3QU LoRE | Red Flag Warning - Catastrophic Fires | Aggregated | Aggregated | 2029 | 6.7686e-05 | 0 | 948.5456 | 0.064203 | 2029 | Mitigation | 0.08575 | 30 | 0 | esc | 0.0012005 | 8.1257e-08 | 0.00060025 | 4.0628e-08 | 0.0015435 | 1.0447e-07
[35 empty] | 7.3.1.3 Ignition probability mapping showing the probability of ignition along the electric lines and equipment | WLDFR | HFTD - Distribution - Tier 2 - 4QU CoRE ¦ 1QU LoRE | 2046 | 0.18425 | 0.03303 | 1.3878 | 0 | 1.3878 | 0.02056 | 0.86381 | 0 | 0.86381 | 0.049385 | 2.0749 | 0 | 2.0749 | 0.051862 | 2.179 | 0 | 2.179 | 0.25569 | 0.15916 | 0.38231 | 0.40148 | 0.049385 | 0.0090992 | 2.0749 | 0.38231 | 0 | 0 | 2.0749 | 0.38231 | [11 empty] | WLDFR | HFTD - Distribution - Tier 2 - 2QU CoRE ¦ 3QU LoRE | Non-Red Flag Warning - Destructive Fires | 2051 | 0 | 0 | 6.6477e-09 | 11536.0538 | 319.4911 | 11216.5626 | 0 | 0 | 0 | 0 | 4.3069e-06 |  | 0 | 0 | 0 | 0 | 0 | 0 | 7.6688e-05 | 0 | 7.6688e-05 | [16 empty] | 7.3.1.3 Ignition probability mapping showing the probability of ignition along the electric lines and equipmentWLDFRAggregatedAggregated | WLDFR | HFTD - Distribution - Tier 2 - 2QU CoRE ¦ 3QU LoRE | Red Flag Warning - Catastrophic Fires | Aggregated | Aggregated | 2030 | 6.7686e-05 | 0 | 948.5456 | 0.064203 | 2030 | Mitigation | 0.08575 | 30 | 0 | esc | 0.0012005 | 8.1257e-08 | 0.00060025 | 4.0628e-08 | 0.0015435 | 1.0447e-07
[35 empty] | 7.3.1.3 Ignition probability mapping showing the probability of ignition along the electric lines and equipment | WLDFR | HFTD - Distribution - Tier 2 - 4QU CoRE ¦ 1QU LoRE | 2047 | 0.1722 | 0.03303 | 1.3878 | 0 | 1.3878 | 0.02056 | 0.86381 | 0 | 0.86381 | 0.049385 | 2.0749 | 0 | 2.0749 | 0.051862 | 2.179 | 0 | 2.179 | 0.23897 | 0.14875 | 0.35729 | 0.37521 | 0.049385 | 0.0085039 | 2.0749 | 0.35729 | 0 | 0 | 2.0749 | 0.35729 | [11 empty] | WLDFR | HFTD - Distribution - Tier 2 - 2QU CoRE ¦ 3QU LoRE | Non-Red Flag Warning - Large Fires | 2020 | 4.6178e-08 | 0 | 0 | 5.2406 | 0.69642 | 2.942 | 1.6022 | 0 | 0 | 0 | 3.8466e-05 |  | 2.42e-07 | 0 | 2.42e-07 | 0 | 0 | 0 | 0 | 0 | 0 | [16 empty] | 7.3.1.3 Ignition probability mapping showing the probability of ignition along the electric lines and equipmentWLDFRAggregatedAggregated | WLDFR | HFTD - Distribution - Tier 2 - 2QU CoRE ¦ 3QU LoRE | Red Flag Warning - Catastrophic Fires | Aggregated | Aggregated | 2031 | 6.7686e-05 | 0 | 948.5456 | 0.064203 | 2031 | Mitigation | 0.08575 | 30 | 0 | esc | 0.0012005 | 8.1257e-08 | 0.00060025 | 4.0628e-08 | 0.0015435 | 1.0447e-07
[35 empty] | 7.3.1.3 Ignition probability mapping showing the probability of ignition along the electric lines and equipment | WLDFR | HFTD - Distribution - Tier 2 - 4QU CoRE ¦ 1QU LoRE | 2048 | 0.16093 | 0.03303 | 1.4568 | 0 | 1.4568 | 0.02056 | 0.90682 | 0 | 0.90682 | 0.049385 | 2.1782 | 0 | 2.1782 | 0.051862 | 2.2875 | 0 | 2.2875 | 0.23445 | 0.14593 | 0.35054 | 0.36812 | 0.049385 | 0.0079476 | 2.1782 | 0.35054 | 0 | 0 | 2.1782 | 0.35054 | [11 empty] | WLDFR | HFTD - Distribution - Tier 2 - 2QU CoRE ¦ 3QU LoRE | Non-Red Flag Warning - Large Fires | 2021 | 4.6178e-08 | 2.3089e-08 | 0 | 5.2406 | 0.69642 | 2.942 | 1.6022 | 0 | 0 | 0 | 3.8466e-05 |  | 2.42e-07 | 0 | 2.42e-07 | 1.21e-07 | 0 | 1.21e-07 | 0 | 0 | 0 | [16 empty] | 7.3.1.3 Ignition probability mapping showing the probability of ignition along the electric lines and equipmentWLDFRAggregatedAggregated | WLDFR | HFTD - Distribution - Tier 2 - 2QU CoRE ¦ 3QU LoRE | Red Flag Warning - Catastrophic Fires | Aggregated | Aggregated | 2032 | 6.7686e-05 | 0 | 948.5456 | 0.064203 | 2032 | Mitigation | 0.08575 | 30 | 0 | esc | 0.0012005 | 8.1257e-08 | 0.00060025 | 4.0628e-08 | 0.0015435 | 1.0447e-07
[35 empty] | 7.3.1.3 Ignition probability mapping showing the probability of ignition along the electric lines and equipment | WLDFR | HFTD - Distribution - Tier 2 - 4QU CoRE ¦ 1QU LoRE | 2049 | 0.1504 | 0.03303 | 1.4568 | 0 | 1.4568 | 0.02056 | 0.90682 | 0 | 0.90682 | 0.049385 | 2.1782 | 0 | 2.1782 | 0.051862 | 2.2875 | 0 | 2.2875 | 0.21911 | 0.13639 | 0.32761 | 0.34404 | 0.049385 | 0.0074277 | 2.1782 | 0.32761 | 0 | 0 | 2.1782 | 0.32761 | [11 empty] | WLDFR | HFTD - Distribution - Tier 2 - 2QU CoRE ¦ 3QU LoRE | Non-Red Flag Warning - Large Fires | 2022 | 4.6178e-08 | 2.3089e-08 | 5.9372e-08 | 5.2406 | 0.69642 | 2.942 | 1.6022 | 0 | 0 | 0 | 3.8466e-05 |  | 2.42e-07 | 0 | 2.42e-07 | 1.21e-07 | 0 | 1.21e-07 | 3.1114e-07 | 0 | 3.1114e-07 | [16 empty] | 7.3.1.3 Ignition probability mapping showing the probability of ignition along the electric lines and equipmentWLDFRAggregatedAggregated | WLDFR | HFTD - Distribution - Tier 2 - 2QU CoRE ¦ 3QU LoRE | Red Flag Warning - Catastrophic Fires | Aggregated | Aggregated | 2033 | 6.7686e-05 | 0 | 948.5456 | 0.064203 | 2033 | Mitigation | 0.08575 | 30 | 0 | esc | 0.0012005 | 8.1257e-08 | 0.00060025 | 4.0628e-08 | 0.0015435 | 1.0447e-07
[35 empty] | 7.3.1.3 Ignition probability mapping showing the probability of ignition along the electric lines and equipment | WLDFR | HFTD - Distribution - Tier 2 - 4QU CoRE ¦ 1QU LoRE | 2050 | 0.14056 | 0 | 0 | 0 | 0 | 0.02056 | 0.90682 | 0 | 0.90682 | 0.049385 | 2.1782 | 0 | 2.1782 | 0.051862 | 2.2875 | 0 | 2.2875 | 0 | 0.12746 | 0.30618 | 0.32153 | 0.049385 | 0.0069418 | 2.1782 | 0.30618 | 0 | 0 | 2.1782 | 0.30618 | [11 empty] | WLDFR | HFTD - Distribution - Tier 2 - 2QU CoRE ¦ 3QU LoRE | Non-Red Flag Warning - Large Fires | 2023 | 4.6178e-08 | 2.3089e-08 | 5.9372e-08 | 5.475 | 0.71896 | 3.0715 | 1.6846 | 0 | 0 | 0 | 3.8466e-05 |  | 2.5283e-07 | 0 | 2.5283e-07 | 1.2641e-07 | 0 | 1.2641e-07 | 3.2506e-07 | 0 | 3.2506e-07 | [16 empty] | 7.3.1.3 Ignition probability mapping showing the probability of ignition along the electric lines and equipmentWLDFRAggregatedAggregated | WLDFR | HFTD - Distribution - Tier 2 - 2QU CoRE ¦ 3QU LoRE | Red Flag Warning - Catastrophic Fires | Aggregated | Aggregated | 2034 | 6.7686e-05 | 0 | 948.5456 | 0.064203 | 2034 | Mitigation | 0.08575 | 30 | 0 | esc | 0.0012005 | 8.1257e-08 | 0.00060025 | 4.0628e-08 | 0.0015435 | 1.0447e-07
[35 empty] | 7.3.1.3 Ignition probability mapping showing the probability of ignition along the electric lines and equipment | WLDFR | HFTD - Distribution - Tier 2 - 4QU CoRE ¦ 1QU LoRE | 2051 | 0.13137 | 0 | 0 | 0 | 0 | 0 | 0 | 0 | 0 | 0.049385 | 2.1782 | 0 | 2.1782 | 0.051862 | 2.2875 | 0 | 2.2875 | 0 | 0 | 0.28615 | 0.3005 | 0.049385 | 0.0064876 | 2.1782 | 0.28615 | 0 | 0 | 2.1782 | 0.28615 | [11 empty] | WLDFR | HFTD - Distribution - Tier 2 - 2QU CoRE ¦ 3QU LoRE | Non-Red Flag Warning - Large Fires | 2024 | 4.6178e-08 | 2.3089e-08 | 5.9372e-08 | 5.475 | 0.71896 | 3.0715 | 1.6846 | 0 | 0 | 0 | 3.8466e-05 |  | 2.5283e-07 | 0 | 2.5283e-07 | 1.2641e-07 | 0 | 1.2641e-07 | 3.2506e-07 | 0 | 3.2506e-07 | [16 empty] | 7.3.1.3 Ignition probability mapping showing the probability of ignition along the electric lines and equipmentWLDFRAggregatedAggregated | WLDFR | HFTD - Distribution - Tier 2 - 2QU CoRE ¦ 3QU LoRE | Red Flag Warning - Catastrophic Fires | Aggregated | Aggregated | 2035 | 6.7686e-05 | 0 | 948.5456 | 0.064203 | 2035 | Mitigation | 0.08575 | 30 | 0 | esc | 0.0012005 | 8.1257e-08 | 0.00060025 | 4.0628e-08 | 0.0015435 | 1.0447e-07
[35 empty] | 7.3.1.3 Ignition probability mapping showing the probability of ignition along the electric lines and equipment | WLDFR | HFTD - Distribution - Tier 2 - 4QU CoRE ¦ 1QU LoRE | 2052 | 0.12277 | 0 | 0 | 0 | 0 | 0 | 0 | 0 | 0 | 0 | 0 | 0 | 0 | 0.051862 | 2.2875 | 0 | 2.2875 | 0 | 0 | 0 | 0.28084 | 0 | 0 | 0 | 0 | 0 | 0 | 0 | 0 | [11 empty] | WLDFR | HFTD - Distribution - Tier 2 - 2QU CoRE ¦ 3QU LoRE | Non-Red Flag Warning - Large Fires | 2025 | 4.6178e-08 | 2.3089e-08 | 5.9372e-08 | 5.475 | 0.71896 | 3.0715 | 1.6846 | 0 | 0 | 0 | 3.8466e-05 |  | 2.5283e-07 | 0 | 2.5283e-07 | 1.2641e-07 | 0 | 1.2641e-07 | 3.2506e-07 | 0 | 3.2506e-07 | [16 empty] | 7.3.1.3 Ignition probability mapping showing the probability of ignition along the electric lines and equipmentWLDFRAggregatedAggregated | WLDFR | HFTD - Distribution - Tier 2 - 2QU CoRE ¦ 3QU LoRE | Red Flag Warning - Catastrophic Fires | Aggregated | Aggregated | 2036 | 6.7686e-05 | 0 | 948.5456 | 0.064203 | 2036 | Mitigation | 0.08575 | 30 | 0 | esc | 0.0012005 | 8.1257e-08 | 0.00060025 | 4.0628e-08 | 0.0015435 | 1.0447e-07
[35 empty] | 7.3.1.3 Ignition probability mapping showing the probability of ignition along the electric lines and equipment | WLDFR | HFTD - Distribution - Tier 2 - 4QU CoRE ¦ 2QU LoRE | 2020 | 1 | 0.014147 | 0.51389 | 0 | 0.51389 | 0 | 0 | 0 | 0 | 0 | 0 | 0 | 0 | 0 | 0 | 0 | 0 | 0.51389 | 0 | 0 | 0 | 0 | 0 | 0 | 0 | 0 | 0 | 0 | 0 | [11 empty] | WLDFR | HFTD - Distribution - Tier 2 - 2QU CoRE ¦ 3QU LoRE | Non-Red Flag Warning - Large Fires | 2026 | 4.6178e-08 | 2.3089e-08 | 5.9372e-08 | 5.475 | 0.71896 | 3.0715 | 1.6846 | 0 | 0 | 0 | 3.8466e-05 |  | 2.5283e-07 | 0 | 2.5283e-07 | 1.2641e-07 | 0 | 1.2641e-07 | 3.2506e-07 | 0 | 3.2506e-07 | [16 empty] | 7.3.1.3 Ignition probability mapping showing the probability of ignition along the electric lines and equipmentWLDFRAggregatedAggregated | WLDFR | HFTD - Distribution - Tier 2 - 2QU CoRE ¦ 3QU LoRE | Red Flag Warning - Catastrophic Fires | Aggregated | Aggregated | 2037 | 6.7686e-05 | 0 | 948.5456 | 0.064203 | 2037 | Mitigation | 0.08575 | 30 | 0 | esc | 0.0012005 | 8.1257e-08 | 0.00060025 | 4.0628e-08 | 0.0015435 | 1.0447e-07
[35 empty] | 7.3.1.3 Ignition probability mapping showing the probability of ignition along the electric lines and equipment | WLDFR | HFTD - Distribution - Tier 2 - 4QU CoRE ¦ 2QU LoRE | 2021 | 1 | 0.014147 | 0.51389 | 0 | 0.51389 | 0.0088058 | 0.31987 | 0 | 0.31987 | 0 | 0 | 0 | 0 | 0 | 0 | 0 | 0 | 0.51389 | 0.31987 | 0 | 0 | 0 | 0 | 0 | 0 | 0 | 0 | 0 | 0 | [11 empty] | WLDFR | HFTD - Distribution - Tier 2 - 2QU CoRE ¦ 3QU LoRE | Non-Red Flag Warning - Large Fires | 2027 | 4.6178e-08 | 2.3089e-08 | 5.9372e-08 | 5.475 | 0.71896 | 3.0715 | 1.6846 | 0 | 0 | 0 | 3.8466e-05 |  | 2.5283e-07 | 0 | 2.5283e-07 | 1.2641e-07 | 0 | 1.2641e-07 | 3.2506e-07 | 0 | 3.2506e-07 | [16 empty] | 7.3.1.3 Ignition probability mapping showing the probability of ignition along the electric lines and equipmentWLDFRAggregatedAggregated | WLDFR | HFTD - Distribution - Tier 2 - 2QU CoRE ¦ 3QU LoRE | Red Flag Warning - Catastrophic Fires | Aggregated | Aggregated | 2038 | 6.7686e-05 | 0 | 948.5456 | 0.064203 | 2038 | Mitigation | 0.08575 | 30 | 0 | esc | 0.0012005 | 8.1257e-08 | 0.00060025 | 4.0628e-08 | 0.0015435 | 1.0447e-07
[35 empty] | 7.3.1.3 Ignition probability mapping showing the probability of ignition along the electric lines and equipment | WLDFR | HFTD - Distribution - Tier 2 - 4QU CoRE ¦ 2QU LoRE | 2022 | 0.93458 | 0.013903 | 0.4994 | 0 | 0.4994 | 0.0086538 | 0.31085 | 0 | 0.31085 | 0.018796 | 0.67517 | 0 | 0.67517 | 0 | 0 | 0 | 0 | 0.46673 | 0.29052 | 0.631 | 0 | 0.018796 | 0.017566 | 0.67517 | 0.631 | 0 | 0 | 0.67517 | 0.631 | [11 empty] | WLDFR | HFTD - Distribution - Tier 2 - 2QU CoRE ¦ 3QU LoRE | Non-Red Flag Warning - Large Fires | 2028 | 4.6178e-08 | 2.3089e-08 | 5.9372e-08 | 5.777 | 0.74734 | 3.238 | 1.7917 | 0 | 0 | 0 | 3.8466e-05 |  | 2.6677e-07 | 0 | 2.6677e-07 | 1.3339e-07 | 0 | 1.3339e-07 | 3.4299e-07 | 0 | 3.4299e-07 | [16 empty] | 7.3.1.3 Ignition probability mapping showing the probability of ignition along the electric lines and equipmentWLDFRAggregatedAggregated | WLDFR | HFTD - Distribution - Tier 2 - 2QU CoRE ¦ 3QU LoRE | Red Flag Warning - Catastrophic Fires | Aggregated | Aggregated | 2039 | 6.7686e-05 | 0 | 948.5456 | 0.064203 | 2039 | Mitigation | 0.08575 | 30 | 0 | esc | 0.0012005 | 8.1257e-08 | 0.00060025 | 4.0628e-08 | 0.0015435 | 1.0447e-07
[35 empty] | 7.3.1.3 Ignition probability mapping showing the probability of ignition along the electric lines and equipment | WLDFR | HFTD - Distribution - Tier 2 - 4QU CoRE ¦ 2QU LoRE | 2023 | 0.87344 | 0.013903 | 0.5177 | 0 | 0.5177 | 0.0086538 | 0.32224 | 0 | 0.32224 | 0.018796 | 0.69991 | 0 | 0.69991 | 0.019739 | 0.73501 | 0 | 0.73501 | 0.45218 | 0.28146 | 0.61133 | 0.64198 | 0.018796 | 0.016417 | 0.69991 | 0.61133 | 0 | 0 | 0.69991 | 0.61133 | [11 empty] | WLDFR | HFTD - Distribution - Tier 2 - 2QU CoRE ¦ 3QU LoRE | Non-Red Flag Warning - Large Fires | 2029 | 4.6178e-08 | 2.3089e-08 | 5.9372e-08 | 5.777 | 0.74734 | 3.238 | 1.7917 | 0 | 0 | 0 | 3.8466e-05 |  | 2.6677e-07 | 0 | 2.6677e-07 | 1.3339e-07 | 0 | 1.3339e-07 | 3.4299e-07 | 0 | 3.4299e-07 | [16 empty] | 7.3.1.3 Ignition probability mapping showing the probability of ignition along the electric lines and equipmentWLDFRAggregatedAggregated | WLDFR | HFTD - Distribution - Tier 2 - 2QU CoRE ¦ 3QU LoRE | Red Flag Warning - Catastrophic Fires | Aggregated | Aggregated | 2040 | 6.7686e-05 | 0 | 948.5456 | 0.064203 | 2040 | Mitigation | 0.08575 | 30 | 0 | esc | 0.0012005 | 8.1257e-08 | 0.00060025 | 4.0628e-08 | 0.0015435 | 1.0447e-07
[35 empty] | 7.3.1.3 Ignition probability mapping showing the probability of ignition along the electric lines and equipment | WLDFR | HFTD - Distribution - Tier 2 - 4QU CoRE ¦ 2QU LoRE | 2024 | 0.8163 | 0.013903 | 0.5177 | 0 | 0.5177 | 0.0086538 | 0.32224 | 0 | 0.32224 | 0.018796 | 0.69991 | 0 | 0.69991 | 0.019739 | 0.73501 | 0 | 0.73501 | 0.4226 | 0.26305 | 0.57134 | 0.59999 | 0.018796 | 0.015343 | 0.69991 | 0.57134 | 0 | 0 | 0.69991 | 0.57134 | [11 empty] | WLDFR | HFTD - Distribution - Tier 2 - 2QU CoRE ¦ 3QU LoRE | Non-Red Flag Warning - Large Fires | 2030 | 4.6178e-08 | 2.3089e-08 | 5.9372e-08 | 5.777 | 0.74734 | 3.238 | 1.7917 | 0 | 0 | 0 | 3.8466e-05 |  | 2.6677e-07 | 0 | 2.6677e-07 | 1.3339e-07 | 0 | 1.3339e-07 | 3.4299e-07 | 0 | 3.4299e-07 | [16 empty] | 7.3.1.3 Ignition probability mapping showing the probability of ignition along the electric lines and equipmentWLDFRAggregatedAggregated | WLDFR | HFTD - Distribution - Tier 2 - 2QU CoRE ¦ 3QU LoRE | Red Flag Warning - Catastrophic Fires | Aggregated | Aggregated | 2041 | 6.7686e-05 | 0 | 948.5456 | 0.064203 | 2041 | Mitigation | 0.08575 | 30 | 0 | esc | 0.0012005 | 8.1257e-08 | 0.00060025 | 4.0628e-08 | 0.0015435 | 1.0447e-07
[35 empty] | 7.3.1.3 Ignition probability mapping showing the probability of ignition along the electric lines and equipment | WLDFR | HFTD - Distribution - Tier 2 - 4QU CoRE ¦ 2QU LoRE | 2025 | 0.7629 | 0.013903 | 0.5177 | 0 | 0.5177 | 0.0086538 | 0.32224 | 0 | 0.32224 | 0.018796 | 0.69991 | 0 | 0.69991 | 0.019739 | 0.73501 | 0 | 0.73501 | 0.39495 | 0.24584 | 0.53396 | 0.56073 | 0.018796 | 0.014339 | 0.69991 | 0.53396 | 0 | 0 | 0.69991 | 0.53396 | [11 empty] | WLDFR | HFTD - Distribution - Tier 2 - 2QU CoRE ¦ 3QU LoRE | Non-Red Flag Warning - Large Fires | 2031 | 4.6178e-08 | 2.3089e-08 | 5.9372e-08 | 5.777 | 0.74734 | 3.238 | 1.7917 | 0 | 0 | 0 | 3.8466e-05 |  | 2.6677e-07 | 0 | 2.6677e-07 | 1.3339e-07 | 0 | 1.3339e-07 | 3.4299e-07 | 0 | 3.4299e-07 | [16 empty] | 7.3.1.3 Ignition probability mapping showing the probability of ignition along the electric lines and equipmentWLDFRAggregatedAggregated | WLDFR | HFTD - Distribution - Tier 2 - 2QU CoRE ¦ 3QU LoRE | Red Flag Warning - Catastrophic Fires | Aggregated | Aggregated | 2042 | 6.7686e-05 | 0 | 948.5456 | 0.064203 | 2042 | Mitigation | 0.08575 | 30 | 0 | esc | 0.0012005 | 8.1257e-08 | 0.00060025 | 4.0628e-08 | 0.0015435 | 1.0447e-07
[35 empty] | 7.3.1.3 Ignition probability mapping showing the probability of ignition along the electric lines and equipment | WLDFR | HFTD - Distribution - Tier 2 - 4QU CoRE ¦ 2QU LoRE | 2026 | 0.71299 | 0.013903 | 0.5177 | 0 | 0.5177 | 0.0086538 | 0.32224 | 0 | 0.32224 | 0.018796 | 0.69991 | 0 | 0.69991 | 0.019739 | 0.73501 | 0 | 0.73501 | 0.36911 | 0.22976 | 0.49903 | 0.52405 | 0.018796 | 0.013401 | 0.69991 | 0.49903 | 0 | 0 | 0.69991 | 0.49903 | [11 empty] | WLDFR | HFTD - Distribution - Tier 2 - 2QU CoRE ¦ 3QU LoRE | Non-Red Flag Warning - Large Fires | 2032 | 4.6178e-08 | 2.3089e-08 | 5.9372e-08 | 5.777 | 0.74734 | 3.238 | 1.7917 | 0 | 0 | 0 | 3.8466e-05 |  | 2.6677e-07 | 0 | 2.6677e-07 | 1.3339e-07 | 0 | 1.3339e-07 | 3.4299e-07 | 0 | 3.4299e-07 | [16 empty] | 7.3.1.3 Ignition probability mapping showing the probability of ignition along the electric lines and equipmentWLDFRAggregatedAggregated | WLDFR | HFTD - Distribution - Tier 2 - 2QU CoRE ¦ 3QU LoRE | Red Flag Warning - Catastrophic Fires | Aggregated | Aggregated | 2043 | 6.7686e-05 | 0 | 948.5456 | 0.064203 | 2043 | Mitigation | 0.08575 | 30 | 0 | esc | 0.0012005 | 8.1257e-08 | 0.00060025 | 4.0628e-08 | 0.0015435 | 1.0447e-07
[35 empty] | 7.3.1.3 Ignition probability mapping showing the probability of ignition along the electric lines and equipment | WLDFR | HFTD - Distribution - Tier 2 - 4QU CoRE ¦ 2QU LoRE | 2027 | 0.66634 | 0.013903 | 0.5177 | 0 | 0.5177 | 0.0086538 | 0.32224 | 0 | 0.32224 | 0.018796 | 0.69991 | 0 | 0.69991 | 0.019739 | 0.73501 | 0 | 0.73501 | 0.34496 | 0.21472 | 0.46638 | 0.48977 | 0.018796 | 0.012525 | 0.69991 | 0.46638 | 0 | 0 | 0.69991 | 0.46638 | [11 empty] | WLDFR | HFTD - Distribution - Tier 2 - 2QU CoRE ¦ 3QU LoRE | Non-Red Flag Warning - Large Fires | 2033 | 4.6178e-08 | 2.3089e-08 | 5.9372e-08 | 6.1205 | 0.77885 | 3.4265 | 1.9151 | 0 | 0 | 0 | 3.8466e-05 |  | 2.8263e-07 | 0 | 2.8263e-07 | 1.4132e-07 | 0 | 1.4132e-07 | 3.6339e-07 | 0 | 3.6339e-07 | [16 empty] | 7.3.1.3 Ignition probability mapping showing the probability of ignition along the electric lines and equipmentWLDFRAggregatedAggregated | WLDFR | HFTD - Distribution - Tier 2 - 2QU CoRE ¦ 3QU LoRE | Red Flag Warning - Catastrophic Fires | Aggregated | Aggregated | 2044 | 6.7686e-05 | 0 | 948.5456 | 0.064203 | 2044 | Mitigation | 0.08575 | 30 | 0 | esc | 0.0012005 | 8.1257e-08 | 0.00060025 | 4.0628e-08 | 0.0015435 | 1.0447e-07
[35 empty] | 7.3.1.3 Ignition probability mapping showing the probability of ignition along the electric lines and equipment | WLDFR | HFTD - Distribution - Tier 2 - 4QU CoRE ¦ 2QU LoRE | 2028 | 0.62275 | 0.013903 | 0.54075 | 0 | 0.54075 | 0.0086538 | 0.33659 | 0 | 0.33659 | 0.018796 | 0.73108 | 0 | 0.73108 | 0.019739 | 0.76774 | 0 | 0.76774 | 0.33675 | 0.20961 | 0.45528 | 0.47811 | 0.018796 | 0.011705 | 0.73108 | 0.45528 | 0 | 0 | 0.73108 | 0.45528 | [11 empty] | WLDFR | HFTD - Distribution - Tier 2 - 2QU CoRE ¦ 3QU LoRE | Non-Red Flag Warning - Large Fires | 2034 | 4.6178e-08 | 2.3089e-08 | 5.9372e-08 | 6.1205 | 0.77885 | 3.4265 | 1.9151 | 0 | 0 | 0 | 3.8466e-05 |  | 2.8263e-07 | 0 | 2.8263e-07 | 1.4132e-07 | 0 | 1.4132e-07 | 3.6339e-07 | 0 | 3.6339e-07 | [16 empty] | 7.3.1.3 Ignition probability mapping showing the probability of ignition along the electric lines and equipmentWLDFRAggregatedAggregated | WLDFR | HFTD - Distribution - Tier 2 - 2QU CoRE ¦ 3QU LoRE | Red Flag Warning - Catastrophic Fires | Aggregated | Aggregated | 2045 | 6.7686e-05 | 0 | 948.5456 | 0.064203 | 2045 | Mitigation | 0.08575 | 30 | 0 | esc | 0.0012005 | 8.1257e-08 | 0.00060025 | 4.0628e-08 | 0.0015435 | 1.0447e-07
[35 empty] | 7.3.1.3 Ignition probability mapping showing the probability of ignition along the electric lines and equipment | WLDFR | HFTD - Distribution - Tier 2 - 4QU CoRE ¦ 2QU LoRE | 2029 | 0.58201 | 0.013903 | 0.54075 | 0 | 0.54075 | 0.0086538 | 0.33659 | 0 | 0.33659 | 0.018796 | 0.73108 | 0 | 0.73108 | 0.019739 | 0.76774 | 0 | 0.76774 | 0.31472 | 0.1959 | 0.4255 | 0.44683 | 0.018796 | 0.010939 | 0.73108 | 0.4255 | 0 | 0 | 0.73108 | 0.4255 | [11 empty] | WLDFR | HFTD - Distribution - Tier 2 - 2QU CoRE ¦ 3QU LoRE | Non-Red Flag Warning - Large Fires | 2035 | 4.6178e-08 | 2.3089e-08 | 5.9372e-08 | 6.1205 | 0.77885 | 3.4265 | 1.9151 | 0 | 0 | 0 | 3.8466e-05 |  | 2.8263e-07 | 0 | 2.8263e-07 | 1.4132e-07 | 0 | 1.4132e-07 | 3.6339e-07 | 0 | 3.6339e-07 | [16 empty] | 7.3.1.3 Ignition probability mapping showing the probability of ignition along the electric lines and equipmentWLDFRAggregatedAggregated | WLDFR | HFTD - Distribution - Tier 2 - 2QU CoRE ¦ 3QU LoRE | Red Flag Warning - Catastrophic Fires | Aggregated | Aggregated | 2046 | 6.7686e-05 | 0 | 948.5456 | 0.064203 | 2046 | Mitigation | 0.08575 | 30 | 0 | esc | 0.0012005 | 8.1257e-08 | 0.00060025 | 4.0628e-08 | 0.0015435 | 1.0447e-07
[35 empty] | 7.3.1.3 Ignition probability mapping showing the probability of ignition along the electric lines and equipment | WLDFR | HFTD - Distribution - Tier 2 - 4QU CoRE ¦ 2QU LoRE | 2030 | 0.54393 | 0.013903 | 0.54075 | 0 | 0.54075 | 0.0086538 | 0.33659 | 0 | 0.33659 | 0.018796 | 0.73108 | 0 | 0.73108 | 0.019739 | 0.76774 | 0 | 0.76774 | 0.29413 | 0.18308 | 0.39766 | 0.4176 | 0.018796 | 0.010224 | 0.73108 | 0.39766 | 0 | 0 | 0.73108 | 0.39766 | [11 empty] | WLDFR | HFTD - Distribution - Tier 2 - 2QU CoRE ¦ 3QU LoRE | Non-Red Flag Warning - Large Fires | 2036 | 4.6178e-08 | 2.3089e-08 | 5.9372e-08 | 6.1205 | 0.77885 | 3.4265 | 1.9151 | 0 | 0 | 0 | 3.8466e-05 |  | 2.8263e-07 | 0 | 2.8263e-07 | 1.4132e-07 | 0 | 1.4132e-07 | 3.6339e-07 | 0 | 3.6339e-07 | [16 empty] | 7.3.1.3 Ignition probability mapping showing the probability of ignition along the electric lines and equipmentWLDFRAggregatedAggregated | WLDFR | HFTD - Distribution - Tier 2 - 2QU CoRE ¦ 3QU LoRE | Red Flag Warning - Catastrophic Fires | Aggregated | Aggregated | 2047 | 6.7686e-05 | 0 | 948.5456 | 0.064203 | 2047 | Mitigation | 0.08575 | 30 | 0 | esc | 0.0012005 | 8.1257e-08 | 0.00060025 | 4.0628e-08 | 0.0015435 | 1.0447e-07
[35 empty] | 7.3.1.3 Ignition probability mapping showing the probability of ignition along the electric lines and equipment | WLDFR | HFTD - Distribution - Tier 2 - 4QU CoRE ¦ 2QU LoRE | 2031 | 0.50835 | 0.013903 | 0.54075 | 0 | 0.54075 | 0.0086538 | 0.33659 | 0 | 0.33659 | 0.018796 | 0.73108 | 0 | 0.73108 | 0.019739 | 0.76774 | 0 | 0.76774 | 0.27489 | 0.17111 | 0.37164 | 0.39028 | 0.018796 | 0.009555 | 0.73108 | 0.37164 | 0 | 0 | 0.73108 | 0.37164 | [11 empty] | WLDFR | HFTD - Distribution - Tier 2 - 2QU CoRE ¦ 3QU LoRE | Non-Red Flag Warning - Large Fires | 2037 | 4.6178e-08 | 2.3089e-08 | 5.9372e-08 | 6.1205 | 0.77885 | 3.4265 | 1.9151 | 0 | 0 | 0 | 3.8466e-05 |  | 2.8263e-07 | 0 | 2.8263e-07 | 1.4132e-07 | 0 | 1.4132e-07 | 3.6339e-07 | 0 | 3.6339e-07 | [16 empty] | 7.3.1.3 Ignition probability mapping showing the probability of ignition along the electric lines and equipmentWLDFRAggregatedAggregated | WLDFR | HFTD - Distribution - Tier 2 - 2QU CoRE ¦ 3QU LoRE | Red Flag Warning - Catastrophic Fires | Aggregated | Aggregated | 2048 | 6.7686e-05 | 0 | 948.5456 | 0.064203 | 2048 | Mitigation | 0.08575 | 30 | 0 | esc | 0.0012005 | 8.1257e-08 | 0.00060025 | 4.0628e-08 | 0.0015435 | 1.0447e-07
[35 empty] | 7.3.1.3 Ignition probability mapping showing the probability of ignition along the electric lines and equipment | WLDFR | HFTD - Distribution - Tier 2 - 4QU CoRE ¦ 2QU LoRE | 2032 | 0.47509 | 0.013903 | 0.54075 | 0 | 0.54075 | 0.0086538 | 0.33659 | 0 | 0.33659 | 0.018796 | 0.73108 | 0 | 0.73108 | 0.019739 | 0.76774 | 0 | 0.76774 | 0.25691 | 0.15991 | 0.34733 | 0.36475 | 0.018796 | 0.0089299 | 0.73108 | 0.34733 | 0 | 0 | 0.73108 | 0.34733 | [11 empty] | WLDFR | HFTD - Distribution - Tier 2 - 2QU CoRE ¦ 3QU LoRE | Non-Red Flag Warning - Large Fires | 2038 | 4.6178e-08 | 2.3089e-08 | 5.9372e-08 | 6.5028 | 0.81304 | 3.6355 | 2.0543 | 0 | 0 | 0 | 3.8466e-05 |  | 3.0029e-07 | 0 | 3.0029e-07 | 1.5014e-07 | 0 | 1.5014e-07 | 3.8608e-07 | 0 | 3.8608e-07 | [16 empty] | 7.3.1.3 Ignition probability mapping showing the probability of ignition along the electric lines and equipmentWLDFRAggregatedAggregated | WLDFR | HFTD - Distribution - Tier 2 - 2QU CoRE ¦ 3QU LoRE | Red Flag Warning - Catastrophic Fires | Aggregated | Aggregated | 2049 | 6.7686e-05 | 0 | 948.5456 | 0.064203 | 2049 | Mitigation | 0.08575 | 30 | 0 | esc | 0.0012005 | 8.1257e-08 | 0.00060025 | 4.0628e-08 | 0.0015435 | 1.0447e-07
[35 empty] | 7.3.1.3 Ignition probability mapping showing the probability of ignition along the electric lines and equipment | WLDFR | HFTD - Distribution - Tier 2 - 4QU CoRE ¦ 2QU LoRE | 2033 | 0.44401 | 0.013903 | 0.56637 | 0 | 0.56637 | 0.0086538 | 0.35254 | 0 | 0.35254 | 0.018796 | 0.76572 | 0 | 0.76572 | 0.019739 | 0.80412 | 0 | 0.80412 | 0.25148 | 0.15653 | 0.33999 | 0.35704 | 0.018796 | 0.0083457 | 0.76572 | 0.33999 | 0 | 0 | 0.76572 | 0.33999 | [11 empty] | WLDFR | HFTD - Distribution - Tier 2 - 2QU CoRE ¦ 3QU LoRE | Non-Red Flag Warning - Large Fires | 2039 | 4.6178e-08 | 2.3089e-08 | 5.9372e-08 | 6.5028 | 0.81304 | 3.6355 | 2.0543 | 0 | 0 | 0 | 3.8466e-05 |  | 3.0029e-07 | 0 | 3.0029e-07 | 1.5014e-07 | 0 | 1.5014e-07 | 3.8608e-07 | 0 | 3.8608e-07 | [16 empty] | 7.3.1.3 Ignition probability mapping showing the probability of ignition along the electric lines and equipmentWLDFRAggregatedAggregated | WLDFR | HFTD - Distribution - Tier 2 - 2QU CoRE ¦ 3QU LoRE | Red Flag Warning - Catastrophic Fires | Aggregated | Aggregated | 2050 | 6.7686e-05 | 0 | 948.5456 | 0.064203 | 2050 | Mitigation | 0.08575 | 30 | 0 | esc | 0 | 0 | 0.00060025 | 4.0628e-08 | 0.0015435 | 1.0447e-07
[35 empty] | 7.3.1.3 Ignition probability mapping showing the probability of ignition along the electric lines and equipment | WLDFR | HFTD - Distribution - Tier 2 - 4QU CoRE ¦ 2QU LoRE | 2034 | 0.41496 | 0.013903 | 0.56637 | 0 | 0.56637 | 0.0086538 | 0.35254 | 0 | 0.35254 | 0.018796 | 0.76572 | 0 | 0.76572 | 0.019739 | 0.80412 | 0 | 0.80412 | 0.23503 | 0.14629 | 0.31775 | 0.33368 | 0.018796 | 0.0077997 | 0.76572 | 0.31775 | 0 | 0 | 0.76572 | 0.31775 | [11 empty] | WLDFR | HFTD - Distribution - Tier 2 - 2QU CoRE ¦ 3QU LoRE | Non-Red Flag Warning - Large Fires | 2040 | 4.6178e-08 | 2.3089e-08 | 5.9372e-08 | 6.5028 | 0.81304 | 3.6355 | 2.0543 | 0 | 0 | 0 | 3.8466e-05 |  | 3.0029e-07 | 0 | 3.0029e-07 | 1.5014e-07 | 0 | 1.5014e-07 | 3.8608e-07 | 0 | 3.8608e-07 | [16 empty] | 7.3.1.3 Ignition probability mapping showing the probability of ignition along the electric lines and equipmentWLDFRAggregatedAggregated | WLDFR | HFTD - Distribution - Tier 2 - 2QU CoRE ¦ 3QU LoRE | Red Flag Warning - Catastrophic Fires | Aggregated | Aggregated | 2051 | 6.7686e-05 | 0 | 948.5456 | 0.064203 | 2051 | Mitigation | 0.08575 | 30 | 0 | esc | 0 | 0 | 0 | 0 | 0.0015435 | 1.0447e-07
[35 empty] | 7.3.1.3 Ignition probability mapping showing the probability of ignition along the electric lines and equipment | WLDFR | HFTD - Distribution - Tier 2 - 4QU CoRE ¦ 2QU LoRE | 2035 | 0.38782 | 0.013903 | 0.56637 | 0 | 0.56637 | 0.0086538 | 0.35254 | 0 | 0.35254 | 0.018796 | 0.76572 | 0 | 0.76572 | 0.019739 | 0.80412 | 0 | 0.80412 | 0.21965 | 0.13672 | 0.29696 | 0.31185 | 0.018796 | 0.0072894 | 0.76572 | 0.29696 | 0 | 0 | 0.76572 | 0.29696 | [11 empty] | WLDFR | HFTD - Distribution - Tier 2 - 2QU CoRE ¦ 3QU LoRE | Non-Red Flag Warning - Large Fires | 2041 | 4.6178e-08 | 2.3089e-08 | 5.9372e-08 | 6.5028 | 0.81304 | 3.6355 | 2.0543 | 0 | 0 | 0 | 3.8466e-05 |  | 3.0029e-07 | 0 | 3.0029e-07 | 1.5014e-07 | 0 | 1.5014e-07 | 3.8608e-07 | 0 | 3.8608e-07 | [16 empty] | 7.3.1.3 Ignition probability mapping showing the probability of ignition along the electric lines and equipmentWLDFRAggregatedAggregated | WLDFR | HFTD - Distribution - Tier 2 - 2QU CoRE ¦ 3QU LoRE | Red Flag Warning - Destructive Fires | Aggregated | Aggregated | 2021 | 9.3532e-06 | 0 | 948.5456 | 0.0088719 | 2021 | Mitigation | 0.08575 | 30 | 0 | esc | 0.0012005 | 1.1228e-08 | 0.00060025 | 5.6142e-09 | 0 | 0
[35 empty] | 7.3.1.3 Ignition probability mapping showing the probability of ignition along the electric lines and equipment | WLDFR | HFTD - Distribution - Tier 2 - 4QU CoRE ¦ 2QU LoRE | 2036 | 0.36245 | 0.013903 | 0.56637 | 0 | 0.56637 | 0.0086538 | 0.35254 | 0 | 0.35254 | 0.018796 | 0.76572 | 0 | 0.76572 | 0.019739 | 0.80412 | 0 | 0.80412 | 0.20528 | 0.12778 | 0.27753 | 0.29145 | 0.018796 | 0.0068126 | 0.76572 | 0.27753 | 0 | 0 | 0.76572 | 0.27753 | [11 empty] | WLDFR | HFTD - Distribution - Tier 2 - 2QU CoRE ¦ 3QU LoRE | Non-Red Flag Warning - Large Fires | 2042 | 4.6178e-08 | 2.3089e-08 | 5.9372e-08 | 6.5028 | 0.81304 | 3.6355 | 2.0543 | 0 | 0 | 0 | 3.8466e-05 |  | 3.0029e-07 | 0 | 3.0029e-07 | 1.5014e-07 | 0 | 1.5014e-07 | 3.8608e-07 | 0 | 3.8608e-07 | [16 empty] | 7.3.1.3 Ignition probability mapping showing the probability of ignition along the electric lines and equipmentWLDFRAggregatedAggregated | WLDFR | HFTD - Distribution - Tier 2 - 2QU CoRE ¦ 3QU LoRE | Red Flag Warning - Destructive Fires | Aggregated | Aggregated | 2022 | 9.3532e-06 | 0 | 948.5456 | 0.0088719 | 2022 | Mitigation | 0.08575 | 30 | 0 | esc | 0.0012005 | 1.1228e-08 | 0.00060025 | 5.6142e-09 | 0.0015435 | 1.4437e-08
[35 empty] | 7.3.1.3 Ignition probability mapping showing the probability of ignition along the electric lines and equipment | WLDFR | HFTD - Distribution - Tier 2 - 4QU CoRE ¦ 2QU LoRE | 2037 | 0.33873 | 0.013903 | 0.56637 | 0 | 0.56637 | 0.0086538 | 0.35254 | 0 | 0.35254 | 0.018796 | 0.76572 | 0 | 0.76572 | 0.019739 | 0.80412 | 0 | 0.80412 | 0.19185 | 0.11942 | 0.25938 | 0.27238 | 0.018796 | 0.0063669 | 0.76572 | 0.25938 | 0 | 0 | 0.76572 | 0.25938 | [11 empty] | WLDFR | HFTD - Distribution - Tier 2 - 2QU CoRE ¦ 3QU LoRE | Non-Red Flag Warning - Large Fires | 2043 | 4.6178e-08 | 2.3089e-08 | 5.9372e-08 | 6.9209 | 0.84944 | 3.8632 | 2.2083 | 0 | 0 | 0 | 3.8466e-05 |  | 3.196e-07 | 0 | 3.196e-07 | 1.598e-07 | 0 | 1.598e-07 | 4.1091e-07 | 0 | 4.1091e-07 | [16 empty] | 7.3.1.3 Ignition probability mapping showing the probability of ignition along the electric lines and equipmentWLDFRAggregatedAggregated | WLDFR | HFTD - Distribution - Tier 2 - 2QU CoRE ¦ 3QU LoRE | Red Flag Warning - Destructive Fires | Aggregated | Aggregated | 2023 | 9.3532e-06 | 0 | 948.5456 | 0.0088719 | 2023 | Mitigation | 0.08575 | 30 | 0 | esc | 0.0012005 | 1.1228e-08 | 0.00060025 | 5.6142e-09 | 0.0015435 | 1.4437e-08
[35 empty] | 7.3.1.3 Ignition probability mapping showing the probability of ignition along the electric lines and equipment | WLDFR | HFTD - Distribution - Tier 2 - 4QU CoRE ¦ 2QU LoRE | 2038 | 0.31657 | 0.013903 | 0.59419 | 0 | 0.59419 | 0.0086538 | 0.36985 | 0 | 0.36985 | 0.018796 | 0.80332 | 0 | 0.80332 | 0.019739 | 0.8436 | 0 | 0.8436 | 0.1881 | 0.11709 | 0.25431 | 0.26706 | 0.018796 | 0.0059503 | 0.80332 | 0.25431 | 0 | 0 | 0.80332 | 0.25431 | [11 empty] | WLDFR | HFTD - Distribution - Tier 2 - 2QU CoRE ¦ 3QU LoRE | Non-Red Flag Warning - Large Fires | 2044 | 4.6178e-08 | 2.3089e-08 | 5.9372e-08 | 6.9209 | 0.84944 | 3.8632 | 2.2083 | 0 | 0 | 0 | 3.8466e-05 |  | 3.196e-07 | 0 | 3.196e-07 | 1.598e-07 | 0 | 1.598e-07 | 4.1091e-07 | 0 | 4.1091e-07 | [16 empty] | 7.3.1.3 Ignition probability mapping showing the probability of ignition along the electric lines and equipmentWLDFRAggregatedAggregated | WLDFR | HFTD - Distribution - Tier 2 - 2QU CoRE ¦ 3QU LoRE | Red Flag Warning - Destructive Fires | Aggregated | Aggregated | 2024 | 9.3532e-06 | 0 | 948.5456 | 0.0088719 | 2024 | Mitigation | 0.08575 | 30 | 0 | esc | 0.0012005 | 1.1228e-08 | 0.00060025 | 5.6142e-09 | 0.0015435 | 1.4437e-08
[35 empty] | 7.3.1.3 Ignition probability mapping showing the probability of ignition along the electric lines and equipment | WLDFR | HFTD - Distribution - Tier 2 - 4QU CoRE ¦ 2QU LoRE | 2039 | 0.29586 | 0.013903 | 0.59419 | 0 | 0.59419 | 0.0086538 | 0.36985 | 0 | 0.36985 | 0.018796 | 0.80332 | 0 | 0.80332 | 0.019739 | 0.8436 | 0 | 0.8436 | 0.1758 | 0.10943 | 0.23767 | 0.24959 | 0.018796 | 0.0055611 | 0.80332 | 0.23767 | 0 | 0 | 0.80332 | 0.23767 | [11 empty] | WLDFR | HFTD - Distribution - Tier 2 - 2QU CoRE ¦ 3QU LoRE | Non-Red Flag Warning - Large Fires | 2045 | 4.6178e-08 | 2.3089e-08 | 5.9372e-08 | 6.9209 | 0.84944 | 3.8632 | 2.2083 | 0 | 0 | 0 | 3.8466e-05 |  | 3.196e-07 | 0 | 3.196e-07 | 1.598e-07 | 0 | 1.598e-07 | 4.1091e-07 | 0 | 4.1091e-07 | [16 empty] | 7.3.1.3 Ignition probability mapping showing the probability of ignition along the electric lines and equipmentWLDFRAggregatedAggregated | WLDFR | HFTD - Distribution - Tier 2 - 2QU CoRE ¦ 3QU LoRE | Red Flag Warning - Destructive Fires | Aggregated | Aggregated | 2025 | 9.3532e-06 | 0 | 948.5456 | 0.0088719 | 2025 | Mitigation | 0.08575 | 30 | 0 | esc | 0.0012005 | 1.1228e-08 | 0.00060025 | 5.6142e-09 | 0.0015435 | 1.4437e-08
[35 empty] | 7.3.1.3 Ignition probability mapping showing the probability of ignition along the electric lines and equipment | WLDFR | HFTD - Distribution - Tier 2 - 4QU CoRE ¦ 2QU LoRE | 2040 | 0.27651 | 0.013903 | 0.59419 | 0 | 0.59419 | 0.0086538 | 0.36985 | 0 | 0.36985 | 0.018796 | 0.80332 | 0 | 0.80332 | 0.019739 | 0.8436 | 0 | 0.8436 | 0.1643 | 0.10227 | 0.22213 | 0.23326 | 0.018796 | 0.0051973 | 0.80332 | 0.22213 | 0 | 0 | 0.80332 | 0.22213 | [11 empty] | WLDFR | HFTD - Distribution - Tier 2 - 2QU CoRE ¦ 3QU LoRE | Non-Red Flag Warning - Large Fires | 2046 | 4.6178e-08 | 2.3089e-08 | 5.9372e-08 | 6.9209 | 0.84944 | 3.8632 | 2.2083 | 0 | 0 | 0 | 3.8466e-05 |  | 3.196e-07 | 0 | 3.196e-07 | 1.598e-07 | 0 | 1.598e-07 | 4.1091e-07 | 0 | 4.1091e-07 | [16 empty] | 7.3.1.3 Ignition probability mapping showing the probability of ignition along the electric lines and equipmentWLDFRAggregatedAggregated | WLDFR | HFTD - Distribution - Tier 2 - 2QU CoRE ¦ 3QU LoRE | Red Flag Warning - Destructive Fires | Aggregated | Aggregated | 2026 | 9.3532e-06 | 0 | 948.5456 | 0.0088719 | 2026 | Mitigation | 0.08575 | 30 | 0 | esc | 0.0012005 | 1.1228e-08 | 0.00060025 | 5.6142e-09 | 0.0015435 | 1.4437e-08
[35 empty] | 7.3.1.3 Ignition probability mapping showing the probability of ignition along the electric lines and equipment | WLDFR | HFTD - Distribution - Tier 2 - 4QU CoRE ¦ 2QU LoRE | 2041 | 0.25842 | 0.013903 | 0.59419 | 0 | 0.59419 | 0.0086538 | 0.36985 | 0 | 0.36985 | 0.018796 | 0.80332 | 0 | 0.80332 | 0.019739 | 0.8436 | 0 | 0.8436 | 0.15355 | 0.095577 | 0.20759 | 0.218 | 0.018796 | 0.0048573 | 0.80332 | 0.20759 | 0 | 0 | 0.80332 | 0.20759 | [11 empty] | WLDFR | HFTD - Distribution - Tier 2 - 2QU CoRE ¦ 3QU LoRE | Non-Red Flag Warning - Large Fires | 2047 | 4.6178e-08 | 2.3089e-08 | 5.9372e-08 | 6.9209 | 0.84944 | 3.8632 | 2.2083 | 0 | 0 | 0 | 3.8466e-05 |  | 3.196e-07 | 0 | 3.196e-07 | 1.598e-07 | 0 | 1.598e-07 | 4.1091e-07 | 0 | 4.1091e-07 | [16 empty] | 7.3.1.3 Ignition probability mapping showing the probability of ignition along the electric lines and equipmentWLDFRAggregatedAggregated | WLDFR | HFTD - Distribution - Tier 2 - 2QU CoRE ¦ 3QU LoRE | Red Flag Warning - Destructive Fires | Aggregated | Aggregated | 2027 | 9.3532e-06 | 0 | 948.5456 | 0.0088719 | 2027 | Mitigation | 0.08575 | 30 | 0 | esc | 0.0012005 | 1.1228e-08 | 0.00060025 | 5.6142e-09 | 0.0015435 | 1.4437e-08
[35 empty] | 7.3.1.3 Ignition probability mapping showing the probability of ignition along the electric lines and equipment | WLDFR | HFTD - Distribution - Tier 2 - 4QU CoRE ¦ 2QU LoRE | 2042 | 0.24151 | 0.013903 | 0.59419 | 0 | 0.59419 | 0.0086538 | 0.36985 | 0 | 0.36985 | 0.018796 | 0.80332 | 0 | 0.80332 | 0.019739 | 0.8436 | 0 | 0.8436 | 0.1435 | 0.089325 | 0.19401 | 0.20374 | 0.018796 | 0.0045395 | 0.80332 | 0.19401 | 0 | 0 | 0.80332 | 0.19401 | [11 empty] | WLDFR | HFTD - Distribution - Tier 2 - 2QU CoRE ¦ 3QU LoRE | Non-Red Flag Warning - Large Fires | 2048 | 4.6178e-08 | 2.3089e-08 | 5.9372e-08 | 7.3713 | 0.88759 | 4.1075 | 2.3763 | 0 | 0 | 0 | 3.8466e-05 |  | 3.404e-07 | 0 | 3.404e-07 | 1.702e-07 | 0 | 1.702e-07 | 4.3765e-07 | 0 | 4.3765e-07 | [16 empty] | 7.3.1.3 Ignition probability mapping showing the probability of ignition along the electric lines and equipmentWLDFRAggregatedAggregated | WLDFR | HFTD - Distribution - Tier 2 - 2QU CoRE ¦ 3QU LoRE | Red Flag Warning - Destructive Fires | Aggregated | Aggregated | 2028 | 9.3532e-06 | 0 | 948.5456 | 0.0088719 | 2028 | Mitigation | 0.08575 | 30 | 0 | esc | 0.0012005 | 1.1228e-08 | 0.00060025 | 5.6142e-09 | 0.0015435 | 1.4437e-08
[35 empty] | 7.3.1.3 Ignition probability mapping showing the probability of ignition along the electric lines and equipment | WLDFR | HFTD - Distribution - Tier 2 - 4QU CoRE ¦ 2QU LoRE | 2043 | 0.22571 | 0.013903 | 0.62381 | 0 | 0.62381 | 0.0086538 | 0.3883 | 0 | 0.3883 | 0.018796 | 0.84338 | 0 | 0.84338 | 0.019739 | 0.88567 | 0 | 0.88567 | 0.1408 | 0.087643 | 0.19036 | 0.19991 | 0.018796 | 0.0042425 | 0.84338 | 0.19036 | 0 | 0 | 0.84338 | 0.19036 | [11 empty] | WLDFR | HFTD - Distribution - Tier 2 - 2QU CoRE ¦ 3QU LoRE | Non-Red Flag Warning - Large Fires | 2049 | 4.6178e-08 | 2.3089e-08 | 5.9372e-08 | 7.3713 | 0.88759 | 4.1075 | 2.3763 | 0 | 0 | 0 | 3.8466e-05 |  | 3.404e-07 | 0 | 3.404e-07 | 1.702e-07 | 0 | 1.702e-07 | 4.3765e-07 | 0 | 4.3765e-07 | [16 empty] | 7.3.1.3 Ignition probability mapping showing the probability of ignition along the electric lines and equipmentWLDFRAggregatedAggregated | WLDFR | HFTD - Distribution - Tier 2 - 2QU CoRE ¦ 3QU LoRE | Red Flag Warning - Destructive Fires | Aggregated | Aggregated | 2029 | 9.3532e-06 | 0 | 948.5456 | 0.0088719 | 2029 | Mitigation | 0.08575 | 30 | 0 | esc | 0.0012005 | 1.1228e-08 | 0.00060025 | 5.6142e-09 | 0.0015435 | 1.4437e-08
[35 empty] | 7.3.1.3 Ignition probability mapping showing the probability of ignition along the electric lines and equipment | WLDFR | HFTD - Distribution - Tier 2 - 4QU CoRE ¦ 2QU LoRE | 2044 | 0.21095 | 0.013903 | 0.62381 | 0 | 0.62381 | 0.0086538 | 0.3883 | 0 | 0.3883 | 0.018796 | 0.84338 | 0 | 0.84338 | 0.019739 | 0.88567 | 0 | 0.88567 | 0.13159 | 0.08191 | 0.17791 | 0.18683 | 0.018796 | 0.003965 | 0.84338 | 0.17791 | 0 | 0 | 0.84338 | 0.17791 | [11 empty] | WLDFR | HFTD - Distribution - Tier 2 - 2QU CoRE ¦ 3QU LoRE | Non-Red Flag Warning - Large Fires | 2050 | 0 | 2.3089e-08 | 5.9372e-08 | 7.3713 | 0.88759 | 4.1075 | 2.3763 | 0 | 0 | 0 | 3.8466e-05 |  | 0 | 0 | 0 | 1.702e-07 | 0 | 1.702e-07 | 4.3765e-07 | 0 | 4.3765e-07 | [16 empty] | 7.3.1.3 Ignition probability mapping showing the probability of ignition along the electric lines and equipmentWLDFRAggregatedAggregated | WLDFR | HFTD - Distribution - Tier 2 - 2QU CoRE ¦ 3QU LoRE | Red Flag Warning - Destructive Fires | Aggregated | Aggregated | 2030 | 9.3532e-06 | 0 | 948.5456 | 0.0088719 | 2030 | Mitigation | 0.08575 | 30 | 0 | esc | 0.0012005 | 1.1228e-08 | 0.00060025 | 5.6142e-09 | 0.0015435 | 1.4437e-08
[35 empty] | 7.3.1.3 Ignition probability mapping showing the probability of ignition along the electric lines and equipment | WLDFR | HFTD - Distribution - Tier 2 - 4QU CoRE ¦ 2QU LoRE | 2045 | 0.19715 | 0.013903 | 0.62381 | 0 | 0.62381 | 0.0086538 | 0.3883 | 0 | 0.3883 | 0.018796 | 0.84338 | 0 | 0.84338 | 0.019739 | 0.88567 | 0 | 0.88567 | 0.12298 | 0.076551 | 0.16627 | 0.17461 | 0.018796 | 0.0037056 | 0.84338 | 0.16627 | 0 | 0 | 0.84338 | 0.16627 | [11 empty] | WLDFR | HFTD - Distribution - Tier 2 - 2QU CoRE ¦ 3QU LoRE | Non-Red Flag Warning - Large Fires | 2051 | 0 | 0 | 5.9372e-08 | 7.3713 | 0.88759 | 4.1075 | 2.3763 | 0 | 0 | 0 | 3.8466e-05 |  | 0 | 0 | 0 | 0 | 0 | 0 | 4.3765e-07 | 0 | 4.3765e-07 | [16 empty] | 7.3.1.3 Ignition probability mapping showing the probability of ignition along the electric lines and equipmentWLDFRAggregatedAggregated | WLDFR | HFTD - Distribution - Tier 2 - 2QU CoRE ¦ 3QU LoRE | Red Flag Warning - Destructive Fires | Aggregated | Aggregated | 2031 | 9.3532e-06 | 0 | 948.5456 | 0.0088719 | 2031 | Mitigation | 0.08575 | 30 | 0 | esc | 0.0012005 | 1.1228e-08 | 0.00060025 | 5.6142e-09 | 0.0015435 | 1.4437e-08
[35 empty] | 7.3.1.3 Ignition probability mapping showing the probability of ignition along the electric lines and equipment | WLDFR | HFTD - Distribution - Tier 2 - 4QU CoRE ¦ 2QU LoRE | 2046 | 0.18425 | 0.013903 | 0.62381 | 0 | 0.62381 | 0.0086538 | 0.3883 | 0 | 0.3883 | 0.018796 | 0.84338 | 0 | 0.84338 | 0.019739 | 0.88567 | 0 | 0.88567 | 0.11494 | 0.071543 | 0.15539 | 0.16318 | 0.018796 | 0.0034632 | 0.84338 | 0.15539 | 0 | 0 | 0.84338 | 0.15539 | [11 empty] | WLDFR | HFTD - Distribution - Tier 2 - 2QU CoRE ¦ 3QU LoRE | Non-Red Flag Warning - Small Fires | 2020 | 5.241e-06 | 0 | 0 | 0.077901 | 0.036425 | 0.0015809 | 0.039895 | 0 | 0 | 0 | 0.0043657 |  | 4.0828e-07 | 0 | 4.0828e-07 | 0 | 0 | 0 | 0 | 0 | 0 | [16 empty] | 7.3.1.3 Ignition probability mapping showing the probability of ignition along the electric lines and equipmentWLDFRAggregatedAggregated | WLDFR | HFTD - Distribution - Tier 2 - 2QU CoRE ¦ 3QU LoRE | Red Flag Warning - Destructive Fires | Aggregated | Aggregated | 2032 | 9.3532e-06 | 0 | 948.5456 | 0.0088719 | 2032 | Mitigation | 0.08575 | 30 | 0 | esc | 0.0012005 | 1.1228e-08 | 0.00060025 | 5.6142e-09 | 0.0015435 | 1.4437e-08
[35 empty] | 7.3.1.3 Ignition probability mapping showing the probability of ignition along the electric lines and equipment | WLDFR | HFTD - Distribution - Tier 2 - 4QU CoRE ¦ 2QU LoRE | 2047 | 0.1722 | 0.013903 | 0.62381 | 0 | 0.62381 | 0.0086538 | 0.3883 | 0 | 0.3883 | 0.018796 | 0.84338 | 0 | 0.84338 | 0.019739 | 0.88567 | 0 | 0.88567 | 0.10742 | 0.066863 | 0.14523 | 0.15251 | 0.018796 | 0.0032366 | 0.84338 | 0.14523 | 0 | 0 | 0.84338 | 0.14523 | [11 empty] | WLDFR | HFTD - Distribution - Tier 2 - 2QU CoRE ¦ 3QU LoRE | Non-Red Flag Warning - Small Fires | 2021 | 5.241e-06 | 2.6205e-06 | 0 | 0.077901 | 0.036425 | 0.0015809 | 0.039895 | 0 | 0 | 0 | 0.0043657 |  | 4.0828e-07 | 0 | 4.0828e-07 | 2.0414e-07 | 0 | 2.0414e-07 | 0 | 0 | 0 | [16 empty] | 7.3.1.3 Ignition probability mapping showing the probability of ignition along the electric lines and equipmentWLDFRAggregatedAggregated | WLDFR | HFTD - Distribution - Tier 2 - 2QU CoRE ¦ 3QU LoRE | Red Flag Warning - Destructive Fires | Aggregated | Aggregated | 2033 | 9.3532e-06 | 0 | 948.5456 | 0.0088719 | 2033 | Mitigation | 0.08575 | 30 | 0 | esc | 0.0012005 | 1.1228e-08 | 0.00060025 | 5.6142e-09 | 0.0015435 | 1.4437e-08
[35 empty] | 7.3.1.3 Ignition probability mapping showing the probability of ignition along the electric lines and equipment | WLDFR | HFTD - Distribution - Tier 2 - 4QU CoRE ¦ 2QU LoRE | 2048 | 0.16093 | 0.013903 | 0.65487 | 0 | 0.65487 | 0.0086538 | 0.40763 | 0 | 0.40763 | 0.018796 | 0.88536 | 0 | 0.88536 | 0.019739 | 0.92976 | 0 | 0.92976 | 0.10539 | 0.065599 | 0.14248 | 0.14963 | 0.018796 | 0.0030249 | 0.88536 | 0.14248 | 0 | 0 | 0.88536 | 0.14248 | [11 empty] | WLDFR | HFTD - Distribution - Tier 2 - 2QU CoRE ¦ 3QU LoRE | Non-Red Flag Warning - Small Fires | 2022 | 5.241e-06 | 2.6205e-06 | 6.7384e-06 | 0.077901 | 0.036425 | 0.0015809 | 0.039895 | 0 | 0 | 0 | 0.0043657 |  | 4.0828e-07 | 0 | 4.0828e-07 | 2.0414e-07 | 0 | 2.0414e-07 | 5.2493e-07 | 0 | 5.2493e-07 | [16 empty] | 7.3.1.3 Ignition probability mapping showing the probability of ignition along the electric lines and equipmentWLDFRAggregatedAggregated | WLDFR | HFTD - Distribution - Tier 2 - 2QU CoRE ¦ 3QU LoRE | Red Flag Warning - Destructive Fires | Aggregated | Aggregated | 2034 | 9.3532e-06 | 0 | 948.5456 | 0.0088719 | 2034 | Mitigation | 0.08575 | 30 | 0 | esc | 0.0012005 | 1.1228e-08 | 0.00060025 | 5.6142e-09 | 0.0015435 | 1.4437e-08
[35 empty] | 7.3.1.3 Ignition probability mapping showing the probability of ignition along the electric lines and equipment | WLDFR | HFTD - Distribution - Tier 2 - 4QU CoRE ¦ 2QU LoRE | 2049 | 0.1504 | 0.013903 | 0.65487 | 0 | 0.65487 | 0.0086538 | 0.40763 | 0 | 0.40763 | 0.018796 | 0.88536 | 0 | 0.88536 | 0.019739 | 0.92976 | 0 | 0.92976 | 0.098494 | 0.061308 | 0.13316 | 0.13984 | 0.018796 | 0.002827 | 0.88536 | 0.13316 | 0 | 0 | 0.88536 | 0.13316 | [11 empty] | WLDFR | HFTD - Distribution - Tier 2 - 2QU CoRE ¦ 3QU LoRE | Non-Red Flag Warning - Small Fires | 2023 | 5.241e-06 | 2.6205e-06 | 6.7384e-06 | 0.080408 | 0.03759 | 0.0016314 | 0.041187 | 0 | 0 | 0 | 0.0043657 |  | 4.2142e-07 | 0 | 4.2142e-07 | 2.1071e-07 | 0 | 2.1071e-07 | 5.4182e-07 | 0 | 5.4182e-07 | [16 empty] | 7.3.1.3 Ignition probability mapping showing the probability of ignition along the electric lines and equipmentWLDFRAggregatedAggregated | WLDFR | HFTD - Distribution - Tier 2 - 2QU CoRE ¦ 3QU LoRE | Red Flag Warning - Destructive Fires | Aggregated | Aggregated | 2035 | 9.3532e-06 | 0 | 948.5456 | 0.0088719 | 2035 | Mitigation | 0.08575 | 30 | 0 | esc | 0.0012005 | 1.1228e-08 | 0.00060025 | 5.6142e-09 | 0.0015435 | 1.4437e-08
[35 empty] | 7.3.1.3 Ignition probability mapping showing the probability of ignition along the electric lines and equipment | WLDFR | HFTD - Distribution - Tier 2 - 4QU CoRE ¦ 2QU LoRE | 2050 | 0.14056 | 0 | 0 | 0 | 0 | 0.0086538 | 0.40763 | 0 | 0.40763 | 0.018796 | 0.88536 | 0 | 0.88536 | 0.019739 | 0.92976 | 0 | 0.92976 | 0 | 0.057297 | 0.12445 | 0.13069 | 0.018796 | 0.002642 | 0.88536 | 0.12445 | 0 | 0 | 0.88536 | 0.12445 | [11 empty] | WLDFR | HFTD - Distribution - Tier 2 - 2QU CoRE ¦ 3QU LoRE | Non-Red Flag Warning - Small Fires | 2024 | 5.241e-06 | 2.6205e-06 | 6.7384e-06 | 0.080408 | 0.03759 | 0.0016314 | 0.041187 | 0 | 0 | 0 | 0.0043657 |  | 4.2142e-07 | 0 | 4.2142e-07 | 2.1071e-07 | 0 | 2.1071e-07 | 5.4182e-07 | 0 | 5.4182e-07 | [16 empty] | 7.3.1.3 Ignition probability mapping showing the probability of ignition along the electric lines and equipmentWLDFRAggregatedAggregated | WLDFR | HFTD - Distribution - Tier 2 - 2QU CoRE ¦ 3QU LoRE | Red Flag Warning - Destructive Fires | Aggregated | Aggregated | 2036 | 9.3532e-06 | 0 | 948.5456 | 0.0088719 | 2036 | Mitigation | 0.08575 | 30 | 0 | esc | 0.0012005 | 1.1228e-08 | 0.00060025 | 5.6142e-09 | 0.0015435 | 1.4437e-08
[35 empty] | 7.3.1.3 Ignition probability mapping showing the probability of ignition along the electric lines and equipment | WLDFR | HFTD - Distribution - Tier 2 - 4QU CoRE ¦ 2QU LoRE | 2051 | 0.13137 | 0 | 0 | 0 | 0 | 0 | 0 | 0 | 0 | 0.018796 | 0.88536 | 0 | 0.88536 | 0.019739 | 0.92976 | 0 | 0.92976 | 0 | 0 | 0.11631 | 0.12214 | 0.018796 | 0.0024692 | 0.88536 | 0.11631 | 0 | 0 | 0.88536 | 0.11631 | [11 empty] | WLDFR | HFTD - Distribution - Tier 2 - 2QU CoRE ¦ 3QU LoRE | Non-Red Flag Warning - Small Fires | 2025 | 5.241e-06 | 2.6205e-06 | 6.7384e-06 | 0.080408 | 0.03759 | 0.0016314 | 0.041187 | 0 | 0 | 0 | 0.0043657 |  | 4.2142e-07 | 0 | 4.2142e-07 | 2.1071e-07 | 0 | 2.1071e-07 | 5.4182e-07 | 0 | 5.4182e-07 | [16 empty] | 7.3.1.3 Ignition probability mapping showing the probability of ignition along the electric lines and equipmentWLDFRAggregatedAggregated | WLDFR | HFTD - Distribution - Tier 2 - 2QU CoRE ¦ 3QU LoRE | Red Flag Warning - Destructive Fires | Aggregated | Aggregated | 2037 | 9.3532e-06 | 0 | 948.5456 | 0.0088719 | 2037 | Mitigation | 0.08575 | 30 | 0 | esc | 0.0012005 | 1.1228e-08 | 0.00060025 | 5.6142e-09 | 0.0015435 | 1.4437e-08
[35 empty] | 7.3.1.3 Ignition probability mapping showing the probability of ignition along the electric lines and equipment | WLDFR | HFTD - Distribution - Tier 2 - 4QU CoRE ¦ 2QU LoRE | 2052 | 0.12277 | 0 | 0 | 0 | 0 | 0 | 0 | 0 | 0 | 0 | 0 | 0 | 0 | 0.019739 | 0.92976 | 0 | 0.92976 | 0 | 0 | 0 | 0.11415 | 0 | 0 | 0 | 0 | 0 | 0 | 0 | 0 | [11 empty] | WLDFR | HFTD - Distribution - Tier 2 - 2QU CoRE ¦ 3QU LoRE | Non-Red Flag Warning - Small Fires | 2026 | 5.241e-06 | 2.6205e-06 | 6.7384e-06 | 0.080408 | 0.03759 | 0.0016314 | 0.041187 | 0 | 0 | 0 | 0.0043657 |  | 4.2142e-07 | 0 | 4.2142e-07 | 2.1071e-07 | 0 | 2.1071e-07 | 5.4182e-07 | 0 | 5.4182e-07 | [16 empty] | 7.3.1.3 Ignition probability mapping showing the probability of ignition along the electric lines and equipmentWLDFRAggregatedAggregated | WLDFR | HFTD - Distribution - Tier 2 - 2QU CoRE ¦ 3QU LoRE | Red Flag Warning - Destructive Fires | Aggregated | Aggregated | 2038 | 9.3532e-06 | 0 | 948.5456 | 0.0088719 | 2038 | Mitigation | 0.08575 | 30 | 0 | esc | 0.0012005 | 1.1228e-08 | 0.00060025 | 5.6142e-09 | 0.0015435 | 1.4437e-08
[35 empty] | 7.3.1.3 Ignition probability mapping showing the probability of ignition along the electric lines and equipment | WLDFR | HFTD - Distribution - Tier 2 - 4QU CoRE ¦ 3QU LoRE | 2020 | 1 | 0.015597 | 0.54187 | 0 | 0.54187 | 0 | 0 | 0 | 0 | 0 | 0 | 0 | 0 | 0 | 0 | 0 | 0 | 0.54187 | 0 | 0 | 0 | 0 | 0 | 0 | 0 | 0 | 0 | 0 | 0 | [11 empty] | WLDFR | HFTD - Distribution - Tier 2 - 2QU CoRE ¦ 3QU LoRE | Non-Red Flag Warning - Small Fires | 2027 | 5.241e-06 | 2.6205e-06 | 6.7384e-06 | 0.080408 | 0.03759 | 0.0016314 | 0.041187 | 0 | 0 | 0 | 0.0043657 |  | 4.2142e-07 | 0 | 4.2142e-07 | 2.1071e-07 | 0 | 2.1071e-07 | 5.4182e-07 | 0 | 5.4182e-07 | [16 empty] | 7.3.1.3 Ignition probability mapping showing the probability of ignition along the electric lines and equipmentWLDFRAggregatedAggregated | WLDFR | HFTD - Distribution - Tier 2 - 2QU CoRE ¦ 3QU LoRE | Red Flag Warning - Destructive Fires | Aggregated | Aggregated | 2039 | 9.3532e-06 | 0 | 948.5456 | 0.0088719 | 2039 | Mitigation | 0.08575 | 30 | 0 | esc | 0.0012005 | 1.1228e-08 | 0.00060025 | 5.6142e-09 | 0.0015435 | 1.4437e-08
[35 empty] | 7.3.1.3 Ignition probability mapping showing the probability of ignition along the electric lines and equipment | WLDFR | HFTD - Distribution - Tier 2 - 4QU CoRE ¦ 3QU LoRE | 2021 | 1 | 0.015597 | 0.54187 | 0 | 0.54187 | 0.0097085 | 0.33729 | 0 | 0.33729 | 0 | 0 | 0 | 0 | 0 | 0 | 0 | 0 | 0.54187 | 0.33729 | 0 | 0 | 0 | 0 | 0 | 0 | 0 | 0 | 0 | 0 | [11 empty] | WLDFR | HFTD - Distribution - Tier 2 - 2QU CoRE ¦ 3QU LoRE | Non-Red Flag Warning - Small Fires | 2028 | 5.241e-06 | 2.6205e-06 | 6.7384e-06 | 0.083606 | 0.039055 | 0.001695 | 0.042856 | 0 | 0 | 0 | 0.0043657 |  | 4.3818e-07 | 0 | 4.3818e-07 | 2.1909e-07 | 0 | 2.1909e-07 | 5.6337e-07 | 0 | 5.6337e-07 | [16 empty] | 7.3.1.3 Ignition probability mapping showing the probability of ignition along the electric lines and equipmentWLDFRAggregatedAggregated | WLDFR | HFTD - Distribution - Tier 2 - 2QU CoRE ¦ 3QU LoRE | Red Flag Warning - Destructive Fires | Aggregated | Aggregated | 2040 | 9.3532e-06 | 0 | 948.5456 | 0.0088719 | 2040 | Mitigation | 0.08575 | 30 | 0 | esc | 0.0012005 | 1.1228e-08 | 0.00060025 | 5.6142e-09 | 0.0015435 | 1.4437e-08
[35 empty] | 7.3.1.3 Ignition probability mapping showing the probability of ignition along the electric lines and equipment | WLDFR | HFTD - Distribution - Tier 2 - 4QU CoRE ¦ 3QU LoRE | 2022 | 0.93458 | 0.015506 | 0.53843 | 0 | 0.53843 | 0.0096515 | 0.33515 | 0 | 0.33515 | 0.021815 | 0.75751 | 0 | 0.75751 | 0 | 0 | 0 | 0 | 0.50321 | 0.31322 | 0.70795 | 0 | 0.021815 | 0.020387 | 0.75751 | 0.70795 | 0 | 0 | 0.75751 | 0.70795 | [11 empty] | WLDFR | HFTD - Distribution - Tier 2 - 2QU CoRE ¦ 3QU LoRE | Non-Red Flag Warning - Small Fires | 2029 | 5.241e-06 | 2.6205e-06 | 6.7384e-06 | 0.083606 | 0.039055 | 0.001695 | 0.042856 | 0 | 0 | 0 | 0.0043657 |  | 4.3818e-07 | 0 | 4.3818e-07 | 2.1909e-07 | 0 | 2.1909e-07 | 5.6337e-07 | 0 | 5.6337e-07 | [16 empty] | 7.3.1.3 Ignition probability mapping showing the probability of ignition along the electric lines and equipmentWLDFRAggregatedAggregated | WLDFR | HFTD - Distribution - Tier 2 - 2QU CoRE ¦ 3QU LoRE | Red Flag Warning - Destructive Fires | Aggregated | Aggregated | 2041 | 9.3532e-06 | 0 | 948.5456 | 0.0088719 | 2041 | Mitigation | 0.08575 | 30 | 0 | esc | 0.0012005 | 1.1228e-08 | 0.00060025 | 5.6142e-09 | 0.0015435 | 1.4437e-08
[35 empty] | 7.3.1.3 Ignition probability mapping showing the probability of ignition along the electric lines and equipment | WLDFR | HFTD - Distribution - Tier 2 - 4QU CoRE ¦ 3QU LoRE | 2023 | 0.87344 | 0.015506 | 0.55816 | 0 | 0.55816 | 0.0096515 | 0.34743 | 0 | 0.34743 | 0.021815 | 0.78526 | 0 | 0.78526 | 0.022908 | 0.82464 | 0 | 0.82464 | 0.48752 | 0.30346 | 0.68588 | 0.72027 | 0.021815 | 0.019054 | 0.78526 | 0.68588 | 0 | 0 | 0.78526 | 0.68588 | [11 empty] | WLDFR | HFTD - Distribution - Tier 2 - 2QU CoRE ¦ 3QU LoRE | Non-Red Flag Warning - Small Fires | 2030 | 5.241e-06 | 2.6205e-06 | 6.7384e-06 | 0.083606 | 0.039055 | 0.001695 | 0.042856 | 0 | 0 | 0 | 0.0043657 |  | 4.3818e-07 | 0 | 4.3818e-07 | 2.1909e-07 | 0 | 2.1909e-07 | 5.6337e-07 | 0 | 5.6337e-07 | [16 empty] | 7.3.1.3 Ignition probability mapping showing the probability of ignition along the electric lines and equipmentWLDFRAggregatedAggregated | WLDFR | HFTD - Distribution - Tier 2 - 2QU CoRE ¦ 3QU LoRE | Red Flag Warning - Destructive Fires | Aggregated | Aggregated | 2042 | 9.3532e-06 | 0 | 948.5456 | 0.0088719 | 2042 | Mitigation | 0.08575 | 30 | 0 | esc | 0.0012005 | 1.1228e-08 | 0.00060025 | 5.6142e-09 | 0.0015435 | 1.4437e-08
[35 empty] | 7.3.1.3 Ignition probability mapping showing the probability of ignition along the electric lines and equipment | WLDFR | HFTD - Distribution - Tier 2 - 4QU CoRE ¦ 3QU LoRE | 2024 | 0.8163 | 0.015506 | 0.55816 | 0 | 0.55816 | 0.0096515 | 0.34743 | 0 | 0.34743 | 0.021815 | 0.78526 | 0 | 0.78526 | 0.022908 | 0.82464 | 0 | 0.82464 | 0.45562 | 0.28361 | 0.64101 | 0.67315 | 0.021815 | 0.017807 | 0.78526 | 0.64101 | 0 | 0 | 0.78526 | 0.64101 | [11 empty] | WLDFR | HFTD - Distribution - Tier 2 - 2QU CoRE ¦ 3QU LoRE | Non-Red Flag Warning - Small Fires | 2031 | 5.241e-06 | 2.6205e-06 | 6.7384e-06 | 0.083606 | 0.039055 | 0.001695 | 0.042856 | 0 | 0 | 0 | 0.0043657 |  | 4.3818e-07 | 0 | 4.3818e-07 | 2.1909e-07 | 0 | 2.1909e-07 | 5.6337e-07 | 0 | 5.6337e-07 | [16 empty] | 7.3.1.3 Ignition probability mapping showing the probability of ignition along the electric lines and equipmentWLDFRAggregatedAggregated | WLDFR | HFTD - Distribution - Tier 2 - 2QU CoRE ¦ 3QU LoRE | Red Flag Warning - Destructive Fires | Aggregated | Aggregated | 2043 | 9.3532e-06 | 0 | 948.5456 | 0.0088719 | 2043 | Mitigation | 0.08575 | 30 | 0 | esc | 0.0012005 | 1.1228e-08 | 0.00060025 | 5.6142e-09 | 0.0015435 | 1.4437e-08
[35 empty] | 7.3.1.3 Ignition probability mapping showing the probability of ignition along the electric lines and equipment | WLDFR | HFTD - Distribution - Tier 2 - 4QU CoRE ¦ 3QU LoRE | 2025 | 0.7629 | 0.015506 | 0.55816 | 0 | 0.55816 | 0.0096515 | 0.34743 | 0 | 0.34743 | 0.021815 | 0.78526 | 0 | 0.78526 | 0.022908 | 0.82464 | 0 | 0.82464 | 0.42582 | 0.26505 | 0.59907 | 0.62911 | 0.021815 | 0.016642 | 0.78526 | 0.59907 | 0 | 0 | 0.78526 | 0.59907 | [11 empty] | WLDFR | HFTD - Distribution - Tier 2 - 2QU CoRE ¦ 3QU LoRE | Non-Red Flag Warning - Small Fires | 2032 | 5.241e-06 | 2.6205e-06 | 6.7384e-06 | 0.083606 | 0.039055 | 0.001695 | 0.042856 | 0 | 0 | 0 | 0.0043657 |  | 4.3818e-07 | 0 | 4.3818e-07 | 2.1909e-07 | 0 | 2.1909e-07 | 5.6337e-07 | 0 | 5.6337e-07 | [16 empty] | 7.3.1.3 Ignition probability mapping showing the probability of ignition along the electric lines and equipmentWLDFRAggregatedAggregated | WLDFR | HFTD - Distribution - Tier 2 - 2QU CoRE ¦ 3QU LoRE | Red Flag Warning - Destructive Fires | Aggregated | Aggregated | 2044 | 9.3532e-06 | 0 | 948.5456 | 0.0088719 | 2044 | Mitigation | 0.08575 | 30 | 0 | esc | 0.0012005 | 1.1228e-08 | 0.00060025 | 5.6142e-09 | 0.0015435 | 1.4437e-08
[35 empty] | 7.3.1.3 Ignition probability mapping showing the probability of ignition along the electric lines and equipment | WLDFR | HFTD - Distribution - Tier 2 - 4QU CoRE ¦ 3QU LoRE | 2026 | 0.71299 | 0.015506 | 0.55816 | 0 | 0.55816 | 0.0096515 | 0.34743 | 0 | 0.34743 | 0.021815 | 0.78526 | 0 | 0.78526 | 0.022908 | 0.82464 | 0 | 0.82464 | 0.39796 | 0.24771 | 0.55988 | 0.58796 | 0.021815 | 0.015553 | 0.78526 | 0.55988 | 0 | 0 | 0.78526 | 0.55988 | [11 empty] | WLDFR | HFTD - Distribution - Tier 2 - 2QU CoRE ¦ 3QU LoRE | Non-Red Flag Warning - Small Fires | 2033 | 5.241e-06 | 2.6205e-06 | 6.7384e-06 | 0.087211 | 0.040679 | 0.0017655 | 0.044766 | 0 | 0 | 0 | 0.0043657 |  | 4.5707e-07 | 0 | 4.5707e-07 | 2.2854e-07 | 0 | 2.2854e-07 | 5.8766e-07 | 0 | 5.8766e-07 | [16 empty] | 7.3.1.3 Ignition probability mapping showing the probability of ignition along the electric lines and equipmentWLDFRAggregatedAggregated | WLDFR | HFTD - Distribution - Tier 2 - 2QU CoRE ¦ 3QU LoRE | Red Flag Warning - Destructive Fires | Aggregated | Aggregated | 2045 | 9.3532e-06 | 0 | 948.5456 | 0.0088719 | 2045 | Mitigation | 0.08575 | 30 | 0 | esc | 0.0012005 | 1.1228e-08 | 0.00060025 | 5.6142e-09 | 0.0015435 | 1.4437e-08
[35 empty] | 7.3.1.3 Ignition probability mapping showing the probability of ignition along the electric lines and equipment | WLDFR | HFTD - Distribution - Tier 2 - 4QU CoRE ¦ 3QU LoRE | 2027 | 0.66634 | 0.015506 | 0.55816 | 0 | 0.55816 | 0.0096515 | 0.34743 | 0 | 0.34743 | 0.021815 | 0.78526 | 0 | 0.78526 | 0.022908 | 0.82464 | 0 | 0.82464 | 0.37193 | 0.23151 | 0.52325 | 0.54949 | 0.021815 | 0.014536 | 0.78526 | 0.52325 | 0 | 0 | 0.78526 | 0.52325 | [11 empty] | WLDFR | HFTD - Distribution - Tier 2 - 2QU CoRE ¦ 3QU LoRE | Non-Red Flag Warning - Small Fires | 2034 | 5.241e-06 | 2.6205e-06 | 6.7384e-06 | 0.087211 | 0.040679 | 0.0017655 | 0.044766 | 0 | 0 | 0 | 0.0043657 |  | 4.5707e-07 | 0 | 4.5707e-07 | 2.2854e-07 | 0 | 2.2854e-07 | 5.8766e-07 | 0 | 5.8766e-07 | [16 empty] | 7.3.1.3 Ignition probability mapping showing the probability of ignition along the electric lines and equipmentWLDFRAggregatedAggregated | WLDFR | HFTD - Distribution - Tier 2 - 2QU CoRE ¦ 3QU LoRE | Red Flag Warning - Destructive Fires | Aggregated | Aggregated | 2046 | 9.3532e-06 | 0 | 948.5456 | 0.0088719 | 2046 | Mitigation | 0.08575 | 30 | 0 | esc | 0.0012005 | 1.1228e-08 | 0.00060025 | 5.6142e-09 | 0.0015435 | 1.4437e-08
[35 empty] | 7.3.1.3 Ignition probability mapping showing the probability of ignition along the electric lines and equipment | WLDFR | HFTD - Distribution - Tier 2 - 4QU CoRE ¦ 3QU LoRE | 2028 | 0.62275 | 0.015506 | 0.58302 | 0 | 0.58302 | 0.0096515 | 0.3629 | 0 | 0.3629 | 0.021815 | 0.82023 | 0 | 0.82023 | 0.022908 | 0.86136 | 0 | 0.86136 | 0.36307 | 0.226 | 0.5108 | 0.53641 | 0.021815 | 0.013585 | 0.82023 | 0.5108 | 0 | 0 | 0.82023 | 0.5108 | [11 empty] | WLDFR | HFTD - Distribution - Tier 2 - 2QU CoRE ¦ 3QU LoRE | Non-Red Flag Warning - Small Fires | 2035 | 5.241e-06 | 2.6205e-06 | 6.7384e-06 | 0.087211 | 0.040679 | 0.0017655 | 0.044766 | 0 | 0 | 0 | 0.0043657 |  | 4.5707e-07 | 0 | 4.5707e-07 | 2.2854e-07 | 0 | 2.2854e-07 | 5.8766e-07 | 0 | 5.8766e-07 | [16 empty] | 7.3.1.3 Ignition probability mapping showing the probability of ignition along the electric lines and equipmentWLDFRAggregatedAggregated | WLDFR | HFTD - Distribution - Tier 2 - 2QU CoRE ¦ 3QU LoRE | Red Flag Warning - Destructive Fires | Aggregated | Aggregated | 2047 | 9.3532e-06 | 0 | 948.5456 | 0.0088719 | 2047 | Mitigation | 0.08575 | 30 | 0 | esc | 0.0012005 | 1.1228e-08 | 0.00060025 | 5.6142e-09 | 0.0015435 | 1.4437e-08
[35 empty] | 7.3.1.3 Ignition probability mapping showing the probability of ignition along the electric lines and equipment | WLDFR | HFTD - Distribution - Tier 2 - 4QU CoRE ¦ 3QU LoRE | 2029 | 0.58201 | 0.015506 | 0.58302 | 0 | 0.58302 | 0.0096515 | 0.3629 | 0 | 0.3629 | 0.021815 | 0.82023 | 0 | 0.82023 | 0.022908 | 0.86136 | 0 | 0.86136 | 0.33932 | 0.21121 | 0.47738 | 0.50132 | 0.021815 | 0.012696 | 0.82023 | 0.47738 | 0 | 0 | 0.82023 | 0.47738 | [11 empty] | WLDFR | HFTD - Distribution - Tier 2 - 2QU CoRE ¦ 3QU LoRE | Non-Red Flag Warning - Small Fires | 2036 | 5.241e-06 | 2.6205e-06 | 6.7384e-06 | 0.087211 | 0.040679 | 0.0017655 | 0.044766 | 0 | 0 | 0 | 0.0043657 |  | 4.5707e-07 | 0 | 4.5707e-07 | 2.2854e-07 | 0 | 2.2854e-07 | 5.8766e-07 | 0 | 5.8766e-07 | [16 empty] | 7.3.1.3 Ignition probability mapping showing the probability of ignition along the electric lines and equipmentWLDFRAggregatedAggregated | WLDFR | HFTD - Distribution - Tier 2 - 2QU CoRE ¦ 3QU LoRE | Red Flag Warning - Destructive Fires | Aggregated | Aggregated | 2048 | 9.3532e-06 | 0 | 948.5456 | 0.0088719 | 2048 | Mitigation | 0.08575 | 30 | 0 | esc | 0.0012005 | 1.1228e-08 | 0.00060025 | 5.6142e-09 | 0.0015435 | 1.4437e-08
[35 empty] | 7.3.1.3 Ignition probability mapping showing the probability of ignition along the electric lines and equipment | WLDFR | HFTD - Distribution - Tier 2 - 4QU CoRE ¦ 3QU LoRE | 2030 | 0.54393 | 0.015506 | 0.58302 | 0 | 0.58302 | 0.0096515 | 0.3629 | 0 | 0.3629 | 0.021815 | 0.82023 | 0 | 0.82023 | 0.022908 | 0.86136 | 0 | 0.86136 | 0.31712 | 0.19739 | 0.44615 | 0.46853 | 0.021815 | 0.011866 | 0.82023 | 0.44615 | 0 | 0 | 0.82023 | 0.44615 | [11 empty] | WLDFR | HFTD - Distribution - Tier 2 - 2QU CoRE ¦ 3QU LoRE | Non-Red Flag Warning - Small Fires | 2037 | 5.241e-06 | 2.6205e-06 | 6.7384e-06 | 0.087211 | 0.040679 | 0.0017655 | 0.044766 | 0 | 0 | 0 | 0.0043657 |  | 4.5707e-07 | 0 | 4.5707e-07 | 2.2854e-07 | 0 | 2.2854e-07 | 5.8766e-07 | 0 | 5.8766e-07 | [16 empty] | 7.3.1.3 Ignition probability mapping showing the probability of ignition along the electric lines and equipmentWLDFRAggregatedAggregated | WLDFR | HFTD - Distribution - Tier 2 - 2QU CoRE ¦ 3QU LoRE | Red Flag Warning - Destructive Fires | Aggregated | Aggregated | 2049 | 9.3532e-06 | 0 | 948.5456 | 0.0088719 | 2049 | Mitigation | 0.08575 | 30 | 0 | esc | 0.0012005 | 1.1228e-08 | 0.00060025 | 5.6142e-09 | 0.0015435 | 1.4437e-08
[35 empty] | 7.3.1.3 Ignition probability mapping showing the probability of ignition along the electric lines and equipment | WLDFR | HFTD - Distribution - Tier 2 - 4QU CoRE ¦ 3QU LoRE | 2031 | 0.50835 | 0.015506 | 0.58302 | 0 | 0.58302 | 0.0096515 | 0.3629 | 0 | 0.3629 | 0.021815 | 0.82023 | 0 | 0.82023 | 0.022908 | 0.86136 | 0 | 0.86136 | 0.29638 | 0.18448 | 0.41697 | 0.43787 | 0.021815 | 0.011089 | 0.82023 | 0.41697 | 0 | 0 | 0.82023 | 0.41697 | [11 empty] | WLDFR | HFTD - Distribution - Tier 2 - 2QU CoRE ¦ 3QU LoRE | Non-Red Flag Warning - Small Fires | 2038 | 5.241e-06 | 2.6205e-06 | 6.7384e-06 | 0.091184 | 0.042438 | 0.0018418 | 0.046905 | 0 | 0 | 0 | 0.0043657 |  | 4.7789e-07 | 0 | 4.7789e-07 | 2.3895e-07 | 0 | 2.3895e-07 | 6.1444e-07 | 0 | 6.1444e-07 | [16 empty] | 7.3.1.3 Ignition probability mapping showing the probability of ignition along the electric lines and equipmentWLDFRAggregatedAggregated | WLDFR | HFTD - Distribution - Tier 2 - 2QU CoRE ¦ 3QU LoRE | Red Flag Warning - Destructive Fires | Aggregated | Aggregated | 2050 | 9.3532e-06 | 0 | 948.5456 | 0.0088719 | 2050 | Mitigation | 0.08575 | 30 | 0 | esc | 0 | 0 | 0.00060025 | 5.6142e-09 | 0.0015435 | 1.4437e-08
[35 empty] | 7.3.1.3 Ignition probability mapping showing the probability of ignition along the electric lines and equipment | WLDFR | HFTD - Distribution - Tier 2 - 4QU CoRE ¦ 3QU LoRE | 2032 | 0.47509 | 0.015506 | 0.58302 | 0 | 0.58302 | 0.0096515 | 0.3629 | 0 | 0.3629 | 0.021815 | 0.82023 | 0 | 0.82023 | 0.022908 | 0.86136 | 0 | 0.86136 | 0.27699 | 0.17241 | 0.38969 | 0.40923 | 0.021815 | 0.010364 | 0.82023 | 0.38969 | 0 | 0 | 0.82023 | 0.38969 | [11 empty] | WLDFR | HFTD - Distribution - Tier 2 - 2QU CoRE ¦ 3QU LoRE | Non-Red Flag Warning - Small Fires | 2039 | 5.241e-06 | 2.6205e-06 | 6.7384e-06 | 0.091184 | 0.042438 | 0.0018418 | 0.046905 | 0 | 0 | 0 | 0.0043657 |  | 4.7789e-07 | 0 | 4.7789e-07 | 2.3895e-07 | 0 | 2.3895e-07 | 6.1444e-07 | 0 | 6.1444e-07 | [16 empty] | 7.3.1.3 Ignition probability mapping showing the probability of ignition along the electric lines and equipmentWLDFRAggregatedAggregated | WLDFR | HFTD - Distribution - Tier 2 - 2QU CoRE ¦ 3QU LoRE | Red Flag Warning - Destructive Fires | Aggregated | Aggregated | 2051 | 9.3532e-06 | 0 | 948.5456 | 0.0088719 | 2051 | Mitigation | 0.08575 | 30 | 0 | esc | 0 | 0 | 0 | 0 | 0.0015435 | 1.4437e-08
[35 empty] | 7.3.1.3 Ignition probability mapping showing the probability of ignition along the electric lines and equipment | WLDFR | HFTD - Distribution - Tier 2 - 4QU CoRE ¦ 3QU LoRE | 2033 | 0.44401 | 0.015506 | 0.61064 | 0 | 0.61064 | 0.0096515 | 0.3801 | 0 | 0.3801 | 0.021815 | 0.8591 | 0 | 0.8591 | 0.022908 | 0.90218 | 0 | 0.90218 | 0.27113 | 0.16877 | 0.38145 | 0.40058 | 0.021815 | 0.0096859 | 0.8591 | 0.38145 | 0 | 0 | 0.8591 | 0.38145 | [11 empty] | WLDFR | HFTD - Distribution - Tier 2 - 2QU CoRE ¦ 3QU LoRE | Non-Red Flag Warning - Small Fires | 2040 | 5.241e-06 | 2.6205e-06 | 6.7384e-06 | 0.091184 | 0.042438 | 0.0018418 | 0.046905 | 0 | 0 | 0 | 0.0043657 |  | 4.7789e-07 | 0 | 4.7789e-07 | 2.3895e-07 | 0 | 2.3895e-07 | 6.1444e-07 | 0 | 6.1444e-07 | [16 empty] | 7.3.1.3 Ignition probability mapping showing the probability of ignition along the electric lines and equipmentWLDFRAggregatedAggregated | WLDFR | HFTD - Distribution - Tier 2 - 2QU CoRE ¦ 3QU LoRE | Red Flag Warning - Large Fires | Aggregated | Aggregated | 2021 | 5.3689e-05 | 0 | 948.5456 | 0.050926 | 2021 | Mitigation | 0.08575 | 30 | 0 | esc | 0.0012005 | 6.4453e-08 | 0.00060025 | 3.2227e-08 | 0 | 0
[35 empty] | 7.3.1.3 Ignition probability mapping showing the probability of ignition along the electric lines and equipment | WLDFR | HFTD - Distribution - Tier 2 - 4QU CoRE ¦ 3QU LoRE | 2034 | 0.41496 | 0.015506 | 0.61064 | 0 | 0.61064 | 0.0096515 | 0.3801 | 0 | 0.3801 | 0.021815 | 0.8591 | 0 | 0.8591 | 0.022908 | 0.90218 | 0 | 0.90218 | 0.25339 | 0.15773 | 0.3565 | 0.37437 | 0.021815 | 0.0090523 | 0.8591 | 0.3565 | 0 | 0 | 0.8591 | 0.3565 | [11 empty] | WLDFR | HFTD - Distribution - Tier 2 - 2QU CoRE ¦ 3QU LoRE | Non-Red Flag Warning - Small Fires | 2041 | 5.241e-06 | 2.6205e-06 | 6.7384e-06 | 0.091184 | 0.042438 | 0.0018418 | 0.046905 | 0 | 0 | 0 | 0.0043657 |  | 4.7789e-07 | 0 | 4.7789e-07 | 2.3895e-07 | 0 | 2.3895e-07 | 6.1444e-07 | 0 | 6.1444e-07 | [16 empty] | 7.3.1.3 Ignition probability mapping showing the probability of ignition along the electric lines and equipmentWLDFRAggregatedAggregated | WLDFR | HFTD - Distribution - Tier 2 - 2QU CoRE ¦ 3QU LoRE | Red Flag Warning - Large Fires | Aggregated | Aggregated | 2022 | 5.3689e-05 | 0 | 948.5456 | 0.050926 | 2022 | Mitigation | 0.08575 | 30 | 0 | esc | 0.0012005 | 6.4453e-08 | 0.00060025 | 3.2227e-08 | 0.0015435 | 8.2869e-08
[35 empty] | 7.3.1.3 Ignition probability mapping showing the probability of ignition along the electric lines and equipment | WLDFR | HFTD - Distribution - Tier 2 - 4QU CoRE ¦ 3QU LoRE | 2035 | 0.38782 | 0.015506 | 0.61064 | 0 | 0.61064 | 0.0096515 | 0.3801 | 0 | 0.3801 | 0.021815 | 0.8591 | 0 | 0.8591 | 0.022908 | 0.90218 | 0 | 0.90218 | 0.23682 | 0.14741 | 0.33317 | 0.34988 | 0.021815 | 0.0084601 | 0.8591 | 0.33317 | 0 | 0 | 0.8591 | 0.33317 | [11 empty] | WLDFR | HFTD - Distribution - Tier 2 - 2QU CoRE ¦ 3QU LoRE | Non-Red Flag Warning - Small Fires | 2042 | 5.241e-06 | 2.6205e-06 | 6.7384e-06 | 0.091184 | 0.042438 | 0.0018418 | 0.046905 | 0 | 0 | 0 | 0.0043657 |  | 4.7789e-07 | 0 | 4.7789e-07 | 2.3895e-07 | 0 | 2.3895e-07 | 6.1444e-07 | 0 | 6.1444e-07 | [16 empty] | 7.3.1.3 Ignition probability mapping showing the probability of ignition along the electric lines and equipmentWLDFRAggregatedAggregated | WLDFR | HFTD - Distribution - Tier 2 - 2QU CoRE ¦ 3QU LoRE | Red Flag Warning - Large Fires | Aggregated | Aggregated | 2023 | 5.3689e-05 | 0 | 948.5456 | 0.050926 | 2023 | Mitigation | 0.08575 | 30 | 0 | esc | 0.0012005 | 6.4453e-08 | 0.00060025 | 3.2227e-08 | 0.0015435 | 8.2869e-08
[35 empty] | 7.3.1.3 Ignition probability mapping showing the probability of ignition along the electric lines and equipment | WLDFR | HFTD - Distribution - Tier 2 - 4QU CoRE ¦ 3QU LoRE | 2036 | 0.36245 | 0.015506 | 0.61064 | 0 | 0.61064 | 0.0096515 | 0.3801 | 0 | 0.3801 | 0.021815 | 0.8591 | 0 | 0.8591 | 0.022908 | 0.90218 | 0 | 0.90218 | 0.22132 | 0.13776 | 0.31138 | 0.32699 | 0.021815 | 0.0079066 | 0.8591 | 0.31138 | 0 | 0 | 0.8591 | 0.31138 | [11 empty] | WLDFR | HFTD - Distribution - Tier 2 - 2QU CoRE ¦ 3QU LoRE | Non-Red Flag Warning - Small Fires | 2043 | 5.241e-06 | 2.6205e-06 | 6.7384e-06 | 0.095486 | 0.044306 | 0.0019228 | 0.049257 | 0 | 0 | 0 | 0.0043657 |  | 5.0044e-07 | 0 | 5.0044e-07 | 2.5022e-07 | 0 | 2.5022e-07 | 6.4342e-07 | 0 | 6.4342e-07 | [16 empty] | 7.3.1.3 Ignition probability mapping showing the probability of ignition along the electric lines and equipmentWLDFRAggregatedAggregated | WLDFR | HFTD - Distribution - Tier 2 - 2QU CoRE ¦ 3QU LoRE | Red Flag Warning - Large Fires | Aggregated | Aggregated | 2024 | 5.3689e-05 | 0 | 948.5456 | 0.050926 | 2024 | Mitigation | 0.08575 | 30 | 0 | esc | 0.0012005 | 6.4453e-08 | 0.00060025 | 3.2227e-08 | 0.0015435 | 8.2869e-08
[35 empty] | 7.3.1.3 Ignition probability mapping showing the probability of ignition along the electric lines and equipment | WLDFR | HFTD - Distribution - Tier 2 - 4QU CoRE ¦ 3QU LoRE | 2037 | 0.33873 | 0.015506 | 0.61064 | 0 | 0.61064 | 0.0096515 | 0.3801 | 0 | 0.3801 | 0.021815 | 0.8591 | 0 | 0.8591 | 0.022908 | 0.90218 | 0 | 0.90218 | 0.20685 | 0.12875 | 0.29101 | 0.3056 | 0.021815 | 0.0073893 | 0.8591 | 0.29101 | 0 | 0 | 0.8591 | 0.29101 | [11 empty] | WLDFR | HFTD - Distribution - Tier 2 - 2QU CoRE ¦ 3QU LoRE | Non-Red Flag Warning - Small Fires | 2044 | 5.241e-06 | 2.6205e-06 | 6.7384e-06 | 0.095486 | 0.044306 | 0.0019228 | 0.049257 | 0 | 0 | 0 | 0.0043657 |  | 5.0044e-07 | 0 | 5.0044e-07 | 2.5022e-07 | 0 | 2.5022e-07 | 6.4342e-07 | 0 | 6.4342e-07 | [16 empty] | 7.3.1.3 Ignition probability mapping showing the probability of ignition along the electric lines and equipmentWLDFRAggregatedAggregated | WLDFR | HFTD - Distribution - Tier 2 - 2QU CoRE ¦ 3QU LoRE | Red Flag Warning - Large Fires | Aggregated | Aggregated | 2025 | 5.3689e-05 | 0 | 948.5456 | 0.050926 | 2025 | Mitigation | 0.08575 | 30 | 0 | esc | 0.0012005 | 6.4453e-08 | 0.00060025 | 3.2227e-08 | 0.0015435 | 8.2869e-08
[35 empty] | 7.3.1.3 Ignition probability mapping showing the probability of ignition along the electric lines and equipment | WLDFR | HFTD - Distribution - Tier 2 - 4QU CoRE ¦ 3QU LoRE | 2038 | 0.31657 | 0.015506 | 0.64063 | 0 | 0.64063 | 0.0096515 | 0.39876 | 0 | 0.39876 | 0.021815 | 0.90129 | 0 | 0.90129 | 0.022908 | 0.94648 | 0 | 0.94648 | 0.20281 | 0.12624 | 0.28532 | 0.29963 | 0.021815 | 0.0069059 | 0.90129 | 0.28532 | 0 | 0 | 0.90129 | 0.28532 | [11 empty] | WLDFR | HFTD - Distribution - Tier 2 - 2QU CoRE ¦ 3QU LoRE | Non-Red Flag Warning - Small Fires | 2045 | 5.241e-06 | 2.6205e-06 | 6.7384e-06 | 0.095486 | 0.044306 | 0.0019228 | 0.049257 | 0 | 0 | 0 | 0.0043657 |  | 5.0044e-07 | 0 | 5.0044e-07 | 2.5022e-07 | 0 | 2.5022e-07 | 6.4342e-07 | 0 | 6.4342e-07 | [16 empty] | 7.3.1.3 Ignition probability mapping showing the probability of ignition along the electric lines and equipmentWLDFRAggregatedAggregated | WLDFR | HFTD - Distribution - Tier 2 - 2QU CoRE ¦ 3QU LoRE | Red Flag Warning - Large Fires | Aggregated | Aggregated | 2026 | 5.3689e-05 | 0 | 948.5456 | 0.050926 | 2026 | Mitigation | 0.08575 | 30 | 0 | esc | 0.0012005 | 6.4453e-08 | 0.00060025 | 3.2227e-08 | 0.0015435 | 8.2869e-08
[35 empty] | 7.3.1.3 Ignition probability mapping showing the probability of ignition along the electric lines and equipment | WLDFR | HFTD - Distribution - Tier 2 - 4QU CoRE ¦ 3QU LoRE | 2039 | 0.29586 | 0.015506 | 0.64063 | 0 | 0.64063 | 0.0096515 | 0.39876 | 0 | 0.39876 | 0.021815 | 0.90129 | 0 | 0.90129 | 0.022908 | 0.94648 | 0 | 0.94648 | 0.18954 | 0.11798 | 0.26666 | 0.28003 | 0.021815 | 0.0064541 | 0.90129 | 0.26666 | 0 | 0 | 0.90129 | 0.26666 | [11 empty] | WLDFR | HFTD - Distribution - Tier 2 - 2QU CoRE ¦ 3QU LoRE | Non-Red Flag Warning - Small Fires | 2046 | 5.241e-06 | 2.6205e-06 | 6.7384e-06 | 0.095486 | 0.044306 | 0.0019228 | 0.049257 | 0 | 0 | 0 | 0.0043657 |  | 5.0044e-07 | 0 | 5.0044e-07 | 2.5022e-07 | 0 | 2.5022e-07 | 6.4342e-07 | 0 | 6.4342e-07 | [16 empty] | 7.3.1.3 Ignition probability mapping showing the probability of ignition along the electric lines and equipmentWLDFRAggregatedAggregated | WLDFR | HFTD - Distribution - Tier 2 - 2QU CoRE ¦ 3QU LoRE | Red Flag Warning - Large Fires | Aggregated | Aggregated | 2027 | 5.3689e-05 | 0 | 948.5456 | 0.050926 | 2027 | Mitigation | 0.08575 | 30 | 0 | esc | 0.0012005 | 6.4453e-08 | 0.00060025 | 3.2227e-08 | 0.0015435 | 8.2869e-08
[35 empty] | 7.3.1.3 Ignition probability mapping showing the probability of ignition along the electric lines and equipment | WLDFR | HFTD - Distribution - Tier 2 - 4QU CoRE ¦ 3QU LoRE | 2040 | 0.27651 | 0.015506 | 0.64063 | 0 | 0.64063 | 0.0096515 | 0.39876 | 0 | 0.39876 | 0.021815 | 0.90129 | 0 | 0.90129 | 0.022908 | 0.94648 | 0 | 0.94648 | 0.17714 | 0.11026 | 0.24921 | 0.26171 | 0.021815 | 0.0060319 | 0.90129 | 0.24921 | 0 | 0 | 0.90129 | 0.24921 | [11 empty] | WLDFR | HFTD - Distribution - Tier 2 - 2QU CoRE ¦ 3QU LoRE | Non-Red Flag Warning - Small Fires | 2047 | 5.241e-06 | 2.6205e-06 | 6.7384e-06 | 0.095486 | 0.044306 | 0.0019228 | 0.049257 | 0 | 0 | 0 | 0.0043657 |  | 5.0044e-07 | 0 | 5.0044e-07 | 2.5022e-07 | 0 | 2.5022e-07 | 6.4342e-07 | 0 | 6.4342e-07 | [16 empty] | 7.3.1.3 Ignition probability mapping showing the probability of ignition along the electric lines and equipmentWLDFRAggregatedAggregated | WLDFR | HFTD - Distribution - Tier 2 - 2QU CoRE ¦ 3QU LoRE | Red Flag Warning - Large Fires | Aggregated | Aggregated | 2028 | 5.3689e-05 | 0 | 948.5456 | 0.050926 | 2028 | Mitigation | 0.08575 | 30 | 0 | esc | 0.0012005 | 6.4453e-08 | 0.00060025 | 3.2227e-08 | 0.0015435 | 8.2869e-08
[35 empty] | 7.3.1.3 Ignition probability mapping showing the probability of ignition along the electric lines and equipment | WLDFR | HFTD - Distribution - Tier 2 - 4QU CoRE ¦ 3QU LoRE | 2041 | 0.25842 | 0.015506 | 0.64063 | 0 | 0.64063 | 0.0096515 | 0.39876 | 0 | 0.39876 | 0.021815 | 0.90129 | 0 | 0.90129 | 0.022908 | 0.94648 | 0 | 0.94648 | 0.16555 | 0.10305 | 0.23291 | 0.24459 | 0.021815 | 0.0056373 | 0.90129 | 0.23291 | 0 | 0 | 0.90129 | 0.23291 | [11 empty] | WLDFR | HFTD - Distribution - Tier 2 - 2QU CoRE ¦ 3QU LoRE | Non-Red Flag Warning - Small Fires | 2048 | 5.241e-06 | 2.6205e-06 | 6.7384e-06 | 0.10007 | 0.04626 | 0.0020076 | 0.051804 | 0 | 0 | 0 | 0.0043657 |  | 5.2447e-07 | 0 | 5.2447e-07 | 2.6224e-07 | 0 | 2.6224e-07 | 6.7432e-07 | 0 | 6.7432e-07 | [16 empty] | 7.3.1.3 Ignition probability mapping showing the probability of ignition along the electric lines and equipmentWLDFRAggregatedAggregated | WLDFR | HFTD - Distribution - Tier 2 - 2QU CoRE ¦ 3QU LoRE | Red Flag Warning - Large Fires | Aggregated | Aggregated | 2029 | 5.3689e-05 | 0 | 948.5456 | 0.050926 | 2029 | Mitigation | 0.08575 | 30 | 0 | esc | 0.0012005 | 6.4453e-08 | 0.00060025 | 3.2227e-08 | 0.0015435 | 8.2869e-08
[35 empty] | 7.3.1.3 Ignition probability mapping showing the probability of ignition along the electric lines and equipment | WLDFR | HFTD - Distribution - Tier 2 - 4QU CoRE ¦ 3QU LoRE | 2042 | 0.24151 | 0.015506 | 0.64063 | 0 | 0.64063 | 0.0096515 | 0.39876 | 0 | 0.39876 | 0.021815 | 0.90129 | 0 | 0.90129 | 0.022908 | 0.94648 | 0 | 0.94648 | 0.15472 | 0.096306 | 0.21767 | 0.22859 | 0.021815 | 0.0052685 | 0.90129 | 0.21767 | 0 | 0 | 0.90129 | 0.21767 | [11 empty] | WLDFR | HFTD - Distribution - Tier 2 - 2QU CoRE ¦ 3QU LoRE | Non-Red Flag Warning - Small Fires | 2049 | 5.241e-06 | 2.6205e-06 | 6.7384e-06 | 0.10007 | 0.04626 | 0.0020076 | 0.051804 | 0 | 0 | 0 | 0.0043657 |  | 5.2447e-07 | 0 | 5.2447e-07 | 2.6224e-07 | 0 | 2.6224e-07 | 6.7432e-07 | 0 | 6.7432e-07 | [16 empty] | 7.3.1.3 Ignition probability mapping showing the probability of ignition along the electric lines and equipmentWLDFRAggregatedAggregated | WLDFR | HFTD - Distribution - Tier 2 - 2QU CoRE ¦ 3QU LoRE | Red Flag Warning - Large Fires | Aggregated | Aggregated | 2030 | 5.3689e-05 | 0 | 948.5456 | 0.050926 | 2030 | Mitigation | 0.08575 | 30 | 0 | esc | 0.0012005 | 6.4453e-08 | 0.00060025 | 3.2227e-08 | 0.0015435 | 8.2869e-08
[35 empty] | 7.3.1.3 Ignition probability mapping showing the probability of ignition along the electric lines and equipment | WLDFR | HFTD - Distribution - Tier 2 - 4QU CoRE ¦ 3QU LoRE | 2043 | 0.22571 | 0.015506 | 0.67257 | 0 | 0.67257 | 0.0096515 | 0.41865 | 0 | 0.41865 | 0.021815 | 0.94623 | 0 | 0.94623 | 0.022908 | 0.99368 | 0 | 0.99368 | 0.15181 | 0.094494 | 0.21358 | 0.22429 | 0.021815 | 0.0049238 | 0.94623 | 0.21358 | 0 | 0 | 0.94623 | 0.21358 | [11 empty] | WLDFR | HFTD - Distribution - Tier 2 - 2QU CoRE ¦ 3QU LoRE | Non-Red Flag Warning - Small Fires | 2050 | 0 | 2.6205e-06 | 6.7384e-06 | 0.10007 | 0.04626 | 0.0020076 | 0.051804 | 0 | 0 | 0 | 0.0043657 |  | 0 | 0 | 0 | 2.6224e-07 | 0 | 2.6224e-07 | 6.7432e-07 | 0 | 6.7432e-07 | [16 empty] | 7.3.1.3 Ignition probability mapping showing the probability of ignition along the electric lines and equipmentWLDFRAggregatedAggregated | WLDFR | HFTD - Distribution - Tier 2 - 2QU CoRE ¦ 3QU LoRE | Red Flag Warning - Large Fires | Aggregated | Aggregated | 2031 | 5.3689e-05 | 0 | 948.5456 | 0.050926 | 2031 | Mitigation | 0.08575 | 30 | 0 | esc | 0.0012005 | 6.4453e-08 | 0.00060025 | 3.2227e-08 | 0.0015435 | 8.2869e-08
[35 empty] | 7.3.1.3 Ignition probability mapping showing the probability of ignition along the electric lines and equipment | WLDFR | HFTD - Distribution - Tier 2 - 4QU CoRE ¦ 3QU LoRE | 2044 | 0.21095 | 0.015506 | 0.67257 | 0 | 0.67257 | 0.0096515 | 0.41865 | 0 | 0.41865 | 0.021815 | 0.94623 | 0 | 0.94623 | 0.022908 | 0.99368 | 0 | 0.99368 | 0.14188 | 0.088312 | 0.1996 | 0.20961 | 0.021815 | 0.0046017 | 0.94623 | 0.1996 | 0 | 0 | 0.94623 | 0.1996 | [11 empty] | WLDFR | HFTD - Distribution - Tier 2 - 2QU CoRE ¦ 3QU LoRE | Non-Red Flag Warning - Small Fires | 2051 | 0 | 0 | 6.7384e-06 | 0.10007 | 0.04626 | 0.0020076 | 0.051804 | 0 | 0 | 0 | 0.0043657 |  | 0 | 0 | 0 | 0 | 0 | 0 | 6.7432e-07 | 0 | 6.7432e-07 | [16 empty] | 7.3.1.3 Ignition probability mapping showing the probability of ignition along the electric lines and equipmentWLDFRAggregatedAggregated | WLDFR | HFTD - Distribution - Tier 2 - 2QU CoRE ¦ 3QU LoRE | Red Flag Warning - Large Fires | Aggregated | Aggregated | 2032 | 5.3689e-05 | 0 | 948.5456 | 0.050926 | 2032 | Mitigation | 0.08575 | 30 | 0 | esc | 0.0012005 | 6.4453e-08 | 0.00060025 | 3.2227e-08 | 0.0015435 | 8.2869e-08
[35 empty] | 7.3.1.3 Ignition probability mapping showing the probability of ignition along the electric lines and equipment | WLDFR | HFTD - Distribution - Tier 2 - 4QU CoRE ¦ 3QU LoRE | 2045 | 0.19715 | 0.015506 | 0.67257 | 0 | 0.67257 | 0.0096515 | 0.41865 | 0 | 0.41865 | 0.021815 | 0.94623 | 0 | 0.94623 | 0.022908 | 0.99368 | 0 | 0.99368 | 0.1326 | 0.082534 | 0.18655 | 0.1959 | 0.021815 | 0.0043007 | 0.94623 | 0.18655 | 0 | 0 | 0.94623 | 0.18655 | [11 empty] | WLDFR | HFTD - Distribution - Tier 2 - 2QU CoRE ¦ 3QU LoRE | Red Flag Warning - Catastrophic Fires | 2020 | 8.1257e-08 | 0 | 0 | 14146.1306 | 222.2294 | 8585.7228 | 5338.1784 | 0 | 0 | 0 | 6.7686e-05 |  | 0.0011495 | 0 | 0.0011495 | 0 | 0 | 0 | 0 | 0 | 0 | [16 empty] | 7.3.1.3 Ignition probability mapping showing the probability of ignition along the electric lines and equipmentWLDFRAggregatedAggregated | WLDFR | HFTD - Distribution - Tier 2 - 2QU CoRE ¦ 3QU LoRE | Red Flag Warning - Large Fires | Aggregated | Aggregated | 2033 | 5.3689e-05 | 0 | 948.5456 | 0.050926 | 2033 | Mitigation | 0.08575 | 30 | 0 | esc | 0.0012005 | 6.4453e-08 | 0.00060025 | 3.2227e-08 | 0.0015435 | 8.2869e-08
[35 empty] | 7.3.1.3 Ignition probability mapping showing the probability of ignition along the electric lines and equipment | WLDFR | HFTD - Distribution - Tier 2 - 4QU CoRE ¦ 3QU LoRE | 2046 | 0.18425 | 0.015506 | 0.67257 | 0 | 0.67257 | 0.0096515 | 0.41865 | 0 | 0.41865 | 0.021815 | 0.94623 | 0 | 0.94623 | 0.022908 | 0.99368 | 0 | 0.99368 | 0.12392 | 0.077135 | 0.17434 | 0.18308 | 0.021815 | 0.0040193 | 0.94623 | 0.17434 | 0 | 0 | 0.94623 | 0.17434 | [11 empty] | WLDFR | HFTD - Distribution - Tier 2 - 2QU CoRE ¦ 3QU LoRE | Red Flag Warning - Catastrophic Fires | 2021 | 8.1257e-08 | 4.0628e-08 | 0 | 14146.1306 | 222.2294 | 8585.7228 | 5338.1784 | 0 | 0 | 0 | 6.7686e-05 |  | 0.0011495 | 0 | 0.0011495 | 0.00057473 | 0 | 0.00057473 | 0 | 0 | 0 | [16 empty] | 7.3.1.3 Ignition probability mapping showing the probability of ignition along the electric lines and equipmentWLDFRAggregatedAggregated | WLDFR | HFTD - Distribution - Tier 2 - 2QU CoRE ¦ 3QU LoRE | Red Flag Warning - Large Fires | Aggregated | Aggregated | 2034 | 5.3689e-05 | 0 | 948.5456 | 0.050926 | 2034 | Mitigation | 0.08575 | 30 | 0 | esc | 0.0012005 | 6.4453e-08 | 0.00060025 | 3.2227e-08 | 0.0015435 | 8.2869e-08
[35 empty] | 7.3.1.3 Ignition probability mapping showing the probability of ignition along the electric lines and equipment | WLDFR | HFTD - Distribution - Tier 2 - 4QU CoRE ¦ 3QU LoRE | 2047 | 0.1722 | 0.015506 | 0.67257 | 0 | 0.67257 | 0.0096515 | 0.41865 | 0 | 0.41865 | 0.021815 | 0.94623 | 0 | 0.94623 | 0.022908 | 0.99368 | 0 | 0.99368 | 0.11581 | 0.072089 | 0.16294 | 0.17111 | 0.021815 | 0.0037564 | 0.94623 | 0.16294 | 0 | 0 | 0.94623 | 0.16294 | [11 empty] | WLDFR | HFTD - Distribution - Tier 2 - 2QU CoRE ¦ 3QU LoRE | Red Flag Warning - Catastrophic Fires | 2022 | 8.1257e-08 | 4.0628e-08 | 1.0447e-07 | 14146.1306 | 222.2294 | 8585.7228 | 5338.1784 | 0 | 0 | 0 | 6.7686e-05 |  | 0.0011495 | 0 | 0.0011495 | 0.00057473 | 0 | 0.00057473 | 0.0014779 | 0 | 0.0014779 | [16 empty] | 7.3.1.3 Ignition probability mapping showing the probability of ignition along the electric lines and equipmentWLDFRAggregatedAggregated | WLDFR | HFTD - Distribution - Tier 2 - 2QU CoRE ¦ 3QU LoRE | Red Flag Warning - Large Fires | Aggregated | Aggregated | 2035 | 5.3689e-05 | 0 | 948.5456 | 0.050926 | 2035 | Mitigation | 0.08575 | 30 | 0 | esc | 0.0012005 | 6.4453e-08 | 0.00060025 | 3.2227e-08 | 0.0015435 | 8.2869e-08
[35 empty] | 7.3.1.3 Ignition probability mapping showing the probability of ignition along the electric lines and equipment | WLDFR | HFTD - Distribution - Tier 2 - 4QU CoRE ¦ 3QU LoRE | 2048 | 0.16093 | 0.015506 | 0.70606 | 0 | 0.70606 | 0.0096515 | 0.43949 | 0 | 0.43949 | 0.021815 | 0.99334 | 0 | 0.99334 | 0.022908 | 1.0431 | 0 | 1.0431 | 0.11363 | 0.070727 | 0.15986 | 0.16787 | 0.021815 | 0.0035106 | 0.99334 | 0.15986 | 0 | 0 | 0.99334 | 0.15986 | [11 empty] | WLDFR | HFTD - Distribution - Tier 2 - 2QU CoRE ¦ 3QU LoRE | Red Flag Warning - Catastrophic Fires | 2023 | 8.1257e-08 | 4.0628e-08 | 1.0447e-07 | 14664.6376 | 233.2301 | 8896.516 | 5534.8915 | 0 | 0 | 0 | 6.7686e-05 |  | 0.0011916 | 0 | 0.0011916 | 0.0005958 | 0 | 0.0005958 | 0.0015321 | 0 | 0.0015321 | [16 empty] | 7.3.1.3 Ignition probability mapping showing the probability of ignition along the electric lines and equipmentWLDFRAggregatedAggregated | WLDFR | HFTD - Distribution - Tier 2 - 2QU CoRE ¦ 3QU LoRE | Red Flag Warning - Large Fires | Aggregated | Aggregated | 2036 | 5.3689e-05 | 0 | 948.5456 | 0.050926 | 2036 | Mitigation | 0.08575 | 30 | 0 | esc | 0.0012005 | 6.4453e-08 | 0.00060025 | 3.2227e-08 | 0.0015435 | 8.2869e-08
[35 empty] | 7.3.1.3 Ignition probability mapping showing the probability of ignition along the electric lines and equipment | WLDFR | HFTD - Distribution - Tier 2 - 4QU CoRE ¦ 3QU LoRE | 2049 | 0.1504 | 0.015506 | 0.70606 | 0 | 0.70606 | 0.0096515 | 0.43949 | 0 | 0.43949 | 0.021815 | 0.99334 | 0 | 0.99334 | 0.022908 | 1.0431 | 0 | 1.0431 | 0.10619 | 0.0661 | 0.1494 | 0.15689 | 0.021815 | 0.003281 | 0.99334 | 0.1494 | 0 | 0 | 0.99334 | 0.1494 | [11 empty] | WLDFR | HFTD - Distribution - Tier 2 - 2QU CoRE ¦ 3QU LoRE | Red Flag Warning - Catastrophic Fires | 2024 | 8.1257e-08 | 4.0628e-08 | 1.0447e-07 | 14664.6376 | 233.2301 | 8896.516 | 5534.8915 | 0 | 0 | 0 | 6.7686e-05 |  | 0.0011916 | 0 | 0.0011916 | 0.0005958 | 0 | 0.0005958 | 0.0015321 | 0 | 0.0015321 | [16 empty] | 7.3.1.3 Ignition probability mapping showing the probability of ignition along the electric lines and equipmentWLDFRAggregatedAggregated | WLDFR | HFTD - Distribution - Tier 2 - 2QU CoRE ¦ 3QU LoRE | Red Flag Warning - Large Fires | Aggregated | Aggregated | 2037 | 5.3689e-05 | 0 | 948.5456 | 0.050926 | 2037 | Mitigation | 0.08575 | 30 | 0 | esc | 0.0012005 | 6.4453e-08 | 0.00060025 | 3.2227e-08 | 0.0015435 | 8.2869e-08
[35 empty] | 7.3.1.3 Ignition probability mapping showing the probability of ignition along the electric lines and equipment | WLDFR | HFTD - Distribution - Tier 2 - 4QU CoRE ¦ 3QU LoRE | 2050 | 0.14056 | 0 | 0 | 0 | 0 | 0.0096515 | 0.43949 | 0 | 0.43949 | 0.021815 | 0.99334 | 0 | 0.99334 | 0.022908 | 1.0431 | 0 | 1.0431 | 0 | 0.061776 | 0.13963 | 0.14663 | 0.021815 | 0.0030663 | 0.99334 | 0.13963 | 0 | 0 | 0.99334 | 0.13963 | [11 empty] | WLDFR | HFTD - Distribution - Tier 2 - 2QU CoRE ¦ 3QU LoRE | Red Flag Warning - Catastrophic Fires | 2025 | 8.1257e-08 | 4.0628e-08 | 1.0447e-07 | 14664.6376 | 233.2301 | 8896.516 | 5534.8915 | 0 | 0 | 0 | 6.7686e-05 |  | 0.0011916 | 0 | 0.0011916 | 0.0005958 | 0 | 0.0005958 | 0.0015321 | 0 | 0.0015321 | [16 empty] | 7.3.1.3 Ignition probability mapping showing the probability of ignition along the electric lines and equipmentWLDFRAggregatedAggregated | WLDFR | HFTD - Distribution - Tier 2 - 2QU CoRE ¦ 3QU LoRE | Red Flag Warning - Large Fires | Aggregated | Aggregated | 2038 | 5.3689e-05 | 0 | 948.5456 | 0.050926 | 2038 | Mitigation | 0.08575 | 30 | 0 | esc | 0.0012005 | 6.4453e-08 | 0.00060025 | 3.2227e-08 | 0.0015435 | 8.2869e-08
[35 empty] | 7.3.1.3 Ignition probability mapping showing the probability of ignition along the electric lines and equipment | WLDFR | HFTD - Distribution - Tier 2 - 4QU CoRE ¦ 3QU LoRE | 2051 | 0.13137 | 0 | 0 | 0 | 0 | 0 | 0 | 0 | 0 | 0.021815 | 0.99334 | 0 | 0.99334 | 0.022908 | 1.0431 | 0 | 1.0431 | 0 | 0 | 0.13049 | 0.13704 | 0.021815 | 0.0028657 | 0.99334 | 0.13049 | 0 | 0 | 0.99334 | 0.13049 | [11 empty] | WLDFR | HFTD - Distribution - Tier 2 - 2QU CoRE ¦ 3QU LoRE | Red Flag Warning - Catastrophic Fires | 2026 | 8.1257e-08 | 4.0628e-08 | 1.0447e-07 | 14664.6376 | 233.2301 | 8896.516 | 5534.8915 | 0 | 0 | 0 | 6.7686e-05 |  | 0.0011916 | 0 | 0.0011916 | 0.0005958 | 0 | 0.0005958 | 0.0015321 | 0 | 0.0015321 | [16 empty] | 7.3.1.3 Ignition probability mapping showing the probability of ignition along the electric lines and equipmentWLDFRAggregatedAggregated | WLDFR | HFTD - Distribution - Tier 2 - 2QU CoRE ¦ 3QU LoRE | Red Flag Warning - Large Fires | Aggregated | Aggregated | 2039 | 5.3689e-05 | 0 | 948.5456 | 0.050926 | 2039 | Mitigation | 0.08575 | 30 | 0 | esc | 0.0012005 | 6.4453e-08 | 0.00060025 | 3.2227e-08 | 0.0015435 | 8.2869e-08
[35 empty] | 7.3.1.3 Ignition probability mapping showing the probability of ignition along the electric lines and equipment | WLDFR | HFTD - Distribution - Tier 2 - 4QU CoRE ¦ 3QU LoRE | 2052 | 0.12277 | 0 | 0 | 0 | 0 | 0 | 0 | 0 | 0 | 0 | 0 | 0 | 0 | 0.022908 | 1.0431 | 0 | 1.0431 | 0 | 0 | 0 | 0.12807 | 0 | 0 | 0 | 0 | 0 | 0 | 0 | 0 | [11 empty] | WLDFR | HFTD - Distribution - Tier 2 - 2QU CoRE ¦ 3QU LoRE | Red Flag Warning - Catastrophic Fires | 2027 | 8.1257e-08 | 4.0628e-08 | 1.0447e-07 | 14664.6376 | 233.2301 | 8896.516 | 5534.8915 | 0 | 0 | 0 | 6.7686e-05 |  | 0.0011916 | 0 | 0.0011916 | 0.0005958 | 0 | 0.0005958 | 0.0015321 | 0 | 0.0015321 | [16 empty] | 7.3.1.3 Ignition probability mapping showing the probability of ignition along the electric lines and equipmentWLDFRAggregatedAggregated | WLDFR | HFTD - Distribution - Tier 2 - 2QU CoRE ¦ 3QU LoRE | Red Flag Warning - Large Fires | Aggregated | Aggregated | 2040 | 5.3689e-05 | 0 | 948.5456 | 0.050926 | 2040 | Mitigation | 0.08575 | 30 | 0 | esc | 0.0012005 | 6.4453e-08 | 0.00060025 | 3.2227e-08 | 0.0015435 | 8.2869e-08
[35 empty] | 7.3.1.3 Ignition probability mapping showing the probability of ignition along the electric lines and equipment | WLDFR | HFTD - Distribution - Tier 2 - 4QU CoRE ¦ 4QU LoRE | 2020 | 1 | 0.01055 | 0.37166 | 0 | 0.37166 | 0 | 0 | 0 | 0 | 0 | 0 | 0 | 0 | 0 | 0 | 0 | 0 | 0.37166 | 0 | 0 | 0 | 0 | 0 | 0 | 0 | 0 | 0 | 0 | 0 | [11 empty] | WLDFR | HFTD - Distribution - Tier 2 - 2QU CoRE ¦ 3QU LoRE | Red Flag Warning - Catastrophic Fires | 2028 | 8.1257e-08 | 4.0628e-08 | 1.0447e-07 | 15317.9909 | 247.273 | 9287.6491 | 5783.0689 | 0 | 0 | 0 | 6.7686e-05 |  | 0.0012447 | 0 | 0.0012447 | 0.00062234 | 0 | 0.00062234 | 0.0016003 | 0 | 0.0016003 | [16 empty] | 7.3.1.3 Ignition probability mapping showing the probability of ignition along the electric lines and equipmentWLDFRAggregatedAggregated | WLDFR | HFTD - Distribution - Tier 2 - 2QU CoRE ¦ 3QU LoRE | Red Flag Warning - Large Fires | Aggregated | Aggregated | 2041 | 5.3689e-05 | 0 | 948.5456 | 0.050926 | 2041 | Mitigation | 0.08575 | 30 | 0 | esc | 0.0012005 | 6.4453e-08 | 0.00060025 | 3.2227e-08 | 0.0015435 | 8.2869e-08
[35 empty] | 7.3.1.3 Ignition probability mapping showing the probability of ignition along the electric lines and equipment | WLDFR | HFTD - Distribution - Tier 2 - 4QU CoRE ¦ 4QU LoRE | 2021 | 1 | 0.01055 | 0.37166 | 0 | 0.37166 | 0.0065666 | 0.23134 | 0 | 0.23134 | 0 | 0 | 0 | 0 | 0 | 0 | 0 | 0 | 0.37166 | 0.23134 | 0 | 0 | 0 | 0 | 0 | 0 | 0 | 0 | 0 | 0 | [11 empty] | WLDFR | HFTD - Distribution - Tier 2 - 2QU CoRE ¦ 3QU LoRE | Red Flag Warning - Catastrophic Fires | 2029 | 8.1257e-08 | 4.0628e-08 | 1.0447e-07 | 15317.9909 | 247.273 | 9287.6491 | 5783.0689 | 0 | 0 | 0 | 6.7686e-05 |  | 0.0012447 | 0 | 0.0012447 | 0.00062234 | 0 | 0.00062234 | 0.0016003 | 0 | 0.0016003 | [16 empty] | 7.3.1.3 Ignition probability mapping showing the probability of ignition along the electric lines and equipmentWLDFRAggregatedAggregated | WLDFR | HFTD - Distribution - Tier 2 - 2QU CoRE ¦ 3QU LoRE | Red Flag Warning - Large Fires | Aggregated | Aggregated | 2042 | 5.3689e-05 | 0 | 948.5456 | 0.050926 | 2042 | Mitigation | 0.08575 | 30 | 0 | esc | 0.0012005 | 6.4453e-08 | 0.00060025 | 3.2227e-08 | 0.0015435 | 8.2869e-08
[35 empty] | 7.3.1.3 Ignition probability mapping showing the probability of ignition along the electric lines and equipment | WLDFR | HFTD - Distribution - Tier 2 - 4QU CoRE ¦ 4QU LoRE | 2022 | 0.93458 | 0.010449 | 0.36546 | 0 | 0.36546 | 0.0065039 | 0.22748 | 0 | 0.22748 | 0.015157 | 0.53015 | 0 | 0.53015 | 0 | 0 | 0 | 0 | 0.34156 | 0.2126 | 0.49547 | 0 | 0.015157 | 0.014166 | 0.53015 | 0.49547 | 0 | 0 | 0.53015 | 0.49547 | [11 empty] | WLDFR | HFTD - Distribution - Tier 2 - 2QU CoRE ¦ 3QU LoRE | Red Flag Warning - Catastrophic Fires | 2030 | 8.1257e-08 | 4.0628e-08 | 1.0447e-07 | 15317.9909 | 247.273 | 9287.6491 | 5783.0689 | 0 | 0 | 0 | 6.7686e-05 |  | 0.0012447 | 0 | 0.0012447 | 0.00062234 | 0 | 0.00062234 | 0.0016003 | 0 | 0.0016003 | [16 empty] | 7.3.1.3 Ignition probability mapping showing the probability of ignition along the electric lines and equipmentWLDFRAggregatedAggregated | WLDFR | HFTD - Distribution - Tier 2 - 2QU CoRE ¦ 3QU LoRE | Red Flag Warning - Large Fires | Aggregated | Aggregated | 2043 | 5.3689e-05 | 0 | 948.5456 | 0.050926 | 2043 | Mitigation | 0.08575 | 30 | 0 | esc | 0.0012005 | 6.4453e-08 | 0.00060025 | 3.2227e-08 | 0.0015435 | 8.2869e-08
[35 empty] | 7.3.1.3 Ignition probability mapping showing the probability of ignition along the electric lines and equipment | WLDFR | HFTD - Distribution - Tier 2 - 4QU CoRE ¦ 4QU LoRE | 2023 | 0.87344 | 0.010449 | 0.37886 | 0 | 0.37886 | 0.0065039 | 0.23582 | 0 | 0.23582 | 0.015157 | 0.54958 | 0 | 0.54958 | 0.015917 | 0.57713 | 0 | 0.57713 | 0.33091 | 0.20597 | 0.48002 | 0.50409 | 0.015157 | 0.013239 | 0.54958 | 0.48002 | 0 | 0 | 0.54958 | 0.48002 | [11 empty] | WLDFR | HFTD - Distribution - Tier 2 - 2QU CoRE ¦ 3QU LoRE | Red Flag Warning - Catastrophic Fires | 2031 | 8.1257e-08 | 4.0628e-08 | 1.0447e-07 | 15317.9909 | 247.273 | 9287.6491 | 5783.0689 | 0 | 0 | 0 | 6.7686e-05 |  | 0.0012447 | 0 | 0.0012447 | 0.00062234 | 0 | 0.00062234 | 0.0016003 | 0 | 0.0016003 | [16 empty] | 7.3.1.3 Ignition probability mapping showing the probability of ignition along the electric lines and equipmentWLDFRAggregatedAggregated | WLDFR | HFTD - Distribution - Tier 2 - 2QU CoRE ¦ 3QU LoRE | Red Flag Warning - Large Fires | Aggregated | Aggregated | 2044 | 5.3689e-05 | 0 | 948.5456 | 0.050926 | 2044 | Mitigation | 0.08575 | 30 | 0 | esc | 0.0012005 | 6.4453e-08 | 0.00060025 | 3.2227e-08 | 0.0015435 | 8.2869e-08
[35 empty] | 7.3.1.3 Ignition probability mapping showing the probability of ignition along the electric lines and equipment | WLDFR | HFTD - Distribution - Tier 2 - 4QU CoRE ¦ 4QU LoRE | 2024 | 0.8163 | 0.010449 | 0.37886 | 0 | 0.37886 | 0.0065039 | 0.23582 | 0 | 0.23582 | 0.015157 | 0.54958 | 0 | 0.54958 | 0.015917 | 0.57713 | 0 | 0.57713 | 0.30926 | 0.1925 | 0.44862 | 0.47111 | 0.015157 | 0.012373 | 0.54958 | 0.44862 | 0 | 0 | 0.54958 | 0.44862 | [11 empty] | WLDFR | HFTD - Distribution - Tier 2 - 2QU CoRE ¦ 3QU LoRE | Red Flag Warning - Catastrophic Fires | 2032 | 8.1257e-08 | 4.0628e-08 | 1.0447e-07 | 15317.9909 | 247.273 | 9287.6491 | 5783.0689 | 0 | 0 | 0 | 6.7686e-05 |  | 0.0012447 | 0 | 0.0012447 | 0.00062234 | 0 | 0.00062234 | 0.0016003 | 0 | 0.0016003 | [16 empty] | 7.3.1.3 Ignition probability mapping showing the probability of ignition along the electric lines and equipmentWLDFRAggregatedAggregated | WLDFR | HFTD - Distribution - Tier 2 - 2QU CoRE ¦ 3QU LoRE | Red Flag Warning - Large Fires | Aggregated | Aggregated | 2045 | 5.3689e-05 | 0 | 948.5456 | 0.050926 | 2045 | Mitigation | 0.08575 | 30 | 0 | esc | 0.0012005 | 6.4453e-08 | 0.00060025 | 3.2227e-08 | 0.0015435 | 8.2869e-08
[35 empty] | 7.3.1.3 Ignition probability mapping showing the probability of ignition along the electric lines and equipment | WLDFR | HFTD - Distribution - Tier 2 - 4QU CoRE ¦ 4QU LoRE | 2025 | 0.7629 | 0.010449 | 0.37886 | 0 | 0.37886 | 0.0065039 | 0.23582 | 0 | 0.23582 | 0.015157 | 0.54958 | 0 | 0.54958 | 0.015917 | 0.57713 | 0 | 0.57713 | 0.28903 | 0.17991 | 0.41927 | 0.44029 | 0.015157 | 0.011563 | 0.54958 | 0.41927 | 0 | 0 | 0.54958 | 0.41927 | [11 empty] | WLDFR | HFTD - Distribution - Tier 2 - 2QU CoRE ¦ 3QU LoRE | Red Flag Warning - Catastrophic Fires | 2033 | 8.1257e-08 | 4.0628e-08 | 1.0447e-07 | 16044.1264 | 263.1074 | 9721.74 | 6059.2791 | 0 | 0 | 0 | 6.7686e-05 |  | 0.0013037 | 0 | 0.0013037 | 0.00065185 | 0 | 0.00065185 | 0.0016762 | 0 | 0.0016762 | [16 empty] | 7.3.1.3 Ignition probability mapping showing the probability of ignition along the electric lines and equipmentWLDFRAggregatedAggregated | WLDFR | HFTD - Distribution - Tier 2 - 2QU CoRE ¦ 3QU LoRE | Red Flag Warning - Large Fires | Aggregated | Aggregated | 2046 | 5.3689e-05 | 0 | 948.5456 | 0.050926 | 2046 | Mitigation | 0.08575 | 30 | 0 | esc | 0.0012005 | 6.4453e-08 | 0.00060025 | 3.2227e-08 | 0.0015435 | 8.2869e-08
[35 empty] | 7.3.1.3 Ignition probability mapping showing the probability of ignition along the electric lines and equipment | WLDFR | HFTD - Distribution - Tier 2 - 4QU CoRE ¦ 4QU LoRE | 2026 | 0.71299 | 0.010449 | 0.37886 | 0 | 0.37886 | 0.0065039 | 0.23582 | 0 | 0.23582 | 0.015157 | 0.54958 | 0 | 0.54958 | 0.015917 | 0.57713 | 0 | 0.57713 | 0.27012 | 0.16814 | 0.39184 | 0.41149 | 0.015157 | 0.010807 | 0.54958 | 0.39184 | 0 | 0 | 0.54958 | 0.39184 | [11 empty] | WLDFR | HFTD - Distribution - Tier 2 - 2QU CoRE ¦ 3QU LoRE | Red Flag Warning - Catastrophic Fires | 2034 | 8.1257e-08 | 4.0628e-08 | 1.0447e-07 | 16044.1264 | 263.1074 | 9721.74 | 6059.2791 | 0 | 0 | 0 | 6.7686e-05 |  | 0.0013037 | 0 | 0.0013037 | 0.00065185 | 0 | 0.00065185 | 0.0016762 | 0 | 0.0016762 | [16 empty] | 7.3.1.3 Ignition probability mapping showing the probability of ignition along the electric lines and equipmentWLDFRAggregatedAggregated | WLDFR | HFTD - Distribution - Tier 2 - 2QU CoRE ¦ 3QU LoRE | Red Flag Warning - Large Fires | Aggregated | Aggregated | 2047 | 5.3689e-05 | 0 | 948.5456 | 0.050926 | 2047 | Mitigation | 0.08575 | 30 | 0 | esc | 0.0012005 | 6.4453e-08 | 0.00060025 | 3.2227e-08 | 0.0015435 | 8.2869e-08
[35 empty] | 7.3.1.3 Ignition probability mapping showing the probability of ignition along the electric lines and equipment | WLDFR | HFTD - Distribution - Tier 2 - 4QU CoRE ¦ 4QU LoRE | 2027 | 0.66634 | 0.010449 | 0.37886 | 0 | 0.37886 | 0.0065039 | 0.23582 | 0 | 0.23582 | 0.015157 | 0.54958 | 0 | 0.54958 | 0.015917 | 0.57713 | 0 | 0.57713 | 0.25245 | 0.15714 | 0.36621 | 0.38457 | 0.015157 | 0.0101 | 0.54958 | 0.36621 | 0 | 0 | 0.54958 | 0.36621 | [11 empty] | WLDFR | HFTD - Distribution - Tier 2 - 2QU CoRE ¦ 3QU LoRE | Red Flag Warning - Catastrophic Fires | 2035 | 8.1257e-08 | 4.0628e-08 | 1.0447e-07 | 16044.1264 | 263.1074 | 9721.74 | 6059.2791 | 0 | 0 | 0 | 6.7686e-05 |  | 0.0013037 | 0 | 0.0013037 | 0.00065185 | 0 | 0.00065185 | 0.0016762 | 0 | 0.0016762 | [16 empty] | 7.3.1.3 Ignition probability mapping showing the probability of ignition along the electric lines and equipmentWLDFRAggregatedAggregated | WLDFR | HFTD - Distribution - Tier 2 - 2QU CoRE ¦ 3QU LoRE | Red Flag Warning - Large Fires | Aggregated | Aggregated | 2048 | 5.3689e-05 | 0 | 948.5456 | 0.050926 | 2048 | Mitigation | 0.08575 | 30 | 0 | esc | 0.0012005 | 6.4453e-08 | 0.00060025 | 3.2227e-08 | 0.0015435 | 8.2869e-08
[35 empty] | 7.3.1.3 Ignition probability mapping showing the probability of ignition along the electric lines and equipment | WLDFR | HFTD - Distribution - Tier 2 - 4QU CoRE ¦ 4QU LoRE | 2028 | 0.62275 | 0.010449 | 0.39573 | 0 | 0.39573 | 0.0065039 | 0.24632 | 0 | 0.24632 | 0.015157 | 0.57405 | 0 | 0.57405 | 0.015917 | 0.60284 | 0 | 0.60284 | 0.24644 | 0.1534 | 0.35749 | 0.37542 | 0.015157 | 0.0094392 | 0.57405 | 0.35749 | 0 | 0 | 0.57405 | 0.35749 | [11 empty] | WLDFR | HFTD - Distribution - Tier 2 - 2QU CoRE ¦ 3QU LoRE | Red Flag Warning - Catastrophic Fires | 2036 | 8.1257e-08 | 4.0628e-08 | 1.0447e-07 | 16044.1264 | 263.1074 | 9721.74 | 6059.2791 | 0 | 0 | 0 | 6.7686e-05 |  | 0.0013037 | 0 | 0.0013037 | 0.00065185 | 0 | 0.00065185 | 0.0016762 | 0 | 0.0016762 | [16 empty] | 7.3.1.3 Ignition probability mapping showing the probability of ignition along the electric lines and equipmentWLDFRAggregatedAggregated | WLDFR | HFTD - Distribution - Tier 2 - 2QU CoRE ¦ 3QU LoRE | Red Flag Warning - Large Fires | Aggregated | Aggregated | 2049 | 5.3689e-05 | 0 | 948.5456 | 0.050926 | 2049 | Mitigation | 0.08575 | 30 | 0 | esc | 0.0012005 | 6.4453e-08 | 0.00060025 | 3.2227e-08 | 0.0015435 | 8.2869e-08
[35 empty] | 7.3.1.3 Ignition probability mapping showing the probability of ignition along the electric lines and equipment | WLDFR | HFTD - Distribution - Tier 2 - 4QU CoRE ¦ 4QU LoRE | 2029 | 0.58201 | 0.010449 | 0.39573 | 0 | 0.39573 | 0.0065039 | 0.24632 | 0 | 0.24632 | 0.015157 | 0.57405 | 0 | 0.57405 | 0.015917 | 0.60284 | 0 | 0.60284 | 0.23032 | 0.14336 | 0.3341 | 0.35086 | 0.015157 | 0.0088217 | 0.57405 | 0.3341 | 0 | 0 | 0.57405 | 0.3341 | [11 empty] | WLDFR | HFTD - Distribution - Tier 2 - 2QU CoRE ¦ 3QU LoRE | Red Flag Warning - Catastrophic Fires | 2037 | 8.1257e-08 | 4.0628e-08 | 1.0447e-07 | 16044.1264 | 263.1074 | 9721.74 | 6059.2791 | 0 | 0 | 0 | 6.7686e-05 |  | 0.0013037 | 0 | 0.0013037 | 0.00065185 | 0 | 0.00065185 | 0.0016762 | 0 | 0.0016762 | [16 empty] | 7.3.1.3 Ignition probability mapping showing the probability of ignition along the electric lines and equipmentWLDFRAggregatedAggregated | WLDFR | HFTD - Distribution - Tier 2 - 2QU CoRE ¦ 3QU LoRE | Red Flag Warning - Large Fires | Aggregated | Aggregated | 2050 | 5.3689e-05 | 0 | 948.5456 | 0.050926 | 2050 | Mitigation | 0.08575 | 30 | 0 | esc | 0 | 0 | 0.00060025 | 3.2227e-08 | 0.0015435 | 8.2869e-08
[35 empty] | 7.3.1.3 Ignition probability mapping showing the probability of ignition along the electric lines and equipment | WLDFR | HFTD - Distribution - Tier 2 - 4QU CoRE ¦ 4QU LoRE | 2030 | 0.54393 | 0.010449 | 0.39573 | 0 | 0.39573 | 0.0065039 | 0.24632 | 0 | 0.24632 | 0.015157 | 0.57405 | 0 | 0.57405 | 0.015917 | 0.60284 | 0 | 0.60284 | 0.21525 | 0.13398 | 0.31225 | 0.3279 | 0.015157 | 0.0082446 | 0.57405 | 0.31225 | 0 | 0 | 0.57405 | 0.31225 | [11 empty] | WLDFR | HFTD - Distribution - Tier 2 - 2QU CoRE ¦ 3QU LoRE | Red Flag Warning - Catastrophic Fires | 2038 | 8.1257e-08 | 4.0628e-08 | 1.0447e-07 | 16832.3912 | 280.5544 | 10192.2718 | 6359.5651 | 0 | 0 | 0 | 6.7686e-05 |  | 0.0013677 | 0 | 0.0013677 | 0.00068387 | 0 | 0.00068387 | 0.0017585 | 0 | 0.0017585 | [16 empty] | 7.3.1.3 Ignition probability mapping showing the probability of ignition along the electric lines and equipmentWLDFRAggregatedAggregated | WLDFR | HFTD - Distribution - Tier 2 - 2QU CoRE ¦ 3QU LoRE | Red Flag Warning - Large Fires | Aggregated | Aggregated | 2051 | 5.3689e-05 | 0 | 948.5456 | 0.050926 | 2051 | Mitigation | 0.08575 | 30 | 0 | esc | 0 | 0 | 0 | 0 | 0.0015435 | 8.2869e-08
[35 empty] | 7.3.1.3 Ignition probability mapping showing the probability of ignition along the electric lines and equipment | WLDFR | HFTD - Distribution - Tier 2 - 4QU CoRE ¦ 4QU LoRE | 2031 | 0.50835 | 0.010449 | 0.39573 | 0 | 0.39573 | 0.0065039 | 0.24632 | 0 | 0.24632 | 0.015157 | 0.57405 | 0 | 0.57405 | 0.015917 | 0.60284 | 0 | 0.60284 | 0.20117 | 0.12522 | 0.29182 | 0.30645 | 0.015157 | 0.0077052 | 0.57405 | 0.29182 | 0 | 0 | 0.57405 | 0.29182 | [11 empty] | WLDFR | HFTD - Distribution - Tier 2 - 2QU CoRE ¦ 3QU LoRE | Red Flag Warning - Catastrophic Fires | 2039 | 8.1257e-08 | 4.0628e-08 | 1.0447e-07 | 16832.3912 | 280.5544 | 10192.2718 | 6359.5651 | 0 | 0 | 0 | 6.7686e-05 |  | 0.0013677 | 0 | 0.0013677 | 0.00068387 | 0 | 0.00068387 | 0.0017585 | 0 | 0.0017585 | [16 empty] | 7.3.1.3 Ignition probability mapping showing the probability of ignition along the electric lines and equipmentWLDFRAggregatedAggregated | WLDFR | HFTD - Distribution - Tier 2 - 2QU CoRE ¦ 3QU LoRE | Red Flag Warning - Small Fires | Aggregated | Aggregated | 2021 | 0.00054874 | 0 | 948.5456 | 0.52051 | 2021 | Mitigation | 0.08575 | 30 | 0 | esc | 0.0012005 | 6.5877e-07 | 0.00060025 | 3.2938e-07 | 0 | 0
[35 empty] | 7.3.1.3 Ignition probability mapping showing the probability of ignition along the electric lines and equipment | WLDFR | HFTD - Distribution - Tier 2 - 4QU CoRE ¦ 4QU LoRE | 2032 | 0.47509 | 0.010449 | 0.39573 | 0 | 0.39573 | 0.0065039 | 0.24632 | 0 | 0.24632 | 0.015157 | 0.57405 | 0 | 0.57405 | 0.015917 | 0.60284 | 0 | 0.60284 | 0.18801 | 0.11703 | 0.27273 | 0.2864 | 0.015157 | 0.0072011 | 0.57405 | 0.27273 | 0 | 0 | 0.57405 | 0.27273 | [11 empty] | WLDFR | HFTD - Distribution - Tier 2 - 2QU CoRE ¦ 3QU LoRE | Red Flag Warning - Catastrophic Fires | 2040 | 8.1257e-08 | 4.0628e-08 | 1.0447e-07 | 16832.3912 | 280.5544 | 10192.2718 | 6359.5651 | 0 | 0 | 0 | 6.7686e-05 |  | 0.0013677 | 0 | 0.0013677 | 0.00068387 | 0 | 0.00068387 | 0.0017585 | 0 | 0.0017585 | [16 empty] | 7.3.1.3 Ignition probability mapping showing the probability of ignition along the electric lines and equipmentWLDFRAggregatedAggregated | WLDFR | HFTD - Distribution - Tier 2 - 2QU CoRE ¦ 3QU LoRE | Red Flag Warning - Small Fires | Aggregated | Aggregated | 2022 | 0.00054874 | 0 | 948.5456 | 0.52051 | 2022 | Mitigation | 0.08575 | 30 | 0 | esc | 0.0012005 | 6.5877e-07 | 0.00060025 | 3.2938e-07 | 0.0015435 | 8.4699e-07
[35 empty] | 7.3.1.3 Ignition probability mapping showing the probability of ignition along the electric lines and equipment | WLDFR | HFTD - Distribution - Tier 2 - 4QU CoRE ¦ 4QU LoRE | 2033 | 0.44401 | 0.010449 | 0.41448 | 0 | 0.41448 | 0.0065039 | 0.25799 | 0 | 0.25799 | 0.015157 | 0.60125 | 0 | 0.60125 | 0.015917 | 0.6314 | 0 | 0.6314 | 0.18403 | 0.11455 | 0.26696 | 0.28035 | 0.015157 | 0.00673 | 0.60125 | 0.26696 | 0 | 0 | 0.60125 | 0.26696 | [11 empty] | WLDFR | HFTD - Distribution - Tier 2 - 2QU CoRE ¦ 3QU LoRE | Red Flag Warning - Catastrophic Fires | 2041 | 8.1257e-08 | 4.0628e-08 | 1.0447e-07 | 16832.3912 | 280.5544 | 10192.2718 | 6359.5651 | 0 | 0 | 0 | 6.7686e-05 |  | 0.0013677 | 0 | 0.0013677 | 0.00068387 | 0 | 0.00068387 | 0.0017585 | 0 | 0.0017585 | [16 empty] | 7.3.1.3 Ignition probability mapping showing the probability of ignition along the electric lines and equipmentWLDFRAggregatedAggregated | WLDFR | HFTD - Distribution - Tier 2 - 2QU CoRE ¦ 3QU LoRE | Red Flag Warning - Small Fires | Aggregated | Aggregated | 2023 | 0.00054874 | 0 | 948.5456 | 0.52051 | 2023 | Mitigation | 0.08575 | 30 | 0 | esc | 0.0012005 | 6.5877e-07 | 0.00060025 | 3.2938e-07 | 0.0015435 | 8.4699e-07
[35 empty] | 7.3.1.3 Ignition probability mapping showing the probability of ignition along the electric lines and equipment | WLDFR | HFTD - Distribution - Tier 2 - 4QU CoRE ¦ 4QU LoRE | 2034 | 0.41496 | 0.010449 | 0.41448 | 0 | 0.41448 | 0.0065039 | 0.25799 | 0 | 0.25799 | 0.015157 | 0.60125 | 0 | 0.60125 | 0.015917 | 0.6314 | 0 | 0.6314 | 0.17199 | 0.10706 | 0.2495 | 0.26201 | 0.015157 | 0.0062897 | 0.60125 | 0.2495 | 0 | 0 | 0.60125 | 0.2495 | [11 empty] | WLDFR | HFTD - Distribution - Tier 2 - 2QU CoRE ¦ 3QU LoRE | Red Flag Warning - Catastrophic Fires | 2042 | 8.1257e-08 | 4.0628e-08 | 1.0447e-07 | 16832.3912 | 280.5544 | 10192.2718 | 6359.5651 | 0 | 0 | 0 | 6.7686e-05 |  | 0.0013677 | 0 | 0.0013677 | 0.00068387 | 0 | 0.00068387 | 0.0017585 | 0 | 0.0017585 | [16 empty] | 7.3.1.3 Ignition probability mapping showing the probability of ignition along the electric lines and equipmentWLDFRAggregatedAggregated | WLDFR | HFTD - Distribution - Tier 2 - 2QU CoRE ¦ 3QU LoRE | Red Flag Warning - Small Fires | Aggregated | Aggregated | 2024 | 0.00054874 | 0 | 948.5456 | 0.52051 | 2024 | Mitigation | 0.08575 | 30 | 0 | esc | 0.0012005 | 6.5877e-07 | 0.00060025 | 3.2938e-07 | 0.0015435 | 8.4699e-07
[35 empty] | 7.3.1.3 Ignition probability mapping showing the probability of ignition along the electric lines and equipment | WLDFR | HFTD - Distribution - Tier 2 - 4QU CoRE ¦ 4QU LoRE | 2035 | 0.38782 | 0.010449 | 0.41448 | 0 | 0.41448 | 0.0065039 | 0.25799 | 0 | 0.25799 | 0.015157 | 0.60125 | 0 | 0.60125 | 0.015917 | 0.6314 | 0 | 0.6314 | 0.16074 | 0.10005 | 0.23318 | 0.24487 | 0.015157 | 0.0058783 | 0.60125 | 0.23318 | 0 | 0 | 0.60125 | 0.23318 | [11 empty] | WLDFR | HFTD - Distribution - Tier 2 - 2QU CoRE ¦ 3QU LoRE | Red Flag Warning - Catastrophic Fires | 2043 | 8.1257e-08 | 4.0628e-08 | 1.0447e-07 | 17672.0852 | 299.42 | 10692.7362 | 6679.929 | 0 | 0 | 0 | 6.7686e-05 |  | 0.001436 | 0 | 0.001436 | 0.00071799 | 0 | 0.00071799 | 0.0018463 | 0 | 0.0018463 | [16 empty] | 7.3.1.3 Ignition probability mapping showing the probability of ignition along the electric lines and equipmentWLDFRAggregatedAggregated | WLDFR | HFTD - Distribution - Tier 2 - 2QU CoRE ¦ 3QU LoRE | Red Flag Warning - Small Fires | Aggregated | Aggregated | 2025 | 0.00054874 | 0 | 948.5456 | 0.52051 | 2025 | Mitigation | 0.08575 | 30 | 0 | esc | 0.0012005 | 6.5877e-07 | 0.00060025 | 3.2938e-07 | 0.0015435 | 8.4699e-07
[35 empty] | 7.3.1.3 Ignition probability mapping showing the probability of ignition along the electric lines and equipment | WLDFR | HFTD - Distribution - Tier 2 - 4QU CoRE ¦ 4QU LoRE | 2036 | 0.36245 | 0.010449 | 0.41448 | 0 | 0.41448 | 0.0065039 | 0.25799 | 0 | 0.25799 | 0.015157 | 0.60125 | 0 | 0.60125 | 0.015917 | 0.6314 | 0 | 0.6314 | 0.15023 | 0.093509 | 0.21792 | 0.22885 | 0.015157 | 0.0054937 | 0.60125 | 0.21792 | 0 | 0 | 0.60125 | 0.21792 | [11 empty] | WLDFR | HFTD - Distribution - Tier 2 - 2QU CoRE ¦ 3QU LoRE | Red Flag Warning - Catastrophic Fires | 2044 | 8.1257e-08 | 4.0628e-08 | 1.0447e-07 | 17672.0852 | 299.42 | 10692.7362 | 6679.929 | 0 | 0 | 0 | 6.7686e-05 |  | 0.001436 | 0 | 0.001436 | 0.00071799 | 0 | 0.00071799 | 0.0018463 | 0 | 0.0018463 | [16 empty] | 7.3.1.3 Ignition probability mapping showing the probability of ignition along the electric lines and equipmentWLDFRAggregatedAggregated | WLDFR | HFTD - Distribution - Tier 2 - 2QU CoRE ¦ 3QU LoRE | Red Flag Warning - Small Fires | Aggregated | Aggregated | 2026 | 0.00054874 | 0 | 948.5456 | 0.52051 | 2026 | Mitigation | 0.08575 | 30 | 0 | esc | 0.0012005 | 6.5877e-07 | 0.00060025 | 3.2938e-07 | 0.0015435 | 8.4699e-07
[35 empty] | 7.3.1.3 Ignition probability mapping showing the probability of ignition along the electric lines and equipment | WLDFR | HFTD - Distribution - Tier 2 - 4QU CoRE ¦ 4QU LoRE | 2037 | 0.33873 | 0.010449 | 0.41448 | 0 | 0.41448 | 0.0065039 | 0.25799 | 0 | 0.25799 | 0.015157 | 0.60125 | 0 | 0.60125 | 0.015917 | 0.6314 | 0 | 0.6314 | 0.1404 | 0.087391 | 0.20366 | 0.21388 | 0.015157 | 0.0051343 | 0.60125 | 0.20366 | 0 | 0 | 0.60125 | 0.20366 | [11 empty] | WLDFR | HFTD - Distribution - Tier 2 - 2QU CoRE ¦ 3QU LoRE | Red Flag Warning - Catastrophic Fires | 2045 | 8.1257e-08 | 4.0628e-08 | 1.0447e-07 | 17672.0852 | 299.42 | 10692.7362 | 6679.929 | 0 | 0 | 0 | 6.7686e-05 |  | 0.001436 | 0 | 0.001436 | 0.00071799 | 0 | 0.00071799 | 0.0018463 | 0 | 0.0018463 | [16 empty] | 7.3.1.3 Ignition probability mapping showing the probability of ignition along the electric lines and equipmentWLDFRAggregatedAggregated | WLDFR | HFTD - Distribution - Tier 2 - 2QU CoRE ¦ 3QU LoRE | Red Flag Warning - Small Fires | Aggregated | Aggregated | 2027 | 0.00054874 | 0 | 948.5456 | 0.52051 | 2027 | Mitigation | 0.08575 | 30 | 0 | esc | 0.0012005 | 6.5877e-07 | 0.00060025 | 3.2938e-07 | 0.0015435 | 8.4699e-07
[35 empty] | 7.3.1.3 Ignition probability mapping showing the probability of ignition along the electric lines and equipment | WLDFR | HFTD - Distribution - Tier 2 - 4QU CoRE ¦ 4QU LoRE | 2038 | 0.31657 | 0.010449 | 0.43483 | 0 | 0.43483 | 0.0065039 | 0.27066 | 0 | 0.27066 | 0.015157 | 0.63078 | 0 | 0.63078 | 0.015917 | 0.66241 | 0 | 0.66241 | 0.13766 | 0.085685 | 0.19969 | 0.2097 | 0.015157 | 0.0047984 | 0.63078 | 0.19969 | 0 | 0 | 0.63078 | 0.19969 | [11 empty] | WLDFR | HFTD - Distribution - Tier 2 - 2QU CoRE ¦ 3QU LoRE | Red Flag Warning - Catastrophic Fires | 2046 | 8.1257e-08 | 4.0628e-08 | 1.0447e-07 | 17672.0852 | 299.42 | 10692.7362 | 6679.929 | 0 | 0 | 0 | 6.7686e-05 |  | 0.001436 | 0 | 0.001436 | 0.00071799 | 0 | 0.00071799 | 0.0018463 | 0 | 0.0018463 | [16 empty] | 7.3.1.3 Ignition probability mapping showing the probability of ignition along the electric lines and equipmentWLDFRAggregatedAggregated | WLDFR | HFTD - Distribution - Tier 2 - 2QU CoRE ¦ 3QU LoRE | Red Flag Warning - Small Fires | Aggregated | Aggregated | 2028 | 0.00054874 | 0 | 948.5456 | 0.52051 | 2028 | Mitigation | 0.08575 | 30 | 0 | esc | 0.0012005 | 6.5877e-07 | 0.00060025 | 3.2938e-07 | 0.0015435 | 8.4699e-07
[35 empty] | 7.3.1.3 Ignition probability mapping showing the probability of ignition along the electric lines and equipment | WLDFR | HFTD - Distribution - Tier 2 - 4QU CoRE ¦ 4QU LoRE | 2039 | 0.29586 | 0.010449 | 0.43483 | 0 | 0.43483 | 0.0065039 | 0.27066 | 0 | 0.27066 | 0.015157 | 0.63078 | 0 | 0.63078 | 0.015917 | 0.66241 | 0 | 0.66241 | 0.12865 | 0.08008 | 0.18663 | 0.19598 | 0.015157 | 0.0044845 | 0.63078 | 0.18663 | 0 | 0 | 0.63078 | 0.18663 | [11 empty] | WLDFR | HFTD - Distribution - Tier 2 - 2QU CoRE ¦ 3QU LoRE | Red Flag Warning - Catastrophic Fires | 2047 | 8.1257e-08 | 4.0628e-08 | 1.0447e-07 | 17672.0852 | 299.42 | 10692.7362 | 6679.929 | 0 | 0 | 0 | 6.7686e-05 |  | 0.001436 | 0 | 0.001436 | 0.00071799 | 0 | 0.00071799 | 0.0018463 | 0 | 0.0018463 | [16 empty] | 7.3.1.3 Ignition probability mapping showing the probability of ignition along the electric lines and equipmentWLDFRAggregatedAggregated | WLDFR | HFTD - Distribution - Tier 2 - 2QU CoRE ¦ 3QU LoRE | Red Flag Warning - Small Fires | Aggregated | Aggregated | 2029 | 0.00054874 | 0 | 948.5456 | 0.52051 | 2029 | Mitigation | 0.08575 | 30 | 0 | esc | 0.0012005 | 6.5877e-07 | 0.00060025 | 3.2938e-07 | 0.0015435 | 8.4699e-07
[35 empty] | 7.3.1.3 Ignition probability mapping showing the probability of ignition along the electric lines and equipment | WLDFR | HFTD - Distribution - Tier 2 - 4QU CoRE ¦ 4QU LoRE | 2040 | 0.27651 | 0.010449 | 0.43483 | 0 | 0.43483 | 0.0065039 | 0.27066 | 0 | 0.27066 | 0.015157 | 0.63078 | 0 | 0.63078 | 0.015917 | 0.66241 | 0 | 0.66241 | 0.12024 | 0.074841 | 0.17442 | 0.18316 | 0.015157 | 0.0041911 | 0.63078 | 0.17442 | 0 | 0 | 0.63078 | 0.17442 | [11 empty] | WLDFR | HFTD - Distribution - Tier 2 - 2QU CoRE ¦ 3QU LoRE | Red Flag Warning - Catastrophic Fires | 2048 | 8.1257e-08 | 4.0628e-08 | 1.0447e-07 | 18552.3348 | 319.4911 | 11216.5626 | 7016.281 | 0 | 0 | 0 | 6.7686e-05 |  | 0.0015075 | 0 | 0.0015075 | 0.00075375 | 0 | 0.00075375 | 0.0019382 | 0 | 0.0019382 | [16 empty] | 7.3.1.3 Ignition probability mapping showing the probability of ignition along the electric lines and equipmentWLDFRAggregatedAggregated | WLDFR | HFTD - Distribution - Tier 2 - 2QU CoRE ¦ 3QU LoRE | Red Flag Warning - Small Fires | Aggregated | Aggregated | 2030 | 0.00054874 | 0 | 948.5456 | 0.52051 | 2030 | Mitigation | 0.08575 | 30 | 0 | esc | 0.0012005 | 6.5877e-07 | 0.00060025 | 3.2938e-07 | 0.0015435 | 8.4699e-07
[35 empty] | 7.3.1.3 Ignition probability mapping showing the probability of ignition along the electric lines and equipment | WLDFR | HFTD - Distribution - Tier 2 - 4QU CoRE ¦ 4QU LoRE | 2041 | 0.25842 | 0.010449 | 0.43483 | 0 | 0.43483 | 0.0065039 | 0.27066 | 0 | 0.27066 | 0.015157 | 0.63078 | 0 | 0.63078 | 0.015917 | 0.66241 | 0 | 0.66241 | 0.11237 | 0.069945 | 0.16301 | 0.17118 | 0.015157 | 0.0039169 | 0.63078 | 0.16301 | 0 | 0 | 0.63078 | 0.16301 | [11 empty] | WLDFR | HFTD - Distribution - Tier 2 - 2QU CoRE ¦ 3QU LoRE | Red Flag Warning - Catastrophic Fires | 2049 | 8.1257e-08 | 4.0628e-08 | 1.0447e-07 | 18552.3348 | 319.4911 | 11216.5626 | 7016.281 | 0 | 0 | 0 | 6.7686e-05 |  | 0.0015075 | 0 | 0.0015075 | 0.00075375 | 0 | 0.00075375 | 0.0019382 | 0 | 0.0019382 | [16 empty] | 7.3.1.3 Ignition probability mapping showing the probability of ignition along the electric lines and equipmentWLDFRAggregatedAggregated | WLDFR | HFTD - Distribution - Tier 2 - 2QU CoRE ¦ 3QU LoRE | Red Flag Warning - Small Fires | Aggregated | Aggregated | 2031 | 0.00054874 | 0 | 948.5456 | 0.52051 | 2031 | Mitigation | 0.08575 | 30 | 0 | esc | 0.0012005 | 6.5877e-07 | 0.00060025 | 3.2938e-07 | 0.0015435 | 8.4699e-07
[35 empty] | 7.3.1.3 Ignition probability mapping showing the probability of ignition along the electric lines and equipment | WLDFR | HFTD - Distribution - Tier 2 - 4QU CoRE ¦ 4QU LoRE | 2042 | 0.24151 | 0.010449 | 0.43483 | 0 | 0.43483 | 0.0065039 | 0.27066 | 0 | 0.27066 | 0.015157 | 0.63078 | 0 | 0.63078 | 0.015917 | 0.66241 | 0 | 0.66241 | 0.10502 | 0.065369 | 0.15234 | 0.15998 | 0.015157 | 0.0036607 | 0.63078 | 0.15234 | 0 | 0 | 0.63078 | 0.15234 | [11 empty] | WLDFR | HFTD - Distribution - Tier 2 - 2QU CoRE ¦ 3QU LoRE | Red Flag Warning - Catastrophic Fires | 2050 | 0 | 4.0628e-08 | 1.0447e-07 | 18552.3348 | 319.4911 | 11216.5626 | 7016.281 | 0 | 0 | 0 | 6.7686e-05 |  | 0 | 0 | 0 | 0.00075375 | 0 | 0.00075375 | 0.0019382 | 0 | 0.0019382 | [16 empty] | 7.3.1.3 Ignition probability mapping showing the probability of ignition along the electric lines and equipmentWLDFRAggregatedAggregated | WLDFR | HFTD - Distribution - Tier 2 - 2QU CoRE ¦ 3QU LoRE | Red Flag Warning - Small Fires | Aggregated | Aggregated | 2032 | 0.00054874 | 0 | 948.5456 | 0.52051 | 2032 | Mitigation | 0.08575 | 30 | 0 | esc | 0.0012005 | 6.5877e-07 | 0.00060025 | 3.2938e-07 | 0.0015435 | 8.4699e-07
[35 empty] | 7.3.1.3 Ignition probability mapping showing the probability of ignition along the electric lines and equipment | WLDFR | HFTD - Distribution - Tier 2 - 4QU CoRE ¦ 4QU LoRE | 2043 | 0.22571 | 0.010449 | 0.45652 | 0 | 0.45652 | 0.0065039 | 0.28416 | 0 | 0.28416 | 0.015157 | 0.66223 | 0 | 0.66223 | 0.015917 | 0.69544 | 0 | 0.69544 | 0.10304 | 0.064139 | 0.14947 | 0.15697 | 0.015157 | 0.0034212 | 0.66223 | 0.14947 | 0 | 0 | 0.66223 | 0.14947 | [11 empty] | WLDFR | HFTD - Distribution - Tier 2 - 2QU CoRE ¦ 3QU LoRE | Red Flag Warning - Catastrophic Fires | 2051 | 0 | 0 | 1.0447e-07 | 18552.3348 | 319.4911 | 11216.5626 | 7016.281 | 0 | 0 | 0 | 6.7686e-05 |  | 0 | 0 | 0 | 0 | 0 | 0 | 0.0019382 | 0 | 0.0019382 | [16 empty] | 7.3.1.3 Ignition probability mapping showing the probability of ignition along the electric lines and equipmentWLDFRAggregatedAggregated | WLDFR | HFTD - Distribution - Tier 2 - 2QU CoRE ¦ 3QU LoRE | Red Flag Warning - Small Fires | Aggregated | Aggregated | 2033 | 0.00054874 | 0 | 948.5456 | 0.52051 | 2033 | Mitigation | 0.08575 | 30 | 0 | esc | 0.0012005 | 6.5877e-07 | 0.00060025 | 3.2938e-07 | 0.0015435 | 8.4699e-07
[35 empty] | 7.3.1.3 Ignition probability mapping showing the probability of ignition along the electric lines and equipment | WLDFR | HFTD - Distribution - Tier 2 - 4QU CoRE ¦ 4QU LoRE | 2044 | 0.21095 | 0.010449 | 0.45652 | 0 | 0.45652 | 0.0065039 | 0.28416 | 0 | 0.28416 | 0.015157 | 0.66223 | 0 | 0.66223 | 0.015917 | 0.69544 | 0 | 0.69544 | 0.096301 | 0.059943 | 0.1397 | 0.1467 | 0.015157 | 0.0031974 | 0.66223 | 0.1397 | 0 | 0 | 0.66223 | 0.1397 | [11 empty] | WLDFR | HFTD - Distribution - Tier 2 - 2QU CoRE ¦ 3QU LoRE | Red Flag Warning - Destructive Fires | 2020 | 1.1228e-08 | 0 | 0 | 8807.9522 | 222.2294 | 8585.7228 | 0 | 0 | 0 | 0 | 9.3532e-06 |  | 9.89e-05 | 0 | 9.89e-05 | 0 | 0 | 0 | 0 | 0 | 0 | [16 empty] | 7.3.1.3 Ignition probability mapping showing the probability of ignition along the electric lines and equipmentWLDFRAggregatedAggregated | WLDFR | HFTD - Distribution - Tier 2 - 2QU CoRE ¦ 3QU LoRE | Red Flag Warning - Small Fires | Aggregated | Aggregated | 2034 | 0.00054874 | 0 | 948.5456 | 0.52051 | 2034 | Mitigation | 0.08575 | 30 | 0 | esc | 0.0012005 | 6.5877e-07 | 0.00060025 | 3.2938e-07 | 0.0015435 | 8.4699e-07
[35 empty] | 7.3.1.3 Ignition probability mapping showing the probability of ignition along the electric lines and equipment | WLDFR | HFTD - Distribution - Tier 2 - 4QU CoRE ¦ 4QU LoRE | 2045 | 0.19715 | 0.010449 | 0.45652 | 0 | 0.45652 | 0.0065039 | 0.28416 | 0 | 0.28416 | 0.015157 | 0.66223 | 0 | 0.66223 | 0.015917 | 0.69544 | 0 | 0.69544 | 0.090001 | 0.056021 | 0.13056 | 0.1371 | 0.015157 | 0.0029882 | 0.66223 | 0.13056 | 0 | 0 | 0.66223 | 0.13056 | [11 empty] | WLDFR | HFTD - Distribution - Tier 2 - 2QU CoRE ¦ 3QU LoRE | Red Flag Warning - Destructive Fires | 2021 | 1.1228e-08 | 5.6142e-09 | 0 | 8807.9522 | 222.2294 | 8585.7228 | 0 | 0 | 0 | 0 | 9.3532e-06 |  | 9.89e-05 | 0 | 9.89e-05 | 4.945e-05 | 0 | 4.945e-05 | 0 | 0 | 0 | [16 empty] | 7.3.1.3 Ignition probability mapping showing the probability of ignition along the electric lines and equipmentWLDFRAggregatedAggregated | WLDFR | HFTD - Distribution - Tier 2 - 2QU CoRE ¦ 3QU LoRE | Red Flag Warning - Small Fires | Aggregated | Aggregated | 2035 | 0.00054874 | 0 | 948.5456 | 0.52051 | 2035 | Mitigation | 0.08575 | 30 | 0 | esc | 0.0012005 | 6.5877e-07 | 0.00060025 | 3.2938e-07 | 0.0015435 | 8.4699e-07
[35 empty] | 7.3.1.3 Ignition probability mapping showing the probability of ignition along the electric lines and equipment | WLDFR | HFTD - Distribution - Tier 2 - 4QU CoRE ¦ 4QU LoRE | 2046 | 0.18425 | 0.010449 | 0.45652 | 0 | 0.45652 | 0.0065039 | 0.28416 | 0 | 0.28416 | 0.015157 | 0.66223 | 0 | 0.66223 | 0.015917 | 0.69544 | 0 | 0.69544 | 0.084113 | 0.052356 | 0.12202 | 0.12813 | 0.015157 | 0.0027927 | 0.66223 | 0.12202 | 0 | 0 | 0.66223 | 0.12202 | [11 empty] | WLDFR | HFTD - Distribution - Tier 2 - 2QU CoRE ¦ 3QU LoRE | Red Flag Warning - Destructive Fires | 2022 | 1.1228e-08 | 5.6142e-09 | 1.4437e-08 | 8807.9522 | 222.2294 | 8585.7228 | 0 | 0 | 0 | 0 | 9.3532e-06 |  | 9.89e-05 | 0 | 9.89e-05 | 4.945e-05 | 0 | 4.945e-05 | 0.00012716 | 0 | 0.00012716 | [16 empty] | 7.3.1.3 Ignition probability mapping showing the probability of ignition along the electric lines and equipmentWLDFRAggregatedAggregated | WLDFR | HFTD - Distribution - Tier 2 - 2QU CoRE ¦ 3QU LoRE | Red Flag Warning - Small Fires | Aggregated | Aggregated | 2036 | 0.00054874 | 0 | 948.5456 | 0.52051 | 2036 | Mitigation | 0.08575 | 30 | 0 | esc | 0.0012005 | 6.5877e-07 | 0.00060025 | 3.2938e-07 | 0.0015435 | 8.4699e-07
[35 empty] | 7.3.1.3 Ignition probability mapping showing the probability of ignition along the electric lines and equipment | WLDFR | HFTD - Distribution - Tier 2 - 4QU CoRE ¦ 4QU LoRE | 2047 | 0.1722 | 0.010449 | 0.45652 | 0 | 0.45652 | 0.0065039 | 0.28416 | 0 | 0.28416 | 0.015157 | 0.66223 | 0 | 0.66223 | 0.015917 | 0.69544 | 0 | 0.69544 | 0.07861 | 0.048931 | 0.11403 | 0.11975 | 0.015157 | 0.00261 | 0.66223 | 0.11403 | 0 | 0 | 0.66223 | 0.11403 | [11 empty] | WLDFR | HFTD - Distribution - Tier 2 - 2QU CoRE ¦ 3QU LoRE | Red Flag Warning - Destructive Fires | 2023 | 1.1228e-08 | 5.6142e-09 | 1.4437e-08 | 9129.7461 | 233.2301 | 8896.516 | 0 | 0 | 0 | 0 | 9.3532e-06 |  | 0.00010251 | 0 | 0.00010251 | 5.1257e-05 | 0 | 5.1257e-05 | 0.0001318 | 0 | 0.0001318 | [16 empty] | 7.3.1.3 Ignition probability mapping showing the probability of ignition along the electric lines and equipmentWLDFRAggregatedAggregated | WLDFR | HFTD - Distribution - Tier 2 - 2QU CoRE ¦ 3QU LoRE | Red Flag Warning - Small Fires | Aggregated | Aggregated | 2037 | 0.00054874 | 0 | 948.5456 | 0.52051 | 2037 | Mitigation | 0.08575 | 30 | 0 | esc | 0.0012005 | 6.5877e-07 | 0.00060025 | 3.2938e-07 | 0.0015435 | 8.4699e-07
[35 empty] | 7.3.1.3 Ignition probability mapping showing the probability of ignition along the electric lines and equipment | WLDFR | HFTD - Distribution - Tier 2 - 4QU CoRE ¦ 4QU LoRE | 2048 | 0.16093 | 0.010449 | 0.47925 | 0 | 0.47925 | 0.0065039 | 0.29831 | 0 | 0.29831 | 0.015157 | 0.69521 | 0 | 0.69521 | 0.015917 | 0.73007 | 0 | 0.73007 | 0.077125 | 0.048007 | 0.11188 | 0.11749 | 0.015157 | 0.0024393 | 0.69521 | 0.11188 | 0 | 0 | 0.69521 | 0.11188 | [11 empty] | WLDFR | HFTD - Distribution - Tier 2 - 2QU CoRE ¦ 3QU LoRE | Red Flag Warning - Destructive Fires | 2024 | 1.1228e-08 | 5.6142e-09 | 1.4437e-08 | 9129.7461 | 233.2301 | 8896.516 | 0 | 0 | 0 | 0 | 9.3532e-06 |  | 0.00010251 | 0 | 0.00010251 | 5.1257e-05 | 0 | 5.1257e-05 | 0.0001318 | 0 | 0.0001318 | [16 empty] | 7.3.1.3 Ignition probability mapping showing the probability of ignition along the electric lines and equipmentWLDFRAggregatedAggregated | WLDFR | HFTD - Distribution - Tier 2 - 2QU CoRE ¦ 3QU LoRE | Red Flag Warning - Small Fires | Aggregated | Aggregated | 2038 | 0.00054874 | 0 | 948.5456 | 0.52051 | 2038 | Mitigation | 0.08575 | 30 | 0 | esc | 0.0012005 | 6.5877e-07 | 0.00060025 | 3.2938e-07 | 0.0015435 | 8.4699e-07
[35 empty] | 7.3.1.3 Ignition probability mapping showing the probability of ignition along the electric lines and equipment | WLDFR | HFTD - Distribution - Tier 2 - 4QU CoRE ¦ 4QU LoRE | 2049 | 0.1504 | 0.010449 | 0.47925 | 0 | 0.47925 | 0.0065039 | 0.29831 | 0 | 0.29831 | 0.015157 | 0.69521 | 0 | 0.69521 | 0.015917 | 0.73007 | 0 | 0.73007 | 0.07208 | 0.044866 | 0.10456 | 0.1098 | 0.015157 | 0.0022797 | 0.69521 | 0.10456 | 0 | 0 | 0.69521 | 0.10456 | [11 empty] | WLDFR | HFTD - Distribution - Tier 2 - 2QU CoRE ¦ 3QU LoRE | Red Flag Warning - Destructive Fires | 2025 | 1.1228e-08 | 5.6142e-09 | 1.4437e-08 | 9129.7461 | 233.2301 | 8896.516 | 0 | 0 | 0 | 0 | 9.3532e-06 |  | 0.00010251 | 0 | 0.00010251 | 5.1257e-05 | 0 | 5.1257e-05 | 0.0001318 | 0 | 0.0001318 | [16 empty] | 7.3.1.3 Ignition probability mapping showing the probability of ignition along the electric lines and equipmentWLDFRAggregatedAggregated | WLDFR | HFTD - Distribution - Tier 2 - 2QU CoRE ¦ 3QU LoRE | Red Flag Warning - Small Fires | Aggregated | Aggregated | 2039 | 0.00054874 | 0 | 948.5456 | 0.52051 | 2039 | Mitigation | 0.08575 | 30 | 0 | esc | 0.0012005 | 6.5877e-07 | 0.00060025 | 3.2938e-07 | 0.0015435 | 8.4699e-07
[35 empty] | 7.3.1.3 Ignition probability mapping showing the probability of ignition along the electric lines and equipment | WLDFR | HFTD - Distribution - Tier 2 - 4QU CoRE ¦ 4QU LoRE | 2050 | 0.14056 | 0 | 0 | 0 | 0 | 0.0065039 | 0.29831 | 0 | 0.29831 | 0.015157 | 0.69521 | 0 | 0.69521 | 0.015917 | 0.73007 | 0 | 0.73007 | 0 | 0.041931 | 0.09772 | 0.10262 | 0.015157 | 0.0021306 | 0.69521 | 0.09772 | 0 | 0 | 0.69521 | 0.09772 | [11 empty] | WLDFR | HFTD - Distribution - Tier 2 - 2QU CoRE ¦ 3QU LoRE | Red Flag Warning - Destructive Fires | 2026 | 1.1228e-08 | 5.6142e-09 | 1.4437e-08 | 9129.7461 | 233.2301 | 8896.516 | 0 | 0 | 0 | 0 | 9.3532e-06 |  | 0.00010251 | 0 | 0.00010251 | 5.1257e-05 | 0 | 5.1257e-05 | 0.0001318 | 0 | 0.0001318 | [16 empty] | 7.3.1.3 Ignition probability mapping showing the probability of ignition along the electric lines and equipmentWLDFRAggregatedAggregated | WLDFR | HFTD - Distribution - Tier 2 - 2QU CoRE ¦ 3QU LoRE | Red Flag Warning - Small Fires | Aggregated | Aggregated | 2040 | 0.00054874 | 0 | 948.5456 | 0.52051 | 2040 | Mitigation | 0.08575 | 30 | 0 | esc | 0.0012005 | 6.5877e-07 | 0.00060025 | 3.2938e-07 | 0.0015435 | 8.4699e-07
[35 empty] | 7.3.1.3 Ignition probability mapping showing the probability of ignition along the electric lines and equipment | WLDFR | HFTD - Distribution - Tier 2 - 4QU CoRE ¦ 4QU LoRE | 2051 | 0.13137 | 0 | 0 | 0 | 0 | 0 | 0 | 0 | 0 | 0.015157 | 0.69521 | 0 | 0.69521 | 0.015917 | 0.73007 | 0 | 0.73007 | 0 | 0 | 0.091327 | 0.095907 | 0.015157 | 0.0019912 | 0.69521 | 0.091327 | 0 | 0 | 0.69521 | 0.091327 | [11 empty] | WLDFR | HFTD - Distribution - Tier 2 - 2QU CoRE ¦ 3QU LoRE | Red Flag Warning - Destructive Fires | 2027 | 1.1228e-08 | 5.6142e-09 | 1.4437e-08 | 9129.7461 | 233.2301 | 8896.516 | 0 | 0 | 0 | 0 | 9.3532e-06 |  | 0.00010251 | 0 | 0.00010251 | 5.1257e-05 | 0 | 5.1257e-05 | 0.0001318 | 0 | 0.0001318 | [16 empty] | 7.3.1.3 Ignition probability mapping showing the probability of ignition along the electric lines and equipmentWLDFRAggregatedAggregated | WLDFR | HFTD - Distribution - Tier 2 - 2QU CoRE ¦ 3QU LoRE | Red Flag Warning - Small Fires | Aggregated | Aggregated | 2041 | 0.00054874 | 0 | 948.5456 | 0.52051 | 2041 | Mitigation | 0.08575 | 30 | 0 | esc | 0.0012005 | 6.5877e-07 | 0.00060025 | 3.2938e-07 | 0.0015435 | 8.4699e-07
[35 empty] | 7.3.1.3 Ignition probability mapping showing the probability of ignition along the electric lines and equipment | WLDFR | HFTD - Distribution - Tier 2 - 4QU CoRE ¦ 4QU LoRE | 2052 | 0.12277 | 0 | 0 | 0 | 0 | 0 | 0 | 0 | 0 | 0 | 0 | 0 | 0 | 0.015917 | 0.73007 | 0 | 0.73007 | 0 | 0 | 0 | 0.089632 | 0 | 0 | 0 | 0 | 0 | 0 | 0 | 0 | [11 empty] | WLDFR | HFTD - Distribution - Tier 2 - 2QU CoRE ¦ 3QU LoRE | Red Flag Warning - Destructive Fires | 2028 | 1.1228e-08 | 5.6142e-09 | 1.4437e-08 | 9534.9221 | 247.273 | 9287.6491 | 0 | 0 | 0 | 0 | 9.3532e-06 |  | 0.00010706 | 0 | 0.00010706 | 5.3531e-05 | 0 | 5.3531e-05 | 0.00013765 | 0 | 0.00013765 | [16 empty] | 7.3.1.3 Ignition probability mapping showing the probability of ignition along the electric lines and equipmentWLDFRAggregatedAggregated | WLDFR | HFTD - Distribution - Tier 2 - 2QU CoRE ¦ 3QU LoRE | Red Flag Warning - Small Fires | Aggregated | Aggregated | 2042 | 0.00054874 | 0 | 948.5456 | 0.52051 | 2042 | Mitigation | 0.08575 | 30 | 0 | esc | 0.0012005 | 6.5877e-07 | 0.00060025 | 3.2938e-07 | 0.0015435 | 8.4699e-07
[35 empty] | 7.3.1.3 Ignition probability mapping showing the probability of ignition along the electric lines and equipment | WLDFR | HFTD - Distribution - Tier 2 - 4QU CoRE ¦ 5QU LoRE | 2020 | 1 | 0.0047726 | 0.19619 | 0 | 0.19619 | 0 | 0 | 0 | 0 | 0 | 0 | 0 | 0 | 0 | 0 | 0 | 0 | 0.19619 | 0 | 0 | 0 | 0 | 0 | 0 | 0 | 0 | 0 | 0 | 0 | [11 empty] | WLDFR | HFTD - Distribution - Tier 2 - 2QU CoRE ¦ 3QU LoRE | Red Flag Warning - Destructive Fires | 2029 | 1.1228e-08 | 5.6142e-09 | 1.4437e-08 | 9534.9221 | 247.273 | 9287.6491 | 0 | 0 | 0 | 0 | 9.3532e-06 |  | 0.00010706 | 0 | 0.00010706 | 5.3531e-05 | 0 | 5.3531e-05 | 0.00013765 | 0 | 0.00013765 | [16 empty] | 7.3.1.3 Ignition probability mapping showing the probability of ignition along the electric lines and equipmentWLDFRAggregatedAggregated | WLDFR | HFTD - Distribution - Tier 2 - 2QU CoRE ¦ 3QU LoRE | Red Flag Warning - Small Fires | Aggregated | Aggregated | 2043 | 0.00054874 | 0 | 948.5456 | 0.52051 | 2043 | Mitigation | 0.08575 | 30 | 0 | esc | 0.0012005 | 6.5877e-07 | 0.00060025 | 3.2938e-07 | 0.0015435 | 8.4699e-07
[35 empty] | 7.3.1.3 Ignition probability mapping showing the probability of ignition along the electric lines and equipment | WLDFR | HFTD - Distribution - Tier 2 - 4QU CoRE ¦ 5QU LoRE | 2021 | 1 | 0.0047726 | 0.19619 | 0 | 0.19619 | 0.0029707 | 0.12212 | 0 | 0.12212 | 0 | 0 | 0 | 0 | 0 | 0 | 0 | 0 | 0.19619 | 0.12212 | 0 | 0 | 0 | 0 | 0 | 0 | 0 | 0 | 0 | 0 | [11 empty] | WLDFR | HFTD - Distribution - Tier 2 - 2QU CoRE ¦ 3QU LoRE | Red Flag Warning - Destructive Fires | 2030 | 1.1228e-08 | 5.6142e-09 | 1.4437e-08 | 9534.9221 | 247.273 | 9287.6491 | 0 | 0 | 0 | 0 | 9.3532e-06 |  | 0.00010706 | 0 | 0.00010706 | 5.3531e-05 | 0 | 5.3531e-05 | 0.00013765 | 0 | 0.00013765 | [16 empty] | 7.3.1.3 Ignition probability mapping showing the probability of ignition along the electric lines and equipmentWLDFRAggregatedAggregated | WLDFR | HFTD - Distribution - Tier 2 - 2QU CoRE ¦ 3QU LoRE | Red Flag Warning - Small Fires | Aggregated | Aggregated | 2044 | 0.00054874 | 0 | 948.5456 | 0.52051 | 2044 | Mitigation | 0.08575 | 30 | 0 | esc | 0.0012005 | 6.5877e-07 | 0.00060025 | 3.2938e-07 | 0.0015435 | 8.4699e-07
[35 empty] | 7.3.1.3 Ignition probability mapping showing the probability of ignition along the electric lines and equipment | WLDFR | HFTD - Distribution - Tier 2 - 4QU CoRE ¦ 5QU LoRE | 2022 | 0.93458 | 0.0047303 | 0.19299 | 0 | 0.19299 | 0.0029444 | 0.12013 | 0 | 0.12013 | 0.0064957 | 0.26502 | 0 | 0.26502 | 0 | 0 | 0 | 0 | 0.18037 | 0.11227 | 0.24768 | 0 | 0.0064957 | 0.0060708 | 0.26502 | 0.24768 | 0 | 0 | 0.26502 | 0.24768 | [11 empty] | WLDFR | HFTD - Distribution - Tier 2 - 2QU CoRE ¦ 3QU LoRE | Red Flag Warning - Destructive Fires | 2031 | 1.1228e-08 | 5.6142e-09 | 1.4437e-08 | 9534.9221 | 247.273 | 9287.6491 | 0 | 0 | 0 | 0 | 9.3532e-06 |  | 0.00010706 | 0 | 0.00010706 | 5.3531e-05 | 0 | 5.3531e-05 | 0.00013765 | 0 | 0.00013765 | [16 empty] | 7.3.1.3 Ignition probability mapping showing the probability of ignition along the electric lines and equipmentWLDFRAggregatedAggregated | WLDFR | HFTD - Distribution - Tier 2 - 2QU CoRE ¦ 3QU LoRE | Red Flag Warning - Small Fires | Aggregated | Aggregated | 2045 | 0.00054874 | 0 | 948.5456 | 0.52051 | 2045 | Mitigation | 0.08575 | 30 | 0 | esc | 0.0012005 | 6.5877e-07 | 0.00060025 | 3.2938e-07 | 0.0015435 | 8.4699e-07
[35 empty] | 7.3.1.3 Ignition probability mapping showing the probability of ignition along the electric lines and equipment | WLDFR | HFTD - Distribution - Tier 2 - 4QU CoRE ¦ 5QU LoRE | 2023 | 0.87344 | 0.0047303 | 0.20006 | 0 | 0.20006 | 0.0029444 | 0.12453 | 0 | 0.12453 | 0.0064957 | 0.27473 | 0 | 0.27473 | 0.0068214 | 0.2885 | 0 | 0.2885 | 0.17474 | 0.10877 | 0.23996 | 0.25199 | 0.0064957 | 0.0056736 | 0.27473 | 0.23996 | 0 | 0 | 0.27473 | 0.23996 | [11 empty] | WLDFR | HFTD - Distribution - Tier 2 - 2QU CoRE ¦ 3QU LoRE | Red Flag Warning - Destructive Fires | 2032 | 1.1228e-08 | 5.6142e-09 | 1.4437e-08 | 9534.9221 | 247.273 | 9287.6491 | 0 | 0 | 0 | 0 | 9.3532e-06 |  | 0.00010706 | 0 | 0.00010706 | 5.3531e-05 | 0 | 5.3531e-05 | 0.00013765 | 0 | 0.00013765 | [16 empty] | 7.3.1.3 Ignition probability mapping showing the probability of ignition along the electric lines and equipmentWLDFRAggregatedAggregated | WLDFR | HFTD - Distribution - Tier 2 - 2QU CoRE ¦ 3QU LoRE | Red Flag Warning - Small Fires | Aggregated | Aggregated | 2046 | 0.00054874 | 0 | 948.5456 | 0.52051 | 2046 | Mitigation | 0.08575 | 30 | 0 | esc | 0.0012005 | 6.5877e-07 | 0.00060025 | 3.2938e-07 | 0.0015435 | 8.4699e-07
[35 empty] | 7.3.1.3 Ignition probability mapping showing the probability of ignition along the electric lines and equipment | WLDFR | HFTD - Distribution - Tier 2 - 4QU CoRE ¦ 5QU LoRE | 2024 | 0.8163 | 0.0047303 | 0.20006 | 0 | 0.20006 | 0.0029444 | 0.12453 | 0 | 0.12453 | 0.0064957 | 0.27473 | 0 | 0.27473 | 0.0068214 | 0.2885 | 0 | 0.2885 | 0.16331 | 0.10165 | 0.22426 | 0.23551 | 0.0064957 | 0.0053024 | 0.27473 | 0.22426 | 0 | 0 | 0.27473 | 0.22426 | [11 empty] | WLDFR | HFTD - Distribution - Tier 2 - 2QU CoRE ¦ 3QU LoRE | Red Flag Warning - Destructive Fires | 2033 | 1.1228e-08 | 5.6142e-09 | 1.4437e-08 | 9984.8474 | 263.1074 | 9721.74 | 0 | 0 | 0 | 0 | 9.3532e-06 |  | 0.00011211 | 0 | 0.00011211 | 5.6057e-05 | 0 | 5.6057e-05 | 0.00014415 | 0 | 0.00014415 | [16 empty] | 7.3.1.3 Ignition probability mapping showing the probability of ignition along the electric lines and equipmentWLDFRAggregatedAggregated | WLDFR | HFTD - Distribution - Tier 2 - 2QU CoRE ¦ 3QU LoRE | Red Flag Warning - Small Fires | Aggregated | Aggregated | 2047 | 0.00054874 | 0 | 948.5456 | 0.52051 | 2047 | Mitigation | 0.08575 | 30 | 0 | esc | 0.0012005 | 6.5877e-07 | 0.00060025 | 3.2938e-07 | 0.0015435 | 8.4699e-07
[35 empty] | 7.3.1.3 Ignition probability mapping showing the probability of ignition along the electric lines and equipment | WLDFR | HFTD - Distribution - Tier 2 - 4QU CoRE ¦ 5QU LoRE | 2025 | 0.7629 | 0.0047303 | 0.20006 | 0 | 0.20006 | 0.0029444 | 0.12453 | 0 | 0.12453 | 0.0064957 | 0.27473 | 0 | 0.27473 | 0.0068214 | 0.2885 | 0 | 0.2885 | 0.15263 | 0.095003 | 0.20959 | 0.2201 | 0.0064957 | 0.0049555 | 0.27473 | 0.20959 | 0 | 0 | 0.27473 | 0.20959 | [11 empty] | WLDFR | HFTD - Distribution - Tier 2 - 2QU CoRE ¦ 3QU LoRE | Red Flag Warning - Destructive Fires | 2034 | 1.1228e-08 | 5.6142e-09 | 1.4437e-08 | 9984.8474 | 263.1074 | 9721.74 | 0 | 0 | 0 | 0 | 9.3532e-06 |  | 0.00011211 | 0 | 0.00011211 | 5.6057e-05 | 0 | 5.6057e-05 | 0.00014415 | 0 | 0.00014415 | [16 empty] | 7.3.1.3 Ignition probability mapping showing the probability of ignition along the electric lines and equipmentWLDFRAggregatedAggregated | WLDFR | HFTD - Distribution - Tier 2 - 2QU CoRE ¦ 3QU LoRE | Red Flag Warning - Small Fires | Aggregated | Aggregated | 2048 | 0.00054874 | 0 | 948.5456 | 0.52051 | 2048 | Mitigation | 0.08575 | 30 | 0 | esc | 0.0012005 | 6.5877e-07 | 0.00060025 | 3.2938e-07 | 0.0015435 | 8.4699e-07
[35 empty] | 7.3.1.3 Ignition probability mapping showing the probability of ignition along the electric lines and equipment | WLDFR | HFTD - Distribution - Tier 2 - 4QU CoRE ¦ 5QU LoRE | 2026 | 0.71299 | 0.0047303 | 0.20006 | 0 | 0.20006 | 0.0029444 | 0.12453 | 0 | 0.12453 | 0.0064957 | 0.27473 | 0 | 0.27473 | 0.0068214 | 0.2885 | 0 | 0.2885 | 0.14264 | 0.088788 | 0.19588 | 0.2057 | 0.0064957 | 0.0046314 | 0.27473 | 0.19588 | 0 | 0 | 0.27473 | 0.19588 | [11 empty] | WLDFR | HFTD - Distribution - Tier 2 - 2QU CoRE ¦ 3QU LoRE | Red Flag Warning - Destructive Fires | 2035 | 1.1228e-08 | 5.6142e-09 | 1.4437e-08 | 9984.8474 | 263.1074 | 9721.74 | 0 | 0 | 0 | 0 | 9.3532e-06 |  | 0.00011211 | 0 | 0.00011211 | 5.6057e-05 | 0 | 5.6057e-05 | 0.00014415 | 0 | 0.00014415 | [16 empty] | 7.3.1.3 Ignition probability mapping showing the probability of ignition along the electric lines and equipmentWLDFRAggregatedAggregated | WLDFR | HFTD - Distribution - Tier 2 - 2QU CoRE ¦ 3QU LoRE | Red Flag Warning - Small Fires | Aggregated | Aggregated | 2049 | 0.00054874 | 0 | 948.5456 | 0.52051 | 2049 | Mitigation | 0.08575 | 30 | 0 | esc | 0.0012005 | 6.5877e-07 | 0.00060025 | 3.2938e-07 | 0.0015435 | 8.4699e-07
[35 empty] | 7.3.1.3 Ignition probability mapping showing the probability of ignition along the electric lines and equipment | WLDFR | HFTD - Distribution - Tier 2 - 4QU CoRE ¦ 5QU LoRE | 2027 | 0.66634 | 0.0047303 | 0.20006 | 0 | 0.20006 | 0.0029444 | 0.12453 | 0 | 0.12453 | 0.0064957 | 0.27473 | 0 | 0.27473 | 0.0068214 | 0.2885 | 0 | 0.2885 | 0.13331 | 0.08298 | 0.18306 | 0.19224 | 0.0064957 | 0.0043284 | 0.27473 | 0.18306 | 0 | 0 | 0.27473 | 0.18306 | [11 empty] | WLDFR | HFTD - Distribution - Tier 2 - 2QU CoRE ¦ 3QU LoRE | Red Flag Warning - Destructive Fires | 2036 | 1.1228e-08 | 5.6142e-09 | 1.4437e-08 | 9984.8474 | 263.1074 | 9721.74 | 0 | 0 | 0 | 0 | 9.3532e-06 |  | 0.00011211 | 0 | 0.00011211 | 5.6057e-05 | 0 | 5.6057e-05 | 0.00014415 | 0 | 0.00014415 | [16 empty] | 7.3.1.3 Ignition probability mapping showing the probability of ignition along the electric lines and equipmentWLDFRAggregatedAggregated | WLDFR | HFTD - Distribution - Tier 2 - 2QU CoRE ¦ 3QU LoRE | Red Flag Warning - Small Fires | Aggregated | Aggregated | 2050 | 0.00054874 | 0 | 948.5456 | 0.52051 | 2050 | Mitigation | 0.08575 | 30 | 0 | esc | 0 | 0 | 0.00060025 | 3.2938e-07 | 0.0015435 | 8.4699e-07
[35 empty] | 7.3.1.3 Ignition probability mapping showing the probability of ignition along the electric lines and equipment | WLDFR | HFTD - Distribution - Tier 2 - 4QU CoRE ¦ 5QU LoRE | 2028 | 0.62275 | 0.0047303 | 0.20897 | 0 | 0.20897 | 0.0029444 | 0.13008 | 0 | 0.13008 | 0.0064957 | 0.28696 | 0 | 0.28696 | 0.0068214 | 0.30135 | 0 | 0.30135 | 0.13014 | 0.081005 | 0.17871 | 0.18767 | 0.0064957 | 0.0040452 | 0.28696 | 0.17871 | 0 | 0 | 0.28696 | 0.17871 | [11 empty] | WLDFR | HFTD - Distribution - Tier 2 - 2QU CoRE ¦ 3QU LoRE | Red Flag Warning - Destructive Fires | 2037 | 1.1228e-08 | 5.6142e-09 | 1.4437e-08 | 9984.8474 | 263.1074 | 9721.74 | 0 | 0 | 0 | 0 | 9.3532e-06 |  | 0.00011211 | 0 | 0.00011211 | 5.6057e-05 | 0 | 5.6057e-05 | 0.00014415 | 0 | 0.00014415 | [16 empty] | 7.3.1.3 Ignition probability mapping showing the probability of ignition along the electric lines and equipmentWLDFRAggregatedAggregated | WLDFR | HFTD - Distribution - Tier 2 - 2QU CoRE ¦ 3QU LoRE | Red Flag Warning - Small Fires | Aggregated | Aggregated | 2051 | 0.00054874 | 0 | 948.5456 | 0.52051 | 2051 | Mitigation | 0.08575 | 30 | 0 | esc | 0 | 0 | 0 | 0 | 0.0015435 | 8.4699e-07
[35 empty] | 7.3.1.3 Ignition probability mapping showing the probability of ignition along the electric lines and equipment | WLDFR | HFTD - Distribution - Tier 2 - 4QU CoRE ¦ 5QU LoRE | 2029 | 0.58201 | 0.0047303 | 0.20897 | 0 | 0.20897 | 0.0029444 | 0.13008 | 0 | 0.13008 | 0.0064957 | 0.28696 | 0 | 0.28696 | 0.0068214 | 0.30135 | 0 | 0.30135 | 0.12162 | 0.075705 | 0.16701 | 0.17539 | 0.0064957 | 0.0037806 | 0.28696 | 0.16701 | 0 | 0 | 0.28696 | 0.16701 | [11 empty] | WLDFR | HFTD - Distribution - Tier 2 - 2QU CoRE ¦ 3QU LoRE | Red Flag Warning - Destructive Fires | 2038 | 1.1228e-08 | 5.6142e-09 | 1.4437e-08 | 10472.8261 | 280.5544 | 10192.2718 | 0 | 0 | 0 | 0 | 9.3532e-06 |  | 0.00011759 | 0 | 0.00011759 | 5.8797e-05 | 0 | 5.8797e-05 | 0.00015119 | 0 | 0.00015119 | [16 empty] | 7.3.1.3 Ignition probability mapping showing the probability of ignition along the electric lines and equipmentWLDFRAggregatedAggregated | WLDFR | HFTD - Distribution - Tier 2 - 2QU CoRE ¦ 3QU LoRE | Seismic - Non-Red Flag Warning - Catastrophic Fires | Aggregated | Aggregated | 2021 | 2.2464e-10 | 0 | 948.5456 | 2.1308e-07 | 2021 | Mitigation | 0.08575 | 30 | 0 | esc | 0.0012005 | 2.6968e-13 | 0.00060025 | 1.3484e-13 | 0 | 0
[35 empty] | 7.3.1.3 Ignition probability mapping showing the probability of ignition along the electric lines and equipment | WLDFR | HFTD - Distribution - Tier 2 - 4QU CoRE ¦ 5QU LoRE | 2030 | 0.54393 | 0.0047303 | 0.20897 | 0 | 0.20897 | 0.0029444 | 0.13008 | 0 | 0.13008 | 0.0064957 | 0.28696 | 0 | 0.28696 | 0.0068214 | 0.30135 | 0 | 0.30135 | 0.11367 | 0.070753 | 0.15609 | 0.16392 | 0.0064957 | 0.0035332 | 0.28696 | 0.15609 | 0 | 0 | 0.28696 | 0.15609 | [11 empty] | WLDFR | HFTD - Distribution - Tier 2 - 2QU CoRE ¦ 3QU LoRE | Red Flag Warning - Destructive Fires | 2039 | 1.1228e-08 | 5.6142e-09 | 1.4437e-08 | 10472.8261 | 280.5544 | 10192.2718 | 0 | 0 | 0 | 0 | 9.3532e-06 |  | 0.00011759 | 0 | 0.00011759 | 5.8797e-05 | 0 | 5.8797e-05 | 0.00015119 | 0 | 0.00015119 | [16 empty] | 7.3.1.3 Ignition probability mapping showing the probability of ignition along the electric lines and equipmentWLDFRAggregatedAggregated | WLDFR | HFTD - Distribution - Tier 2 - 2QU CoRE ¦ 3QU LoRE | Seismic - Non-Red Flag Warning - Catastrophic Fires | Aggregated | Aggregated | 2022 | 2.2464e-10 | 0 | 948.5456 | 2.1308e-07 | 2022 | Mitigation | 0.08575 | 30 | 0 | esc | 0.0012005 | 2.6968e-13 | 0.00060025 | 1.3484e-13 | 0.0015435 | 3.4673e-13
[35 empty] | 7.3.1.3 Ignition probability mapping showing the probability of ignition along the electric lines and equipment | WLDFR | HFTD - Distribution - Tier 2 - 4QU CoRE ¦ 5QU LoRE | 2031 | 0.50835 | 0.0047303 | 0.20897 | 0 | 0.20897 | 0.0029444 | 0.13008 | 0 | 0.13008 | 0.0064957 | 0.28696 | 0 | 0.28696 | 0.0068214 | 0.30135 | 0 | 0.30135 | 0.10623 | 0.066124 | 0.14588 | 0.15319 | 0.0064957 | 0.0033021 | 0.28696 | 0.14588 | 0 | 0 | 0.28696 | 0.14588 | [11 empty] | WLDFR | HFTD - Distribution - Tier 2 - 2QU CoRE ¦ 3QU LoRE | Red Flag Warning - Destructive Fires | 2040 | 1.1228e-08 | 5.6142e-09 | 1.4437e-08 | 10472.8261 | 280.5544 | 10192.2718 | 0 | 0 | 0 | 0 | 9.3532e-06 |  | 0.00011759 | 0 | 0.00011759 | 5.8797e-05 | 0 | 5.8797e-05 | 0.00015119 | 0 | 0.00015119 | [16 empty] | 7.3.1.3 Ignition probability mapping showing the probability of ignition along the electric lines and equipmentWLDFRAggregatedAggregated | WLDFR | HFTD - Distribution - Tier 2 - 2QU CoRE ¦ 3QU LoRE | Seismic - Non-Red Flag Warning - Catastrophic Fires | Aggregated | Aggregated | 2023 | 2.2464e-10 | 0 | 948.5456 | 2.1308e-07 | 2023 | Mitigation | 0.08575 | 30 | 0 | esc | 0.0012005 | 2.6968e-13 | 0.00060025 | 1.3484e-13 | 0.0015435 | 3.4673e-13
[35 empty] | 7.3.1.3 Ignition probability mapping showing the probability of ignition along the electric lines and equipment | WLDFR | HFTD - Distribution - Tier 2 - 4QU CoRE ¦ 5QU LoRE | 2032 | 0.47509 | 0.0047303 | 0.20897 | 0 | 0.20897 | 0.0029444 | 0.13008 | 0 | 0.13008 | 0.0064957 | 0.28696 | 0 | 0.28696 | 0.0068214 | 0.30135 | 0 | 0.30135 | 0.099282 | 0.061798 | 0.13633 | 0.14317 | 0.0064957 | 0.0030861 | 0.28696 | 0.13633 | 0 | 0 | 0.28696 | 0.13633 | [11 empty] | WLDFR | HFTD - Distribution - Tier 2 - 2QU CoRE ¦ 3QU LoRE | Red Flag Warning - Destructive Fires | 2041 | 1.1228e-08 | 5.6142e-09 | 1.4437e-08 | 10472.8261 | 280.5544 | 10192.2718 | 0 | 0 | 0 | 0 | 9.3532e-06 |  | 0.00011759 | 0 | 0.00011759 | 5.8797e-05 | 0 | 5.8797e-05 | 0.00015119 | 0 | 0.00015119 | [16 empty] | 7.3.1.3 Ignition probability mapping showing the probability of ignition along the electric lines and equipmentWLDFRAggregatedAggregated | WLDFR | HFTD - Distribution - Tier 2 - 2QU CoRE ¦ 3QU LoRE | Seismic - Non-Red Flag Warning - Catastrophic Fires | Aggregated | Aggregated | 2024 | 2.2464e-10 | 0 | 948.5456 | 2.1308e-07 | 2024 | Mitigation | 0.08575 | 30 | 0 | esc | 0.0012005 | 2.6968e-13 | 0.00060025 | 1.3484e-13 | 0.0015435 | 3.4673e-13
[35 empty] | 7.3.1.3 Ignition probability mapping showing the probability of ignition along the electric lines and equipment | WLDFR | HFTD - Distribution - Tier 2 - 4QU CoRE ¦ 5QU LoRE | 2033 | 0.44401 | 0.0047303 | 0.21887 | 0 | 0.21887 | 0.0029444 | 0.13624 | 0 | 0.13624 | 0.0064957 | 0.30056 | 0 | 0.30056 | 0.0068214 | 0.31563 | 0 | 0.31563 | 0.097183 | 0.060492 | 0.13345 | 0.14014 | 0.0064957 | 0.0028842 | 0.30056 | 0.13345 | 0 | 0 | 0.30056 | 0.13345 | [11 empty] | WLDFR | HFTD - Distribution - Tier 2 - 2QU CoRE ¦ 3QU LoRE | Red Flag Warning - Destructive Fires | 2042 | 1.1228e-08 | 5.6142e-09 | 1.4437e-08 | 10472.8261 | 280.5544 | 10192.2718 | 0 | 0 | 0 | 0 | 9.3532e-06 |  | 0.00011759 | 0 | 0.00011759 | 5.8797e-05 | 0 | 5.8797e-05 | 0.00015119 | 0 | 0.00015119 | [16 empty] | 7.3.1.3 Ignition probability mapping showing the probability of ignition along the electric lines and equipmentWLDFRAggregatedAggregated | WLDFR | HFTD - Distribution - Tier 2 - 2QU CoRE ¦ 3QU LoRE | Seismic - Non-Red Flag Warning - Catastrophic Fires | Aggregated | Aggregated | 2025 | 2.2464e-10 | 0 | 948.5456 | 2.1308e-07 | 2025 | Mitigation | 0.08575 | 30 | 0 | esc | 0.0012005 | 2.6968e-13 | 0.00060025 | 1.3484e-13 | 0.0015435 | 3.4673e-13
[35 empty] | 7.3.1.3 Ignition probability mapping showing the probability of ignition along the electric lines and equipment | WLDFR | HFTD - Distribution - Tier 2 - 4QU CoRE ¦ 5QU LoRE | 2034 | 0.41496 | 0.0047303 | 0.21887 | 0 | 0.21887 | 0.0029444 | 0.13624 | 0 | 0.13624 | 0.0064957 | 0.30056 | 0 | 0.30056 | 0.0068214 | 0.31563 | 0 | 0.31563 | 0.090825 | 0.056534 | 0.12472 | 0.13098 | 0.0064957 | 0.0026955 | 0.30056 | 0.12472 | 0 | 0 | 0.30056 | 0.12472 | [11 empty] | WLDFR | HFTD - Distribution - Tier 2 - 2QU CoRE ¦ 3QU LoRE | Red Flag Warning - Destructive Fires | 2043 | 1.1228e-08 | 5.6142e-09 | 1.4437e-08 | 10992.1562 | 299.42 | 10692.7362 | 0 | 0 | 0 | 0 | 9.3532e-06 |  | 0.00012343 | 0 | 0.00012343 | 6.1713e-05 | 0 | 6.1713e-05 | 0.00015869 | 0 | 0.00015869 | [16 empty] | 7.3.1.3 Ignition probability mapping showing the probability of ignition along the electric lines and equipmentWLDFRAggregatedAggregated | WLDFR | HFTD - Distribution - Tier 2 - 2QU CoRE ¦ 3QU LoRE | Seismic - Non-Red Flag Warning - Catastrophic Fires | Aggregated | Aggregated | 2026 | 2.2464e-10 | 0 | 948.5456 | 2.1308e-07 | 2026 | Mitigation | 0.08575 | 30 | 0 | esc | 0.0012005 | 2.6968e-13 | 0.00060025 | 1.3484e-13 | 0.0015435 | 3.4673e-13
[35 empty] | 7.3.1.3 Ignition probability mapping showing the probability of ignition along the electric lines and equipment | WLDFR | HFTD - Distribution - Tier 2 - 4QU CoRE ¦ 5QU LoRE | 2035 | 0.38782 | 0.0047303 | 0.21887 | 0 | 0.21887 | 0.0029444 | 0.13624 | 0 | 0.13624 | 0.0064957 | 0.30056 | 0 | 0.30056 | 0.0068214 | 0.31563 | 0 | 0.31563 | 0.084883 | 0.052836 | 0.11656 | 0.12241 | 0.0064957 | 0.0025191 | 0.30056 | 0.11656 | 0 | 0 | 0.30056 | 0.11656 | [11 empty] | WLDFR | HFTD - Distribution - Tier 2 - 2QU CoRE ¦ 3QU LoRE | Red Flag Warning - Destructive Fires | 2044 | 1.1228e-08 | 5.6142e-09 | 1.4437e-08 | 10992.1562 | 299.42 | 10692.7362 | 0 | 0 | 0 | 0 | 9.3532e-06 |  | 0.00012343 | 0 | 0.00012343 | 6.1713e-05 | 0 | 6.1713e-05 | 0.00015869 | 0 | 0.00015869 | [16 empty] | 7.3.1.3 Ignition probability mapping showing the probability of ignition along the electric lines and equipmentWLDFRAggregatedAggregated | WLDFR | HFTD - Distribution - Tier 2 - 2QU CoRE ¦ 3QU LoRE | Seismic - Non-Red Flag Warning - Catastrophic Fires | Aggregated | Aggregated | 2027 | 2.2464e-10 | 0 | 948.5456 | 2.1308e-07 | 2027 | Mitigation | 0.08575 | 30 | 0 | esc | 0.0012005 | 2.6968e-13 | 0.00060025 | 1.3484e-13 | 0.0015435 | 3.4673e-13
[35 empty] | 7.3.1.3 Ignition probability mapping showing the probability of ignition along the electric lines and equipment | WLDFR | HFTD - Distribution - Tier 2 - 4QU CoRE ¦ 5QU LoRE | 2036 | 0.36245 | 0.0047303 | 0.21887 | 0 | 0.21887 | 0.0029444 | 0.13624 | 0 | 0.13624 | 0.0064957 | 0.30056 | 0 | 0.30056 | 0.0068214 | 0.31563 | 0 | 0.31563 | 0.07933 | 0.049379 | 0.10894 | 0.1144 | 0.0064957 | 0.0023543 | 0.30056 | 0.10894 | 0 | 0 | 0.30056 | 0.10894 | [11 empty] | WLDFR | HFTD - Distribution - Tier 2 - 2QU CoRE ¦ 3QU LoRE | Red Flag Warning - Destructive Fires | 2045 | 1.1228e-08 | 5.6142e-09 | 1.4437e-08 | 10992.1562 | 299.42 | 10692.7362 | 0 | 0 | 0 | 0 | 9.3532e-06 |  | 0.00012343 | 0 | 0.00012343 | 6.1713e-05 | 0 | 6.1713e-05 | 0.00015869 | 0 | 0.00015869 | [16 empty] | 7.3.1.3 Ignition probability mapping showing the probability of ignition along the electric lines and equipmentWLDFRAggregatedAggregated | WLDFR | HFTD - Distribution - Tier 2 - 2QU CoRE ¦ 3QU LoRE | Seismic - Non-Red Flag Warning - Catastrophic Fires | Aggregated | Aggregated | 2028 | 2.2464e-10 | 0 | 948.5456 | 2.1308e-07 | 2028 | Mitigation | 0.08575 | 30 | 0 | esc | 0.0012005 | 2.6968e-13 | 0.00060025 | 1.3484e-13 | 0.0015435 | 3.4673e-13
[35 empty] | 7.3.1.3 Ignition probability mapping showing the probability of ignition along the electric lines and equipment | WLDFR | HFTD - Distribution - Tier 2 - 4QU CoRE ¦ 5QU LoRE | 2037 | 0.33873 | 0.0047303 | 0.21887 | 0 | 0.21887 | 0.0029444 | 0.13624 | 0 | 0.13624 | 0.0064957 | 0.30056 | 0 | 0.30056 | 0.0068214 | 0.31563 | 0 | 0.31563 | 0.07414 | 0.046149 | 0.10181 | 0.10692 | 0.0064957 | 0.0022003 | 0.30056 | 0.10181 | 0 | 0 | 0.30056 | 0.10181 | [11 empty] | WLDFR | HFTD - Distribution - Tier 2 - 2QU CoRE ¦ 3QU LoRE | Red Flag Warning - Destructive Fires | 2046 | 1.1228e-08 | 5.6142e-09 | 1.4437e-08 | 10992.1562 | 299.42 | 10692.7362 | 0 | 0 | 0 | 0 | 9.3532e-06 |  | 0.00012343 | 0 | 0.00012343 | 6.1713e-05 | 0 | 6.1713e-05 | 0.00015869 | 0 | 0.00015869 | [16 empty] | 7.3.1.3 Ignition probability mapping showing the probability of ignition along the electric lines and equipmentWLDFRAggregatedAggregated | WLDFR | HFTD - Distribution - Tier 2 - 2QU CoRE ¦ 3QU LoRE | Seismic - Non-Red Flag Warning - Catastrophic Fires | Aggregated | Aggregated | 2029 | 2.2464e-10 | 0 | 948.5456 | 2.1308e-07 | 2029 | Mitigation | 0.08575 | 30 | 0 | esc | 0.0012005 | 2.6968e-13 | 0.00060025 | 1.3484e-13 | 0.0015435 | 3.4673e-13
[35 empty] | 7.3.1.3 Ignition probability mapping showing the probability of ignition along the electric lines and equipment | WLDFR | HFTD - Distribution - Tier 2 - 4QU CoRE ¦ 5QU LoRE | 2038 | 0.31657 | 0.0047303 | 0.22962 | 0 | 0.22962 | 0.0029444 | 0.14293 | 0 | 0.14293 | 0.0064957 | 0.31532 | 0 | 0.31532 | 0.0068214 | 0.33113 | 0 | 0.33113 | 0.072693 | 0.045248 | 0.099822 | 0.10483 | 0.0064957 | 0.0020564 | 0.31532 | 0.099822 | 0 | 0 | 0.31532 | 0.099822 | [11 empty] | WLDFR | HFTD - Distribution - Tier 2 - 2QU CoRE ¦ 3QU LoRE | Red Flag Warning - Destructive Fires | 2047 | 1.1228e-08 | 5.6142e-09 | 1.4437e-08 | 10992.1562 | 299.42 | 10692.7362 | 0 | 0 | 0 | 0 | 9.3532e-06 |  | 0.00012343 | 0 | 0.00012343 | 6.1713e-05 | 0 | 6.1713e-05 | 0.00015869 | 0 | 0.00015869 | [16 empty] | 7.3.1.3 Ignition probability mapping showing the probability of ignition along the electric lines and equipmentWLDFRAggregatedAggregated | WLDFR | HFTD - Distribution - Tier 2 - 2QU CoRE ¦ 3QU LoRE | Seismic - Non-Red Flag Warning - Catastrophic Fires | Aggregated | Aggregated | 2030 | 2.2464e-10 | 0 | 948.5456 | 2.1308e-07 | 2030 | Mitigation | 0.08575 | 30 | 0 | esc | 0.0012005 | 2.6968e-13 | 0.00060025 | 1.3484e-13 | 0.0015435 | 3.4673e-13
[35 empty] | 7.3.1.3 Ignition probability mapping showing the probability of ignition along the electric lines and equipment | WLDFR | HFTD - Distribution - Tier 2 - 4QU CoRE ¦ 5QU LoRE | 2039 | 0.29586 | 0.0047303 | 0.22962 | 0 | 0.22962 | 0.0029444 | 0.14293 | 0 | 0.14293 | 0.0064957 | 0.31532 | 0 | 0.31532 | 0.0068214 | 0.33113 | 0 | 0.33113 | 0.067937 | 0.042288 | 0.093292 | 0.09797 | 0.0064957 | 0.0019218 | 0.31532 | 0.093292 | 0 | 0 | 0.31532 | 0.093292 | [11 empty] | WLDFR | HFTD - Distribution - Tier 2 - 2QU CoRE ¦ 3QU LoRE | Red Flag Warning - Destructive Fires | 2048 | 1.1228e-08 | 5.6142e-09 | 1.4437e-08 | 11536.0538 | 319.4911 | 11216.5626 | 0 | 0 | 0 | 0 | 9.3532e-06 |  | 0.00012953 | 0 | 0.00012953 | 6.4766e-05 | 0 | 6.4766e-05 | 0.00016654 | 0 | 0.00016654 | [16 empty] | 7.3.1.3 Ignition probability mapping showing the probability of ignition along the electric lines and equipmentWLDFRAggregatedAggregated | WLDFR | HFTD - Distribution - Tier 2 - 2QU CoRE ¦ 3QU LoRE | Seismic - Non-Red Flag Warning - Catastrophic Fires | Aggregated | Aggregated | 2031 | 2.2464e-10 | 0 | 948.5456 | 2.1308e-07 | 2031 | Mitigation | 0.08575 | 30 | 0 | esc | 0.0012005 | 2.6968e-13 | 0.00060025 | 1.3484e-13 | 0.0015435 | 3.4673e-13
[35 empty] | 7.3.1.3 Ignition probability mapping showing the probability of ignition along the electric lines and equipment | WLDFR | HFTD - Distribution - Tier 2 - 4QU CoRE ¦ 5QU LoRE | 2040 | 0.27651 | 0.0047303 | 0.22962 | 0 | 0.22962 | 0.0029444 | 0.14293 | 0 | 0.14293 | 0.0064957 | 0.31532 | 0 | 0.31532 | 0.0068214 | 0.33113 | 0 | 0.33113 | 0.063493 | 0.039521 | 0.087189 | 0.091561 | 0.0064957 | 0.0017961 | 0.31532 | 0.087189 | 0 | 0 | 0.31532 | 0.087189 | [11 empty] | WLDFR | HFTD - Distribution - Tier 2 - 2QU CoRE ¦ 3QU LoRE | Red Flag Warning - Destructive Fires | 2049 | 1.1228e-08 | 5.6142e-09 | 1.4437e-08 | 11536.0538 | 319.4911 | 11216.5626 | 0 | 0 | 0 | 0 | 9.3532e-06 |  | 0.00012953 | 0 | 0.00012953 | 6.4766e-05 | 0 | 6.4766e-05 | 0.00016654 | 0 | 0.00016654 | [16 empty] | 7.3.1.3 Ignition probability mapping showing the probability of ignition along the electric lines and equipmentWLDFRAggregatedAggregated | WLDFR | HFTD - Distribution - Tier 2 - 2QU CoRE ¦ 3QU LoRE | Seismic - Non-Red Flag Warning - Catastrophic Fires | Aggregated | Aggregated | 2032 | 2.2464e-10 | 0 | 948.5456 | 2.1308e-07 | 2032 | Mitigation | 0.08575 | 30 | 0 | esc | 0.0012005 | 2.6968e-13 | 0.00060025 | 1.3484e-13 | 0.0015435 | 3.4673e-13
[35 empty] | 7.3.1.3 Ignition probability mapping showing the probability of ignition along the electric lines and equipment | WLDFR | HFTD - Distribution - Tier 2 - 4QU CoRE ¦ 5QU LoRE | 2041 | 0.25842 | 0.0047303 | 0.22962 | 0 | 0.22962 | 0.0029444 | 0.14293 | 0 | 0.14293 | 0.0064957 | 0.31532 | 0 | 0.31532 | 0.0068214 | 0.33113 | 0 | 0.33113 | 0.059339 | 0.036936 | 0.081485 | 0.085571 | 0.0064957 | 0.0016786 | 0.31532 | 0.081485 | 0 | 0 | 0.31532 | 0.081485 | [11 empty] | WLDFR | HFTD - Distribution - Tier 2 - 2QU CoRE ¦ 3QU LoRE | Red Flag Warning - Destructive Fires | 2050 | 0 | 5.6142e-09 | 1.4437e-08 | 11536.0538 | 319.4911 | 11216.5626 | 0 | 0 | 0 | 0 | 9.3532e-06 |  | 0 | 0 | 0 | 6.4766e-05 | 0 | 6.4766e-05 | 0.00016654 | 0 | 0.00016654 | [16 empty] | 7.3.1.3 Ignition probability mapping showing the probability of ignition along the electric lines and equipmentWLDFRAggregatedAggregated | WLDFR | HFTD - Distribution - Tier 2 - 2QU CoRE ¦ 3QU LoRE | Seismic - Non-Red Flag Warning - Catastrophic Fires | Aggregated | Aggregated | 2033 | 2.2464e-10 | 0 | 948.5456 | 2.1308e-07 | 2033 | Mitigation | 0.08575 | 30 | 0 | esc | 0.0012005 | 2.6968e-13 | 0.00060025 | 1.3484e-13 | 0.0015435 | 3.4673e-13
[35 empty] | 7.3.1.3 Ignition probability mapping showing the probability of ignition along the electric lines and equipment | WLDFR | HFTD - Distribution - Tier 2 - 4QU CoRE ¦ 5QU LoRE | 2042 | 0.24151 | 0.0047303 | 0.22962 | 0 | 0.22962 | 0.0029444 | 0.14293 | 0 | 0.14293 | 0.0064957 | 0.31532 | 0 | 0.31532 | 0.0068214 | 0.33113 | 0 | 0.33113 | 0.055457 | 0.034519 | 0.076154 | 0.079973 | 0.0064957 | 0.0015688 | 0.31532 | 0.076154 | 0 | 0 | 0.31532 | 0.076154 | [11 empty] | WLDFR | HFTD - Distribution - Tier 2 - 2QU CoRE ¦ 3QU LoRE | Red Flag Warning - Destructive Fires | 2051 | 0 | 0 | 1.4437e-08 | 11536.0538 | 319.4911 | 11216.5626 | 0 | 0 | 0 | 0 | 9.3532e-06 |  | 0 | 0 | 0 | 0 | 0 | 0 | 0.00016654 | 0 | 0.00016654 | [16 empty] | 7.3.1.3 Ignition probability mapping showing the probability of ignition along the electric lines and equipmentWLDFRAggregatedAggregated | WLDFR | HFTD - Distribution - Tier 2 - 2QU CoRE ¦ 3QU LoRE | Seismic - Non-Red Flag Warning - Catastrophic Fires | Aggregated | Aggregated | 2034 | 2.2464e-10 | 0 | 948.5456 | 2.1308e-07 | 2034 | Mitigation | 0.08575 | 30 | 0 | esc | 0.0012005 | 2.6968e-13 | 0.00060025 | 1.3484e-13 | 0.0015435 | 3.4673e-13
[35 empty] | 7.3.1.3 Ignition probability mapping showing the probability of ignition along the electric lines and equipment | WLDFR | HFTD - Distribution - Tier 2 - 4QU CoRE ¦ 5QU LoRE | 2043 | 0.22571 | 0.0047303 | 0.24107 | 0 | 0.24107 | 0.0029444 | 0.15006 | 0 | 0.15006 | 0.0064957 | 0.33104 | 0 | 0.33104 | 0.0068214 | 0.34764 | 0 | 0.34764 | 0.054413 | 0.03387 | 0.074721 | 0.078467 | 0.0064957 | 0.0014662 | 0.33104 | 0.074721 | 0 | 0 | 0.33104 | 0.074721 | [11 empty] | WLDFR | HFTD - Distribution - Tier 2 - 2QU CoRE ¦ 3QU LoRE | Red Flag Warning - Large Fires | 2020 | 6.4453e-08 | 0 | 0 | 5.2406 | 0.69642 | 2.942 | 1.6022 | 0 | 0 | 0 | 5.3689e-05 |  | 3.3777e-07 | 0 | 3.3777e-07 | 0 | 0 | 0 | 0 | 0 | 0 | [16 empty] | 7.3.1.3 Ignition probability mapping showing the probability of ignition along the electric lines and equipmentWLDFRAggregatedAggregated | WLDFR | HFTD - Distribution - Tier 2 - 2QU CoRE ¦ 3QU LoRE | Seismic - Non-Red Flag Warning - Catastrophic Fires | Aggregated | Aggregated | 2035 | 2.2464e-10 | 0 | 948.5456 | 2.1308e-07 | 2035 | Mitigation | 0.08575 | 30 | 0 | esc | 0.0012005 | 2.6968e-13 | 0.00060025 | 1.3484e-13 | 0.0015435 | 3.4673e-13
[35 empty] | 7.3.1.3 Ignition probability mapping showing the probability of ignition along the electric lines and equipment | WLDFR | HFTD - Distribution - Tier 2 - 4QU CoRE ¦ 5QU LoRE | 2044 | 0.21095 | 0.0047303 | 0.24107 | 0 | 0.24107 | 0.0029444 | 0.15006 | 0 | 0.15006 | 0.0064957 | 0.33104 | 0 | 0.33104 | 0.0068214 | 0.34764 | 0 | 0.34764 | 0.050854 | 0.031654 | 0.069832 | 0.073334 | 0.0064957 | 0.0013702 | 0.33104 | 0.069832 | 0 | 0 | 0.33104 | 0.069832 | [11 empty] | WLDFR | HFTD - Distribution - Tier 2 - 2QU CoRE ¦ 3QU LoRE | Red Flag Warning - Large Fires | 2021 | 6.4453e-08 | 3.2227e-08 | 0 | 5.2406 | 0.69642 | 2.942 | 1.6022 | 0 | 0 | 0 | 5.3689e-05 |  | 3.3777e-07 | 0 | 3.3777e-07 | 1.6889e-07 | 0 | 1.6889e-07 | 0 | 0 | 0 | [16 empty] | 7.3.1.3 Ignition probability mapping showing the probability of ignition along the electric lines and equipmentWLDFRAggregatedAggregated | WLDFR | HFTD - Distribution - Tier 2 - 2QU CoRE ¦ 3QU LoRE | Seismic - Non-Red Flag Warning - Catastrophic Fires | Aggregated | Aggregated | 2036 | 2.2464e-10 | 0 | 948.5456 | 2.1308e-07 | 2036 | Mitigation | 0.08575 | 30 | 0 | esc | 0.0012005 | 2.6968e-13 | 0.00060025 | 1.3484e-13 | 0.0015435 | 3.4673e-13
[35 empty] | 7.3.1.3 Ignition probability mapping showing the probability of ignition along the electric lines and equipment | WLDFR | HFTD - Distribution - Tier 2 - 4QU CoRE ¦ 5QU LoRE | 2045 | 0.19715 | 0.0047303 | 0.24107 | 0 | 0.24107 | 0.0029444 | 0.15006 | 0 | 0.15006 | 0.0064957 | 0.33104 | 0 | 0.33104 | 0.0068214 | 0.34764 | 0 | 0.34764 | 0.047527 | 0.029583 | 0.065264 | 0.068537 | 0.0064957 | 0.0012806 | 0.33104 | 0.065264 | 0 | 0 | 0.33104 | 0.065264 | [11 empty] | WLDFR | HFTD - Distribution - Tier 2 - 2QU CoRE ¦ 3QU LoRE | Red Flag Warning - Large Fires | 2022 | 6.4453e-08 | 3.2227e-08 | 8.2869e-08 | 5.2406 | 0.69642 | 2.942 | 1.6022 | 0 | 0 | 0 | 5.3689e-05 |  | 3.3777e-07 | 0 | 3.3777e-07 | 1.6889e-07 | 0 | 1.6889e-07 | 4.3428e-07 | 0 | 4.3428e-07 | [16 empty] | 7.3.1.3 Ignition probability mapping showing the probability of ignition along the electric lines and equipmentWLDFRAggregatedAggregated | WLDFR | HFTD - Distribution - Tier 2 - 2QU CoRE ¦ 3QU LoRE | Seismic - Non-Red Flag Warning - Catastrophic Fires | Aggregated | Aggregated | 2037 | 2.2464e-10 | 0 | 948.5456 | 2.1308e-07 | 2037 | Mitigation | 0.08575 | 30 | 0 | esc | 0.0012005 | 2.6968e-13 | 0.00060025 | 1.3484e-13 | 0.0015435 | 3.4673e-13
[35 empty] | 7.3.1.3 Ignition probability mapping showing the probability of ignition along the electric lines and equipment | WLDFR | HFTD - Distribution - Tier 2 - 4QU CoRE ¦ 5QU LoRE | 2046 | 0.18425 | 0.0047303 | 0.24107 | 0 | 0.24107 | 0.0029444 | 0.15006 | 0 | 0.15006 | 0.0064957 | 0.33104 | 0 | 0.33104 | 0.0068214 | 0.34764 | 0 | 0.34764 | 0.044417 | 0.027648 | 0.060994 | 0.064053 | 0.0064957 | 0.0011968 | 0.33104 | 0.060994 | 0 | 0 | 0.33104 | 0.060994 | [11 empty] | WLDFR | HFTD - Distribution - Tier 2 - 2QU CoRE ¦ 3QU LoRE | Red Flag Warning - Large Fires | 2023 | 6.4453e-08 | 3.2227e-08 | 8.2869e-08 | 5.475 | 0.71896 | 3.0715 | 1.6846 | 0 | 0 | 0 | 5.3689e-05 |  | 3.5288e-07 | 0 | 3.5288e-07 | 1.7644e-07 | 0 | 1.7644e-07 | 4.5371e-07 | 0 | 4.5371e-07 | [16 empty] | 7.3.1.3 Ignition probability mapping showing the probability of ignition along the electric lines and equipmentWLDFRAggregatedAggregated | WLDFR | HFTD - Distribution - Tier 2 - 2QU CoRE ¦ 3QU LoRE | Seismic - Non-Red Flag Warning - Catastrophic Fires | Aggregated | Aggregated | 2038 | 2.2464e-10 | 0 | 948.5456 | 2.1308e-07 | 2038 | Mitigation | 0.08575 | 30 | 0 | esc | 0.0012005 | 2.6968e-13 | 0.00060025 | 1.3484e-13 | 0.0015435 | 3.4673e-13
[35 empty] | 7.3.1.3 Ignition probability mapping showing the probability of ignition along the electric lines and equipment | WLDFR | HFTD - Distribution - Tier 2 - 4QU CoRE ¦ 5QU LoRE | 2047 | 0.1722 | 0.0047303 | 0.24107 | 0 | 0.24107 | 0.0029444 | 0.15006 | 0 | 0.15006 | 0.0064957 | 0.33104 | 0 | 0.33104 | 0.0068214 | 0.34764 | 0 | 0.34764 | 0.041512 | 0.025839 | 0.057004 | 0.059862 | 0.0064957 | 0.0011185 | 0.33104 | 0.057004 | 0 | 0 | 0.33104 | 0.057004 | [11 empty] | WLDFR | HFTD - Distribution - Tier 2 - 2QU CoRE ¦ 3QU LoRE | Red Flag Warning - Large Fires | 2024 | 6.4453e-08 | 3.2227e-08 | 8.2869e-08 | 5.475 | 0.71896 | 3.0715 | 1.6846 | 0 | 0 | 0 | 5.3689e-05 |  | 3.5288e-07 | 0 | 3.5288e-07 | 1.7644e-07 | 0 | 1.7644e-07 | 4.5371e-07 | 0 | 4.5371e-07 | [16 empty] | 7.3.1.3 Ignition probability mapping showing the probability of ignition along the electric lines and equipmentWLDFRAggregatedAggregated | WLDFR | HFTD - Distribution - Tier 2 - 2QU CoRE ¦ 3QU LoRE | Seismic - Non-Red Flag Warning - Catastrophic Fires | Aggregated | Aggregated | 2039 | 2.2464e-10 | 0 | 948.5456 | 2.1308e-07 | 2039 | Mitigation | 0.08575 | 30 | 0 | esc | 0.0012005 | 2.6968e-13 | 0.00060025 | 1.3484e-13 | 0.0015435 | 3.4673e-13
[35 empty] | 7.3.1.3 Ignition probability mapping showing the probability of ignition along the electric lines and equipment | WLDFR | HFTD - Distribution - Tier 2 - 4QU CoRE ¦ 5QU LoRE | 2048 | 0.16093 | 0.0047303 | 0.25307 | 0 | 0.25307 | 0.0029444 | 0.15753 | 0 | 0.15753 | 0.0064957 | 0.34752 | 0 | 0.34752 | 0.0068214 | 0.36495 | 0 | 0.36495 | 0.040727 | 0.025351 | 0.055927 | 0.058732 | 0.0064957 | 0.0010454 | 0.34752 | 0.055927 | 0 | 0 | 0.34752 | 0.055927 | [11 empty] | WLDFR | HFTD - Distribution - Tier 2 - 2QU CoRE ¦ 3QU LoRE | Red Flag Warning - Large Fires | 2025 | 6.4453e-08 | 3.2227e-08 | 8.2869e-08 | 5.475 | 0.71896 | 3.0715 | 1.6846 | 0 | 0 | 0 | 5.3689e-05 |  | 3.5288e-07 | 0 | 3.5288e-07 | 1.7644e-07 | 0 | 1.7644e-07 | 4.5371e-07 | 0 | 4.5371e-07 | [16 empty] | 7.3.1.3 Ignition probability mapping showing the probability of ignition along the electric lines and equipmentWLDFRAggregatedAggregated | WLDFR | HFTD - Distribution - Tier 2 - 2QU CoRE ¦ 3QU LoRE | Seismic - Non-Red Flag Warning - Catastrophic Fires | Aggregated | Aggregated | 2040 | 2.2464e-10 | 0 | 948.5456 | 2.1308e-07 | 2040 | Mitigation | 0.08575 | 30 | 0 | esc | 0.0012005 | 2.6968e-13 | 0.00060025 | 1.3484e-13 | 0.0015435 | 3.4673e-13
[35 empty] | 7.3.1.3 Ignition probability mapping showing the probability of ignition along the electric lines and equipment | WLDFR | HFTD - Distribution - Tier 2 - 4QU CoRE ¦ 5QU LoRE | 2049 | 0.1504 | 0.0047303 | 0.25307 | 0 | 0.25307 | 0.0029444 | 0.15753 | 0 | 0.15753 | 0.0064957 | 0.34752 | 0 | 0.34752 | 0.0068214 | 0.36495 | 0 | 0.36495 | 0.038063 | 0.023692 | 0.052268 | 0.054889 | 0.0064957 | 0.00097697 | 0.34752 | 0.052268 | 0 | 0 | 0.34752 | 0.052268 | [11 empty] | WLDFR | HFTD - Distribution - Tier 2 - 2QU CoRE ¦ 3QU LoRE | Red Flag Warning - Large Fires | 2026 | 6.4453e-08 | 3.2227e-08 | 8.2869e-08 | 5.475 | 0.71896 | 3.0715 | 1.6846 | 0 | 0 | 0 | 5.3689e-05 |  | 3.5288e-07 | 0 | 3.5288e-07 | 1.7644e-07 | 0 | 1.7644e-07 | 4.5371e-07 | 0 | 4.5371e-07 | [16 empty] | 7.3.1.3 Ignition probability mapping showing the probability of ignition along the electric lines and equipmentWLDFRAggregatedAggregated | WLDFR | HFTD - Distribution - Tier 2 - 2QU CoRE ¦ 3QU LoRE | Seismic - Non-Red Flag Warning - Catastrophic Fires | Aggregated | Aggregated | 2041 | 2.2464e-10 | 0 | 948.5456 | 2.1308e-07 | 2041 | Mitigation | 0.08575 | 30 | 0 | esc | 0.0012005 | 2.6968e-13 | 0.00060025 | 1.3484e-13 | 0.0015435 | 3.4673e-13
[35 empty] | 7.3.1.3 Ignition probability mapping showing the probability of ignition along the electric lines and equipment | WLDFR | HFTD - Distribution - Tier 2 - 4QU CoRE ¦ 5QU LoRE | 2050 | 0.14056 | 0 | 0 | 0 | 0 | 0.0029444 | 0.15753 | 0 | 0.15753 | 0.0064957 | 0.34752 | 0 | 0.34752 | 0.0068214 | 0.36495 | 0 | 0.36495 | 0 | 0.022143 | 0.048849 | 0.051298 | 0.0064957 | 0.00091306 | 0.34752 | 0.048849 | 0 | 0 | 0.34752 | 0.048849 | [11 empty] | WLDFR | HFTD - Distribution - Tier 2 - 2QU CoRE ¦ 3QU LoRE | Red Flag Warning - Large Fires | 2027 | 6.4453e-08 | 3.2227e-08 | 8.2869e-08 | 5.475 | 0.71896 | 3.0715 | 1.6846 | 0 | 0 | 0 | 5.3689e-05 |  | 3.5288e-07 | 0 | 3.5288e-07 | 1.7644e-07 | 0 | 1.7644e-07 | 4.5371e-07 | 0 | 4.5371e-07 | [16 empty] | 7.3.1.3 Ignition probability mapping showing the probability of ignition along the electric lines and equipmentWLDFRAggregatedAggregated | WLDFR | HFTD - Distribution - Tier 2 - 2QU CoRE ¦ 3QU LoRE | Seismic - Non-Red Flag Warning - Catastrophic Fires | Aggregated | Aggregated | 2042 | 2.2464e-10 | 0 | 948.5456 | 2.1308e-07 | 2042 | Mitigation | 0.08575 | 30 | 0 | esc | 0.0012005 | 2.6968e-13 | 0.00060025 | 1.3484e-13 | 0.0015435 | 3.4673e-13
[35 empty] | 7.3.1.3 Ignition probability mapping showing the probability of ignition along the electric lines and equipment | WLDFR | HFTD - Distribution - Tier 2 - 4QU CoRE ¦ 5QU LoRE | 2051 | 0.13137 | 0 | 0 | 0 | 0 | 0 | 0 | 0 | 0 | 0.0064957 | 0.34752 | 0 | 0.34752 | 0.0068214 | 0.36495 | 0 | 0.36495 | 0 | 0 | 0.045653 | 0.047942 | 0.0064957 | 0.00085332 | 0.34752 | 0.045653 | 0 | 0 | 0.34752 | 0.045653 | [11 empty] | WLDFR | HFTD - Distribution - Tier 2 - 2QU CoRE ¦ 3QU LoRE | Red Flag Warning - Large Fires | 2028 | 6.4453e-08 | 3.2227e-08 | 8.2869e-08 | 5.777 | 0.74734 | 3.238 | 1.7917 | 0 | 0 | 0 | 5.3689e-05 |  | 3.7235e-07 | 0 | 3.7235e-07 | 1.8617e-07 | 0 | 1.8617e-07 | 4.7873e-07 | 0 | 4.7873e-07 | [16 empty] | 7.3.1.3 Ignition probability mapping showing the probability of ignition along the electric lines and equipmentWLDFRAggregatedAggregated | WLDFR | HFTD - Distribution - Tier 2 - 2QU CoRE ¦ 3QU LoRE | Seismic - Non-Red Flag Warning - Catastrophic Fires | Aggregated | Aggregated | 2043 | 2.2464e-10 | 0 | 948.5456 | 2.1308e-07 | 2043 | Mitigation | 0.08575 | 30 | 0 | esc | 0.0012005 | 2.6968e-13 | 0.00060025 | 1.3484e-13 | 0.0015435 | 3.4673e-13
[35 empty] | 7.3.1.3 Ignition probability mapping showing the probability of ignition along the electric lines and equipment | WLDFR | HFTD - Distribution - Tier 2 - 4QU CoRE ¦ 5QU LoRE | 2052 | 0.12277 | 0 | 0 | 0 | 0 | 0 | 0 | 0 | 0 | 0 | 0 | 0 | 0 | 0.0068214 | 0.36495 | 0 | 0.36495 | 0 | 0 | 0 | 0.044806 | 0 | 0 | 0 | 0 | 0 | 0 | 0 | 0 | [11 empty] | WLDFR | HFTD - Distribution - Tier 2 - 2QU CoRE ¦ 3QU LoRE | Red Flag Warning - Large Fires | 2029 | 6.4453e-08 | 3.2227e-08 | 8.2869e-08 | 5.777 | 0.74734 | 3.238 | 1.7917 | 0 | 0 | 0 | 5.3689e-05 |  | 3.7235e-07 | 0 | 3.7235e-07 | 1.8617e-07 | 0 | 1.8617e-07 | 4.7873e-07 | 0 | 4.7873e-07 | [16 empty] | 7.3.1.3 Ignition probability mapping showing the probability of ignition along the electric lines and equipmentWLDFRAggregatedAggregated | WLDFR | HFTD - Distribution - Tier 2 - 2QU CoRE ¦ 3QU LoRE | Seismic - Non-Red Flag Warning - Catastrophic Fires | Aggregated | Aggregated | 2044 | 2.2464e-10 | 0 | 948.5456 | 2.1308e-07 | 2044 | Mitigation | 0.08575 | 30 | 0 | esc | 0.0012005 | 2.6968e-13 | 0.00060025 | 1.3484e-13 | 0.0015435 | 3.4673e-13
[35 empty] | 7.3.1.3 Ignition probability mapping showing the probability of ignition along the electric lines and equipment | WLDFR | HFTD - Distribution - Tier 2 - 5QU CoRE ¦ 1QU LoRE | 2020 | 1 | 0.032274 | 0.14749 | 0 | 0.14749 | 0 | 0 | 0 | 0 | 0 | 0 | 0 | 0 | 0 | 0 | 0 | 0 | 0.14749 | 0 | 0 | 0 | 0 | 0 | 0 | 0 | 0 | 0 | 0 | 0 | [11 empty] | WLDFR | HFTD - Distribution - Tier 2 - 2QU CoRE ¦ 3QU LoRE | Red Flag Warning - Large Fires | 2030 | 6.4453e-08 | 3.2227e-08 | 8.2869e-08 | 5.777 | 0.74734 | 3.238 | 1.7917 | 0 | 0 | 0 | 5.3689e-05 |  | 3.7235e-07 | 0 | 3.7235e-07 | 1.8617e-07 | 0 | 1.8617e-07 | 4.7873e-07 | 0 | 4.7873e-07 | [16 empty] | 7.3.1.3 Ignition probability mapping showing the probability of ignition along the electric lines and equipmentWLDFRAggregatedAggregated | WLDFR | HFTD - Distribution - Tier 2 - 2QU CoRE ¦ 3QU LoRE | Seismic - Non-Red Flag Warning - Catastrophic Fires | Aggregated | Aggregated | 2045 | 2.2464e-10 | 0 | 948.5456 | 2.1308e-07 | 2045 | Mitigation | 0.08575 | 30 | 0 | esc | 0.0012005 | 2.6968e-13 | 0.00060025 | 1.3484e-13 | 0.0015435 | 3.4673e-13
[35 empty] | 7.3.1.3 Ignition probability mapping showing the probability of ignition along the electric lines and equipment | WLDFR | HFTD - Distribution - Tier 2 - 5QU CoRE ¦ 1QU LoRE | 2021 | 1 | 0.032274 | 0.14749 | 0 | 0.14749 | 0.020089 | 0.091807 | 0 | 0.091807 | 0 | 0 | 0 | 0 | 0 | 0 | 0 | 0 | 0.14749 | 0.091807 | 0 | 0 | 0 | 0 | 0 | 0 | 0 | 0 | 0 | 0 | [11 empty] | WLDFR | HFTD - Distribution - Tier 2 - 2QU CoRE ¦ 3QU LoRE | Red Flag Warning - Large Fires | 2031 | 6.4453e-08 | 3.2227e-08 | 8.2869e-08 | 5.777 | 0.74734 | 3.238 | 1.7917 | 0 | 0 | 0 | 5.3689e-05 |  | 3.7235e-07 | 0 | 3.7235e-07 | 1.8617e-07 | 0 | 1.8617e-07 | 4.7873e-07 | 0 | 4.7873e-07 | [16 empty] | 7.3.1.3 Ignition probability mapping showing the probability of ignition along the electric lines and equipmentWLDFRAggregatedAggregated | WLDFR | HFTD - Distribution - Tier 2 - 2QU CoRE ¦ 3QU LoRE | Seismic - Non-Red Flag Warning - Catastrophic Fires | Aggregated | Aggregated | 2046 | 2.2464e-10 | 0 | 948.5456 | 2.1308e-07 | 2046 | Mitigation | 0.08575 | 30 | 0 | esc | 0.0012005 | 2.6968e-13 | 0.00060025 | 1.3484e-13 | 0.0015435 | 3.4673e-13
[35 empty] | 7.3.1.3 Ignition probability mapping showing the probability of ignition along the electric lines and equipment | WLDFR | HFTD - Distribution - Tier 2 - 5QU CoRE ¦ 1QU LoRE | 2022 | 0.93458 | 0.03155 | 0.14429 | 0 | 0.14429 | 0.019638 | 0.089815 | 0 | 0.089815 | 0.047232 | 0.21601 | 0 | 0.21601 | 0 | 0 | 0 | 0 | 0.13485 | 0.083939 | 0.20188 | 0 | 0.047232 | 0.044142 | 0.21601 | 0.20188 | 0 | 0 | 0.21601 | 0.20188 | [11 empty] | WLDFR | HFTD - Distribution - Tier 2 - 2QU CoRE ¦ 3QU LoRE | Red Flag Warning - Large Fires | 2032 | 6.4453e-08 | 3.2227e-08 | 8.2869e-08 | 5.777 | 0.74734 | 3.238 | 1.7917 | 0 | 0 | 0 | 5.3689e-05 |  | 3.7235e-07 | 0 | 3.7235e-07 | 1.8617e-07 | 0 | 1.8617e-07 | 4.7873e-07 | 0 | 4.7873e-07 | [16 empty] | 7.3.1.3 Ignition probability mapping showing the probability of ignition along the electric lines and equipmentWLDFRAggregatedAggregated | WLDFR | HFTD - Distribution - Tier 2 - 2QU CoRE ¦ 3QU LoRE | Seismic - Non-Red Flag Warning - Catastrophic Fires | Aggregated | Aggregated | 2047 | 2.2464e-10 | 0 | 948.5456 | 2.1308e-07 | 2047 | Mitigation | 0.08575 | 30 | 0 | esc | 0.0012005 | 2.6968e-13 | 0.00060025 | 1.3484e-13 | 0.0015435 | 3.4673e-13
[35 empty] | 7.3.1.3 Ignition probability mapping showing the probability of ignition along the electric lines and equipment | WLDFR | HFTD - Distribution - Tier 2 - 5QU CoRE ¦ 1QU LoRE | 2023 | 0.87344 | 0.03155 | 0.14957 | 0 | 0.14957 | 0.019638 | 0.093101 | 0 | 0.093101 | 0.047232 | 0.22392 | 0 | 0.22392 | 0.0496 | 0.23515 | 0 | 0.23515 | 0.13064 | 0.081318 | 0.19558 | 0.20539 | 0.047232 | 0.041254 | 0.22392 | 0.19558 | 0 | 0 | 0.22392 | 0.19558 | [11 empty] | WLDFR | HFTD - Distribution - Tier 2 - 2QU CoRE ¦ 3QU LoRE | Red Flag Warning - Large Fires | 2033 | 6.4453e-08 | 3.2227e-08 | 8.2869e-08 | 6.1205 | 0.77885 | 3.4265 | 1.9151 | 0 | 0 | 0 | 5.3689e-05 |  | 3.9449e-07 | 0 | 3.9449e-07 | 1.9724e-07 | 0 | 1.9724e-07 | 5.072e-07 | 0 | 5.072e-07 | [16 empty] | 7.3.1.3 Ignition probability mapping showing the probability of ignition along the electric lines and equipmentWLDFRAggregatedAggregated | WLDFR | HFTD - Distribution - Tier 2 - 2QU CoRE ¦ 3QU LoRE | Seismic - Non-Red Flag Warning - Catastrophic Fires | Aggregated | Aggregated | 2048 | 2.2464e-10 | 0 | 948.5456 | 2.1308e-07 | 2048 | Mitigation | 0.08575 | 30 | 0 | esc | 0.0012005 | 2.6968e-13 | 0.00060025 | 1.3484e-13 | 0.0015435 | 3.4673e-13
[35 empty] | 7.3.1.3 Ignition probability mapping showing the probability of ignition along the electric lines and equipment | WLDFR | HFTD - Distribution - Tier 2 - 5QU CoRE ¦ 1QU LoRE | 2024 | 0.8163 | 0.03155 | 0.14957 | 0 | 0.14957 | 0.019638 | 0.093101 | 0 | 0.093101 | 0.047232 | 0.22392 | 0 | 0.22392 | 0.0496 | 0.23515 | 0 | 0.23515 | 0.12209 | 0.075998 | 0.18278 | 0.19195 | 0.047232 | 0.038555 | 0.22392 | 0.18278 | 0 | 0 | 0.22392 | 0.18278 | [11 empty] | WLDFR | HFTD - Distribution - Tier 2 - 2QU CoRE ¦ 3QU LoRE | Red Flag Warning - Large Fires | 2034 | 6.4453e-08 | 3.2227e-08 | 8.2869e-08 | 6.1205 | 0.77885 | 3.4265 | 1.9151 | 0 | 0 | 0 | 5.3689e-05 |  | 3.9449e-07 | 0 | 3.9449e-07 | 1.9724e-07 | 0 | 1.9724e-07 | 5.072e-07 | 0 | 5.072e-07 | [16 empty] | 7.3.1.3 Ignition probability mapping showing the probability of ignition along the electric lines and equipmentWLDFRAggregatedAggregated | WLDFR | HFTD - Distribution - Tier 2 - 2QU CoRE ¦ 3QU LoRE | Seismic - Non-Red Flag Warning - Catastrophic Fires | Aggregated | Aggregated | 2049 | 2.2464e-10 | 0 | 948.5456 | 2.1308e-07 | 2049 | Mitigation | 0.08575 | 30 | 0 | esc | 0.0012005 | 2.6968e-13 | 0.00060025 | 1.3484e-13 | 0.0015435 | 3.4673e-13
[35 empty] | 7.3.1.3 Ignition probability mapping showing the probability of ignition along the electric lines and equipment | WLDFR | HFTD - Distribution - Tier 2 - 5QU CoRE ¦ 1QU LoRE | 2025 | 0.7629 | 0.03155 | 0.14957 | 0 | 0.14957 | 0.019638 | 0.093101 | 0 | 0.093101 | 0.047232 | 0.22392 | 0 | 0.22392 | 0.0496 | 0.23515 | 0 | 0.23515 | 0.11411 | 0.071026 | 0.17083 | 0.17939 | 0.047232 | 0.036033 | 0.22392 | 0.17083 | 0 | 0 | 0.22392 | 0.17083 | [11 empty] | WLDFR | HFTD - Distribution - Tier 2 - 2QU CoRE ¦ 3QU LoRE | Red Flag Warning - Large Fires | 2035 | 6.4453e-08 | 3.2227e-08 | 8.2869e-08 | 6.1205 | 0.77885 | 3.4265 | 1.9151 | 0 | 0 | 0 | 5.3689e-05 |  | 3.9449e-07 | 0 | 3.9449e-07 | 1.9724e-07 | 0 | 1.9724e-07 | 5.072e-07 | 0 | 5.072e-07 | [16 empty] | 7.3.1.3 Ignition probability mapping showing the probability of ignition along the electric lines and equipmentWLDFRAggregatedAggregated | WLDFR | HFTD - Distribution - Tier 2 - 2QU CoRE ¦ 3QU LoRE | Seismic - Non-Red Flag Warning - Catastrophic Fires | Aggregated | Aggregated | 2050 | 2.2464e-10 | 0 | 948.5456 | 2.1308e-07 | 2050 | Mitigation | 0.08575 | 30 | 0 | esc | 0 | 0 | 0.00060025 | 1.3484e-13 | 0.0015435 | 3.4673e-13
[35 empty] | 7.3.1.3 Ignition probability mapping showing the probability of ignition along the electric lines and equipment | WLDFR | HFTD - Distribution - Tier 2 - 5QU CoRE ¦ 1QU LoRE | 2026 | 0.71299 | 0.03155 | 0.14957 | 0 | 0.14957 | 0.019638 | 0.093101 | 0 | 0.093101 | 0.047232 | 0.22392 | 0 | 0.22392 | 0.0496 | 0.23515 | 0 | 0.23515 | 0.10664 | 0.06638 | 0.15965 | 0.16766 | 0.047232 | 0.033676 | 0.22392 | 0.15965 | 0 | 0 | 0.22392 | 0.15965 | [11 empty] | WLDFR | HFTD - Distribution - Tier 2 - 2QU CoRE ¦ 3QU LoRE | Red Flag Warning - Large Fires | 2036 | 6.4453e-08 | 3.2227e-08 | 8.2869e-08 | 6.1205 | 0.77885 | 3.4265 | 1.9151 | 0 | 0 | 0 | 5.3689e-05 |  | 3.9449e-07 | 0 | 3.9449e-07 | 1.9724e-07 | 0 | 1.9724e-07 | 5.072e-07 | 0 | 5.072e-07 | [16 empty] | 7.3.1.3 Ignition probability mapping showing the probability of ignition along the electric lines and equipmentWLDFRAggregatedAggregated | WLDFR | HFTD - Distribution - Tier 2 - 2QU CoRE ¦ 3QU LoRE | Seismic - Non-Red Flag Warning - Catastrophic Fires | Aggregated | Aggregated | 2051 | 2.2464e-10 | 0 | 948.5456 | 2.1308e-07 | 2051 | Mitigation | 0.08575 | 30 | 0 | esc | 0 | 0 | 0 | 0 | 0.0015435 | 3.4673e-13
[35 empty] | 7.3.1.3 Ignition probability mapping showing the probability of ignition along the electric lines and equipment | WLDFR | HFTD - Distribution - Tier 2 - 5QU CoRE ¦ 1QU LoRE | 2027 | 0.66634 | 0.03155 | 0.14957 | 0 | 0.14957 | 0.019638 | 0.093101 | 0 | 0.093101 | 0.047232 | 0.22392 | 0 | 0.22392 | 0.0496 | 0.23515 | 0 | 0.23515 | 0.099665 | 0.062037 | 0.14921 | 0.15669 | 0.047232 | 0.031473 | 0.22392 | 0.14921 | 0 | 0 | 0.22392 | 0.14921 | [11 empty] | WLDFR | HFTD - Distribution - Tier 2 - 2QU CoRE ¦ 3QU LoRE | Red Flag Warning - Large Fires | 2037 | 6.4453e-08 | 3.2227e-08 | 8.2869e-08 | 6.1205 | 0.77885 | 3.4265 | 1.9151 | 0 | 0 | 0 | 5.3689e-05 |  | 3.9449e-07 | 0 | 3.9449e-07 | 1.9724e-07 | 0 | 1.9724e-07 | 5.072e-07 | 0 | 5.072e-07 | [16 empty] | 7.3.1.3 Ignition probability mapping showing the probability of ignition along the electric lines and equipmentWLDFRAggregatedAggregated | WLDFR | HFTD - Distribution - Tier 2 - 2QU CoRE ¦ 3QU LoRE | Seismic - Red Flag Warning - Catastrophic Fires | Aggregated | Aggregated | 2021 | 9.6884e-09 | 0 | 948.5456 | 9.1899e-06 | 2021 | Mitigation | 0.08575 | 30 | 0 | esc | 0.0012005 | 1.1631e-11 | 0.00060025 | 5.8155e-12 | 0 | 0
[35 empty] | 7.3.1.3 Ignition probability mapping showing the probability of ignition along the electric lines and equipment | WLDFR | HFTD - Distribution - Tier 2 - 5QU CoRE ¦ 1QU LoRE | 2028 | 0.62275 | 0.03155 | 0.15622 | 0 | 0.15622 | 0.019638 | 0.097243 | 0 | 0.097243 | 0.047232 | 0.23388 | 0 | 0.23388 | 0.0496 | 0.24561 | 0 | 0.24561 | 0.097289 | 0.060558 | 0.14565 | 0.15295 | 0.047232 | 0.029414 | 0.23388 | 0.14565 | 0 | 0 | 0.23388 | 0.14565 | [11 empty] | WLDFR | HFTD - Distribution - Tier 2 - 2QU CoRE ¦ 3QU LoRE | Red Flag Warning - Large Fires | 2038 | 6.4453e-08 | 3.2227e-08 | 8.2869e-08 | 6.5028 | 0.81304 | 3.6355 | 2.0543 | 0 | 0 | 0 | 5.3689e-05 |  | 4.1913e-07 | 0 | 4.1913e-07 | 2.0956e-07 | 0 | 2.0956e-07 | 5.3888e-07 | 0 | 5.3888e-07 | [16 empty] | 7.3.1.3 Ignition probability mapping showing the probability of ignition along the electric lines and equipmentWLDFRAggregatedAggregated | WLDFR | HFTD - Distribution - Tier 2 - 2QU CoRE ¦ 3QU LoRE | Seismic - Red Flag Warning - Catastrophic Fires | Aggregated | Aggregated | 2022 | 9.6884e-09 | 0 | 948.5456 | 9.1899e-06 | 2022 | Mitigation | 0.08575 | 30 | 0 | esc | 0.0012005 | 1.1631e-11 | 0.00060025 | 5.8155e-12 | 0.0015435 | 1.4954e-11
[35 empty] | 7.3.1.3 Ignition probability mapping showing the probability of ignition along the electric lines and equipment | WLDFR | HFTD - Distribution - Tier 2 - 5QU CoRE ¦ 1QU LoRE | 2029 | 0.58201 | 0.03155 | 0.15622 | 0 | 0.15622 | 0.019638 | 0.097243 | 0 | 0.097243 | 0.047232 | 0.23388 | 0 | 0.23388 | 0.0496 | 0.24561 | 0 | 0.24561 | 0.090924 | 0.056596 | 0.13612 | 0.14295 | 0.047232 | 0.027489 | 0.23388 | 0.13612 | 0 | 0 | 0.23388 | 0.13612 | [11 empty] | WLDFR | HFTD - Distribution - Tier 2 - 2QU CoRE ¦ 3QU LoRE | Red Flag Warning - Large Fires | 2039 | 6.4453e-08 | 3.2227e-08 | 8.2869e-08 | 6.5028 | 0.81304 | 3.6355 | 2.0543 | 0 | 0 | 0 | 5.3689e-05 |  | 4.1913e-07 | 0 | 4.1913e-07 | 2.0956e-07 | 0 | 2.0956e-07 | 5.3888e-07 | 0 | 5.3888e-07 | [16 empty] | 7.3.1.3 Ignition probability mapping showing the probability of ignition along the electric lines and equipmentWLDFRAggregatedAggregated | WLDFR | HFTD - Distribution - Tier 2 - 2QU CoRE ¦ 3QU LoRE | Seismic - Red Flag Warning - Catastrophic Fires | Aggregated | Aggregated | 2023 | 9.6884e-09 | 0 | 948.5456 | 9.1899e-06 | 2023 | Mitigation | 0.08575 | 30 | 0 | esc | 0.0012005 | 1.1631e-11 | 0.00060025 | 5.8155e-12 | 0.0015435 | 1.4954e-11
[35 empty] | 7.3.1.3 Ignition probability mapping showing the probability of ignition along the electric lines and equipment | WLDFR | HFTD - Distribution - Tier 2 - 5QU CoRE ¦ 1QU LoRE | 2030 | 0.54393 | 0.03155 | 0.15622 | 0 | 0.15622 | 0.019638 | 0.097243 | 0 | 0.097243 | 0.047232 | 0.23388 | 0 | 0.23388 | 0.0496 | 0.24561 | 0 | 0.24561 | 0.084976 | 0.052893 | 0.12721 | 0.13359 | 0.047232 | 0.025691 | 0.23388 | 0.12721 | 0 | 0 | 0.23388 | 0.12721 | [11 empty] | WLDFR | HFTD - Distribution - Tier 2 - 2QU CoRE ¦ 3QU LoRE | Red Flag Warning - Large Fires | 2040 | 6.4453e-08 | 3.2227e-08 | 8.2869e-08 | 6.5028 | 0.81304 | 3.6355 | 2.0543 | 0 | 0 | 0 | 5.3689e-05 |  | 4.1913e-07 | 0 | 4.1913e-07 | 2.0956e-07 | 0 | 2.0956e-07 | 5.3888e-07 | 0 | 5.3888e-07 | [16 empty] | 7.3.1.3 Ignition probability mapping showing the probability of ignition along the electric lines and equipmentWLDFRAggregatedAggregated | WLDFR | HFTD - Distribution - Tier 2 - 2QU CoRE ¦ 3QU LoRE | Seismic - Red Flag Warning - Catastrophic Fires | Aggregated | Aggregated | 2024 | 9.6884e-09 | 0 | 948.5456 | 9.1899e-06 | 2024 | Mitigation | 0.08575 | 30 | 0 | esc | 0.0012005 | 1.1631e-11 | 0.00060025 | 5.8155e-12 | 0.0015435 | 1.4954e-11
[35 empty] | 7.3.1.3 Ignition probability mapping showing the probability of ignition along the electric lines and equipment | WLDFR | HFTD - Distribution - Tier 2 - 5QU CoRE ¦ 1QU LoRE | 2031 | 0.50835 | 0.03155 | 0.15622 | 0 | 0.15622 | 0.019638 | 0.097243 | 0 | 0.097243 | 0.047232 | 0.23388 | 0 | 0.23388 | 0.0496 | 0.24561 | 0 | 0.24561 | 0.079417 | 0.049433 | 0.11889 | 0.12485 | 0.047232 | 0.02401 | 0.23388 | 0.11889 | 0 | 0 | 0.23388 | 0.11889 | [11 empty] | WLDFR | HFTD - Distribution - Tier 2 - 2QU CoRE ¦ 3QU LoRE | Red Flag Warning - Large Fires | 2041 | 6.4453e-08 | 3.2227e-08 | 8.2869e-08 | 6.5028 | 0.81304 | 3.6355 | 2.0543 | 0 | 0 | 0 | 5.3689e-05 |  | 4.1913e-07 | 0 | 4.1913e-07 | 2.0956e-07 | 0 | 2.0956e-07 | 5.3888e-07 | 0 | 5.3888e-07 | [16 empty] | 7.3.1.3 Ignition probability mapping showing the probability of ignition along the electric lines and equipmentWLDFRAggregatedAggregated | WLDFR | HFTD - Distribution - Tier 2 - 2QU CoRE ¦ 3QU LoRE | Seismic - Red Flag Warning - Catastrophic Fires | Aggregated | Aggregated | 2025 | 9.6884e-09 | 0 | 948.5456 | 9.1899e-06 | 2025 | Mitigation | 0.08575 | 30 | 0 | esc | 0.0012005 | 1.1631e-11 | 0.00060025 | 5.8155e-12 | 0.0015435 | 1.4954e-11
[35 empty] | 7.3.1.3 Ignition probability mapping showing the probability of ignition along the electric lines and equipment | WLDFR | HFTD - Distribution - Tier 2 - 5QU CoRE ¦ 1QU LoRE | 2032 | 0.47509 | 0.03155 | 0.15622 | 0 | 0.15622 | 0.019638 | 0.097243 | 0 | 0.097243 | 0.047232 | 0.23388 | 0 | 0.23388 | 0.0496 | 0.24561 | 0 | 0.24561 | 0.074221 | 0.046199 | 0.11111 | 0.11669 | 0.047232 | 0.02244 | 0.23388 | 0.11111 | 0 | 0 | 0.23388 | 0.11111 | [11 empty] | WLDFR | HFTD - Distribution - Tier 2 - 2QU CoRE ¦ 3QU LoRE | Red Flag Warning - Large Fires | 2042 | 6.4453e-08 | 3.2227e-08 | 8.2869e-08 | 6.5028 | 0.81304 | 3.6355 | 2.0543 | 0 | 0 | 0 | 5.3689e-05 |  | 4.1913e-07 | 0 | 4.1913e-07 | 2.0956e-07 | 0 | 2.0956e-07 | 5.3888e-07 | 0 | 5.3888e-07 | [16 empty] | 7.3.1.3 Ignition probability mapping showing the probability of ignition along the electric lines and equipmentWLDFRAggregatedAggregated | WLDFR | HFTD - Distribution - Tier 2 - 2QU CoRE ¦ 3QU LoRE | Seismic - Red Flag Warning - Catastrophic Fires | Aggregated | Aggregated | 2026 | 9.6884e-09 | 0 | 948.5456 | 9.1899e-06 | 2026 | Mitigation | 0.08575 | 30 | 0 | esc | 0.0012005 | 1.1631e-11 | 0.00060025 | 5.8155e-12 | 0.0015435 | 1.4954e-11
[35 empty] | 7.3.1.3 Ignition probability mapping showing the probability of ignition along the electric lines and equipment | WLDFR | HFTD - Distribution - Tier 2 - 5QU CoRE ¦ 1QU LoRE | 2033 | 0.44401 | 0.03155 | 0.16362 | 0 | 0.16362 | 0.019638 | 0.10185 | 0 | 0.10185 | 0.047232 | 0.24495 | 0 | 0.24495 | 0.0496 | 0.25724 | 0 | 0.25724 | 0.07265 | 0.045221 | 0.10876 | 0.11422 | 0.047232 | 0.020972 | 0.24495 | 0.10876 | 0 | 0 | 0.24495 | 0.10876 | [11 empty] | WLDFR | HFTD - Distribution - Tier 2 - 2QU CoRE ¦ 3QU LoRE | Red Flag Warning - Large Fires | 2043 | 6.4453e-08 | 3.2227e-08 | 8.2869e-08 | 6.9209 | 0.84944 | 3.8632 | 2.2083 | 0 | 0 | 0 | 5.3689e-05 |  | 4.4608e-07 | 0 | 4.4608e-07 | 2.2304e-07 | 0 | 2.2304e-07 | 5.7353e-07 | 0 | 5.7353e-07 | [16 empty] | 7.3.1.3 Ignition probability mapping showing the probability of ignition along the electric lines and equipmentWLDFRAggregatedAggregated | WLDFR | HFTD - Distribution - Tier 2 - 2QU CoRE ¦ 3QU LoRE | Seismic - Red Flag Warning - Catastrophic Fires | Aggregated | Aggregated | 2027 | 9.6884e-09 | 0 | 948.5456 | 9.1899e-06 | 2027 | Mitigation | 0.08575 | 30 | 0 | esc | 0.0012005 | 1.1631e-11 | 0.00060025 | 5.8155e-12 | 0.0015435 | 1.4954e-11
[35 empty] | 7.3.1.3 Ignition probability mapping showing the probability of ignition along the electric lines and equipment | WLDFR | HFTD - Distribution - Tier 2 - 5QU CoRE ¦ 1QU LoRE | 2034 | 0.41496 | 0.03155 | 0.16362 | 0 | 0.16362 | 0.019638 | 0.10185 | 0 | 0.10185 | 0.047232 | 0.24495 | 0 | 0.24495 | 0.0496 | 0.25724 | 0 | 0.25724 | 0.067897 | 0.042263 | 0.10165 | 0.10674 | 0.047232 | 0.0196 | 0.24495 | 0.10165 | 0 | 0 | 0.24495 | 0.10165 | [11 empty] | WLDFR | HFTD - Distribution - Tier 2 - 2QU CoRE ¦ 3QU LoRE | Red Flag Warning - Large Fires | 2044 | 6.4453e-08 | 3.2227e-08 | 8.2869e-08 | 6.9209 | 0.84944 | 3.8632 | 2.2083 | 0 | 0 | 0 | 5.3689e-05 |  | 4.4608e-07 | 0 | 4.4608e-07 | 2.2304e-07 | 0 | 2.2304e-07 | 5.7353e-07 | 0 | 5.7353e-07 | [16 empty] | 7.3.1.3 Ignition probability mapping showing the probability of ignition along the electric lines and equipmentWLDFRAggregatedAggregated | WLDFR | HFTD - Distribution - Tier 2 - 2QU CoRE ¦ 3QU LoRE | Seismic - Red Flag Warning - Catastrophic Fires | Aggregated | Aggregated | 2028 | 9.6884e-09 | 0 | 948.5456 | 9.1899e-06 | 2028 | Mitigation | 0.08575 | 30 | 0 | esc | 0.0012005 | 1.1631e-11 | 0.00060025 | 5.8155e-12 | 0.0015435 | 1.4954e-11
[35 empty] | 7.3.1.3 Ignition probability mapping showing the probability of ignition along the electric lines and equipment | WLDFR | HFTD - Distribution - Tier 2 - 5QU CoRE ¦ 1QU LoRE | 2035 | 0.38782 | 0.03155 | 0.16362 | 0 | 0.16362 | 0.019638 | 0.10185 | 0 | 0.10185 | 0.047232 | 0.24495 | 0 | 0.24495 | 0.0496 | 0.25724 | 0 | 0.25724 | 0.063455 | 0.039498 | 0.094997 | 0.09976 | 0.047232 | 0.018317 | 0.24495 | 0.094997 | 0 | 0 | 0.24495 | 0.094997 | [11 empty] | WLDFR | HFTD - Distribution - Tier 2 - 2QU CoRE ¦ 3QU LoRE | Red Flag Warning - Large Fires | 2045 | 6.4453e-08 | 3.2227e-08 | 8.2869e-08 | 6.9209 | 0.84944 | 3.8632 | 2.2083 | 0 | 0 | 0 | 5.3689e-05 |  | 4.4608e-07 | 0 | 4.4608e-07 | 2.2304e-07 | 0 | 2.2304e-07 | 5.7353e-07 | 0 | 5.7353e-07 | [16 empty] | 7.3.1.3 Ignition probability mapping showing the probability of ignition along the electric lines and equipmentWLDFRAggregatedAggregated | WLDFR | HFTD - Distribution - Tier 2 - 2QU CoRE ¦ 3QU LoRE | Seismic - Red Flag Warning - Catastrophic Fires | Aggregated | Aggregated | 2029 | 9.6884e-09 | 0 | 948.5456 | 9.1899e-06 | 2029 | Mitigation | 0.08575 | 30 | 0 | esc | 0.0012005 | 1.1631e-11 | 0.00060025 | 5.8155e-12 | 0.0015435 | 1.4954e-11
[35 empty] | 7.3.1.3 Ignition probability mapping showing the probability of ignition along the electric lines and equipment | WLDFR | HFTD - Distribution - Tier 2 - 5QU CoRE ¦ 1QU LoRE | 2036 | 0.36245 | 0.03155 | 0.16362 | 0 | 0.16362 | 0.019638 | 0.10185 | 0 | 0.10185 | 0.047232 | 0.24495 | 0 | 0.24495 | 0.0496 | 0.25724 | 0 | 0.25724 | 0.059304 | 0.036914 | 0.088782 | 0.093234 | 0.047232 | 0.017119 | 0.24495 | 0.088782 | 0 | 0 | 0.24495 | 0.088782 | [11 empty] | WLDFR | HFTD - Distribution - Tier 2 - 2QU CoRE ¦ 3QU LoRE | Red Flag Warning - Large Fires | 2046 | 6.4453e-08 | 3.2227e-08 | 8.2869e-08 | 6.9209 | 0.84944 | 3.8632 | 2.2083 | 0 | 0 | 0 | 5.3689e-05 |  | 4.4608e-07 | 0 | 4.4608e-07 | 2.2304e-07 | 0 | 2.2304e-07 | 5.7353e-07 | 0 | 5.7353e-07 | [16 empty] | 7.3.1.3 Ignition probability mapping showing the probability of ignition along the electric lines and equipmentWLDFRAggregatedAggregated | WLDFR | HFTD - Distribution - Tier 2 - 2QU CoRE ¦ 3QU LoRE | Seismic - Red Flag Warning - Catastrophic Fires | Aggregated | Aggregated | 2030 | 9.6884e-09 | 0 | 948.5456 | 9.1899e-06 | 2030 | Mitigation | 0.08575 | 30 | 0 | esc | 0.0012005 | 1.1631e-11 | 0.00060025 | 5.8155e-12 | 0.0015435 | 1.4954e-11
[35 empty] | 7.3.1.3 Ignition probability mapping showing the probability of ignition along the electric lines and equipment | WLDFR | HFTD - Distribution - Tier 2 - 5QU CoRE ¦ 1QU LoRE | 2037 | 0.33873 | 0.03155 | 0.16362 | 0 | 0.16362 | 0.019638 | 0.10185 | 0 | 0.10185 | 0.047232 | 0.24495 | 0 | 0.24495 | 0.0496 | 0.25724 | 0 | 0.25724 | 0.055424 | 0.034499 | 0.082974 | 0.087134 | 0.047232 | 0.015999 | 0.24495 | 0.082974 | 0 | 0 | 0.24495 | 0.082974 | [11 empty] | WLDFR | HFTD - Distribution - Tier 2 - 2QU CoRE ¦ 3QU LoRE | Red Flag Warning - Large Fires | 2047 | 6.4453e-08 | 3.2227e-08 | 8.2869e-08 | 6.9209 | 0.84944 | 3.8632 | 2.2083 | 0 | 0 | 0 | 5.3689e-05 |  | 4.4608e-07 | 0 | 4.4608e-07 | 2.2304e-07 | 0 | 2.2304e-07 | 5.7353e-07 | 0 | 5.7353e-07 | [16 empty] | 7.3.1.3 Ignition probability mapping showing the probability of ignition along the electric lines and equipmentWLDFRAggregatedAggregated | WLDFR | HFTD - Distribution - Tier 2 - 2QU CoRE ¦ 3QU LoRE | Seismic - Red Flag Warning - Catastrophic Fires | Aggregated | Aggregated | 2031 | 9.6884e-09 | 0 | 948.5456 | 9.1899e-06 | 2031 | Mitigation | 0.08575 | 30 | 0 | esc | 0.0012005 | 1.1631e-11 | 0.00060025 | 5.8155e-12 | 0.0015435 | 1.4954e-11
[35 empty] | 7.3.1.3 Ignition probability mapping showing the probability of ignition along the electric lines and equipment | WLDFR | HFTD - Distribution - Tier 2 - 5QU CoRE ¦ 1QU LoRE | 2038 | 0.31657 | 0.03155 | 0.17165 | 0 | 0.17165 | 0.019638 | 0.10685 | 0 | 0.10685 | 0.047232 | 0.25698 | 0 | 0.25698 | 0.0496 | 0.26986 | 0 | 0.26986 | 0.054341 | 0.033825 | 0.081352 | 0.085432 | 0.047232 | 0.014952 | 0.25698 | 0.081352 | 0 | 0 | 0.25698 | 0.081352 | [11 empty] | WLDFR | HFTD - Distribution - Tier 2 - 2QU CoRE ¦ 3QU LoRE | Red Flag Warning - Large Fires | 2048 | 6.4453e-08 | 3.2227e-08 | 8.2869e-08 | 7.3713 | 0.88759 | 4.1075 | 2.3763 | 0 | 0 | 0 | 5.3689e-05 |  | 4.7511e-07 | 0 | 4.7511e-07 | 2.3755e-07 | 0 | 2.3755e-07 | 6.1085e-07 | 0 | 6.1085e-07 | [16 empty] | 7.3.1.3 Ignition probability mapping showing the probability of ignition along the electric lines and equipmentWLDFRAggregatedAggregated | WLDFR | HFTD - Distribution - Tier 2 - 2QU CoRE ¦ 3QU LoRE | Seismic - Red Flag Warning - Catastrophic Fires | Aggregated | Aggregated | 2032 | 9.6884e-09 | 0 | 948.5456 | 9.1899e-06 | 2032 | Mitigation | 0.08575 | 30 | 0 | esc | 0.0012005 | 1.1631e-11 | 0.00060025 | 5.8155e-12 | 0.0015435 | 1.4954e-11
[35 empty] | 7.3.1.3 Ignition probability mapping showing the probability of ignition along the electric lines and equipment | WLDFR | HFTD - Distribution - Tier 2 - 5QU CoRE ¦ 1QU LoRE | 2039 | 0.29586 | 0.03155 | 0.17165 | 0 | 0.17165 | 0.019638 | 0.10685 | 0 | 0.10685 | 0.047232 | 0.25698 | 0 | 0.25698 | 0.0496 | 0.26986 | 0 | 0.26986 | 0.050786 | 0.031612 | 0.07603 | 0.079843 | 0.047232 | 0.013974 | 0.25698 | 0.07603 | 0 | 0 | 0.25698 | 0.07603 | [11 empty] | WLDFR | HFTD - Distribution - Tier 2 - 2QU CoRE ¦ 3QU LoRE | Red Flag Warning - Large Fires | 2049 | 6.4453e-08 | 3.2227e-08 | 8.2869e-08 | 7.3713 | 0.88759 | 4.1075 | 2.3763 | 0 | 0 | 0 | 5.3689e-05 |  | 4.7511e-07 | 0 | 4.7511e-07 | 2.3755e-07 | 0 | 2.3755e-07 | 6.1085e-07 | 0 | 6.1085e-07 | [16 empty] | 7.3.1.3 Ignition probability mapping showing the probability of ignition along the electric lines and equipmentWLDFRAggregatedAggregated | WLDFR | HFTD - Distribution - Tier 2 - 2QU CoRE ¦ 3QU LoRE | Seismic - Red Flag Warning - Catastrophic Fires | Aggregated | Aggregated | 2033 | 9.6884e-09 | 0 | 948.5456 | 9.1899e-06 | 2033 | Mitigation | 0.08575 | 30 | 0 | esc | 0.0012005 | 1.1631e-11 | 0.00060025 | 5.8155e-12 | 0.0015435 | 1.4954e-11
[35 empty] | 7.3.1.3 Ignition probability mapping showing the probability of ignition along the electric lines and equipment | WLDFR | HFTD - Distribution - Tier 2 - 5QU CoRE ¦ 1QU LoRE | 2040 | 0.27651 | 0.03155 | 0.17165 | 0 | 0.17165 | 0.019638 | 0.10685 | 0 | 0.10685 | 0.047232 | 0.25698 | 0 | 0.25698 | 0.0496 | 0.26986 | 0 | 0.26986 | 0.047464 | 0.029544 | 0.071056 | 0.074619 | 0.047232 | 0.01306 | 0.25698 | 0.071056 | 0 | 0 | 0.25698 | 0.071056 | [11 empty] | WLDFR | HFTD - Distribution - Tier 2 - 2QU CoRE ¦ 3QU LoRE | Red Flag Warning - Large Fires | 2050 | 0 | 3.2227e-08 | 8.2869e-08 | 7.3713 | 0.88759 | 4.1075 | 2.3763 | 0 | 0 | 0 | 5.3689e-05 |  | 0 | 0 | 0 | 2.3755e-07 | 0 | 2.3755e-07 | 6.1085e-07 | 0 | 6.1085e-07 | [16 empty] | 7.3.1.3 Ignition probability mapping showing the probability of ignition along the electric lines and equipmentWLDFRAggregatedAggregated | WLDFR | HFTD - Distribution - Tier 2 - 2QU CoRE ¦ 3QU LoRE | Seismic - Red Flag Warning - Catastrophic Fires | Aggregated | Aggregated | 2034 | 9.6884e-09 | 0 | 948.5456 | 9.1899e-06 | 2034 | Mitigation | 0.08575 | 30 | 0 | esc | 0.0012005 | 1.1631e-11 | 0.00060025 | 5.8155e-12 | 0.0015435 | 1.4954e-11
[35 empty] | 7.3.1.3 Ignition probability mapping showing the probability of ignition along the electric lines and equipment | WLDFR | HFTD - Distribution - Tier 2 - 5QU CoRE ¦ 1QU LoRE | 2041 | 0.25842 | 0.03155 | 0.17165 | 0 | 0.17165 | 0.019638 | 0.10685 | 0 | 0.10685 | 0.047232 | 0.25698 | 0 | 0.25698 | 0.0496 | 0.26986 | 0 | 0.26986 | 0.044359 | 0.027611 | 0.066408 | 0.069738 | 0.047232 | 0.012206 | 0.25698 | 0.066408 | 0 | 0 | 0.25698 | 0.066408 | [11 empty] | WLDFR | HFTD - Distribution - Tier 2 - 2QU CoRE ¦ 3QU LoRE | Red Flag Warning - Large Fires | 2051 | 0 | 0 | 8.2869e-08 | 7.3713 | 0.88759 | 4.1075 | 2.3763 | 0 | 0 | 0 | 5.3689e-05 |  | 0 | 0 | 0 | 0 | 0 | 0 | 6.1085e-07 | 0 | 6.1085e-07 | [16 empty] | 7.3.1.3 Ignition probability mapping showing the probability of ignition along the electric lines and equipmentWLDFRAggregatedAggregated | WLDFR | HFTD - Distribution - Tier 2 - 2QU CoRE ¦ 3QU LoRE | Seismic - Red Flag Warning - Catastrophic Fires | Aggregated | Aggregated | 2035 | 9.6884e-09 | 0 | 948.5456 | 9.1899e-06 | 2035 | Mitigation | 0.08575 | 30 | 0 | esc | 0.0012005 | 1.1631e-11 | 0.00060025 | 5.8155e-12 | 0.0015435 | 1.4954e-11
[35 empty] | 7.3.1.3 Ignition probability mapping showing the probability of ignition along the electric lines and equipment | WLDFR | HFTD - Distribution - Tier 2 - 5QU CoRE ¦ 1QU LoRE | 2042 | 0.24151 | 0.03155 | 0.17165 | 0 | 0.17165 | 0.019638 | 0.10685 | 0 | 0.10685 | 0.047232 | 0.25698 | 0 | 0.25698 | 0.0496 | 0.26986 | 0 | 0.26986 | 0.041457 | 0.025805 | 0.062063 | 0.065175 | 0.047232 | 0.011407 | 0.25698 | 0.062063 | 0 | 0 | 0.25698 | 0.062063 | [11 empty] | WLDFR | HFTD - Distribution - Tier 2 - 2QU CoRE ¦ 3QU LoRE | Red Flag Warning - Small Fires | 2020 | 6.5877e-07 | 0 | 0 | 0.077901 | 0.036425 | 0.0015809 | 0.039895 | 0 | 0 | 0 | 0.00054874 |  | 5.1318e-08 | 0 | 5.1318e-08 | 0 | 0 | 0 | 0 | 0 | 0 | [16 empty] | 7.3.1.3 Ignition probability mapping showing the probability of ignition along the electric lines and equipmentWLDFRAggregatedAggregated | WLDFR | HFTD - Distribution - Tier 2 - 2QU CoRE ¦ 3QU LoRE | Seismic - Red Flag Warning - Catastrophic Fires | Aggregated | Aggregated | 2036 | 9.6884e-09 | 0 | 948.5456 | 9.1899e-06 | 2036 | Mitigation | 0.08575 | 30 | 0 | esc | 0.0012005 | 1.1631e-11 | 0.00060025 | 5.8155e-12 | 0.0015435 | 1.4954e-11
[35 empty] | 7.3.1.3 Ignition probability mapping showing the probability of ignition along the electric lines and equipment | WLDFR | HFTD - Distribution - Tier 2 - 5QU CoRE ¦ 1QU LoRE | 2043 | 0.22571 | 0.03155 | 0.18021 | 0 | 0.18021 | 0.019638 | 0.11217 | 0 | 0.11217 | 0.047232 | 0.26979 | 0 | 0.26979 | 0.0496 | 0.28332 | 0 | 0.28332 | 0.040677 | 0.025319 | 0.060895 | 0.063949 | 0.047232 | 0.010661 | 0.26979 | 0.060895 | 0 | 0 | 0.26979 | 0.060895 | [11 empty] | WLDFR | HFTD - Distribution - Tier 2 - 2QU CoRE ¦ 3QU LoRE | Red Flag Warning - Small Fires | 2021 | 6.5877e-07 | 3.2938e-07 | 0 | 0.077901 | 0.036425 | 0.0015809 | 0.039895 | 0 | 0 | 0 | 0.00054874 |  | 5.1318e-08 | 0 | 5.1318e-08 | 2.5659e-08 | 0 | 2.5659e-08 | 0 | 0 | 0 | [16 empty] | 7.3.1.3 Ignition probability mapping showing the probability of ignition along the electric lines and equipmentWLDFRAggregatedAggregated | WLDFR | HFTD - Distribution - Tier 2 - 2QU CoRE ¦ 3QU LoRE | Seismic - Red Flag Warning - Catastrophic Fires | Aggregated | Aggregated | 2037 | 9.6884e-09 | 0 | 948.5456 | 9.1899e-06 | 2037 | Mitigation | 0.08575 | 30 | 0 | esc | 0.0012005 | 1.1631e-11 | 0.00060025 | 5.8155e-12 | 0.0015435 | 1.4954e-11
[35 empty] | 7.3.1.3 Ignition probability mapping showing the probability of ignition along the electric lines and equipment | WLDFR | HFTD - Distribution - Tier 2 - 5QU CoRE ¦ 1QU LoRE | 2044 | 0.21095 | 0.03155 | 0.18021 | 0 | 0.18021 | 0.019638 | 0.11217 | 0 | 0.11217 | 0.047232 | 0.26979 | 0 | 0.26979 | 0.0496 | 0.28332 | 0 | 0.28332 | 0.038015 | 0.023663 | 0.056912 | 0.059765 | 0.047232 | 0.0099634 | 0.26979 | 0.056912 | 0 | 0 | 0.26979 | 0.056912 | [11 empty] | WLDFR | HFTD - Distribution - Tier 2 - 2QU CoRE ¦ 3QU LoRE | Red Flag Warning - Small Fires | 2022 | 6.5877e-07 | 3.2938e-07 | 8.4699e-07 | 0.077901 | 0.036425 | 0.0015809 | 0.039895 | 0 | 0 | 0 | 0.00054874 |  | 5.1318e-08 | 0 | 5.1318e-08 | 2.5659e-08 | 0 | 2.5659e-08 | 6.5981e-08 | 0 | 6.5981e-08 | [16 empty] | 7.3.1.3 Ignition probability mapping showing the probability of ignition along the electric lines and equipmentWLDFRAggregatedAggregated | WLDFR | HFTD - Distribution - Tier 2 - 2QU CoRE ¦ 3QU LoRE | Seismic - Red Flag Warning - Catastrophic Fires | Aggregated | Aggregated | 2038 | 9.6884e-09 | 0 | 948.5456 | 9.1899e-06 | 2038 | Mitigation | 0.08575 | 30 | 0 | esc | 0.0012005 | 1.1631e-11 | 0.00060025 | 5.8155e-12 | 0.0015435 | 1.4954e-11
[35 empty] | 7.3.1.3 Ignition probability mapping showing the probability of ignition along the electric lines and equipment | WLDFR | HFTD - Distribution - Tier 2 - 5QU CoRE ¦ 1QU LoRE | 2045 | 0.19715 | 0.03155 | 0.18021 | 0 | 0.18021 | 0.019638 | 0.11217 | 0 | 0.11217 | 0.047232 | 0.26979 | 0 | 0.26979 | 0.0496 | 0.28332 | 0 | 0.28332 | 0.035528 | 0.022115 | 0.053188 | 0.055856 | 0.047232 | 0.0093116 | 0.26979 | 0.053188 | 0 | 0 | 0.26979 | 0.053188 | [11 empty] | WLDFR | HFTD - Distribution - Tier 2 - 2QU CoRE ¦ 3QU LoRE | Red Flag Warning - Small Fires | 2023 | 6.5877e-07 | 3.2938e-07 | 8.4699e-07 | 0.080408 | 0.03759 | 0.0016314 | 0.041187 | 0 | 0 | 0 | 0.00054874 |  | 5.297e-08 | 0 | 5.297e-08 | 2.6485e-08 | 0 | 2.6485e-08 | 6.8105e-08 | 0 | 6.8105e-08 | [16 empty] | 7.3.1.3 Ignition probability mapping showing the probability of ignition along the electric lines and equipmentWLDFRAggregatedAggregated | WLDFR | HFTD - Distribution - Tier 2 - 2QU CoRE ¦ 3QU LoRE | Seismic - Red Flag Warning - Catastrophic Fires | Aggregated | Aggregated | 2039 | 9.6884e-09 | 0 | 948.5456 | 9.1899e-06 | 2039 | Mitigation | 0.08575 | 30 | 0 | esc | 0.0012005 | 1.1631e-11 | 0.00060025 | 5.8155e-12 | 0.0015435 | 1.4954e-11
[35 empty] | 7.3.1.3 Ignition probability mapping showing the probability of ignition along the electric lines and equipment | WLDFR | HFTD - Distribution - Tier 2 - 5QU CoRE ¦ 1QU LoRE | 2046 | 0.18425 | 0.03155 | 0.18021 | 0 | 0.18021 | 0.019638 | 0.11217 | 0 | 0.11217 | 0.047232 | 0.26979 | 0 | 0.26979 | 0.0496 | 0.28332 | 0 | 0.28332 | 0.033204 | 0.020668 | 0.049709 | 0.052201 | 0.047232 | 0.0087024 | 0.26979 | 0.049709 | 0 | 0 | 0.26979 | 0.049709 | [11 empty] | WLDFR | HFTD - Distribution - Tier 2 - 2QU CoRE ¦ 3QU LoRE | Red Flag Warning - Small Fires | 2024 | 6.5877e-07 | 3.2938e-07 | 8.4699e-07 | 0.080408 | 0.03759 | 0.0016314 | 0.041187 | 0 | 0 | 0 | 0.00054874 |  | 5.297e-08 | 0 | 5.297e-08 | 2.6485e-08 | 0 | 2.6485e-08 | 6.8105e-08 | 0 | 6.8105e-08 | [16 empty] | 7.3.1.3 Ignition probability mapping showing the probability of ignition along the electric lines and equipmentWLDFRAggregatedAggregated | WLDFR | HFTD - Distribution - Tier 2 - 2QU CoRE ¦ 3QU LoRE | Seismic - Red Flag Warning - Catastrophic Fires | Aggregated | Aggregated | 2040 | 9.6884e-09 | 0 | 948.5456 | 9.1899e-06 | 2040 | Mitigation | 0.08575 | 30 | 0 | esc | 0.0012005 | 1.1631e-11 | 0.00060025 | 5.8155e-12 | 0.0015435 | 1.4954e-11
[35 empty] | 7.3.1.3 Ignition probability mapping showing the probability of ignition along the electric lines and equipment | WLDFR | HFTD - Distribution - Tier 2 - 5QU CoRE ¦ 1QU LoRE | 2047 | 0.1722 | 0.03155 | 0.18021 | 0 | 0.18021 | 0.019638 | 0.11217 | 0 | 0.11217 | 0.047232 | 0.26979 | 0 | 0.26979 | 0.0496 | 0.28332 | 0 | 0.28332 | 0.031032 | 0.019316 | 0.046457 | 0.048786 | 0.047232 | 0.0081331 | 0.26979 | 0.046457 | 0 | 0 | 0.26979 | 0.046457 | [11 empty] | WLDFR | HFTD - Distribution - Tier 2 - 2QU CoRE ¦ 3QU LoRE | Red Flag Warning - Small Fires | 2025 | 6.5877e-07 | 3.2938e-07 | 8.4699e-07 | 0.080408 | 0.03759 | 0.0016314 | 0.041187 | 0 | 0 | 0 | 0.00054874 |  | 5.297e-08 | 0 | 5.297e-08 | 2.6485e-08 | 0 | 2.6485e-08 | 6.8105e-08 | 0 | 6.8105e-08 | [16 empty] | 7.3.1.3 Ignition probability mapping showing the probability of ignition along the electric lines and equipmentWLDFRAggregatedAggregated | WLDFR | HFTD - Distribution - Tier 2 - 2QU CoRE ¦ 3QU LoRE | Seismic - Red Flag Warning - Catastrophic Fires | Aggregated | Aggregated | 2041 | 9.6884e-09 | 0 | 948.5456 | 9.1899e-06 | 2041 | Mitigation | 0.08575 | 30 | 0 | esc | 0.0012005 | 1.1631e-11 | 0.00060025 | 5.8155e-12 | 0.0015435 | 1.4954e-11
[35 empty] | 7.3.1.3 Ignition probability mapping showing the probability of ignition along the electric lines and equipment | WLDFR | HFTD - Distribution - Tier 2 - 5QU CoRE ¦ 1QU LoRE | 2048 | 0.16093 | 0.03155 | 0.18919 | 0 | 0.18919 | 0.019638 | 0.11776 | 0 | 0.11776 | 0.047232 | 0.28323 | 0 | 0.28323 | 0.0496 | 0.29743 | 0 | 0.29743 | 0.030446 | 0.018951 | 0.04558 | 0.047866 | 0.047232 | 0.0076011 | 0.28323 | 0.04558 | 0 | 0 | 0.28323 | 0.04558 | [11 empty] | WLDFR | HFTD - Distribution - Tier 2 - 2QU CoRE ¦ 3QU LoRE | Red Flag Warning - Small Fires | 2026 | 6.5877e-07 | 3.2938e-07 | 8.4699e-07 | 0.080408 | 0.03759 | 0.0016314 | 0.041187 | 0 | 0 | 0 | 0.00054874 |  | 5.297e-08 | 0 | 5.297e-08 | 2.6485e-08 | 0 | 2.6485e-08 | 6.8105e-08 | 0 | 6.8105e-08 | [16 empty] | 7.3.1.3 Ignition probability mapping showing the probability of ignition along the electric lines and equipmentWLDFRAggregatedAggregated | WLDFR | HFTD - Distribution - Tier 2 - 2QU CoRE ¦ 3QU LoRE | Seismic - Red Flag Warning - Catastrophic Fires | Aggregated | Aggregated | 2042 | 9.6884e-09 | 0 | 948.5456 | 9.1899e-06 | 2042 | Mitigation | 0.08575 | 30 | 0 | esc | 0.0012005 | 1.1631e-11 | 0.00060025 | 5.8155e-12 | 0.0015435 | 1.4954e-11
[35 empty] | 7.3.1.3 Ignition probability mapping showing the probability of ignition along the electric lines and equipment | WLDFR | HFTD - Distribution - Tier 2 - 5QU CoRE ¦ 1QU LoRE | 2049 | 0.1504 | 0.03155 | 0.18919 | 0 | 0.18919 | 0.019638 | 0.11776 | 0 | 0.11776 | 0.047232 | 0.28323 | 0 | 0.28323 | 0.0496 | 0.29743 | 0 | 0.29743 | 0.028455 | 0.017712 | 0.042598 | 0.044734 | 0.047232 | 0.0071038 | 0.28323 | 0.042598 | 0 | 0 | 0.28323 | 0.042598 | [11 empty] | WLDFR | HFTD - Distribution - Tier 2 - 2QU CoRE ¦ 3QU LoRE | Red Flag Warning - Small Fires | 2027 | 6.5877e-07 | 3.2938e-07 | 8.4699e-07 | 0.080408 | 0.03759 | 0.0016314 | 0.041187 | 0 | 0 | 0 | 0.00054874 |  | 5.297e-08 | 0 | 5.297e-08 | 2.6485e-08 | 0 | 2.6485e-08 | 6.8105e-08 | 0 | 6.8105e-08 | [16 empty] | 7.3.1.3 Ignition probability mapping showing the probability of ignition along the electric lines and equipmentWLDFRAggregatedAggregated | WLDFR | HFTD - Distribution - Tier 2 - 2QU CoRE ¦ 3QU LoRE | Seismic - Red Flag Warning - Catastrophic Fires | Aggregated | Aggregated | 2043 | 9.6884e-09 | 0 | 948.5456 | 9.1899e-06 | 2043 | Mitigation | 0.08575 | 30 | 0 | esc | 0.0012005 | 1.1631e-11 | 0.00060025 | 5.8155e-12 | 0.0015435 | 1.4954e-11
[35 empty] | 7.3.1.3 Ignition probability mapping showing the probability of ignition along the electric lines and equipment | WLDFR | HFTD - Distribution - Tier 2 - 5QU CoRE ¦ 1QU LoRE | 2050 | 0.14056 | 0 | 0 | 0 | 0 | 0.019638 | 0.11776 | 0 | 0.11776 | 0.047232 | 0.28323 | 0 | 0.28323 | 0.0496 | 0.29743 | 0 | 0.29743 | 0 | 0.016553 | 0.039812 | 0.041808 | 0.047232 | 0.0066391 | 0.28323 | 0.039812 | 0 | 0 | 0.28323 | 0.039812 | [11 empty] | WLDFR | HFTD - Distribution - Tier 2 - 2QU CoRE ¦ 3QU LoRE | Red Flag Warning - Small Fires | 2028 | 6.5877e-07 | 3.2938e-07 | 8.4699e-07 | 0.083606 | 0.039055 | 0.001695 | 0.042856 | 0 | 0 | 0 | 0.00054874 |  | 5.5077e-08 | 0 | 5.5077e-08 | 2.7539e-08 | 0 | 2.7539e-08 | 7.0813e-08 | 0 | 7.0813e-08 | [16 empty] | 7.3.1.3 Ignition probability mapping showing the probability of ignition along the electric lines and equipmentWLDFRAggregatedAggregated | WLDFR | HFTD - Distribution - Tier 2 - 2QU CoRE ¦ 3QU LoRE | Seismic - Red Flag Warning - Catastrophic Fires | Aggregated | Aggregated | 2044 | 9.6884e-09 | 0 | 948.5456 | 9.1899e-06 | 2044 | Mitigation | 0.08575 | 30 | 0 | esc | 0.0012005 | 1.1631e-11 | 0.00060025 | 5.8155e-12 | 0.0015435 | 1.4954e-11
[35 empty] | 7.3.1.3 Ignition probability mapping showing the probability of ignition along the electric lines and equipment | WLDFR | HFTD - Distribution - Tier 2 - 5QU CoRE ¦ 1QU LoRE | 2051 | 0.13137 | 0 | 0 | 0 | 0 | 0 | 0 | 0 | 0 | 0.047232 | 0.28323 | 0 | 0.28323 | 0.0496 | 0.29743 | 0 | 0.29743 | 0 | 0 | 0.037207 | 0.039073 | 0.047232 | 0.0062047 | 0.28323 | 0.037207 | 0 | 0 | 0.28323 | 0.037207 | [11 empty] | WLDFR | HFTD - Distribution - Tier 2 - 2QU CoRE ¦ 3QU LoRE | Red Flag Warning - Small Fires | 2029 | 6.5877e-07 | 3.2938e-07 | 8.4699e-07 | 0.083606 | 0.039055 | 0.001695 | 0.042856 | 0 | 0 | 0 | 0.00054874 |  | 5.5077e-08 | 0 | 5.5077e-08 | 2.7539e-08 | 0 | 2.7539e-08 | 7.0813e-08 | 0 | 7.0813e-08 | [16 empty] | 7.3.1.3 Ignition probability mapping showing the probability of ignition along the electric lines and equipmentWLDFRAggregatedAggregated | WLDFR | HFTD - Distribution - Tier 2 - 2QU CoRE ¦ 3QU LoRE | Seismic - Red Flag Warning - Catastrophic Fires | Aggregated | Aggregated | 2045 | 9.6884e-09 | 0 | 948.5456 | 9.1899e-06 | 2045 | Mitigation | 0.08575 | 30 | 0 | esc | 0.0012005 | 1.1631e-11 | 0.00060025 | 5.8155e-12 | 0.0015435 | 1.4954e-11
[35 empty] | 7.3.1.3 Ignition probability mapping showing the probability of ignition along the electric lines and equipment | WLDFR | HFTD - Distribution - Tier 2 - 5QU CoRE ¦ 1QU LoRE | 2052 | 0.12277 | 0 | 0 | 0 | 0 | 0 | 0 | 0 | 0 | 0 | 0 | 0 | 0 | 0.0496 | 0.29743 | 0 | 0.29743 | 0 | 0 | 0 | 0.036517 | 0 | 0 | 0 | 0 | 0 | 0 | 0 | 0 | [11 empty] | WLDFR | HFTD - Distribution - Tier 2 - 2QU CoRE ¦ 3QU LoRE | Red Flag Warning - Small Fires | 2030 | 6.5877e-07 | 3.2938e-07 | 8.4699e-07 | 0.083606 | 0.039055 | 0.001695 | 0.042856 | 0 | 0 | 0 | 0.00054874 |  | 5.5077e-08 | 0 | 5.5077e-08 | 2.7539e-08 | 0 | 2.7539e-08 | 7.0813e-08 | 0 | 7.0813e-08 | [16 empty] | 7.3.1.3 Ignition probability mapping showing the probability of ignition along the electric lines and equipmentWLDFRAggregatedAggregated | WLDFR | HFTD - Distribution - Tier 2 - 2QU CoRE ¦ 3QU LoRE | Seismic - Red Flag Warning - Catastrophic Fires | Aggregated | Aggregated | 2046 | 9.6884e-09 | 0 | 948.5456 | 9.1899e-06 | 2046 | Mitigation | 0.08575 | 30 | 0 | esc | 0.0012005 | 1.1631e-11 | 0.00060025 | 5.8155e-12 | 0.0015435 | 1.4954e-11
[35 empty] | 7.3.1.3 Ignition probability mapping showing the probability of ignition along the electric lines and equipment | WLDFR | HFTD - Distribution - Tier 2 - 5QU CoRE ¦ 2QU LoRE | 2020 | 1 | 0.020702 | 0.12494 | 0 | 0.12494 | 0 | 0 | 0 | 0 | 0 | 0 | 0 | 0 | 0 | 0 | 0 | 0 | 0.12494 | 0 | 0 | 0 | 0 | 0 | 0 | 0 | 0 | 0 | 0 | 0 | [11 empty] | WLDFR | HFTD - Distribution - Tier 2 - 2QU CoRE ¦ 3QU LoRE | Red Flag Warning - Small Fires | 2031 | 6.5877e-07 | 3.2938e-07 | 8.4699e-07 | 0.083606 | 0.039055 | 0.001695 | 0.042856 | 0 | 0 | 0 | 0.00054874 |  | 5.5077e-08 | 0 | 5.5077e-08 | 2.7539e-08 | 0 | 2.7539e-08 | 7.0813e-08 | 0 | 7.0813e-08 | [16 empty] | 7.3.1.3 Ignition probability mapping showing the probability of ignition along the electric lines and equipmentWLDFRAggregatedAggregated | WLDFR | HFTD - Distribution - Tier 2 - 2QU CoRE ¦ 3QU LoRE | Seismic - Red Flag Warning - Catastrophic Fires | Aggregated | Aggregated | 2047 | 9.6884e-09 | 0 | 948.5456 | 9.1899e-06 | 2047 | Mitigation | 0.08575 | 30 | 0 | esc | 0.0012005 | 1.1631e-11 | 0.00060025 | 5.8155e-12 | 0.0015435 | 1.4954e-11
[35 empty] | 7.3.1.3 Ignition probability mapping showing the probability of ignition along the electric lines and equipment | WLDFR | HFTD - Distribution - Tier 2 - 5QU CoRE ¦ 2QU LoRE | 2021 | 1 | 0.020702 | 0.12494 | 0 | 0.12494 | 0.012886 | 0.077771 | 0 | 0.077771 | 0 | 0 | 0 | 0 | 0 | 0 | 0 | 0 | 0.12494 | 0.077771 | 0 | 0 | 0 | 0 | 0 | 0 | 0 | 0 | 0 | 0 | [11 empty] | WLDFR | HFTD - Distribution - Tier 2 - 2QU CoRE ¦ 3QU LoRE | Red Flag Warning - Small Fires | 2032 | 6.5877e-07 | 3.2938e-07 | 8.4699e-07 | 0.083606 | 0.039055 | 0.001695 | 0.042856 | 0 | 0 | 0 | 0.00054874 |  | 5.5077e-08 | 0 | 5.5077e-08 | 2.7539e-08 | 0 | 2.7539e-08 | 7.0813e-08 | 0 | 7.0813e-08 | [16 empty] | 7.3.1.3 Ignition probability mapping showing the probability of ignition along the electric lines and equipmentWLDFRAggregatedAggregated | WLDFR | HFTD - Distribution - Tier 2 - 2QU CoRE ¦ 3QU LoRE | Seismic - Red Flag Warning - Catastrophic Fires | Aggregated | Aggregated | 2048 | 9.6884e-09 | 0 | 948.5456 | 9.1899e-06 | 2048 | Mitigation | 0.08575 | 30 | 0 | esc | 0.0012005 | 1.1631e-11 | 0.00060025 | 5.8155e-12 | 0.0015435 | 1.4954e-11
[35 empty] | 7.3.1.3 Ignition probability mapping showing the probability of ignition along the electric lines and equipment | WLDFR | HFTD - Distribution - Tier 2 - 5QU CoRE ¦ 2QU LoRE | 2022 | 0.93458 | 0.020431 | 0.12097 | 0 | 0.12097 | 0.012718 | 0.075295 | 0 | 0.075295 | 0.028085 | 0.16628 | 0 | 0.16628 | 0 | 0 | 0 | 0 | 0.11305 | 0.070369 | 0.1554 | 0 | 0.028085 | 0.026248 | 0.16628 | 0.1554 | 0 | 0 | 0.16628 | 0.1554 | [11 empty] | WLDFR | HFTD - Distribution - Tier 2 - 2QU CoRE ¦ 3QU LoRE | Red Flag Warning - Small Fires | 2033 | 6.5877e-07 | 3.2938e-07 | 8.4699e-07 | 0.087211 | 0.040679 | 0.0017655 | 0.044766 | 0 | 0 | 0 | 0.00054874 |  | 5.7452e-08 | 0 | 5.7452e-08 | 2.8726e-08 | 0 | 2.8726e-08 | 7.3866e-08 | 0 | 7.3866e-08 | [16 empty] | 7.3.1.3 Ignition probability mapping showing the probability of ignition along the electric lines and equipmentWLDFRAggregatedAggregated | WLDFR | HFTD - Distribution - Tier 2 - 2QU CoRE ¦ 3QU LoRE | Seismic - Red Flag Warning - Catastrophic Fires | Aggregated | Aggregated | 2049 | 9.6884e-09 | 0 | 948.5456 | 9.1899e-06 | 2049 | Mitigation | 0.08575 | 30 | 0 | esc | 0.0012005 | 1.1631e-11 | 0.00060025 | 5.8155e-12 | 0.0015435 | 1.4954e-11
[35 empty] | 7.3.1.3 Ignition probability mapping showing the probability of ignition along the electric lines and equipment | WLDFR | HFTD - Distribution - Tier 2 - 5QU CoRE ¦ 2QU LoRE | 2023 | 0.87344 | 0.020431 | 0.12539 | 0 | 0.12539 | 0.012718 | 0.078051 | 0 | 0.078051 | 0.028085 | 0.17236 | 0 | 0.17236 | 0.029493 | 0.18101 | 0 | 0.18101 | 0.10952 | 0.068173 | 0.15055 | 0.1581 | 0.028085 | 0.02453 | 0.17236 | 0.15055 | 0 | 0 | 0.17236 | 0.15055 | [11 empty] | WLDFR | HFTD - Distribution - Tier 2 - 2QU CoRE ¦ 3QU LoRE | Red Flag Warning - Small Fires | 2034 | 6.5877e-07 | 3.2938e-07 | 8.4699e-07 | 0.087211 | 0.040679 | 0.0017655 | 0.044766 | 0 | 0 | 0 | 0.00054874 |  | 5.7452e-08 | 0 | 5.7452e-08 | 2.8726e-08 | 0 | 2.8726e-08 | 7.3866e-08 | 0 | 7.3866e-08 | [16 empty] | 7.3.1.3 Ignition probability mapping showing the probability of ignition along the electric lines and equipmentWLDFRAggregatedAggregated | WLDFR | HFTD - Distribution - Tier 2 - 2QU CoRE ¦ 3QU LoRE | Seismic - Red Flag Warning - Catastrophic Fires | Aggregated | Aggregated | 2050 | 9.6884e-09 | 0 | 948.5456 | 9.1899e-06 | 2050 | Mitigation | 0.08575 | 30 | 0 | esc | 0 | 0 | 0.00060025 | 5.8155e-12 | 0.0015435 | 1.4954e-11
[35 empty] | 7.3.1.3 Ignition probability mapping showing the probability of ignition along the electric lines and equipment | WLDFR | HFTD - Distribution - Tier 2 - 5QU CoRE ¦ 2QU LoRE | 2024 | 0.8163 | 0.020431 | 0.12539 | 0 | 0.12539 | 0.012718 | 0.078051 | 0 | 0.078051 | 0.028085 | 0.17236 | 0 | 0.17236 | 0.029493 | 0.18101 | 0 | 0.18101 | 0.10236 | 0.063713 | 0.1407 | 0.14776 | 0.028085 | 0.022926 | 0.17236 | 0.1407 | 0 | 0 | 0.17236 | 0.1407 | [11 empty] | WLDFR | HFTD - Distribution - Tier 2 - 2QU CoRE ¦ 3QU LoRE | Red Flag Warning - Small Fires | 2035 | 6.5877e-07 | 3.2938e-07 | 8.4699e-07 | 0.087211 | 0.040679 | 0.0017655 | 0.044766 | 0 | 0 | 0 | 0.00054874 |  | 5.7452e-08 | 0 | 5.7452e-08 | 2.8726e-08 | 0 | 2.8726e-08 | 7.3866e-08 | 0 | 7.3866e-08 | [16 empty] | 7.3.1.3 Ignition probability mapping showing the probability of ignition along the electric lines and equipmentWLDFRAggregatedAggregated | WLDFR | HFTD - Distribution - Tier 2 - 2QU CoRE ¦ 3QU LoRE | Seismic - Red Flag Warning - Catastrophic Fires | Aggregated | Aggregated | 2051 | 9.6884e-09 | 0 | 948.5456 | 9.1899e-06 | 2051 | Mitigation | 0.08575 | 30 | 0 | esc | 0 | 0 | 0 | 0 | 0.0015435 | 1.4954e-11
[35 empty] | 7.3.1.3 Ignition probability mapping showing the probability of ignition along the electric lines and equipment | WLDFR | HFTD - Distribution - Tier 2 - 5QU CoRE ¦ 2QU LoRE | 2025 | 0.7629 | 0.020431 | 0.12539 | 0 | 0.12539 | 0.012718 | 0.078051 | 0 | 0.078051 | 0.028085 | 0.17236 | 0 | 0.17236 | 0.029493 | 0.18101 | 0 | 0.18101 | 0.095661 | 0.059545 | 0.1315 | 0.13809 | 0.028085 | 0.021426 | 0.17236 | 0.1315 | 0 | 0 | 0.17236 | 0.1315 | [11 empty] | WLDFR | HFTD - Distribution - Tier 2 - 2QU CoRE ¦ 3QU LoRE | Red Flag Warning - Small Fires | 2036 | 6.5877e-07 | 3.2938e-07 | 8.4699e-07 | 0.087211 | 0.040679 | 0.0017655 | 0.044766 | 0 | 0 | 0 | 0.00054874 |  | 5.7452e-08 | 0 | 5.7452e-08 | 2.8726e-08 | 0 | 2.8726e-08 | 7.3866e-08 | 0 | 7.3866e-08 | [16 empty] | 7.3.1.3 Ignition probability mapping showing the probability of ignition along the electric lines and equipmentWLDFRAggregatedAggregated | WLDFR | HFTD - Distribution - Tier 2 - 2QU CoRE ¦ 4QU LoRE | Non-Red Flag Warning - Catastrophic Fires | Aggregated | Aggregated | 2021 | 3.2522e-06 | 0 | 1130.0763 | 0.0036752 | 2021 | Mitigation | 0.08575 | 30 | 0 | esc | 0.0012005 | 3.9043e-09 | 0.00060025 | 1.9521e-09 | 0 | 0
[35 empty] | 7.3.1.3 Ignition probability mapping showing the probability of ignition along the electric lines and equipment | WLDFR | HFTD - Distribution - Tier 2 - 5QU CoRE ¦ 2QU LoRE | 2026 | 0.71299 | 0.020431 | 0.12539 | 0 | 0.12539 | 0.012718 | 0.078051 | 0 | 0.078051 | 0.028085 | 0.17236 | 0 | 0.17236 | 0.029493 | 0.18101 | 0 | 0.18101 | 0.089403 | 0.055649 | 0.12289 | 0.12906 | 0.028085 | 0.020024 | 0.17236 | 0.12289 | 0 | 0 | 0.17236 | 0.12289 | [11 empty] | WLDFR | HFTD - Distribution - Tier 2 - 2QU CoRE ¦ 3QU LoRE | Red Flag Warning - Small Fires | 2037 | 6.5877e-07 | 3.2938e-07 | 8.4699e-07 | 0.087211 | 0.040679 | 0.0017655 | 0.044766 | 0 | 0 | 0 | 0.00054874 |  | 5.7452e-08 | 0 | 5.7452e-08 | 2.8726e-08 | 0 | 2.8726e-08 | 7.3866e-08 | 0 | 7.3866e-08 | [16 empty] | 7.3.1.3 Ignition probability mapping showing the probability of ignition along the electric lines and equipmentWLDFRAggregatedAggregated | WLDFR | HFTD - Distribution - Tier 2 - 2QU CoRE ¦ 4QU LoRE | Non-Red Flag Warning - Catastrophic Fires | Aggregated | Aggregated | 2022 | 3.2522e-06 | 0 | 1130.0763 | 0.0036752 | 2022 | Mitigation | 0.08575 | 30 | 0 | esc | 0.0012005 | 3.9043e-09 | 0.00060025 | 1.9521e-09 | 0.0015435 | 5.0198e-09
[35 empty] | 7.3.1.3 Ignition probability mapping showing the probability of ignition along the electric lines and equipment | WLDFR | HFTD - Distribution - Tier 2 - 5QU CoRE ¦ 2QU LoRE | 2027 | 0.66634 | 0.020431 | 0.12539 | 0 | 0.12539 | 0.012718 | 0.078051 | 0 | 0.078051 | 0.028085 | 0.17236 | 0 | 0.17236 | 0.029493 | 0.18101 | 0 | 0.18101 | 0.083554 | 0.052009 | 0.11485 | 0.12061 | 0.028085 | 0.018714 | 0.17236 | 0.11485 | 0 | 0 | 0.17236 | 0.11485 | [11 empty] | WLDFR | HFTD - Distribution - Tier 2 - 2QU CoRE ¦ 3QU LoRE | Red Flag Warning - Small Fires | 2038 | 6.5877e-07 | 3.2938e-07 | 8.4699e-07 | 0.091184 | 0.042438 | 0.0018418 | 0.046905 | 0 | 0 | 0 | 0.00054874 |  | 6.0069e-08 | 0 | 6.0069e-08 | 3.0035e-08 | 0 | 3.0035e-08 | 7.7232e-08 | 0 | 7.7232e-08 | [16 empty] | 7.3.1.3 Ignition probability mapping showing the probability of ignition along the electric lines and equipmentWLDFRAggregatedAggregated | WLDFR | HFTD - Distribution - Tier 2 - 2QU CoRE ¦ 4QU LoRE | Non-Red Flag Warning - Catastrophic Fires | Aggregated | Aggregated | 2023 | 3.2522e-06 | 0 | 1130.0763 | 0.0036752 | 2023 | Mitigation | 0.08575 | 30 | 0 | esc | 0.0012005 | 3.9043e-09 | 0.00060025 | 1.9521e-09 | 0.0015435 | 5.0198e-09
[35 empty] | 7.3.1.3 Ignition probability mapping showing the probability of ignition along the electric lines and equipment | WLDFR | HFTD - Distribution - Tier 2 - 5QU CoRE ¦ 2QU LoRE | 2028 | 0.62275 | 0.020431 | 0.13097 | 0 | 0.13097 | 0.012718 | 0.081524 | 0 | 0.081524 | 0.028085 | 0.18003 | 0 | 0.18003 | 0.029493 | 0.18906 | 0 | 0.18906 | 0.081563 | 0.050769 | 0.11212 | 0.11774 | 0.028085 | 0.01749 | 0.18003 | 0.11212 | 0 | 0 | 0.18003 | 0.11212 | [11 empty] | WLDFR | HFTD - Distribution - Tier 2 - 2QU CoRE ¦ 3QU LoRE | Red Flag Warning - Small Fires | 2039 | 6.5877e-07 | 3.2938e-07 | 8.4699e-07 | 0.091184 | 0.042438 | 0.0018418 | 0.046905 | 0 | 0 | 0 | 0.00054874 |  | 6.0069e-08 | 0 | 6.0069e-08 | 3.0035e-08 | 0 | 3.0035e-08 | 7.7232e-08 | 0 | 7.7232e-08 | [16 empty] | 7.3.1.3 Ignition probability mapping showing the probability of ignition along the electric lines and equipmentWLDFRAggregatedAggregated | WLDFR | HFTD - Distribution - Tier 2 - 2QU CoRE ¦ 4QU LoRE | Non-Red Flag Warning - Catastrophic Fires | Aggregated | Aggregated | 2024 | 3.2522e-06 | 0 | 1130.0763 | 0.0036752 | 2024 | Mitigation | 0.08575 | 30 | 0 | esc | 0.0012005 | 3.9043e-09 | 0.00060025 | 1.9521e-09 | 0.0015435 | 5.0198e-09
[35 empty] | 7.3.1.3 Ignition probability mapping showing the probability of ignition along the electric lines and equipment | WLDFR | HFTD - Distribution - Tier 2 - 5QU CoRE ¦ 2QU LoRE | 2029 | 0.58201 | 0.020431 | 0.13097 | 0 | 0.13097 | 0.012718 | 0.081524 | 0 | 0.081524 | 0.028085 | 0.18003 | 0 | 0.18003 | 0.029493 | 0.18906 | 0 | 0.18906 | 0.076227 | 0.047448 | 0.10478 | 0.11004 | 0.028085 | 0.016346 | 0.18003 | 0.10478 | 0 | 0 | 0.18003 | 0.10478 | [11 empty] | WLDFR | HFTD - Distribution - Tier 2 - 2QU CoRE ¦ 3QU LoRE | Red Flag Warning - Small Fires | 2040 | 6.5877e-07 | 3.2938e-07 | 8.4699e-07 | 0.091184 | 0.042438 | 0.0018418 | 0.046905 | 0 | 0 | 0 | 0.00054874 |  | 6.0069e-08 | 0 | 6.0069e-08 | 3.0035e-08 | 0 | 3.0035e-08 | 7.7232e-08 | 0 | 7.7232e-08 | [16 empty] | 7.3.1.3 Ignition probability mapping showing the probability of ignition along the electric lines and equipmentWLDFRAggregatedAggregated | WLDFR | HFTD - Distribution - Tier 2 - 2QU CoRE ¦ 4QU LoRE | Non-Red Flag Warning - Catastrophic Fires | Aggregated | Aggregated | 2025 | 3.2522e-06 | 0 | 1130.0763 | 0.0036752 | 2025 | Mitigation | 0.08575 | 30 | 0 | esc | 0.0012005 | 3.9043e-09 | 0.00060025 | 1.9521e-09 | 0.0015435 | 5.0198e-09
[35 empty] | 7.3.1.3 Ignition probability mapping showing the probability of ignition along the electric lines and equipment | WLDFR | HFTD - Distribution - Tier 2 - 5QU CoRE ¦ 2QU LoRE | 2030 | 0.54393 | 0.020431 | 0.13097 | 0 | 0.13097 | 0.012718 | 0.081524 | 0 | 0.081524 | 0.028085 | 0.18003 | 0 | 0.18003 | 0.029493 | 0.18906 | 0 | 0.18906 | 0.07124 | 0.044344 | 0.097927 | 0.10284 | 0.028085 | 0.015276 | 0.18003 | 0.097927 | 0 | 0 | 0.18003 | 0.097927 | [11 empty] | WLDFR | HFTD - Distribution - Tier 2 - 2QU CoRE ¦ 3QU LoRE | Red Flag Warning - Small Fires | 2041 | 6.5877e-07 | 3.2938e-07 | 8.4699e-07 | 0.091184 | 0.042438 | 0.0018418 | 0.046905 | 0 | 0 | 0 | 0.00054874 |  | 6.0069e-08 | 0 | 6.0069e-08 | 3.0035e-08 | 0 | 3.0035e-08 | 7.7232e-08 | 0 | 7.7232e-08 | [16 empty] | 7.3.1.3 Ignition probability mapping showing the probability of ignition along the electric lines and equipmentWLDFRAggregatedAggregated | WLDFR | HFTD - Distribution - Tier 2 - 2QU CoRE ¦ 4QU LoRE | Non-Red Flag Warning - Catastrophic Fires | Aggregated | Aggregated | 2026 | 3.2522e-06 | 0 | 1130.0763 | 0.0036752 | 2026 | Mitigation | 0.08575 | 30 | 0 | esc | 0.0012005 | 3.9043e-09 | 0.00060025 | 1.9521e-09 | 0.0015435 | 5.0198e-09
[35 empty] | 7.3.1.3 Ignition probability mapping showing the probability of ignition along the electric lines and equipment | WLDFR | HFTD - Distribution - Tier 2 - 5QU CoRE ¦ 2QU LoRE | 2031 | 0.50835 | 0.020431 | 0.13097 | 0 | 0.13097 | 0.012718 | 0.081524 | 0 | 0.081524 | 0.028085 | 0.18003 | 0 | 0.18003 | 0.029493 | 0.18906 | 0 | 0.18906 | 0.066579 | 0.041443 | 0.09152 | 0.09611 | 0.028085 | 0.014277 | 0.18003 | 0.09152 | 0 | 0 | 0.18003 | 0.09152 | [11 empty] | WLDFR | HFTD - Distribution - Tier 2 - 2QU CoRE ¦ 3QU LoRE | Red Flag Warning - Small Fires | 2042 | 6.5877e-07 | 3.2938e-07 | 8.4699e-07 | 0.091184 | 0.042438 | 0.0018418 | 0.046905 | 0 | 0 | 0 | 0.00054874 |  | 6.0069e-08 | 0 | 6.0069e-08 | 3.0035e-08 | 0 | 3.0035e-08 | 7.7232e-08 | 0 | 7.7232e-08 | [16 empty] | 7.3.1.3 Ignition probability mapping showing the probability of ignition along the electric lines and equipmentWLDFRAggregatedAggregated | WLDFR | HFTD - Distribution - Tier 2 - 2QU CoRE ¦ 4QU LoRE | Non-Red Flag Warning - Catastrophic Fires | Aggregated | Aggregated | 2027 | 3.2522e-06 | 0 | 1130.0763 | 0.0036752 | 2027 | Mitigation | 0.08575 | 30 | 0 | esc | 0.0012005 | 3.9043e-09 | 0.00060025 | 1.9521e-09 | 0.0015435 | 5.0198e-09
[35 empty] | 7.3.1.3 Ignition probability mapping showing the probability of ignition along the electric lines and equipment | WLDFR | HFTD - Distribution - Tier 2 - 5QU CoRE ¦ 2QU LoRE | 2032 | 0.47509 | 0.020431 | 0.13097 | 0 | 0.13097 | 0.012718 | 0.081524 | 0 | 0.081524 | 0.028085 | 0.18003 | 0 | 0.18003 | 0.029493 | 0.18906 | 0 | 0.18906 | 0.062224 | 0.038731 | 0.085533 | 0.089822 | 0.028085 | 0.013343 | 0.18003 | 0.085533 | 0 | 0 | 0.18003 | 0.085533 | [11 empty] | WLDFR | HFTD - Distribution - Tier 2 - 2QU CoRE ¦ 3QU LoRE | Red Flag Warning - Small Fires | 2043 | 6.5877e-07 | 3.2938e-07 | 8.4699e-07 | 0.095486 | 0.044306 | 0.0019228 | 0.049257 | 0 | 0 | 0 | 0.00054874 |  | 6.2903e-08 | 0 | 6.2903e-08 | 3.1451e-08 | 0 | 3.1451e-08 | 8.0875e-08 | 0 | 8.0875e-08 | [16 empty] | 7.3.1.3 Ignition probability mapping showing the probability of ignition along the electric lines and equipmentWLDFRAggregatedAggregated | WLDFR | HFTD - Distribution - Tier 2 - 2QU CoRE ¦ 4QU LoRE | Non-Red Flag Warning - Catastrophic Fires | Aggregated | Aggregated | 2028 | 3.2522e-06 | 0 | 1130.0763 | 0.0036752 | 2028 | Mitigation | 0.08575 | 30 | 0 | esc | 0.0012005 | 3.9043e-09 | 0.00060025 | 1.9521e-09 | 0.0015435 | 5.0198e-09
[35 empty] | 7.3.1.3 Ignition probability mapping showing the probability of ignition along the electric lines and equipment | WLDFR | HFTD - Distribution - Tier 2 - 5QU CoRE ¦ 2QU LoRE | 2033 | 0.44401 | 0.020431 | 0.13717 | 0 | 0.13717 | 0.012718 | 0.085385 | 0 | 0.085385 | 0.028085 | 0.18856 | 0 | 0.18856 | 0.029493 | 0.19802 | 0 | 0.19802 | 0.060907 | 0.037912 | 0.083723 | 0.087921 | 0.028085 | 0.01247 | 0.18856 | 0.083723 | 0 | 0 | 0.18856 | 0.083723 | [11 empty] | WLDFR | HFTD - Distribution - Tier 2 - 2QU CoRE ¦ 3QU LoRE | Red Flag Warning - Small Fires | 2044 | 6.5877e-07 | 3.2938e-07 | 8.4699e-07 | 0.095486 | 0.044306 | 0.0019228 | 0.049257 | 0 | 0 | 0 | 0.00054874 |  | 6.2903e-08 | 0 | 6.2903e-08 | 3.1451e-08 | 0 | 3.1451e-08 | 8.0875e-08 | 0 | 8.0875e-08 | [16 empty] | 7.3.1.3 Ignition probability mapping showing the probability of ignition along the electric lines and equipmentWLDFRAggregatedAggregated | WLDFR | HFTD - Distribution - Tier 2 - 2QU CoRE ¦ 4QU LoRE | Non-Red Flag Warning - Catastrophic Fires | Aggregated | Aggregated | 2029 | 3.2522e-06 | 0 | 1130.0763 | 0.0036752 | 2029 | Mitigation | 0.08575 | 30 | 0 | esc | 0.0012005 | 3.9043e-09 | 0.00060025 | 1.9521e-09 | 0.0015435 | 5.0198e-09
[35 empty] | 7.3.1.3 Ignition probability mapping showing the probability of ignition along the electric lines and equipment | WLDFR | HFTD - Distribution - Tier 2 - 5QU CoRE ¦ 2QU LoRE | 2034 | 0.41496 | 0.020431 | 0.13717 | 0 | 0.13717 | 0.012718 | 0.085385 | 0 | 0.085385 | 0.028085 | 0.18856 | 0 | 0.18856 | 0.029493 | 0.19802 | 0 | 0.19802 | 0.056923 | 0.035432 | 0.078246 | 0.08217 | 0.028085 | 0.011654 | 0.18856 | 0.078246 | 0 | 0 | 0.18856 | 0.078246 | [11 empty] | WLDFR | HFTD - Distribution - Tier 2 - 2QU CoRE ¦ 3QU LoRE | Red Flag Warning - Small Fires | 2045 | 6.5877e-07 | 3.2938e-07 | 8.4699e-07 | 0.095486 | 0.044306 | 0.0019228 | 0.049257 | 0 | 0 | 0 | 0.00054874 |  | 6.2903e-08 | 0 | 6.2903e-08 | 3.1451e-08 | 0 | 3.1451e-08 | 8.0875e-08 | 0 | 8.0875e-08 | [16 empty] | 7.3.1.3 Ignition probability mapping showing the probability of ignition along the electric lines and equipmentWLDFRAggregatedAggregated | WLDFR | HFTD - Distribution - Tier 2 - 2QU CoRE ¦ 4QU LoRE | Non-Red Flag Warning - Catastrophic Fires | Aggregated | Aggregated | 2030 | 3.2522e-06 | 0 | 1130.0763 | 0.0036752 | 2030 | Mitigation | 0.08575 | 30 | 0 | esc | 0.0012005 | 3.9043e-09 | 0.00060025 | 1.9521e-09 | 0.0015435 | 5.0198e-09
[35 empty] | 7.3.1.3 Ignition probability mapping showing the probability of ignition along the electric lines and equipment | WLDFR | HFTD - Distribution - Tier 2 - 5QU CoRE ¦ 2QU LoRE | 2035 | 0.38782 | 0.020431 | 0.13717 | 0 | 0.13717 | 0.012718 | 0.085385 | 0 | 0.085385 | 0.028085 | 0.18856 | 0 | 0.18856 | 0.029493 | 0.19802 | 0 | 0.19802 | 0.053199 | 0.033114 | 0.073127 | 0.076794 | 0.028085 | 0.010892 | 0.18856 | 0.073127 | 0 | 0 | 0.18856 | 0.073127 | [11 empty] | WLDFR | HFTD - Distribution - Tier 2 - 2QU CoRE ¦ 3QU LoRE | Red Flag Warning - Small Fires | 2046 | 6.5877e-07 | 3.2938e-07 | 8.4699e-07 | 0.095486 | 0.044306 | 0.0019228 | 0.049257 | 0 | 0 | 0 | 0.00054874 |  | 6.2903e-08 | 0 | 6.2903e-08 | 3.1451e-08 | 0 | 3.1451e-08 | 8.0875e-08 | 0 | 8.0875e-08 | [16 empty] | 7.3.1.3 Ignition probability mapping showing the probability of ignition along the electric lines and equipmentWLDFRAggregatedAggregated | WLDFR | HFTD - Distribution - Tier 2 - 2QU CoRE ¦ 4QU LoRE | Non-Red Flag Warning - Catastrophic Fires | Aggregated | Aggregated | 2031 | 3.2522e-06 | 0 | 1130.0763 | 0.0036752 | 2031 | Mitigation | 0.08575 | 30 | 0 | esc | 0.0012005 | 3.9043e-09 | 0.00060025 | 1.9521e-09 | 0.0015435 | 5.0198e-09
[35 empty] | 7.3.1.3 Ignition probability mapping showing the probability of ignition along the electric lines and equipment | WLDFR | HFTD - Distribution - Tier 2 - 5QU CoRE ¦ 2QU LoRE | 2036 | 0.36245 | 0.020431 | 0.13717 | 0 | 0.13717 | 0.012718 | 0.085385 | 0 | 0.085385 | 0.028085 | 0.18856 | 0 | 0.18856 | 0.029493 | 0.19802 | 0 | 0.19802 | 0.049718 | 0.030947 | 0.068343 | 0.07177 | 0.028085 | 0.010179 | 0.18856 | 0.068343 | 0 | 0 | 0.18856 | 0.068343 | [11 empty] | WLDFR | HFTD - Distribution - Tier 2 - 2QU CoRE ¦ 3QU LoRE | Red Flag Warning - Small Fires | 2047 | 6.5877e-07 | 3.2938e-07 | 8.4699e-07 | 0.095486 | 0.044306 | 0.0019228 | 0.049257 | 0 | 0 | 0 | 0.00054874 |  | 6.2903e-08 | 0 | 6.2903e-08 | 3.1451e-08 | 0 | 3.1451e-08 | 8.0875e-08 | 0 | 8.0875e-08 | [16 empty] | 7.3.1.3 Ignition probability mapping showing the probability of ignition along the electric lines and equipmentWLDFRAggregatedAggregated | WLDFR | HFTD - Distribution - Tier 2 - 2QU CoRE ¦ 4QU LoRE | Non-Red Flag Warning - Catastrophic Fires | Aggregated | Aggregated | 2032 | 3.2522e-06 | 0 | 1130.0763 | 0.0036752 | 2032 | Mitigation | 0.08575 | 30 | 0 | esc | 0.0012005 | 3.9043e-09 | 0.00060025 | 1.9521e-09 | 0.0015435 | 5.0198e-09
[35 empty] | 7.3.1.3 Ignition probability mapping showing the probability of ignition along the electric lines and equipment | WLDFR | HFTD - Distribution - Tier 2 - 5QU CoRE ¦ 2QU LoRE | 2037 | 0.33873 | 0.020431 | 0.13717 | 0 | 0.13717 | 0.012718 | 0.085385 | 0 | 0.085385 | 0.028085 | 0.18856 | 0 | 0.18856 | 0.029493 | 0.19802 | 0 | 0.19802 | 0.046466 | 0.028923 | 0.063872 | 0.067075 | 0.028085 | 0.0095133 | 0.18856 | 0.063872 | 0 | 0 | 0.18856 | 0.063872 | [11 empty] | WLDFR | HFTD - Distribution - Tier 2 - 2QU CoRE ¦ 3QU LoRE | Red Flag Warning - Small Fires | 2048 | 6.5877e-07 | 3.2938e-07 | 8.4699e-07 | 0.10007 | 0.04626 | 0.0020076 | 0.051804 | 0 | 0 | 0 | 0.00054874 |  | 6.5924e-08 | 0 | 6.5924e-08 | 3.2962e-08 | 0 | 3.2962e-08 | 8.4759e-08 | 0 | 8.4759e-08 | [16 empty] | 7.3.1.3 Ignition probability mapping showing the probability of ignition along the electric lines and equipmentWLDFRAggregatedAggregated | WLDFR | HFTD - Distribution - Tier 2 - 2QU CoRE ¦ 4QU LoRE | Non-Red Flag Warning - Catastrophic Fires | Aggregated | Aggregated | 2033 | 3.2522e-06 | 0 | 1130.0763 | 0.0036752 | 2033 | Mitigation | 0.08575 | 30 | 0 | esc | 0.0012005 | 3.9043e-09 | 0.00060025 | 1.9521e-09 | 0.0015435 | 5.0198e-09
[35 empty] | 7.3.1.3 Ignition probability mapping showing the probability of ignition along the electric lines and equipment | WLDFR | HFTD - Distribution - Tier 2 - 5QU CoRE ¦ 2QU LoRE | 2038 | 0.31657 | 0.020431 | 0.14391 | 0 | 0.14391 | 0.012718 | 0.089577 | 0 | 0.089577 | 0.028085 | 0.19782 | 0 | 0.19782 | 0.029493 | 0.20774 | 0 | 0.20774 | 0.045558 | 0.028358 | 0.062624 | 0.065764 | 0.028085 | 0.008891 | 0.19782 | 0.062624 | 0 | 0 | 0.19782 | 0.062624 | [11 empty] | WLDFR | HFTD - Distribution - Tier 2 - 2QU CoRE ¦ 3QU LoRE | Red Flag Warning - Small Fires | 2049 | 6.5877e-07 | 3.2938e-07 | 8.4699e-07 | 0.10007 | 0.04626 | 0.0020076 | 0.051804 | 0 | 0 | 0 | 0.00054874 |  | 6.5924e-08 | 0 | 6.5924e-08 | 3.2962e-08 | 0 | 3.2962e-08 | 8.4759e-08 | 0 | 8.4759e-08 | [16 empty] | 7.3.1.3 Ignition probability mapping showing the probability of ignition along the electric lines and equipmentWLDFRAggregatedAggregated | WLDFR | HFTD - Distribution - Tier 2 - 2QU CoRE ¦ 4QU LoRE | Non-Red Flag Warning - Catastrophic Fires | Aggregated | Aggregated | 2034 | 3.2522e-06 | 0 | 1130.0763 | 0.0036752 | 2034 | Mitigation | 0.08575 | 30 | 0 | esc | 0.0012005 | 3.9043e-09 | 0.00060025 | 1.9521e-09 | 0.0015435 | 5.0198e-09
[35 empty] | 7.3.1.3 Ignition probability mapping showing the probability of ignition along the electric lines and equipment | WLDFR | HFTD - Distribution - Tier 2 - 5QU CoRE ¦ 2QU LoRE | 2039 | 0.29586 | 0.020431 | 0.14391 | 0 | 0.14391 | 0.012718 | 0.089577 | 0 | 0.089577 | 0.028085 | 0.19782 | 0 | 0.19782 | 0.029493 | 0.20774 | 0 | 0.20774 | 0.042578 | 0.026503 | 0.058527 | 0.061462 | 0.028085 | 0.0083093 | 0.19782 | 0.058527 | 0 | 0 | 0.19782 | 0.058527 | [11 empty] | WLDFR | HFTD - Distribution - Tier 2 - 2QU CoRE ¦ 3QU LoRE | Red Flag Warning - Small Fires | 2050 | 0 | 3.2938e-07 | 8.4699e-07 | 0.10007 | 0.04626 | 0.0020076 | 0.051804 | 0 | 0 | 0 | 0.00054874 |  | 0 | 0 | 0 | 3.2962e-08 | 0 | 3.2962e-08 | 8.4759e-08 | 0 | 8.4759e-08 | [16 empty] | 7.3.1.3 Ignition probability mapping showing the probability of ignition along the electric lines and equipmentWLDFRAggregatedAggregated | WLDFR | HFTD - Distribution - Tier 2 - 2QU CoRE ¦ 4QU LoRE | Non-Red Flag Warning - Catastrophic Fires | Aggregated | Aggregated | 2035 | 3.2522e-06 | 0 | 1130.0763 | 0.0036752 | 2035 | Mitigation | 0.08575 | 30 | 0 | esc | 0.0012005 | 3.9043e-09 | 0.00060025 | 1.9521e-09 | 0.0015435 | 5.0198e-09
[35 empty] | 7.3.1.3 Ignition probability mapping showing the probability of ignition along the electric lines and equipment | WLDFR | HFTD - Distribution - Tier 2 - 5QU CoRE ¦ 2QU LoRE | 2040 | 0.27651 | 0.020431 | 0.14391 | 0 | 0.14391 | 0.012718 | 0.089577 | 0 | 0.089577 | 0.028085 | 0.19782 | 0 | 0.19782 | 0.029493 | 0.20774 | 0 | 0.20774 | 0.039792 | 0.024769 | 0.054698 | 0.057441 | 0.028085 | 0.0077657 | 0.19782 | 0.054698 | 0 | 0 | 0.19782 | 0.054698 | [11 empty] | WLDFR | HFTD - Distribution - Tier 2 - 2QU CoRE ¦ 3QU LoRE | Red Flag Warning - Small Fires | 2051 | 0 | 0 | 8.4699e-07 | 0.10007 | 0.04626 | 0.0020076 | 0.051804 | 0 | 0 | 0 | 0.00054874 |  | 0 | 0 | 0 | 0 | 0 | 0 | 8.4759e-08 | 0 | 8.4759e-08 | [16 empty] | 7.3.1.3 Ignition probability mapping showing the probability of ignition along the electric lines and equipmentWLDFRAggregatedAggregated | WLDFR | HFTD - Distribution - Tier 2 - 2QU CoRE ¦ 4QU LoRE | Non-Red Flag Warning - Catastrophic Fires | Aggregated | Aggregated | 2036 | 3.2522e-06 | 0 | 1130.0763 | 0.0036752 | 2036 | Mitigation | 0.08575 | 30 | 0 | esc | 0.0012005 | 3.9043e-09 | 0.00060025 | 1.9521e-09 | 0.0015435 | 5.0198e-09
[35 empty] | 7.3.1.3 Ignition probability mapping showing the probability of ignition along the electric lines and equipment | WLDFR | HFTD - Distribution - Tier 2 - 5QU CoRE ¦ 2QU LoRE | 2041 | 0.25842 | 0.020431 | 0.14391 | 0 | 0.14391 | 0.012718 | 0.089577 | 0 | 0.089577 | 0.028085 | 0.19782 | 0 | 0.19782 | 0.029493 | 0.20774 | 0 | 0.20774 | 0.037189 | 0.023148 | 0.05112 | 0.053683 | 0.028085 | 0.0072577 | 0.19782 | 0.05112 | 0 | 0 | 0.19782 | 0.05112 | [11 empty] | WLDFR | HFTD - Distribution - Tier 2 - 2QU CoRE ¦ 3QU LoRE | Seismic - Non-Red Flag Warning - Catastrophic Fires | 2020 | 2.6968e-13 | 0 | 0 | 21083.8428 | 409.2237 | 13469.0878 | 7205.5313 | 0 | 0 | 0 | 2.2464e-10 |  | 5.6859e-09 | 0 | 5.6859e-09 | 0 | 0 | 0 | 0 | 0 | 0 | [16 empty] | 7.3.1.3 Ignition probability mapping showing the probability of ignition along the electric lines and equipmentWLDFRAggregatedAggregated | WLDFR | HFTD - Distribution - Tier 2 - 2QU CoRE ¦ 4QU LoRE | Non-Red Flag Warning - Catastrophic Fires | Aggregated | Aggregated | 2037 | 3.2522e-06 | 0 | 1130.0763 | 0.0036752 | 2037 | Mitigation | 0.08575 | 30 | 0 | esc | 0.0012005 | 3.9043e-09 | 0.00060025 | 1.9521e-09 | 0.0015435 | 5.0198e-09
[35 empty] | 7.3.1.3 Ignition probability mapping showing the probability of ignition along the electric lines and equipment | WLDFR | HFTD - Distribution - Tier 2 - 5QU CoRE ¦ 2QU LoRE | 2042 | 0.24151 | 0.020431 | 0.14391 | 0 | 0.14391 | 0.012718 | 0.089577 | 0 | 0.089577 | 0.028085 | 0.19782 | 0 | 0.19782 | 0.029493 | 0.20774 | 0 | 0.20774 | 0.034756 | 0.021634 | 0.047776 | 0.050171 | 0.028085 | 0.0067829 | 0.19782 | 0.047776 | 0 | 0 | 0.19782 | 0.047776 | [11 empty] | WLDFR | HFTD - Distribution - Tier 2 - 2QU CoRE ¦ 3QU LoRE | Seismic - Non-Red Flag Warning - Catastrophic Fires | 2021 | 2.6968e-13 | 1.3484e-13 | 0 | 21083.8428 | 409.2237 | 13469.0878 | 7205.5313 | 0 | 0 | 0 | 2.2464e-10 |  | 5.6859e-09 | 0 | 5.6859e-09 | 2.8429e-09 | 0 | 2.8429e-09 | 0 | 0 | 0 | [16 empty] | 7.3.1.3 Ignition probability mapping showing the probability of ignition along the electric lines and equipmentWLDFRAggregatedAggregated | WLDFR | HFTD - Distribution - Tier 2 - 2QU CoRE ¦ 4QU LoRE | Non-Red Flag Warning - Catastrophic Fires | Aggregated | Aggregated | 2038 | 3.2522e-06 | 0 | 1130.0763 | 0.0036752 | 2038 | Mitigation | 0.08575 | 30 | 0 | esc | 0.0012005 | 3.9043e-09 | 0.00060025 | 1.9521e-09 | 0.0015435 | 5.0198e-09
[35 empty] | 7.3.1.3 Ignition probability mapping showing the probability of ignition along the electric lines and equipment | WLDFR | HFTD - Distribution - Tier 2 - 5QU CoRE ¦ 2QU LoRE | 2043 | 0.22571 | 0.020431 | 0.15109 | 0 | 0.15109 | 0.012718 | 0.094044 | 0 | 0.094044 | 0.028085 | 0.20768 | 0 | 0.20768 | 0.029493 | 0.2181 | 0 | 0.2181 | 0.034102 | 0.021227 | 0.046877 | 0.049227 | 0.028085 | 0.0063391 | 0.20768 | 0.046877 | 0 | 0 | 0.20768 | 0.046877 | [11 empty] | WLDFR | HFTD - Distribution - Tier 2 - 2QU CoRE ¦ 3QU LoRE | Seismic - Non-Red Flag Warning - Catastrophic Fires | 2022 | 2.6968e-13 | 1.3484e-13 | 3.4673e-13 | 21083.8428 | 409.2237 | 13469.0878 | 7205.5313 | 0 | 0 | 0 | 2.2464e-10 |  | 5.6859e-09 | 0 | 5.6859e-09 | 2.8429e-09 | 0 | 2.8429e-09 | 7.3104e-09 | 0 | 7.3104e-09 | [16 empty] | 7.3.1.3 Ignition probability mapping showing the probability of ignition along the electric lines and equipmentWLDFRAggregatedAggregated | WLDFR | HFTD - Distribution - Tier 2 - 2QU CoRE ¦ 4QU LoRE | Non-Red Flag Warning - Catastrophic Fires | Aggregated | Aggregated | 2039 | 3.2522e-06 | 0 | 1130.0763 | 0.0036752 | 2039 | Mitigation | 0.08575 | 30 | 0 | esc | 0.0012005 | 3.9043e-09 | 0.00060025 | 1.9521e-09 | 0.0015435 | 5.0198e-09
[35 empty] | 7.3.1.3 Ignition probability mapping showing the probability of ignition along the electric lines and equipment | WLDFR | HFTD - Distribution - Tier 2 - 5QU CoRE ¦ 2QU LoRE | 2044 | 0.21095 | 0.020431 | 0.15109 | 0 | 0.15109 | 0.012718 | 0.094044 | 0 | 0.094044 | 0.028085 | 0.20768 | 0 | 0.20768 | 0.029493 | 0.2181 | 0 | 0.2181 | 0.031871 | 0.019838 | 0.04381 | 0.046007 | 0.028085 | 0.0059244 | 0.20768 | 0.04381 | 0 | 0 | 0.20768 | 0.04381 | [11 empty] | WLDFR | HFTD - Distribution - Tier 2 - 2QU CoRE ¦ 3QU LoRE | Seismic - Non-Red Flag Warning - Catastrophic Fires | 2023 | 2.6968e-13 | 1.3484e-13 | 3.4673e-13 | 21835.9781 | 428.6023 | 13939.561 | 7467.8148 | 0 | 0 | 0 | 2.2464e-10 |  | 5.8887e-09 | 0 | 5.8887e-09 | 2.9444e-09 | 0 | 2.9444e-09 | 7.5712e-09 | 0 | 7.5712e-09 | [16 empty] | 7.3.1.3 Ignition probability mapping showing the probability of ignition along the electric lines and equipmentWLDFRAggregatedAggregated | WLDFR | HFTD - Distribution - Tier 2 - 2QU CoRE ¦ 4QU LoRE | Non-Red Flag Warning - Catastrophic Fires | Aggregated | Aggregated | 2040 | 3.2522e-06 | 0 | 1130.0763 | 0.0036752 | 2040 | Mitigation | 0.08575 | 30 | 0 | esc | 0.0012005 | 3.9043e-09 | 0.00060025 | 1.9521e-09 | 0.0015435 | 5.0198e-09
[35 empty] | 7.3.1.3 Ignition probability mapping showing the probability of ignition along the electric lines and equipment | WLDFR | HFTD - Distribution - Tier 2 - 5QU CoRE ¦ 2QU LoRE | 2045 | 0.19715 | 0.020431 | 0.15109 | 0 | 0.15109 | 0.012718 | 0.094044 | 0 | 0.094044 | 0.028085 | 0.20768 | 0 | 0.20768 | 0.029493 | 0.2181 | 0 | 0.2181 | 0.029786 | 0.01854 | 0.040944 | 0.042997 | 0.028085 | 0.0055369 | 0.20768 | 0.040944 | 0 | 0 | 0.20768 | 0.040944 | [11 empty] | WLDFR | HFTD - Distribution - Tier 2 - 2QU CoRE ¦ 3QU LoRE | Seismic - Non-Red Flag Warning - Catastrophic Fires | 2024 | 2.6968e-13 | 1.3484e-13 | 3.4673e-13 | 21835.9781 | 428.6023 | 13939.561 | 7467.8148 | 0 | 0 | 0 | 2.2464e-10 |  | 5.8887e-09 | 0 | 5.8887e-09 | 2.9444e-09 | 0 | 2.9444e-09 | 7.5712e-09 | 0 | 7.5712e-09 | [16 empty] | 7.3.1.3 Ignition probability mapping showing the probability of ignition along the electric lines and equipmentWLDFRAggregatedAggregated | WLDFR | HFTD - Distribution - Tier 2 - 2QU CoRE ¦ 4QU LoRE | Non-Red Flag Warning - Catastrophic Fires | Aggregated | Aggregated | 2041 | 3.2522e-06 | 0 | 1130.0763 | 0.0036752 | 2041 | Mitigation | 0.08575 | 30 | 0 | esc | 0.0012005 | 3.9043e-09 | 0.00060025 | 1.9521e-09 | 0.0015435 | 5.0198e-09
[35 empty] | 7.3.1.3 Ignition probability mapping showing the probability of ignition along the electric lines and equipment | WLDFR | HFTD - Distribution - Tier 2 - 5QU CoRE ¦ 2QU LoRE | 2046 | 0.18425 | 0.020431 | 0.15109 | 0 | 0.15109 | 0.012718 | 0.094044 | 0 | 0.094044 | 0.028085 | 0.20768 | 0 | 0.20768 | 0.029493 | 0.2181 | 0 | 0.2181 | 0.027837 | 0.017327 | 0.038265 | 0.040184 | 0.028085 | 0.0051746 | 0.20768 | 0.038265 | 0 | 0 | 0.20768 | 0.038265 | [11 empty] | WLDFR | HFTD - Distribution - Tier 2 - 2QU CoRE ¦ 3QU LoRE | Seismic - Non-Red Flag Warning - Catastrophic Fires | 2025 | 2.6968e-13 | 1.3484e-13 | 3.4673e-13 | 21835.9781 | 428.6023 | 13939.561 | 7467.8148 | 0 | 0 | 0 | 2.2464e-10 |  | 5.8887e-09 | 0 | 5.8887e-09 | 2.9444e-09 | 0 | 2.9444e-09 | 7.5712e-09 | 0 | 7.5712e-09 | [16 empty] | 7.3.1.3 Ignition probability mapping showing the probability of ignition along the electric lines and equipmentWLDFRAggregatedAggregated | WLDFR | HFTD - Distribution - Tier 2 - 2QU CoRE ¦ 4QU LoRE | Non-Red Flag Warning - Catastrophic Fires | Aggregated | Aggregated | 2042 | 3.2522e-06 | 0 | 1130.0763 | 0.0036752 | 2042 | Mitigation | 0.08575 | 30 | 0 | esc | 0.0012005 | 3.9043e-09 | 0.00060025 | 1.9521e-09 | 0.0015435 | 5.0198e-09
[35 empty] | 7.3.1.3 Ignition probability mapping showing the probability of ignition along the electric lines and equipment | WLDFR | HFTD - Distribution - Tier 2 - 5QU CoRE ¦ 2QU LoRE | 2047 | 0.1722 | 0.020431 | 0.15109 | 0 | 0.15109 | 0.012718 | 0.094044 | 0 | 0.094044 | 0.028085 | 0.20768 | 0 | 0.20768 | 0.029493 | 0.2181 | 0 | 0.2181 | 0.026016 | 0.016194 | 0.035762 | 0.037555 | 0.028085 | 0.0048361 | 0.20768 | 0.035762 | 0 | 0 | 0.20768 | 0.035762 | [11 empty] | WLDFR | HFTD - Distribution - Tier 2 - 2QU CoRE ¦ 3QU LoRE | Seismic - Non-Red Flag Warning - Catastrophic Fires | 2026 | 2.6968e-13 | 1.3484e-13 | 3.4673e-13 | 21835.9781 | 428.6023 | 13939.561 | 7467.8148 | 0 | 0 | 0 | 2.2464e-10 |  | 5.8887e-09 | 0 | 5.8887e-09 | 2.9444e-09 | 0 | 2.9444e-09 | 7.5712e-09 | 0 | 7.5712e-09 | [16 empty] | 7.3.1.3 Ignition probability mapping showing the probability of ignition along the electric lines and equipmentWLDFRAggregatedAggregated | WLDFR | HFTD - Distribution - Tier 2 - 2QU CoRE ¦ 4QU LoRE | Non-Red Flag Warning - Catastrophic Fires | Aggregated | Aggregated | 2043 | 3.2522e-06 | 0 | 1130.0763 | 0.0036752 | 2043 | Mitigation | 0.08575 | 30 | 0 | esc | 0.0012005 | 3.9043e-09 | 0.00060025 | 1.9521e-09 | 0.0015435 | 5.0198e-09
[35 empty] | 7.3.1.3 Ignition probability mapping showing the probability of ignition along the electric lines and equipment | WLDFR | HFTD - Distribution - Tier 2 - 5QU CoRE ¦ 2QU LoRE | 2048 | 0.16093 | 0.020431 | 0.15861 | 0 | 0.15861 | 0.012718 | 0.098727 | 0 | 0.098727 | 0.028085 | 0.21803 | 0 | 0.21803 | 0.029493 | 0.22896 | 0 | 0.22896 | 0.025525 | 0.015888 | 0.035087 | 0.036846 | 0.028085 | 0.0045197 | 0.21803 | 0.035087 | 0 | 0 | 0.21803 | 0.035087 | [11 empty] | WLDFR | HFTD - Distribution - Tier 2 - 2QU CoRE ¦ 3QU LoRE | Seismic - Non-Red Flag Warning - Catastrophic Fires | 2027 | 2.6968e-13 | 1.3484e-13 | 3.4673e-13 | 21835.9781 | 428.6023 | 13939.561 | 7467.8148 | 0 | 0 | 0 | 2.2464e-10 |  | 5.8887e-09 | 0 | 5.8887e-09 | 2.9444e-09 | 0 | 2.9444e-09 | 7.5712e-09 | 0 | 7.5712e-09 | [16 empty] | 7.3.1.3 Ignition probability mapping showing the probability of ignition along the electric lines and equipmentWLDFRAggregatedAggregated | WLDFR | HFTD - Distribution - Tier 2 - 2QU CoRE ¦ 4QU LoRE | Non-Red Flag Warning - Catastrophic Fires | Aggregated | Aggregated | 2044 | 3.2522e-06 | 0 | 1130.0763 | 0.0036752 | 2044 | Mitigation | 0.08575 | 30 | 0 | esc | 0.0012005 | 3.9043e-09 | 0.00060025 | 1.9521e-09 | 0.0015435 | 5.0198e-09
[35 empty] | 7.3.1.3 Ignition probability mapping showing the probability of ignition along the electric lines and equipment | WLDFR | HFTD - Distribution - Tier 2 - 5QU CoRE ¦ 2QU LoRE | 2049 | 0.1504 | 0.020431 | 0.15861 | 0 | 0.15861 | 0.012718 | 0.098727 | 0 | 0.098727 | 0.028085 | 0.21803 | 0 | 0.21803 | 0.029493 | 0.22896 | 0 | 0.22896 | 0.023855 | 0.014849 | 0.032792 | 0.034436 | 0.028085 | 0.004224 | 0.21803 | 0.032792 | 0 | 0 | 0.21803 | 0.032792 | [11 empty] | WLDFR | HFTD - Distribution - Tier 2 - 2QU CoRE ¦ 3QU LoRE | Seismic - Non-Red Flag Warning - Catastrophic Fires | 2028 | 2.6968e-13 | 1.3484e-13 | 3.4673e-13 | 22783.187 | 453.261 | 14531.3357 | 7798.5904 | 0 | 0 | 0 | 2.2464e-10 |  | 6.1441e-09 | 0 | 6.1441e-09 | 3.0721e-09 | 0 | 3.0721e-09 | 7.8996e-09 | 0 | 7.8996e-09 | [16 empty] | 7.3.1.3 Ignition probability mapping showing the probability of ignition along the electric lines and equipmentWLDFRAggregatedAggregated | WLDFR | HFTD - Distribution - Tier 2 - 2QU CoRE ¦ 4QU LoRE | Non-Red Flag Warning - Catastrophic Fires | Aggregated | Aggregated | 2045 | 3.2522e-06 | 0 | 1130.0763 | 0.0036752 | 2045 | Mitigation | 0.08575 | 30 | 0 | esc | 0.0012005 | 3.9043e-09 | 0.00060025 | 1.9521e-09 | 0.0015435 | 5.0198e-09
[35 empty] | 7.3.1.3 Ignition probability mapping showing the probability of ignition along the electric lines and equipment | WLDFR | HFTD - Distribution - Tier 2 - 5QU CoRE ¦ 2QU LoRE | 2050 | 0.14056 | 0 | 0 | 0 | 0 | 0.012718 | 0.098727 | 0 | 0.098727 | 0.028085 | 0.21803 | 0 | 0.21803 | 0.029493 | 0.22896 | 0 | 0.22896 | 0 | 0.013877 | 0.030646 | 0.032183 | 0.028085 | 0.0039477 | 0.21803 | 0.030646 | 0 | 0 | 0.21803 | 0.030646 | [11 empty] | WLDFR | HFTD - Distribution - Tier 2 - 2QU CoRE ¦ 3QU LoRE | Seismic - Non-Red Flag Warning - Catastrophic Fires | 2029 | 2.6968e-13 | 1.3484e-13 | 3.4673e-13 | 22783.187 | 453.261 | 14531.3357 | 7798.5904 | 0 | 0 | 0 | 2.2464e-10 |  | 6.1441e-09 | 0 | 6.1441e-09 | 3.0721e-09 | 0 | 3.0721e-09 | 7.8996e-09 | 0 | 7.8996e-09 | [16 empty] | 7.3.1.3 Ignition probability mapping showing the probability of ignition along the electric lines and equipmentWLDFRAggregatedAggregated | WLDFR | HFTD - Distribution - Tier 2 - 2QU CoRE ¦ 4QU LoRE | Non-Red Flag Warning - Catastrophic Fires | Aggregated | Aggregated | 2046 | 3.2522e-06 | 0 | 1130.0763 | 0.0036752 | 2046 | Mitigation | 0.08575 | 30 | 0 | esc | 0.0012005 | 3.9043e-09 | 0.00060025 | 1.9521e-09 | 0.0015435 | 5.0198e-09
[35 empty] | 7.3.1.3 Ignition probability mapping showing the probability of ignition along the electric lines and equipment | WLDFR | HFTD - Distribution - Tier 2 - 5QU CoRE ¦ 2QU LoRE | 2051 | 0.13137 | 0 | 0 | 0 | 0 | 0 | 0 | 0 | 0 | 0.028085 | 0.21803 | 0 | 0.21803 | 0.029493 | 0.22896 | 0 | 0.22896 | 0 | 0 | 0.028641 | 0.030078 | 0.028085 | 0.0036894 | 0.21803 | 0.028641 | 0 | 0 | 0.21803 | 0.028641 | [11 empty] | WLDFR | HFTD - Distribution - Tier 2 - 2QU CoRE ¦ 3QU LoRE | Seismic - Non-Red Flag Warning - Catastrophic Fires | 2030 | 2.6968e-13 | 1.3484e-13 | 3.4673e-13 | 22783.187 | 453.261 | 14531.3357 | 7798.5904 | 0 | 0 | 0 | 2.2464e-10 |  | 6.1441e-09 | 0 | 6.1441e-09 | 3.0721e-09 | 0 | 3.0721e-09 | 7.8996e-09 | 0 | 7.8996e-09 | [16 empty] | 7.3.1.3 Ignition probability mapping showing the probability of ignition along the electric lines and equipmentWLDFRAggregatedAggregated | WLDFR | HFTD - Distribution - Tier 2 - 2QU CoRE ¦ 4QU LoRE | Non-Red Flag Warning - Catastrophic Fires | Aggregated | Aggregated | 2047 | 3.2522e-06 | 0 | 1130.0763 | 0.0036752 | 2047 | Mitigation | 0.08575 | 30 | 0 | esc | 0.0012005 | 3.9043e-09 | 0.00060025 | 1.9521e-09 | 0.0015435 | 5.0198e-09
[35 empty] | 7.3.1.3 Ignition probability mapping showing the probability of ignition along the electric lines and equipment | WLDFR | HFTD - Distribution - Tier 2 - 5QU CoRE ¦ 2QU LoRE | 2052 | 0.12277 | 0 | 0 | 0 | 0 | 0 | 0 | 0 | 0 | 0 | 0 | 0 | 0 | 0.029493 | 0.22896 | 0 | 0.22896 | 0 | 0 | 0 | 0.02811 | 0 | 0 | 0 | 0 | 0 | 0 | 0 | 0 | [11 empty] | WLDFR | HFTD - Distribution - Tier 2 - 2QU CoRE ¦ 3QU LoRE | Seismic - Non-Red Flag Warning - Catastrophic Fires | 2031 | 2.6968e-13 | 1.3484e-13 | 3.4673e-13 | 22783.187 | 453.261 | 14531.3357 | 7798.5904 | 0 | 0 | 0 | 2.2464e-10 |  | 6.1441e-09 | 0 | 6.1441e-09 | 3.0721e-09 | 0 | 3.0721e-09 | 7.8996e-09 | 0 | 7.8996e-09 | [16 empty] | 7.3.1.3 Ignition probability mapping showing the probability of ignition along the electric lines and equipmentWLDFRAggregatedAggregated | WLDFR | HFTD - Distribution - Tier 2 - 2QU CoRE ¦ 4QU LoRE | Non-Red Flag Warning - Catastrophic Fires | Aggregated | Aggregated | 2048 | 3.2522e-06 | 0 | 1130.0763 | 0.0036752 | 2048 | Mitigation | 0.08575 | 30 | 0 | esc | 0.0012005 | 3.9043e-09 | 0.00060025 | 1.9521e-09 | 0.0015435 | 5.0198e-09
[35 empty] | 7.3.1.3 Ignition probability mapping showing the probability of ignition along the electric lines and equipment | WLDFR | HFTD - Distribution - Tier 2 - 5QU CoRE ¦ 3QU LoRE | 2020 | 1 | 0.0093046 | 0.043908 | 0 | 0.043908 | 0 | 0 | 0 | 0 | 0 | 0 | 0 | 0 | 0 | 0 | 0 | 0 | 0.043908 | 0 | 0 | 0 | 0 | 0 | 0 | 0 | 0 | 0 | 0 | 0 | [11 empty] | WLDFR | HFTD - Distribution - Tier 2 - 2QU CoRE ¦ 3QU LoRE | Seismic - Non-Red Flag Warning - Catastrophic Fires | 2032 | 2.6968e-13 | 1.3484e-13 | 3.4673e-13 | 22783.187 | 453.261 | 14531.3357 | 7798.5904 | 0 | 0 | 0 | 2.2464e-10 |  | 6.1441e-09 | 0 | 6.1441e-09 | 3.0721e-09 | 0 | 3.0721e-09 | 7.8996e-09 | 0 | 7.8996e-09 | [16 empty] | 7.3.1.3 Ignition probability mapping showing the probability of ignition along the electric lines and equipmentWLDFRAggregatedAggregated | WLDFR | HFTD - Distribution - Tier 2 - 2QU CoRE ¦ 4QU LoRE | Non-Red Flag Warning - Catastrophic Fires | Aggregated | Aggregated | 2049 | 3.2522e-06 | 0 | 1130.0763 | 0.0036752 | 2049 | Mitigation | 0.08575 | 30 | 0 | esc | 0.0012005 | 3.9043e-09 | 0.00060025 | 1.9521e-09 | 0.0015435 | 5.0198e-09
[35 empty] | 7.3.1.3 Ignition probability mapping showing the probability of ignition along the electric lines and equipment | WLDFR | HFTD - Distribution - Tier 2 - 5QU CoRE ¦ 3QU LoRE | 2021 | 1 | 0.0093046 | 0.043908 | 0 | 0.043908 | 0.0057917 | 0.027331 | 0 | 0.027331 | 0 | 0 | 0 | 0 | 0 | 0 | 0 | 0 | 0.043908 | 0.027331 | 0 | 0 | 0 | 0 | 0 | 0 | 0 | 0 | 0 | 0 | [11 empty] | WLDFR | HFTD - Distribution - Tier 2 - 2QU CoRE ¦ 3QU LoRE | Seismic - Non-Red Flag Warning - Catastrophic Fires | 2033 | 2.6968e-13 | 1.3484e-13 | 3.4673e-13 | 23835.2641 | 480.9649 | 15187.7294 | 8166.5698 | 0 | 0 | 0 | 2.2464e-10 |  | 6.4279e-09 | 0 | 6.4279e-09 | 3.2139e-09 | 0 | 3.2139e-09 | 8.2644e-09 | 0 | 8.2644e-09 | [16 empty] | 7.3.1.3 Ignition probability mapping showing the probability of ignition along the electric lines and equipmentWLDFRAggregatedAggregated | WLDFR | HFTD - Distribution - Tier 2 - 2QU CoRE ¦ 4QU LoRE | Non-Red Flag Warning - Catastrophic Fires | Aggregated | Aggregated | 2050 | 3.2522e-06 | 0 | 1130.0763 | 0.0036752 | 2050 | Mitigation | 0.08575 | 30 | 0 | esc | 0 | 0 | 0.00060025 | 1.9521e-09 | 0.0015435 | 5.0198e-09
[35 empty] | 7.3.1.3 Ignition probability mapping showing the probability of ignition along the electric lines and equipment | WLDFR | HFTD - Distribution - Tier 2 - 5QU CoRE ¦ 3QU LoRE | 2022 | 0.93458 | 0.0091264 | 0.045934 | 0 | 0.045934 | 0.0056807 | 0.028592 | 0 | 0.028592 | 0.013792 | 0.069417 | 0 | 0.069417 | 0 | 0 | 0 | 0 | 0.042929 | 0.026721 | 0.064876 | 0 | 0.013792 | 0.01289 | 0.069417 | 0.064876 | 0 | 0 | 0.069417 | 0.064876 | [11 empty] | WLDFR | HFTD - Distribution - Tier 2 - 2QU CoRE ¦ 3QU LoRE | Seismic - Non-Red Flag Warning - Catastrophic Fires | 2034 | 2.6968e-13 | 1.3484e-13 | 3.4673e-13 | 23835.2641 | 480.9649 | 15187.7294 | 8166.5698 | 0 | 0 | 0 | 2.2464e-10 |  | 6.4279e-09 | 0 | 6.4279e-09 | 3.2139e-09 | 0 | 3.2139e-09 | 8.2644e-09 | 0 | 8.2644e-09 | [16 empty] | 7.3.1.3 Ignition probability mapping showing the probability of ignition along the electric lines and equipmentWLDFRAggregatedAggregated | WLDFR | HFTD - Distribution - Tier 2 - 2QU CoRE ¦ 4QU LoRE | Non-Red Flag Warning - Catastrophic Fires | Aggregated | Aggregated | 2051 | 3.2522e-06 | 0 | 1130.0763 | 0.0036752 | 2051 | Mitigation | 0.08575 | 30 | 0 | esc | 0 | 0 | 0 | 0 | 0.0015435 | 5.0198e-09
[35 empty] | 7.3.1.3 Ignition probability mapping showing the probability of ignition along the electric lines and equipment | WLDFR | HFTD - Distribution - Tier 2 - 5QU CoRE ¦ 3QU LoRE | 2023 | 0.87344 | 0.0091264 | 0.047614 | 0 | 0.047614 | 0.0056807 | 0.029638 | 0 | 0.029638 | 0.013792 | 0.071957 | 0 | 0.071957 | 0.014484 | 0.075565 | 0 | 0.075565 | 0.041588 | 0.025887 | 0.06285 | 0.066001 | 0.013792 | 0.012047 | 0.071957 | 0.06285 | 0 | 0 | 0.071957 | 0.06285 | [11 empty] | WLDFR | HFTD - Distribution - Tier 2 - 2QU CoRE ¦ 3QU LoRE | Seismic - Non-Red Flag Warning - Catastrophic Fires | 2035 | 2.6968e-13 | 1.3484e-13 | 3.4673e-13 | 23835.2641 | 480.9649 | 15187.7294 | 8166.5698 | 0 | 0 | 0 | 2.2464e-10 |  | 6.4279e-09 | 0 | 6.4279e-09 | 3.2139e-09 | 0 | 3.2139e-09 | 8.2644e-09 | 0 | 8.2644e-09 | [16 empty] | 7.3.1.3 Ignition probability mapping showing the probability of ignition along the electric lines and equipmentWLDFRAggregatedAggregated | WLDFR | HFTD - Distribution - Tier 2 - 2QU CoRE ¦ 4QU LoRE | Non-Red Flag Warning - Destructive Fires | Aggregated | Aggregated | 2021 | 3.1805e-06 | 0 | 1130.0763 | 0.0035942 | 2021 | Mitigation | 0.08575 | 30 | 0 | esc | 0.0012005 | 3.8182e-09 | 0.00060025 | 1.9091e-09 | 0 | 0
[35 empty] | 7.3.1.3 Ignition probability mapping showing the probability of ignition along the electric lines and equipment | WLDFR | HFTD - Distribution - Tier 2 - 5QU CoRE ¦ 3QU LoRE | 2024 | 0.8163 | 0.0091264 | 0.047614 | 0 | 0.047614 | 0.0056807 | 0.029638 | 0 | 0.029638 | 0.013792 | 0.071957 | 0 | 0.071957 | 0.014484 | 0.075565 | 0 | 0.075565 | 0.038867 | 0.024193 | 0.058738 | 0.061683 | 0.013792 | 0.011259 | 0.071957 | 0.058738 | 0 | 0 | 0.071957 | 0.058738 | [11 empty] | WLDFR | HFTD - Distribution - Tier 2 - 2QU CoRE ¦ 3QU LoRE | Seismic - Non-Red Flag Warning - Catastrophic Fires | 2036 | 2.6968e-13 | 1.3484e-13 | 3.4673e-13 | 23835.2641 | 480.9649 | 15187.7294 | 8166.5698 | 0 | 0 | 0 | 2.2464e-10 |  | 6.4279e-09 | 0 | 6.4279e-09 | 3.2139e-09 | 0 | 3.2139e-09 | 8.2644e-09 | 0 | 8.2644e-09 | [16 empty] | 7.3.1.3 Ignition probability mapping showing the probability of ignition along the electric lines and equipmentWLDFRAggregatedAggregated | WLDFR | HFTD - Distribution - Tier 2 - 2QU CoRE ¦ 4QU LoRE | Non-Red Flag Warning - Destructive Fires | Aggregated | Aggregated | 2022 | 3.1805e-06 | 0 | 1130.0763 | 0.0035942 | 2022 | Mitigation | 0.08575 | 30 | 0 | esc | 0.0012005 | 3.8182e-09 | 0.00060025 | 1.9091e-09 | 0.0015435 | 4.9091e-09
[35 empty] | 7.3.1.3 Ignition probability mapping showing the probability of ignition along the electric lines and equipment | WLDFR | HFTD - Distribution - Tier 2 - 5QU CoRE ¦ 3QU LoRE | 2025 | 0.7629 | 0.0091264 | 0.047614 | 0 | 0.047614 | 0.0056807 | 0.029638 | 0 | 0.029638 | 0.013792 | 0.071957 | 0 | 0.071957 | 0.014484 | 0.075565 | 0 | 0.075565 | 0.036324 | 0.02261 | 0.054895 | 0.057648 | 0.013792 | 0.010522 | 0.071957 | 0.054895 | 0 | 0 | 0.071957 | 0.054895 | [11 empty] | WLDFR | HFTD - Distribution - Tier 2 - 2QU CoRE ¦ 3QU LoRE | Seismic - Non-Red Flag Warning - Catastrophic Fires | 2037 | 2.6968e-13 | 1.3484e-13 | 3.4673e-13 | 23835.2641 | 480.9649 | 15187.7294 | 8166.5698 | 0 | 0 | 0 | 2.2464e-10 |  | 6.4279e-09 | 0 | 6.4279e-09 | 3.2139e-09 | 0 | 3.2139e-09 | 8.2644e-09 | 0 | 8.2644e-09 | [16 empty] | 7.3.1.3 Ignition probability mapping showing the probability of ignition along the electric lines and equipmentWLDFRAggregatedAggregated | WLDFR | HFTD - Distribution - Tier 2 - 2QU CoRE ¦ 4QU LoRE | Non-Red Flag Warning - Destructive Fires | Aggregated | Aggregated | 2023 | 3.1805e-06 | 0 | 1130.0763 | 0.0035942 | 2023 | Mitigation | 0.08575 | 30 | 0 | esc | 0.0012005 | 3.8182e-09 | 0.00060025 | 1.9091e-09 | 0.0015435 | 4.9091e-09
[35 empty] | 7.3.1.3 Ignition probability mapping showing the probability of ignition along the electric lines and equipment | WLDFR | HFTD - Distribution - Tier 2 - 5QU CoRE ¦ 3QU LoRE | 2026 | 0.71299 | 0.0091264 | 0.047614 | 0 | 0.047614 | 0.0056807 | 0.029638 | 0 | 0.029638 | 0.013792 | 0.071957 | 0 | 0.071957 | 0.014484 | 0.075565 | 0 | 0.075565 | 0.033948 | 0.021131 | 0.051304 | 0.053877 | 0.013792 | 0.0098337 | 0.071957 | 0.051304 | 0 | 0 | 0.071957 | 0.051304 | [11 empty] | WLDFR | HFTD - Distribution - Tier 2 - 2QU CoRE ¦ 3QU LoRE | Seismic - Non-Red Flag Warning - Catastrophic Fires | 2038 | 2.6968e-13 | 1.3484e-13 | 3.4673e-13 | 24976.6418 | 511.3745 | 15898.8237 | 8566.4437 | 0 | 0 | 0 | 2.2464e-10 |  | 6.7357e-09 | 0 | 6.7357e-09 | 3.3678e-09 | 0 | 3.3678e-09 | 8.6602e-09 | 0 | 8.6602e-09 | [16 empty] | 7.3.1.3 Ignition probability mapping showing the probability of ignition along the electric lines and equipmentWLDFRAggregatedAggregated | WLDFR | HFTD - Distribution - Tier 2 - 2QU CoRE ¦ 4QU LoRE | Non-Red Flag Warning - Destructive Fires | Aggregated | Aggregated | 2024 | 3.1805e-06 | 0 | 1130.0763 | 0.0035942 | 2024 | Mitigation | 0.08575 | 30 | 0 | esc | 0.0012005 | 3.8182e-09 | 0.00060025 | 1.9091e-09 | 0.0015435 | 4.9091e-09
[35 empty] | 7.3.1.3 Ignition probability mapping showing the probability of ignition along the electric lines and equipment | WLDFR | HFTD - Distribution - Tier 2 - 5QU CoRE ¦ 3QU LoRE | 2027 | 0.66634 | 0.0091264 | 0.047614 | 0 | 0.047614 | 0.0056807 | 0.029638 | 0 | 0.029638 | 0.013792 | 0.071957 | 0 | 0.071957 | 0.014484 | 0.075565 | 0 | 0.075565 | 0.031727 | 0.019749 | 0.047948 | 0.050352 | 0.013792 | 0.0091903 | 0.071957 | 0.047948 | 0 | 0 | 0.071957 | 0.047948 | [11 empty] | WLDFR | HFTD - Distribution - Tier 2 - 2QU CoRE ¦ 3QU LoRE | Seismic - Non-Red Flag Warning - Catastrophic Fires | 2039 | 2.6968e-13 | 1.3484e-13 | 3.4673e-13 | 24976.6418 | 511.3745 | 15898.8237 | 8566.4437 | 0 | 0 | 0 | 2.2464e-10 |  | 6.7357e-09 | 0 | 6.7357e-09 | 3.3678e-09 | 0 | 3.3678e-09 | 8.6602e-09 | 0 | 8.6602e-09 | [16 empty] | 7.3.1.3 Ignition probability mapping showing the probability of ignition along the electric lines and equipmentWLDFRAggregatedAggregated | WLDFR | HFTD - Distribution - Tier 2 - 2QU CoRE ¦ 4QU LoRE | Non-Red Flag Warning - Destructive Fires | Aggregated | Aggregated | 2025 | 3.1805e-06 | 0 | 1130.0763 | 0.0035942 | 2025 | Mitigation | 0.08575 | 30 | 0 | esc | 0.0012005 | 3.8182e-09 | 0.00060025 | 1.9091e-09 | 0.0015435 | 4.9091e-09
[35 empty] | 7.3.1.3 Ignition probability mapping showing the probability of ignition along the electric lines and equipment | WLDFR | HFTD - Distribution - Tier 2 - 5QU CoRE ¦ 3QU LoRE | 2028 | 0.62275 | 0.0091264 | 0.049732 | 0 | 0.049732 | 0.0056807 | 0.030956 | 0 | 0.030956 | 0.013792 | 0.075157 | 0 | 0.075157 | 0.014484 | 0.078926 | 0 | 0.078926 | 0.03097 | 0.019278 | 0.046804 | 0.049151 | 0.013792 | 0.0085891 | 0.075157 | 0.046804 | 0 | 0 | 0.075157 | 0.046804 | [11 empty] | WLDFR | HFTD - Distribution - Tier 2 - 2QU CoRE ¦ 3QU LoRE | Seismic - Non-Red Flag Warning - Catastrophic Fires | 2040 | 2.6968e-13 | 1.3484e-13 | 3.4673e-13 | 24976.6418 | 511.3745 | 15898.8237 | 8566.4437 | 0 | 0 | 0 | 2.2464e-10 |  | 6.7357e-09 | 0 | 6.7357e-09 | 3.3678e-09 | 0 | 3.3678e-09 | 8.6602e-09 | 0 | 8.6602e-09 | [16 empty] | 7.3.1.3 Ignition probability mapping showing the probability of ignition along the electric lines and equipmentWLDFRAggregatedAggregated | WLDFR | HFTD - Distribution - Tier 2 - 2QU CoRE ¦ 4QU LoRE | Non-Red Flag Warning - Destructive Fires | Aggregated | Aggregated | 2026 | 3.1805e-06 | 0 | 1130.0763 | 0.0035942 | 2026 | Mitigation | 0.08575 | 30 | 0 | esc | 0.0012005 | 3.8182e-09 | 0.00060025 | 1.9091e-09 | 0.0015435 | 4.9091e-09
[35 empty] | 7.3.1.3 Ignition probability mapping showing the probability of ignition along the electric lines and equipment | WLDFR | HFTD - Distribution - Tier 2 - 5QU CoRE ¦ 3QU LoRE | 2029 | 0.58201 | 0.0091264 | 0.049732 | 0 | 0.049732 | 0.0056807 | 0.030956 | 0 | 0.030956 | 0.013792 | 0.075157 | 0 | 0.075157 | 0.014484 | 0.078926 | 0 | 0.078926 | 0.028944 | 0.018016 | 0.043742 | 0.045935 | 0.013792 | 0.0080272 | 0.075157 | 0.043742 | 0 | 0 | 0.075157 | 0.043742 | [11 empty] | WLDFR | HFTD - Distribution - Tier 2 - 2QU CoRE ¦ 3QU LoRE | Seismic - Non-Red Flag Warning - Catastrophic Fires | 2041 | 2.6968e-13 | 1.3484e-13 | 3.4673e-13 | 24976.6418 | 511.3745 | 15898.8237 | 8566.4437 | 0 | 0 | 0 | 2.2464e-10 |  | 6.7357e-09 | 0 | 6.7357e-09 | 3.3678e-09 | 0 | 3.3678e-09 | 8.6602e-09 | 0 | 8.6602e-09 | [16 empty] | 7.3.1.3 Ignition probability mapping showing the probability of ignition along the electric lines and equipmentWLDFRAggregatedAggregated | WLDFR | HFTD - Distribution - Tier 2 - 2QU CoRE ¦ 4QU LoRE | Non-Red Flag Warning - Destructive Fires | Aggregated | Aggregated | 2027 | 3.1805e-06 | 0 | 1130.0763 | 0.0035942 | 2027 | Mitigation | 0.08575 | 30 | 0 | esc | 0.0012005 | 3.8182e-09 | 0.00060025 | 1.9091e-09 | 0.0015435 | 4.9091e-09
[35 empty] | 7.3.1.3 Ignition probability mapping showing the probability of ignition along the electric lines and equipment | WLDFR | HFTD - Distribution - Tier 2 - 5QU CoRE ¦ 3QU LoRE | 2030 | 0.54393 | 0.0091264 | 0.049732 | 0 | 0.049732 | 0.0056807 | 0.030956 | 0 | 0.030956 | 0.013792 | 0.075157 | 0 | 0.075157 | 0.014484 | 0.078926 | 0 | 0.078926 | 0.027051 | 0.016838 | 0.04088 | 0.04293 | 0.013792 | 0.007502 | 0.075157 | 0.04088 | 0 | 0 | 0.075157 | 0.04088 | [11 empty] | WLDFR | HFTD - Distribution - Tier 2 - 2QU CoRE ¦ 3QU LoRE | Seismic - Non-Red Flag Warning - Catastrophic Fires | 2042 | 2.6968e-13 | 1.3484e-13 | 3.4673e-13 | 24976.6418 | 511.3745 | 15898.8237 | 8566.4437 | 0 | 0 | 0 | 2.2464e-10 |  | 6.7357e-09 | 0 | 6.7357e-09 | 3.3678e-09 | 0 | 3.3678e-09 | 8.6602e-09 | 0 | 8.6602e-09 | [16 empty] | 7.3.1.3 Ignition probability mapping showing the probability of ignition along the electric lines and equipmentWLDFRAggregatedAggregated | WLDFR | HFTD - Distribution - Tier 2 - 2QU CoRE ¦ 4QU LoRE | Non-Red Flag Warning - Destructive Fires | Aggregated | Aggregated | 2028 | 3.1805e-06 | 0 | 1130.0763 | 0.0035942 | 2028 | Mitigation | 0.08575 | 30 | 0 | esc | 0.0012005 | 3.8182e-09 | 0.00060025 | 1.9091e-09 | 0.0015435 | 4.9091e-09
[35 empty] | 7.3.1.3 Ignition probability mapping showing the probability of ignition along the electric lines and equipment | WLDFR | HFTD - Distribution - Tier 2 - 5QU CoRE ¦ 3QU LoRE | 2031 | 0.50835 | 0.0091264 | 0.049732 | 0 | 0.049732 | 0.0056807 | 0.030956 | 0 | 0.030956 | 0.013792 | 0.075157 | 0 | 0.075157 | 0.014484 | 0.078926 | 0 | 0.078926 | 0.025281 | 0.015736 | 0.038206 | 0.040122 | 0.013792 | 0.0070113 | 0.075157 | 0.038206 | 0 | 0 | 0.075157 | 0.038206 | [11 empty] | WLDFR | HFTD - Distribution - Tier 2 - 2QU CoRE ¦ 3QU LoRE | Seismic - Non-Red Flag Warning - Catastrophic Fires | 2043 | 2.6968e-13 | 1.3484e-13 | 3.4673e-13 | 26191.7278 | 544.1291 | 16654.7414 | 8992.8573 | 0 | 0 | 0 | 2.2464e-10 |  | 7.0634e-09 | 0 | 7.0634e-09 | 3.5317e-09 | 0 | 3.5317e-09 | 9.0815e-09 | 0 | 9.0815e-09 | [16 empty] | 7.3.1.3 Ignition probability mapping showing the probability of ignition along the electric lines and equipmentWLDFRAggregatedAggregated | WLDFR | HFTD - Distribution - Tier 2 - 2QU CoRE ¦ 4QU LoRE | Non-Red Flag Warning - Destructive Fires | Aggregated | Aggregated | 2029 | 3.1805e-06 | 0 | 1130.0763 | 0.0035942 | 2029 | Mitigation | 0.08575 | 30 | 0 | esc | 0.0012005 | 3.8182e-09 | 0.00060025 | 1.9091e-09 | 0.0015435 | 4.9091e-09
[35 empty] | 7.3.1.3 Ignition probability mapping showing the probability of ignition along the electric lines and equipment | WLDFR | HFTD - Distribution - Tier 2 - 5QU CoRE ¦ 3QU LoRE | 2032 | 0.47509 | 0.0091264 | 0.049732 | 0 | 0.049732 | 0.0056807 | 0.030956 | 0 | 0.030956 | 0.013792 | 0.075157 | 0 | 0.075157 | 0.014484 | 0.078926 | 0 | 0.078926 | 0.023627 | 0.014707 | 0.035707 | 0.037497 | 0.013792 | 0.0065526 | 0.075157 | 0.035707 | 0 | 0 | 0.075157 | 0.035707 | [11 empty] | WLDFR | HFTD - Distribution - Tier 2 - 2QU CoRE ¦ 3QU LoRE | Seismic - Non-Red Flag Warning - Catastrophic Fires | 2044 | 2.6968e-13 | 1.3484e-13 | 3.4673e-13 | 26191.7278 | 544.1291 | 16654.7414 | 8992.8573 | 0 | 0 | 0 | 2.2464e-10 |  | 7.0634e-09 | 0 | 7.0634e-09 | 3.5317e-09 | 0 | 3.5317e-09 | 9.0815e-09 | 0 | 9.0815e-09 | [16 empty] | 7.3.1.3 Ignition probability mapping showing the probability of ignition along the electric lines and equipmentWLDFRAggregatedAggregated | WLDFR | HFTD - Distribution - Tier 2 - 2QU CoRE ¦ 4QU LoRE | Non-Red Flag Warning - Destructive Fires | Aggregated | Aggregated | 2030 | 3.1805e-06 | 0 | 1130.0763 | 0.0035942 | 2030 | Mitigation | 0.08575 | 30 | 0 | esc | 0.0012005 | 3.8182e-09 | 0.00060025 | 1.9091e-09 | 0.0015435 | 4.9091e-09
[35 empty] | 7.3.1.3 Ignition probability mapping showing the probability of ignition along the electric lines and equipment | WLDFR | HFTD - Distribution - Tier 2 - 5QU CoRE ¦ 3QU LoRE | 2033 | 0.44401 | 0.0091264 | 0.052086 | 0 | 0.052086 | 0.0056807 | 0.032421 | 0 | 0.032421 | 0.013792 | 0.078715 | 0 | 0.078715 | 0.014484 | 0.082662 | 0 | 0.082662 | 0.023127 | 0.014395 | 0.03495 | 0.036703 | 0.013792 | 0.0061239 | 0.078715 | 0.03495 | 0 | 0 | 0.078715 | 0.03495 | [11 empty] | WLDFR | HFTD - Distribution - Tier 2 - 2QU CoRE ¦ 3QU LoRE | Seismic - Non-Red Flag Warning - Catastrophic Fires | 2045 | 2.6968e-13 | 1.3484e-13 | 3.4673e-13 | 26191.7278 | 544.1291 | 16654.7414 | 8992.8573 | 0 | 0 | 0 | 2.2464e-10 |  | 7.0634e-09 | 0 | 7.0634e-09 | 3.5317e-09 | 0 | 3.5317e-09 | 9.0815e-09 | 0 | 9.0815e-09 | [16 empty] | 7.3.1.3 Ignition probability mapping showing the probability of ignition along the electric lines and equipmentWLDFRAggregatedAggregated | WLDFR | HFTD - Distribution - Tier 2 - 2QU CoRE ¦ 4QU LoRE | Non-Red Flag Warning - Destructive Fires | Aggregated | Aggregated | 2031 | 3.1805e-06 | 0 | 1130.0763 | 0.0035942 | 2031 | Mitigation | 0.08575 | 30 | 0 | esc | 0.0012005 | 3.8182e-09 | 0.00060025 | 1.9091e-09 | 0.0015435 | 4.9091e-09
[35 empty] | 7.3.1.3 Ignition probability mapping showing the probability of ignition along the electric lines and equipment | WLDFR | HFTD - Distribution - Tier 2 - 5QU CoRE ¦ 3QU LoRE | 2034 | 0.41496 | 0.0091264 | 0.052086 | 0 | 0.052086 | 0.0056807 | 0.032421 | 0 | 0.032421 | 0.013792 | 0.078715 | 0 | 0.078715 | 0.014484 | 0.082662 | 0 | 0.082662 | 0.021614 | 0.013454 | 0.032664 | 0.034302 | 0.013792 | 0.0057233 | 0.078715 | 0.032664 | 0 | 0 | 0.078715 | 0.032664 | [11 empty] | WLDFR | HFTD - Distribution - Tier 2 - 2QU CoRE ¦ 3QU LoRE | Seismic - Non-Red Flag Warning - Catastrophic Fires | 2046 | 2.6968e-13 | 1.3484e-13 | 3.4673e-13 | 26191.7278 | 544.1291 | 16654.7414 | 8992.8573 | 0 | 0 | 0 | 2.2464e-10 |  | 7.0634e-09 | 0 | 7.0634e-09 | 3.5317e-09 | 0 | 3.5317e-09 | 9.0815e-09 | 0 | 9.0815e-09 | [16 empty] | 7.3.1.3 Ignition probability mapping showing the probability of ignition along the electric lines and equipmentWLDFRAggregatedAggregated | WLDFR | HFTD - Distribution - Tier 2 - 2QU CoRE ¦ 4QU LoRE | Non-Red Flag Warning - Destructive Fires | Aggregated | Aggregated | 2032 | 3.1805e-06 | 0 | 1130.0763 | 0.0035942 | 2032 | Mitigation | 0.08575 | 30 | 0 | esc | 0.0012005 | 3.8182e-09 | 0.00060025 | 1.9091e-09 | 0.0015435 | 4.9091e-09
[35 empty] | 7.3.1.3 Ignition probability mapping showing the probability of ignition along the electric lines and equipment | WLDFR | HFTD - Distribution - Tier 2 - 5QU CoRE ¦ 3QU LoRE | 2035 | 0.38782 | 0.0091264 | 0.052086 | 0 | 0.052086 | 0.0056807 | 0.032421 | 0 | 0.032421 | 0.013792 | 0.078715 | 0 | 0.078715 | 0.014484 | 0.082662 | 0 | 0.082662 | 0.0202 | 0.012573 | 0.030527 | 0.032058 | 0.013792 | 0.0053489 | 0.078715 | 0.030527 | 0 | 0 | 0.078715 | 0.030527 | [11 empty] | WLDFR | HFTD - Distribution - Tier 2 - 2QU CoRE ¦ 3QU LoRE | Seismic - Non-Red Flag Warning - Catastrophic Fires | 2047 | 2.6968e-13 | 1.3484e-13 | 3.4673e-13 | 26191.7278 | 544.1291 | 16654.7414 | 8992.8573 | 0 | 0 | 0 | 2.2464e-10 |  | 7.0634e-09 | 0 | 7.0634e-09 | 3.5317e-09 | 0 | 3.5317e-09 | 9.0815e-09 | 0 | 9.0815e-09 | [16 empty] | 7.3.1.3 Ignition probability mapping showing the probability of ignition along the electric lines and equipmentWLDFRAggregatedAggregated | WLDFR | HFTD - Distribution - Tier 2 - 2QU CoRE ¦ 4QU LoRE | Non-Red Flag Warning - Destructive Fires | Aggregated | Aggregated | 2033 | 3.1805e-06 | 0 | 1130.0763 | 0.0035942 | 2033 | Mitigation | 0.08575 | 30 | 0 | esc | 0.0012005 | 3.8182e-09 | 0.00060025 | 1.9091e-09 | 0.0015435 | 4.9091e-09
[35 empty] | 7.3.1.3 Ignition probability mapping showing the probability of ignition along the electric lines and equipment | WLDFR | HFTD - Distribution - Tier 2 - 5QU CoRE ¦ 3QU LoRE | 2036 | 0.36245 | 0.0091264 | 0.052086 | 0 | 0.052086 | 0.0056807 | 0.032421 | 0 | 0.032421 | 0.013792 | 0.078715 | 0 | 0.078715 | 0.014484 | 0.082662 | 0 | 0.082662 | 0.018878 | 0.011751 | 0.02853 | 0.02996 | 0.013792 | 0.0049989 | 0.078715 | 0.02853 | 0 | 0 | 0.078715 | 0.02853 | [11 empty] | WLDFR | HFTD - Distribution - Tier 2 - 2QU CoRE ¦ 3QU LoRE | Seismic - Non-Red Flag Warning - Catastrophic Fires | 2048 | 2.6968e-13 | 1.3484e-13 | 3.4673e-13 | 27464.7227 | 578.8407 | 17445.538 | 9440.3441 | 0 | 0 | 0 | 2.2464e-10 |  | 7.4067e-09 | 0 | 7.4067e-09 | 3.7033e-09 | 0 | 3.7033e-09 | 9.5228e-09 | 0 | 9.5228e-09 | [16 empty] | 7.3.1.3 Ignition probability mapping showing the probability of ignition along the electric lines and equipmentWLDFRAggregatedAggregated | WLDFR | HFTD - Distribution - Tier 2 - 2QU CoRE ¦ 4QU LoRE | Non-Red Flag Warning - Destructive Fires | Aggregated | Aggregated | 2034 | 3.1805e-06 | 0 | 1130.0763 | 0.0035942 | 2034 | Mitigation | 0.08575 | 30 | 0 | esc | 0.0012005 | 3.8182e-09 | 0.00060025 | 1.9091e-09 | 0.0015435 | 4.9091e-09
[35 empty] | 7.3.1.3 Ignition probability mapping showing the probability of ignition along the electric lines and equipment | WLDFR | HFTD - Distribution - Tier 2 - 5QU CoRE ¦ 3QU LoRE | 2037 | 0.33873 | 0.0091264 | 0.052086 | 0 | 0.052086 | 0.0056807 | 0.032421 | 0 | 0.032421 | 0.013792 | 0.078715 | 0 | 0.078715 | 0.014484 | 0.082662 | 0 | 0.082662 | 0.017643 | 0.010982 | 0.026663 | 0.028 | 0.013792 | 0.0046719 | 0.078715 | 0.026663 | 0 | 0 | 0.078715 | 0.026663 | [11 empty] | WLDFR | HFTD - Distribution - Tier 2 - 2QU CoRE ¦ 3QU LoRE | Seismic - Non-Red Flag Warning - Catastrophic Fires | 2049 | 2.6968e-13 | 1.3484e-13 | 3.4673e-13 | 27464.7227 | 578.8407 | 17445.538 | 9440.3441 | 0 | 0 | 0 | 2.2464e-10 |  | 7.4067e-09 | 0 | 7.4067e-09 | 3.7033e-09 | 0 | 3.7033e-09 | 9.5228e-09 | 0 | 9.5228e-09 | [16 empty] | 7.3.1.3 Ignition probability mapping showing the probability of ignition along the electric lines and equipmentWLDFRAggregatedAggregated | WLDFR | HFTD - Distribution - Tier 2 - 2QU CoRE ¦ 4QU LoRE | Non-Red Flag Warning - Destructive Fires | Aggregated | Aggregated | 2035 | 3.1805e-06 | 0 | 1130.0763 | 0.0035942 | 2035 | Mitigation | 0.08575 | 30 | 0 | esc | 0.0012005 | 3.8182e-09 | 0.00060025 | 1.9091e-09 | 0.0015435 | 4.9091e-09
[35 empty] | 7.3.1.3 Ignition probability mapping showing the probability of ignition along the electric lines and equipment | WLDFR | HFTD - Distribution - Tier 2 - 5QU CoRE ¦ 3QU LoRE | 2038 | 0.31657 | 0.0091264 | 0.054642 | 0 | 0.054642 | 0.0056807 | 0.034012 | 0 | 0.034012 | 0.013792 | 0.082578 | 0 | 0.082578 | 0.014484 | 0.086719 | 0 | 0.086719 | 0.017298 | 0.010767 | 0.026142 | 0.027453 | 0.013792 | 0.0043663 | 0.082578 | 0.026142 | 0 | 0 | 0.082578 | 0.026142 | [11 empty] | WLDFR | HFTD - Distribution - Tier 2 - 2QU CoRE ¦ 3QU LoRE | Seismic - Non-Red Flag Warning - Catastrophic Fires | 2050 | 0 | 1.3484e-13 | 3.4673e-13 | 27464.7227 | 578.8407 | 17445.538 | 9440.3441 | 0 | 0 | 0 | 2.2464e-10 |  | 0 | 0 | 0 | 3.7033e-09 | 0 | 3.7033e-09 | 9.5228e-09 | 0 | 9.5228e-09 | [16 empty] | 7.3.1.3 Ignition probability mapping showing the probability of ignition along the electric lines and equipmentWLDFRAggregatedAggregated | WLDFR | HFTD - Distribution - Tier 2 - 2QU CoRE ¦ 4QU LoRE | Non-Red Flag Warning - Destructive Fires | Aggregated | Aggregated | 2036 | 3.1805e-06 | 0 | 1130.0763 | 0.0035942 | 2036 | Mitigation | 0.08575 | 30 | 0 | esc | 0.0012005 | 3.8182e-09 | 0.00060025 | 1.9091e-09 | 0.0015435 | 4.9091e-09
[35 empty] | 7.3.1.3 Ignition probability mapping showing the probability of ignition along the electric lines and equipment | WLDFR | HFTD - Distribution - Tier 2 - 5QU CoRE ¦ 3QU LoRE | 2039 | 0.29586 | 0.0091264 | 0.054642 | 0 | 0.054642 | 0.0056807 | 0.034012 | 0 | 0.034012 | 0.013792 | 0.082578 | 0 | 0.082578 | 0.014484 | 0.086719 | 0 | 0.086719 | 0.016167 | 0.010063 | 0.024432 | 0.025657 | 0.013792 | 0.0040806 | 0.082578 | 0.024432 | 0 | 0 | 0.082578 | 0.024432 | [11 empty] | WLDFR | HFTD - Distribution - Tier 2 - 2QU CoRE ¦ 3QU LoRE | Seismic - Non-Red Flag Warning - Catastrophic Fires | 2051 | 0 | 0 | 3.4673e-13 | 27464.7227 | 578.8407 | 17445.538 | 9440.3441 | 0 | 0 | 0 | 2.2464e-10 |  | 0 | 0 | 0 | 0 | 0 | 0 | 9.5228e-09 | 0 | 9.5228e-09 | [16 empty] | 7.3.1.3 Ignition probability mapping showing the probability of ignition along the electric lines and equipmentWLDFRAggregatedAggregated | WLDFR | HFTD - Distribution - Tier 2 - 2QU CoRE ¦ 4QU LoRE | Non-Red Flag Warning - Destructive Fires | Aggregated | Aggregated | 2037 | 3.1805e-06 | 0 | 1130.0763 | 0.0035942 | 2037 | Mitigation | 0.08575 | 30 | 0 | esc | 0.0012005 | 3.8182e-09 | 0.00060025 | 1.9091e-09 | 0.0015435 | 4.9091e-09
[35 empty] | 7.3.1.3 Ignition probability mapping showing the probability of ignition along the electric lines and equipment | WLDFR | HFTD - Distribution - Tier 2 - 5QU CoRE ¦ 3QU LoRE | 2040 | 0.27651 | 0.0091264 | 0.054642 | 0 | 0.054642 | 0.0056807 | 0.034012 | 0 | 0.034012 | 0.013792 | 0.082578 | 0 | 0.082578 | 0.014484 | 0.086719 | 0 | 0.086719 | 0.015109 | 0.0094047 | 0.022833 | 0.023978 | 0.013792 | 0.0038137 | 0.082578 | 0.022833 | 0 | 0 | 0.082578 | 0.022833 | [11 empty] | WLDFR | HFTD - Distribution - Tier 2 - 2QU CoRE ¦ 3QU LoRE | Seismic - Red Flag Warning - Catastrophic Fires | 2020 | 1.1631e-11 | 0 | 0 | 21083.8428 | 409.2237 | 13469.0878 | 7205.5313 | 0 | 0 | 0 | 9.6884e-09 |  | 2.4522e-07 | 0 | 2.4522e-07 | 0 | 0 | 0 | 0 | 0 | 0 | [16 empty] | 7.3.1.3 Ignition probability mapping showing the probability of ignition along the electric lines and equipmentWLDFRAggregatedAggregated | WLDFR | HFTD - Distribution - Tier 2 - 2QU CoRE ¦ 4QU LoRE | Non-Red Flag Warning - Destructive Fires | Aggregated | Aggregated | 2038 | 3.1805e-06 | 0 | 1130.0763 | 0.0035942 | 2038 | Mitigation | 0.08575 | 30 | 0 | esc | 0.0012005 | 3.8182e-09 | 0.00060025 | 1.9091e-09 | 0.0015435 | 4.9091e-09
[35 empty] | 7.3.1.3 Ignition probability mapping showing the probability of ignition along the electric lines and equipment | WLDFR | HFTD - Distribution - Tier 2 - 5QU CoRE ¦ 3QU LoRE | 2041 | 0.25842 | 0.0091264 | 0.054642 | 0 | 0.054642 | 0.0056807 | 0.034012 | 0 | 0.034012 | 0.013792 | 0.082578 | 0 | 0.082578 | 0.014484 | 0.086719 | 0 | 0.086719 | 0.014121 | 0.0087894 | 0.02134 | 0.02241 | 0.013792 | 0.0035642 | 0.082578 | 0.02134 | 0 | 0 | 0.082578 | 0.02134 | [11 empty] | WLDFR | HFTD - Distribution - Tier 2 - 2QU CoRE ¦ 3QU LoRE | Seismic - Red Flag Warning - Catastrophic Fires | 2021 | 1.1631e-11 | 5.8155e-12 | 0 | 21083.8428 | 409.2237 | 13469.0878 | 7205.5313 | 0 | 0 | 0 | 9.6884e-09 |  | 2.4522e-07 | 0 | 2.4522e-07 | 1.2261e-07 | 0 | 1.2261e-07 | 0 | 0 | 0 | [16 empty] | 7.3.1.3 Ignition probability mapping showing the probability of ignition along the electric lines and equipmentWLDFRAggregatedAggregated | WLDFR | HFTD - Distribution - Tier 2 - 2QU CoRE ¦ 4QU LoRE | Non-Red Flag Warning - Destructive Fires | Aggregated | Aggregated | 2039 | 3.1805e-06 | 0 | 1130.0763 | 0.0035942 | 2039 | Mitigation | 0.08575 | 30 | 0 | esc | 0.0012005 | 3.8182e-09 | 0.00060025 | 1.9091e-09 | 0.0015435 | 4.9091e-09
[35 empty] | 7.3.1.3 Ignition probability mapping showing the probability of ignition along the electric lines and equipment | WLDFR | HFTD - Distribution - Tier 2 - 5QU CoRE ¦ 3QU LoRE | 2042 | 0.24151 | 0.0091264 | 0.054642 | 0 | 0.054642 | 0.0056807 | 0.034012 | 0 | 0.034012 | 0.013792 | 0.082578 | 0 | 0.082578 | 0.014484 | 0.086719 | 0 | 0.086719 | 0.013197 | 0.0082144 | 0.019944 | 0.020944 | 0.013792 | 0.003331 | 0.082578 | 0.019944 | 0 | 0 | 0.082578 | 0.019944 | [11 empty] | WLDFR | HFTD - Distribution - Tier 2 - 2QU CoRE ¦ 3QU LoRE | Seismic - Red Flag Warning - Catastrophic Fires | 2022 | 1.1631e-11 | 5.8155e-12 | 1.4954e-11 | 21083.8428 | 409.2237 | 13469.0878 | 7205.5313 | 0 | 0 | 0 | 9.6884e-09 |  | 2.4522e-07 | 0 | 2.4522e-07 | 1.2261e-07 | 0 | 1.2261e-07 | 3.1529e-07 | 0 | 3.1529e-07 | [16 empty] | 7.3.1.3 Ignition probability mapping showing the probability of ignition along the electric lines and equipmentWLDFRAggregatedAggregated | WLDFR | HFTD - Distribution - Tier 2 - 2QU CoRE ¦ 4QU LoRE | Non-Red Flag Warning - Destructive Fires | Aggregated | Aggregated | 2040 | 3.1805e-06 | 0 | 1130.0763 | 0.0035942 | 2040 | Mitigation | 0.08575 | 30 | 0 | esc | 0.0012005 | 3.8182e-09 | 0.00060025 | 1.9091e-09 | 0.0015435 | 4.9091e-09
[35 empty] | 7.3.1.3 Ignition probability mapping showing the probability of ignition along the electric lines and equipment | WLDFR | HFTD - Distribution - Tier 2 - 5QU CoRE ¦ 3QU LoRE | 2043 | 0.22571 | 0.0091264 | 0.057366 | 0 | 0.057366 | 0.0056807 | 0.035708 | 0 | 0.035708 | 0.013792 | 0.086695 | 0 | 0.086695 | 0.014484 | 0.091042 | 0 | 0.091042 | 0.012948 | 0.0080597 | 0.019568 | 0.020549 | 0.013792 | 0.0031131 | 0.086695 | 0.019568 | 0 | 0 | 0.086695 | 0.019568 | [11 empty] | WLDFR | HFTD - Distribution - Tier 2 - 2QU CoRE ¦ 3QU LoRE | Seismic - Red Flag Warning - Catastrophic Fires | 2023 | 1.1631e-11 | 5.8155e-12 | 1.4954e-11 | 21835.9781 | 428.6023 | 13939.561 | 7467.8148 | 0 | 0 | 0 | 9.6884e-09 |  | 2.5397e-07 | 0 | 2.5397e-07 | 1.2699e-07 | 0 | 1.2699e-07 | 3.2654e-07 | 0 | 3.2654e-07 | [16 empty] | 7.3.1.3 Ignition probability mapping showing the probability of ignition along the electric lines and equipmentWLDFRAggregatedAggregated | WLDFR | HFTD - Distribution - Tier 2 - 2QU CoRE ¦ 4QU LoRE | Non-Red Flag Warning - Destructive Fires | Aggregated | Aggregated | 2041 | 3.1805e-06 | 0 | 1130.0763 | 0.0035942 | 2041 | Mitigation | 0.08575 | 30 | 0 | esc | 0.0012005 | 3.8182e-09 | 0.00060025 | 1.9091e-09 | 0.0015435 | 4.9091e-09
[35 empty] | 7.3.1.3 Ignition probability mapping showing the probability of ignition along the electric lines and equipment | WLDFR | HFTD - Distribution - Tier 2 - 5QU CoRE ¦ 3QU LoRE | 2044 | 0.21095 | 0.0091264 | 0.057366 | 0 | 0.057366 | 0.0056807 | 0.035708 | 0 | 0.035708 | 0.013792 | 0.086695 | 0 | 0.086695 | 0.014484 | 0.091042 | 0 | 0.091042 | 0.012101 | 0.0075324 | 0.018288 | 0.019205 | 0.013792 | 0.0029094 | 0.086695 | 0.018288 | 0 | 0 | 0.086695 | 0.018288 | [11 empty] | WLDFR | HFTD - Distribution - Tier 2 - 2QU CoRE ¦ 3QU LoRE | Seismic - Red Flag Warning - Catastrophic Fires | 2024 | 1.1631e-11 | 5.8155e-12 | 1.4954e-11 | 21835.9781 | 428.6023 | 13939.561 | 7467.8148 | 0 | 0 | 0 | 9.6884e-09 |  | 2.5397e-07 | 0 | 2.5397e-07 | 1.2699e-07 | 0 | 1.2699e-07 | 3.2654e-07 | 0 | 3.2654e-07 | [16 empty] | 7.3.1.3 Ignition probability mapping showing the probability of ignition along the electric lines and equipmentWLDFRAggregatedAggregated | WLDFR | HFTD - Distribution - Tier 2 - 2QU CoRE ¦ 4QU LoRE | Non-Red Flag Warning - Destructive Fires | Aggregated | Aggregated | 2042 | 3.1805e-06 | 0 | 1130.0763 | 0.0035942 | 2042 | Mitigation | 0.08575 | 30 | 0 | esc | 0.0012005 | 3.8182e-09 | 0.00060025 | 1.9091e-09 | 0.0015435 | 4.9091e-09
[35 empty] | 7.3.1.3 Ignition probability mapping showing the probability of ignition along the electric lines and equipment | WLDFR | HFTD - Distribution - Tier 2 - 5QU CoRE ¦ 3QU LoRE | 2045 | 0.19715 | 0.0091264 | 0.057366 | 0 | 0.057366 | 0.0056807 | 0.035708 | 0 | 0.035708 | 0.013792 | 0.086695 | 0 | 0.086695 | 0.014484 | 0.091042 | 0 | 0.091042 | 0.01131 | 0.0070397 | 0.017092 | 0.017949 | 0.013792 | 0.0027191 | 0.086695 | 0.017092 | 0 | 0 | 0.086695 | 0.017092 | [11 empty] | WLDFR | HFTD - Distribution - Tier 2 - 2QU CoRE ¦ 3QU LoRE | Seismic - Red Flag Warning - Catastrophic Fires | 2025 | 1.1631e-11 | 5.8155e-12 | 1.4954e-11 | 21835.9781 | 428.6023 | 13939.561 | 7467.8148 | 0 | 0 | 0 | 9.6884e-09 |  | 2.5397e-07 | 0 | 2.5397e-07 | 1.2699e-07 | 0 | 1.2699e-07 | 3.2654e-07 | 0 | 3.2654e-07 | [16 empty] | 7.3.1.3 Ignition probability mapping showing the probability of ignition along the electric lines and equipmentWLDFRAggregatedAggregated | WLDFR | HFTD - Distribution - Tier 2 - 2QU CoRE ¦ 4QU LoRE | Non-Red Flag Warning - Destructive Fires | Aggregated | Aggregated | 2043 | 3.1805e-06 | 0 | 1130.0763 | 0.0035942 | 2043 | Mitigation | 0.08575 | 30 | 0 | esc | 0.0012005 | 3.8182e-09 | 0.00060025 | 1.9091e-09 | 0.0015435 | 4.9091e-09
[35 empty] | 7.3.1.3 Ignition probability mapping showing the probability of ignition along the electric lines and equipment | WLDFR | HFTD - Distribution - Tier 2 - 5QU CoRE ¦ 3QU LoRE | 2046 | 0.18425 | 0.0091264 | 0.057366 | 0 | 0.057366 | 0.0056807 | 0.035708 | 0 | 0.035708 | 0.013792 | 0.086695 | 0 | 0.086695 | 0.014484 | 0.091042 | 0 | 0.091042 | 0.01057 | 0.0065791 | 0.015973 | 0.016774 | 0.013792 | 0.0025412 | 0.086695 | 0.015973 | 0 | 0 | 0.086695 | 0.015973 | [11 empty] | WLDFR | HFTD - Distribution - Tier 2 - 2QU CoRE ¦ 3QU LoRE | Seismic - Red Flag Warning - Catastrophic Fires | 2026 | 1.1631e-11 | 5.8155e-12 | 1.4954e-11 | 21835.9781 | 428.6023 | 13939.561 | 7467.8148 | 0 | 0 | 0 | 9.6884e-09 |  | 2.5397e-07 | 0 | 2.5397e-07 | 1.2699e-07 | 0 | 1.2699e-07 | 3.2654e-07 | 0 | 3.2654e-07 | [16 empty] | 7.3.1.3 Ignition probability mapping showing the probability of ignition along the electric lines and equipmentWLDFRAggregatedAggregated | WLDFR | HFTD - Distribution - Tier 2 - 2QU CoRE ¦ 4QU LoRE | Non-Red Flag Warning - Destructive Fires | Aggregated | Aggregated | 2044 | 3.1805e-06 | 0 | 1130.0763 | 0.0035942 | 2044 | Mitigation | 0.08575 | 30 | 0 | esc | 0.0012005 | 3.8182e-09 | 0.00060025 | 1.9091e-09 | 0.0015435 | 4.9091e-09
[35 empty] | 7.3.1.3 Ignition probability mapping showing the probability of ignition along the electric lines and equipment | WLDFR | HFTD - Distribution - Tier 2 - 5QU CoRE ¦ 3QU LoRE | 2047 | 0.1722 | 0.0091264 | 0.057366 | 0 | 0.057366 | 0.0056807 | 0.035708 | 0 | 0.035708 | 0.013792 | 0.086695 | 0 | 0.086695 | 0.014484 | 0.091042 | 0 | 0.091042 | 0.0098782 | 0.0061487 | 0.014928 | 0.015677 | 0.013792 | 0.002375 | 0.086695 | 0.014928 | 0 | 0 | 0.086695 | 0.014928 | [11 empty] | WLDFR | HFTD - Distribution - Tier 2 - 2QU CoRE ¦ 3QU LoRE | Seismic - Red Flag Warning - Catastrophic Fires | 2027 | 1.1631e-11 | 5.8155e-12 | 1.4954e-11 | 21835.9781 | 428.6023 | 13939.561 | 7467.8148 | 0 | 0 | 0 | 9.6884e-09 |  | 2.5397e-07 | 0 | 2.5397e-07 | 1.2699e-07 | 0 | 1.2699e-07 | 3.2654e-07 | 0 | 3.2654e-07 | [16 empty] | 7.3.1.3 Ignition probability mapping showing the probability of ignition along the electric lines and equipmentWLDFRAggregatedAggregated | WLDFR | HFTD - Distribution - Tier 2 - 2QU CoRE ¦ 4QU LoRE | Non-Red Flag Warning - Destructive Fires | Aggregated | Aggregated | 2045 | 3.1805e-06 | 0 | 1130.0763 | 0.0035942 | 2045 | Mitigation | 0.08575 | 30 | 0 | esc | 0.0012005 | 3.8182e-09 | 0.00060025 | 1.9091e-09 | 0.0015435 | 4.9091e-09
[35 empty] | 7.3.1.3 Ignition probability mapping showing the probability of ignition along the electric lines and equipment | WLDFR | HFTD - Distribution - Tier 2 - 5QU CoRE ¦ 3QU LoRE | 2048 | 0.16093 | 0.0091264 | 0.060223 | 0 | 0.060223 | 0.0056807 | 0.037486 | 0 | 0.037486 | 0.013792 | 0.091012 | 0 | 0.091012 | 0.014484 | 0.095575 | 0 | 0.095575 | 0.0096917 | 0.0060326 | 0.014647 | 0.015381 | 0.013792 | 0.0022196 | 0.091012 | 0.014647 | 0 | 0 | 0.091012 | 0.014647 | [11 empty] | WLDFR | HFTD - Distribution - Tier 2 - 2QU CoRE ¦ 3QU LoRE | Seismic - Red Flag Warning - Catastrophic Fires | 2028 | 1.1631e-11 | 5.8155e-12 | 1.4954e-11 | 22783.187 | 453.261 | 14531.3357 | 7798.5904 | 0 | 0 | 0 | 9.6884e-09 |  | 2.6499e-07 | 0 | 2.6499e-07 | 1.3249e-07 | 0 | 1.3249e-07 | 3.407e-07 | 0 | 3.407e-07 | [16 empty] | 7.3.1.3 Ignition probability mapping showing the probability of ignition along the electric lines and equipmentWLDFRAggregatedAggregated | WLDFR | HFTD - Distribution - Tier 2 - 2QU CoRE ¦ 4QU LoRE | Non-Red Flag Warning - Destructive Fires | Aggregated | Aggregated | 2046 | 3.1805e-06 | 0 | 1130.0763 | 0.0035942 | 2046 | Mitigation | 0.08575 | 30 | 0 | esc | 0.0012005 | 3.8182e-09 | 0.00060025 | 1.9091e-09 | 0.0015435 | 4.9091e-09
[35 empty] | 7.3.1.3 Ignition probability mapping showing the probability of ignition along the electric lines and equipment | WLDFR | HFTD - Distribution - Tier 2 - 5QU CoRE ¦ 3QU LoRE | 2049 | 0.1504 | 0.0091264 | 0.060223 | 0 | 0.060223 | 0.0056807 | 0.037486 | 0 | 0.037486 | 0.013792 | 0.091012 | 0 | 0.091012 | 0.014484 | 0.095575 | 0 | 0.095575 | 0.0090576 | 0.005638 | 0.013688 | 0.014375 | 0.013792 | 0.0020744 | 0.091012 | 0.013688 | 0 | 0 | 0.091012 | 0.013688 | [11 empty] | WLDFR | HFTD - Distribution - Tier 2 - 2QU CoRE ¦ 3QU LoRE | Seismic - Red Flag Warning - Catastrophic Fires | 2029 | 1.1631e-11 | 5.8155e-12 | 1.4954e-11 | 22783.187 | 453.261 | 14531.3357 | 7798.5904 | 0 | 0 | 0 | 9.6884e-09 |  | 2.6499e-07 | 0 | 2.6499e-07 | 1.3249e-07 | 0 | 1.3249e-07 | 3.407e-07 | 0 | 3.407e-07 | [16 empty] | 7.3.1.3 Ignition probability mapping showing the probability of ignition along the electric lines and equipmentWLDFRAggregatedAggregated | WLDFR | HFTD - Distribution - Tier 2 - 2QU CoRE ¦ 4QU LoRE | Non-Red Flag Warning - Destructive Fires | Aggregated | Aggregated | 2047 | 3.1805e-06 | 0 | 1130.0763 | 0.0035942 | 2047 | Mitigation | 0.08575 | 30 | 0 | esc | 0.0012005 | 3.8182e-09 | 0.00060025 | 1.9091e-09 | 0.0015435 | 4.9091e-09
[35 empty] | 7.3.1.3 Ignition probability mapping showing the probability of ignition along the electric lines and equipment | WLDFR | HFTD - Distribution - Tier 2 - 5QU CoRE ¦ 3QU LoRE | 2050 | 0.14056 | 0 | 0 | 0 | 0 | 0.0056807 | 0.037486 | 0 | 0.037486 | 0.013792 | 0.091012 | 0 | 0.091012 | 0.014484 | 0.095575 | 0 | 0.095575 | 0 | 0.0052691 | 0.012793 | 0.013434 | 0.013792 | 0.0019387 | 0.091012 | 0.012793 | 0 | 0 | 0.091012 | 0.012793 | [11 empty] | WLDFR | HFTD - Distribution - Tier 2 - 2QU CoRE ¦ 3QU LoRE | Seismic - Red Flag Warning - Catastrophic Fires | 2030 | 1.1631e-11 | 5.8155e-12 | 1.4954e-11 | 22783.187 | 453.261 | 14531.3357 | 7798.5904 | 0 | 0 | 0 | 9.6884e-09 |  | 2.6499e-07 | 0 | 2.6499e-07 | 1.3249e-07 | 0 | 1.3249e-07 | 3.407e-07 | 0 | 3.407e-07 | [16 empty] | 7.3.1.3 Ignition probability mapping showing the probability of ignition along the electric lines and equipmentWLDFRAggregatedAggregated | WLDFR | HFTD - Distribution - Tier 2 - 2QU CoRE ¦ 4QU LoRE | Non-Red Flag Warning - Destructive Fires | Aggregated | Aggregated | 2048 | 3.1805e-06 | 0 | 1130.0763 | 0.0035942 | 2048 | Mitigation | 0.08575 | 30 | 0 | esc | 0.0012005 | 3.8182e-09 | 0.00060025 | 1.9091e-09 | 0.0015435 | 4.9091e-09
[35 empty] | 7.3.1.3 Ignition probability mapping showing the probability of ignition along the electric lines and equipment | WLDFR | HFTD - Distribution - Tier 2 - 5QU CoRE ¦ 3QU LoRE | 2051 | 0.13137 | 0 | 0 | 0 | 0 | 0 | 0 | 0 | 0 | 0.013792 | 0.091012 | 0 | 0.091012 | 0.014484 | 0.095575 | 0 | 0.095575 | 0 | 0 | 0.011956 | 0.012555 | 0.013792 | 0.0018118 | 0.091012 | 0.011956 | 0 | 0 | 0.091012 | 0.011956 | [11 empty] | WLDFR | HFTD - Distribution - Tier 2 - 2QU CoRE ¦ 3QU LoRE | Seismic - Red Flag Warning - Catastrophic Fires | 2031 | 1.1631e-11 | 5.8155e-12 | 1.4954e-11 | 22783.187 | 453.261 | 14531.3357 | 7798.5904 | 0 | 0 | 0 | 9.6884e-09 |  | 2.6499e-07 | 0 | 2.6499e-07 | 1.3249e-07 | 0 | 1.3249e-07 | 3.407e-07 | 0 | 3.407e-07 | [16 empty] | 7.3.1.3 Ignition probability mapping showing the probability of ignition along the electric lines and equipmentWLDFRAggregatedAggregated | WLDFR | HFTD - Distribution - Tier 2 - 2QU CoRE ¦ 4QU LoRE | Non-Red Flag Warning - Destructive Fires | Aggregated | Aggregated | 2049 | 3.1805e-06 | 0 | 1130.0763 | 0.0035942 | 2049 | Mitigation | 0.08575 | 30 | 0 | esc | 0.0012005 | 3.8182e-09 | 0.00060025 | 1.9091e-09 | 0.0015435 | 4.9091e-09
[35 empty] | 7.3.1.3 Ignition probability mapping showing the probability of ignition along the electric lines and equipment | WLDFR | HFTD - Distribution - Tier 2 - 5QU CoRE ¦ 3QU LoRE | 2052 | 0.12277 | 0 | 0 | 0 | 0 | 0 | 0 | 0 | 0 | 0 | 0 | 0 | 0 | 0.014484 | 0.095575 | 0 | 0.095575 | 0 | 0 | 0 | 0.011734 | 0 | 0 | 0 | 0 | 0 | 0 | 0 | 0 | [11 empty] | WLDFR | HFTD - Distribution - Tier 2 - 2QU CoRE ¦ 3QU LoRE | Seismic - Red Flag Warning - Catastrophic Fires | 2032 | 1.1631e-11 | 5.8155e-12 | 1.4954e-11 | 22783.187 | 453.261 | 14531.3357 | 7798.5904 | 0 | 0 | 0 | 9.6884e-09 |  | 2.6499e-07 | 0 | 2.6499e-07 | 1.3249e-07 | 0 | 1.3249e-07 | 3.407e-07 | 0 | 3.407e-07 | [16 empty] | 7.3.1.3 Ignition probability mapping showing the probability of ignition along the electric lines and equipmentWLDFRAggregatedAggregated | WLDFR | HFTD - Distribution - Tier 2 - 2QU CoRE ¦ 4QU LoRE | Non-Red Flag Warning - Destructive Fires | Aggregated | Aggregated | 2050 | 3.1805e-06 | 0 | 1130.0763 | 0.0035942 | 2050 | Mitigation | 0.08575 | 30 | 0 | esc | 0 | 0 | 0.00060025 | 1.9091e-09 | 0.0015435 | 4.9091e-09
[35 empty] | 7.3.1.3 Ignition probability mapping showing the probability of ignition along the electric lines and equipment | WLDFR | HFTD - Distribution - Tier 2 - 5QU CoRE ¦ 4QU LoRE | 2020 | 1 | 0.0061621 | 0.039395 | 0 | 0.039395 | 0 | 0 | 0 | 0 | 0 | 0 | 0 | 0 | 0 | 0 | 0 | 0 | 0.039395 | 0 | 0 | 0 | 0 | 0 | 0 | 0 | 0 | 0 | 0 | 0 | [11 empty] | WLDFR | HFTD - Distribution - Tier 2 - 2QU CoRE ¦ 3QU LoRE | Seismic - Red Flag Warning - Catastrophic Fires | 2033 | 1.1631e-11 | 5.8155e-12 | 1.4954e-11 | 23835.2641 | 480.9649 | 15187.7294 | 8166.5698 | 0 | 0 | 0 | 9.6884e-09 |  | 2.7723e-07 | 0 | 2.7723e-07 | 1.3861e-07 | 0 | 1.3861e-07 | 3.5643e-07 | 0 | 3.5643e-07 | [16 empty] | 7.3.1.3 Ignition probability mapping showing the probability of ignition along the electric lines and equipmentWLDFRAggregatedAggregated | WLDFR | HFTD - Distribution - Tier 2 - 2QU CoRE ¦ 4QU LoRE | Non-Red Flag Warning - Destructive Fires | Aggregated | Aggregated | 2051 | 3.1805e-06 | 0 | 1130.0763 | 0.0035942 | 2051 | Mitigation | 0.08575 | 30 | 0 | esc | 0 | 0 | 0 | 0 | 0.0015435 | 4.9091e-09
[35 empty] | 7.3.1.3 Ignition probability mapping showing the probability of ignition along the electric lines and equipment | WLDFR | HFTD - Distribution - Tier 2 - 5QU CoRE ¦ 4QU LoRE | 2021 | 1 | 0.0061621 | 0.039395 | 0 | 0.039395 | 0.0038356 | 0.024521 | 0 | 0.024521 | 0 | 0 | 0 | 0 | 0 | 0 | 0 | 0 | 0.039395 | 0.024521 | 0 | 0 | 0 | 0 | 0 | 0 | 0 | 0 | 0 | 0 | [11 empty] | WLDFR | HFTD - Distribution - Tier 2 - 2QU CoRE ¦ 3QU LoRE | Seismic - Red Flag Warning - Catastrophic Fires | 2034 | 1.1631e-11 | 5.8155e-12 | 1.4954e-11 | 23835.2641 | 480.9649 | 15187.7294 | 8166.5698 | 0 | 0 | 0 | 9.6884e-09 |  | 2.7723e-07 | 0 | 2.7723e-07 | 1.3861e-07 | 0 | 1.3861e-07 | 3.5643e-07 | 0 | 3.5643e-07 | [16 empty] | 7.3.1.3 Ignition probability mapping showing the probability of ignition along the electric lines and equipmentWLDFRAggregatedAggregated | WLDFR | HFTD - Distribution - Tier 2 - 2QU CoRE ¦ 4QU LoRE | Non-Red Flag Warning - Large Fires | Aggregated | Aggregated | 2021 | 3.0633e-05 | 0 | 1130.0763 | 0.034618 | 2021 | Mitigation | 0.08575 | 30 | 0 | esc | 0.0012005 | 3.6775e-08 | 0.00060025 | 1.8388e-08 | 0 | 0
[35 empty] | 7.3.1.3 Ignition probability mapping showing the probability of ignition along the electric lines and equipment | WLDFR | HFTD - Distribution - Tier 2 - 5QU CoRE ¦ 4QU LoRE | 2022 | 0.93458 | 0.0060413 | 0.037535 | 0 | 0.037535 | 0.0037604 | 0.023363 | 0 | 0.023363 | 0.0077906 | 0.048403 | 0 | 0.048403 | 0 | 0 | 0 | 0 | 0.035079 | 0.021835 | 0.045236 | 0 | 0.0077906 | 0.0072809 | 0.048403 | 0.045236 | 0 | 0 | 0.048403 | 0.045236 | [11 empty] | WLDFR | HFTD - Distribution - Tier 2 - 2QU CoRE ¦ 3QU LoRE | Seismic - Red Flag Warning - Catastrophic Fires | 2035 | 1.1631e-11 | 5.8155e-12 | 1.4954e-11 | 23835.2641 | 480.9649 | 15187.7294 | 8166.5698 | 0 | 0 | 0 | 9.6884e-09 |  | 2.7723e-07 | 0 | 2.7723e-07 | 1.3861e-07 | 0 | 1.3861e-07 | 3.5643e-07 | 0 | 3.5643e-07 | [16 empty] | 7.3.1.3 Ignition probability mapping showing the probability of ignition along the electric lines and equipmentWLDFRAggregatedAggregated | WLDFR | HFTD - Distribution - Tier 2 - 2QU CoRE ¦ 4QU LoRE | Non-Red Flag Warning - Large Fires | Aggregated | Aggregated | 2022 | 3.0633e-05 | 0 | 1130.0763 | 0.034618 | 2022 | Mitigation | 0.08575 | 30 | 0 | esc | 0.0012005 | 3.6775e-08 | 0.00060025 | 1.8388e-08 | 0.0015435 | 4.7282e-08
[35 empty] | 7.3.1.3 Ignition probability mapping showing the probability of ignition along the electric lines and equipment | WLDFR | HFTD - Distribution - Tier 2 - 5QU CoRE ¦ 4QU LoRE | 2023 | 0.87344 | 0.0060413 | 0.038908 | 0 | 0.038908 | 0.0037604 | 0.024218 | 0 | 0.024218 | 0.0077906 | 0.050174 | 0 | 0.050174 | 0.0081813 | 0.05269 | 0 | 0.05269 | 0.033983 | 0.021153 | 0.043824 | 0.046021 | 0.0077906 | 0.0068046 | 0.050174 | 0.043824 | 0 | 0 | 0.050174 | 0.043824 | [11 empty] | WLDFR | HFTD - Distribution - Tier 2 - 2QU CoRE ¦ 3QU LoRE | Seismic - Red Flag Warning - Catastrophic Fires | 2036 | 1.1631e-11 | 5.8155e-12 | 1.4954e-11 | 23835.2641 | 480.9649 | 15187.7294 | 8166.5698 | 0 | 0 | 0 | 9.6884e-09 |  | 2.7723e-07 | 0 | 2.7723e-07 | 1.3861e-07 | 0 | 1.3861e-07 | 3.5643e-07 | 0 | 3.5643e-07 | [16 empty] | 7.3.1.3 Ignition probability mapping showing the probability of ignition along the electric lines and equipmentWLDFRAggregatedAggregated | WLDFR | HFTD - Distribution - Tier 2 - 2QU CoRE ¦ 4QU LoRE | Non-Red Flag Warning - Large Fires | Aggregated | Aggregated | 2023 | 3.0633e-05 | 0 | 1130.0763 | 0.034618 | 2023 | Mitigation | 0.08575 | 30 | 0 | esc | 0.0012005 | 3.6775e-08 | 0.00060025 | 1.8388e-08 | 0.0015435 | 4.7282e-08
[35 empty] | 7.3.1.3 Ignition probability mapping showing the probability of ignition along the electric lines and equipment | WLDFR | HFTD - Distribution - Tier 2 - 5QU CoRE ¦ 4QU LoRE | 2024 | 0.8163 | 0.0060413 | 0.038908 | 0 | 0.038908 | 0.0037604 | 0.024218 | 0 | 0.024218 | 0.0077906 | 0.050174 | 0 | 0.050174 | 0.0081813 | 0.05269 | 0 | 0.05269 | 0.03176 | 0.019769 | 0.040957 | 0.04301 | 0.0077906 | 0.0063594 | 0.050174 | 0.040957 | 0 | 0 | 0.050174 | 0.040957 | [11 empty] | WLDFR | HFTD - Distribution - Tier 2 - 2QU CoRE ¦ 3QU LoRE | Seismic - Red Flag Warning - Catastrophic Fires | 2037 | 1.1631e-11 | 5.8155e-12 | 1.4954e-11 | 23835.2641 | 480.9649 | 15187.7294 | 8166.5698 | 0 | 0 | 0 | 9.6884e-09 |  | 2.7723e-07 | 0 | 2.7723e-07 | 1.3861e-07 | 0 | 1.3861e-07 | 3.5643e-07 | 0 | 3.5643e-07 | [16 empty] | 7.3.1.3 Ignition probability mapping showing the probability of ignition along the electric lines and equipmentWLDFRAggregatedAggregated | WLDFR | HFTD - Distribution - Tier 2 - 2QU CoRE ¦ 4QU LoRE | Non-Red Flag Warning - Large Fires | Aggregated | Aggregated | 2024 | 3.0633e-05 | 0 | 1130.0763 | 0.034618 | 2024 | Mitigation | 0.08575 | 30 | 0 | esc | 0.0012005 | 3.6775e-08 | 0.00060025 | 1.8388e-08 | 0.0015435 | 4.7282e-08
[35 empty] | 7.3.1.3 Ignition probability mapping showing the probability of ignition along the electric lines and equipment | WLDFR | HFTD - Distribution - Tier 2 - 5QU CoRE ¦ 4QU LoRE | 2025 | 0.7629 | 0.0060413 | 0.038908 | 0 | 0.038908 | 0.0037604 | 0.024218 | 0 | 0.024218 | 0.0077906 | 0.050174 | 0 | 0.050174 | 0.0081813 | 0.05269 | 0 | 0.05269 | 0.029682 | 0.018476 | 0.038277 | 0.040197 | 0.0077906 | 0.0059434 | 0.050174 | 0.038277 | 0 | 0 | 0.050174 | 0.038277 | [11 empty] | WLDFR | HFTD - Distribution - Tier 2 - 2QU CoRE ¦ 3QU LoRE | Seismic - Red Flag Warning - Catastrophic Fires | 2038 | 1.1631e-11 | 5.8155e-12 | 1.4954e-11 | 24976.6418 | 511.3745 | 15898.8237 | 8566.4437 | 0 | 0 | 0 | 9.6884e-09 |  | 2.905e-07 | 0 | 2.905e-07 | 1.4525e-07 | 0 | 1.4525e-07 | 3.735e-07 | 0 | 3.735e-07 | [16 empty] | 7.3.1.3 Ignition probability mapping showing the probability of ignition along the electric lines and equipmentWLDFRAggregatedAggregated | WLDFR | HFTD - Distribution - Tier 2 - 2QU CoRE ¦ 4QU LoRE | Non-Red Flag Warning - Large Fires | Aggregated | Aggregated | 2025 | 3.0633e-05 | 0 | 1130.0763 | 0.034618 | 2025 | Mitigation | 0.08575 | 30 | 0 | esc | 0.0012005 | 3.6775e-08 | 0.00060025 | 1.8388e-08 | 0.0015435 | 4.7282e-08
[35 empty] | 7.3.1.3 Ignition probability mapping showing the probability of ignition along the electric lines and equipment | WLDFR | HFTD - Distribution - Tier 2 - 5QU CoRE ¦ 4QU LoRE | 2026 | 0.71299 | 0.0060413 | 0.038908 | 0 | 0.038908 | 0.0037604 | 0.024218 | 0 | 0.024218 | 0.0077906 | 0.050174 | 0 | 0.050174 | 0.0081813 | 0.05269 | 0 | 0.05269 | 0.027741 | 0.017267 | 0.035773 | 0.037567 | 0.0077906 | 0.0055546 | 0.050174 | 0.035773 | 0 | 0 | 0.050174 | 0.035773 | [11 empty] | WLDFR | HFTD - Distribution - Tier 2 - 2QU CoRE ¦ 3QU LoRE | Seismic - Red Flag Warning - Catastrophic Fires | 2039 | 1.1631e-11 | 5.8155e-12 | 1.4954e-11 | 24976.6418 | 511.3745 | 15898.8237 | 8566.4437 | 0 | 0 | 0 | 9.6884e-09 |  | 2.905e-07 | 0 | 2.905e-07 | 1.4525e-07 | 0 | 1.4525e-07 | 3.735e-07 | 0 | 3.735e-07 | [16 empty] | 7.3.1.3 Ignition probability mapping showing the probability of ignition along the electric lines and equipmentWLDFRAggregatedAggregated | WLDFR | HFTD - Distribution - Tier 2 - 2QU CoRE ¦ 4QU LoRE | Non-Red Flag Warning - Large Fires | Aggregated | Aggregated | 2026 | 3.0633e-05 | 0 | 1130.0763 | 0.034618 | 2026 | Mitigation | 0.08575 | 30 | 0 | esc | 0.0012005 | 3.6775e-08 | 0.00060025 | 1.8388e-08 | 0.0015435 | 4.7282e-08
[35 empty] | 7.3.1.3 Ignition probability mapping showing the probability of ignition along the electric lines and equipment | WLDFR | HFTD - Distribution - Tier 2 - 5QU CoRE ¦ 4QU LoRE | 2027 | 0.66634 | 0.0060413 | 0.038908 | 0 | 0.038908 | 0.0037604 | 0.024218 | 0 | 0.024218 | 0.0077906 | 0.050174 | 0 | 0.050174 | 0.0081813 | 0.05269 | 0 | 0.05269 | 0.025926 | 0.016138 | 0.033433 | 0.035109 | 0.0077906 | 0.0051912 | 0.050174 | 0.033433 | 0 | 0 | 0.050174 | 0.033433 | [11 empty] | WLDFR | HFTD - Distribution - Tier 2 - 2QU CoRE ¦ 3QU LoRE | Seismic - Red Flag Warning - Catastrophic Fires | 2040 | 1.1631e-11 | 5.8155e-12 | 1.4954e-11 | 24976.6418 | 511.3745 | 15898.8237 | 8566.4437 | 0 | 0 | 0 | 9.6884e-09 |  | 2.905e-07 | 0 | 2.905e-07 | 1.4525e-07 | 0 | 1.4525e-07 | 3.735e-07 | 0 | 3.735e-07 | [16 empty] | 7.3.1.3 Ignition probability mapping showing the probability of ignition along the electric lines and equipmentWLDFRAggregatedAggregated | WLDFR | HFTD - Distribution - Tier 2 - 2QU CoRE ¦ 4QU LoRE | Non-Red Flag Warning - Large Fires | Aggregated | Aggregated | 2027 | 3.0633e-05 | 0 | 1130.0763 | 0.034618 | 2027 | Mitigation | 0.08575 | 30 | 0 | esc | 0.0012005 | 3.6775e-08 | 0.00060025 | 1.8388e-08 | 0.0015435 | 4.7282e-08
[35 empty] | 7.3.1.3 Ignition probability mapping showing the probability of ignition along the electric lines and equipment | WLDFR | HFTD - Distribution - Tier 2 - 5QU CoRE ¦ 4QU LoRE | 2028 | 0.62275 | 0.0060413 | 0.040638 | 0 | 0.040638 | 0.0037604 | 0.025295 | 0 | 0.025295 | 0.0077906 | 0.052405 | 0 | 0.052405 | 0.0081813 | 0.055033 | 0 | 0.055033 | 0.025307 | 0.015753 | 0.032635 | 0.034272 | 0.0077906 | 0.0048516 | 0.052405 | 0.032635 | 0 | 0 | 0.052405 | 0.032635 | [11 empty] | WLDFR | HFTD - Distribution - Tier 2 - 2QU CoRE ¦ 3QU LoRE | Seismic - Red Flag Warning - Catastrophic Fires | 2041 | 1.1631e-11 | 5.8155e-12 | 1.4954e-11 | 24976.6418 | 511.3745 | 15898.8237 | 8566.4437 | 0 | 0 | 0 | 9.6884e-09 |  | 2.905e-07 | 0 | 2.905e-07 | 1.4525e-07 | 0 | 1.4525e-07 | 3.735e-07 | 0 | 3.735e-07 | [16 empty] | 7.3.1.3 Ignition probability mapping showing the probability of ignition along the electric lines and equipmentWLDFRAggregatedAggregated | WLDFR | HFTD - Distribution - Tier 2 - 2QU CoRE ¦ 4QU LoRE | Non-Red Flag Warning - Large Fires | Aggregated | Aggregated | 2028 | 3.0633e-05 | 0 | 1130.0763 | 0.034618 | 2028 | Mitigation | 0.08575 | 30 | 0 | esc | 0.0012005 | 3.6775e-08 | 0.00060025 | 1.8388e-08 | 0.0015435 | 4.7282e-08
[35 empty] | 7.3.1.3 Ignition probability mapping showing the probability of ignition along the electric lines and equipment | WLDFR | HFTD - Distribution - Tier 2 - 5QU CoRE ¦ 4QU LoRE | 2029 | 0.58201 | 0.0060413 | 0.040638 | 0 | 0.040638 | 0.0037604 | 0.025295 | 0 | 0.025295 | 0.0077906 | 0.052405 | 0 | 0.052405 | 0.0081813 | 0.055033 | 0 | 0.055033 | 0.023652 | 0.014722 | 0.0305 | 0.03203 | 0.0077906 | 0.0045342 | 0.052405 | 0.0305 | 0 | 0 | 0.052405 | 0.0305 | [11 empty] | WLDFR | HFTD - Distribution - Tier 2 - 2QU CoRE ¦ 3QU LoRE | Seismic - Red Flag Warning - Catastrophic Fires | 2042 | 1.1631e-11 | 5.8155e-12 | 1.4954e-11 | 24976.6418 | 511.3745 | 15898.8237 | 8566.4437 | 0 | 0 | 0 | 9.6884e-09 |  | 2.905e-07 | 0 | 2.905e-07 | 1.4525e-07 | 0 | 1.4525e-07 | 3.735e-07 | 0 | 3.735e-07 | [16 empty] | 7.3.1.3 Ignition probability mapping showing the probability of ignition along the electric lines and equipmentWLDFRAggregatedAggregated | WLDFR | HFTD - Distribution - Tier 2 - 2QU CoRE ¦ 4QU LoRE | Non-Red Flag Warning - Large Fires | Aggregated | Aggregated | 2029 | 3.0633e-05 | 0 | 1130.0763 | 0.034618 | 2029 | Mitigation | 0.08575 | 30 | 0 | esc | 0.0012005 | 3.6775e-08 | 0.00060025 | 1.8388e-08 | 0.0015435 | 4.7282e-08
[35 empty] | 7.3.1.3 Ignition probability mapping showing the probability of ignition along the electric lines and equipment | WLDFR | HFTD - Distribution - Tier 2 - 5QU CoRE ¦ 4QU LoRE | 2030 | 0.54393 | 0.0060413 | 0.040638 | 0 | 0.040638 | 0.0037604 | 0.025295 | 0 | 0.025295 | 0.0077906 | 0.052405 | 0 | 0.052405 | 0.0081813 | 0.055033 | 0 | 0.055033 | 0.022104 | 0.013759 | 0.028505 | 0.029934 | 0.0077906 | 0.0042376 | 0.052405 | 0.028505 | 0 | 0 | 0.052405 | 0.028505 | [11 empty] | WLDFR | HFTD - Distribution - Tier 2 - 2QU CoRE ¦ 3QU LoRE | Seismic - Red Flag Warning - Catastrophic Fires | 2043 | 1.1631e-11 | 5.8155e-12 | 1.4954e-11 | 26191.7278 | 544.1291 | 16654.7414 | 8992.8573 | 0 | 0 | 0 | 9.6884e-09 |  | 3.0463e-07 | 0 | 3.0463e-07 | 1.5232e-07 | 0 | 1.5232e-07 | 3.9167e-07 | 0 | 3.9167e-07 | [16 empty] | 7.3.1.3 Ignition probability mapping showing the probability of ignition along the electric lines and equipmentWLDFRAggregatedAggregated | WLDFR | HFTD - Distribution - Tier 2 - 2QU CoRE ¦ 4QU LoRE | Non-Red Flag Warning - Large Fires | Aggregated | Aggregated | 2030 | 3.0633e-05 | 0 | 1130.0763 | 0.034618 | 2030 | Mitigation | 0.08575 | 30 | 0 | esc | 0.0012005 | 3.6775e-08 | 0.00060025 | 1.8388e-08 | 0.0015435 | 4.7282e-08
[35 empty] | 7.3.1.3 Ignition probability mapping showing the probability of ignition along the electric lines and equipment | WLDFR | HFTD - Distribution - Tier 2 - 5QU CoRE ¦ 4QU LoRE | 2031 | 0.50835 | 0.0060413 | 0.040638 | 0 | 0.040638 | 0.0037604 | 0.025295 | 0 | 0.025295 | 0.0077906 | 0.052405 | 0 | 0.052405 | 0.0081813 | 0.055033 | 0 | 0.055033 | 0.020658 | 0.012859 | 0.02664 | 0.027976 | 0.0077906 | 0.0039603 | 0.052405 | 0.02664 | 0 | 0 | 0.052405 | 0.02664 | [11 empty] | WLDFR | HFTD - Distribution - Tier 2 - 2QU CoRE ¦ 3QU LoRE | Seismic - Red Flag Warning - Catastrophic Fires | 2044 | 1.1631e-11 | 5.8155e-12 | 1.4954e-11 | 26191.7278 | 544.1291 | 16654.7414 | 8992.8573 | 0 | 0 | 0 | 9.6884e-09 |  | 3.0463e-07 | 0 | 3.0463e-07 | 1.5232e-07 | 0 | 1.5232e-07 | 3.9167e-07 | 0 | 3.9167e-07 | [16 empty] | 7.3.1.3 Ignition probability mapping showing the probability of ignition along the electric lines and equipmentWLDFRAggregatedAggregated | WLDFR | HFTD - Distribution - Tier 2 - 2QU CoRE ¦ 4QU LoRE | Non-Red Flag Warning - Large Fires | Aggregated | Aggregated | 2031 | 3.0633e-05 | 0 | 1130.0763 | 0.034618 | 2031 | Mitigation | 0.08575 | 30 | 0 | esc | 0.0012005 | 3.6775e-08 | 0.00060025 | 1.8388e-08 | 0.0015435 | 4.7282e-08
[35 empty] | 7.3.1.3 Ignition probability mapping showing the probability of ignition along the electric lines and equipment | WLDFR | HFTD - Distribution - Tier 2 - 5QU CoRE ¦ 4QU LoRE | 2032 | 0.47509 | 0.0060413 | 0.040638 | 0 | 0.040638 | 0.0037604 | 0.025295 | 0 | 0.025295 | 0.0077906 | 0.052405 | 0 | 0.052405 | 0.0081813 | 0.055033 | 0 | 0.055033 | 0.019307 | 0.012018 | 0.024897 | 0.026146 | 0.0077906 | 0.0037013 | 0.052405 | 0.024897 | 0 | 0 | 0.052405 | 0.024897 | [11 empty] | WLDFR | HFTD - Distribution - Tier 2 - 2QU CoRE ¦ 3QU LoRE | Seismic - Red Flag Warning - Catastrophic Fires | 2045 | 1.1631e-11 | 5.8155e-12 | 1.4954e-11 | 26191.7278 | 544.1291 | 16654.7414 | 8992.8573 | 0 | 0 | 0 | 9.6884e-09 |  | 3.0463e-07 | 0 | 3.0463e-07 | 1.5232e-07 | 0 | 1.5232e-07 | 3.9167e-07 | 0 | 3.9167e-07 | [16 empty] | 7.3.1.3 Ignition probability mapping showing the probability of ignition along the electric lines and equipmentWLDFRAggregatedAggregated | WLDFR | HFTD - Distribution - Tier 2 - 2QU CoRE ¦ 4QU LoRE | Non-Red Flag Warning - Large Fires | Aggregated | Aggregated | 2032 | 3.0633e-05 | 0 | 1130.0763 | 0.034618 | 2032 | Mitigation | 0.08575 | 30 | 0 | esc | 0.0012005 | 3.6775e-08 | 0.00060025 | 1.8388e-08 | 0.0015435 | 4.7282e-08
[35 empty] | 7.3.1.3 Ignition probability mapping showing the probability of ignition along the electric lines and equipment | WLDFR | HFTD - Distribution - Tier 2 - 5QU CoRE ¦ 4QU LoRE | 2033 | 0.44401 | 0.0060413 | 0.042562 | 0 | 0.042562 | 0.0037604 | 0.026493 | 0 | 0.026493 | 0.0077906 | 0.054886 | 0 | 0.054886 | 0.0081813 | 0.057638 | 0 | 0.057638 | 0.018898 | 0.011763 | 0.02437 | 0.025592 | 0.0077906 | 0.0034591 | 0.054886 | 0.02437 | 0 | 0 | 0.054886 | 0.02437 | [11 empty] | WLDFR | HFTD - Distribution - Tier 2 - 2QU CoRE ¦ 3QU LoRE | Seismic - Red Flag Warning - Catastrophic Fires | 2046 | 1.1631e-11 | 5.8155e-12 | 1.4954e-11 | 26191.7278 | 544.1291 | 16654.7414 | 8992.8573 | 0 | 0 | 0 | 9.6884e-09 |  | 3.0463e-07 | 0 | 3.0463e-07 | 1.5232e-07 | 0 | 1.5232e-07 | 3.9167e-07 | 0 | 3.9167e-07 | [16 empty] | 7.3.1.3 Ignition probability mapping showing the probability of ignition along the electric lines and equipmentWLDFRAggregatedAggregated | WLDFR | HFTD - Distribution - Tier 2 - 2QU CoRE ¦ 4QU LoRE | Non-Red Flag Warning - Large Fires | Aggregated | Aggregated | 2033 | 3.0633e-05 | 0 | 1130.0763 | 0.034618 | 2033 | Mitigation | 0.08575 | 30 | 0 | esc | 0.0012005 | 3.6775e-08 | 0.00060025 | 1.8388e-08 | 0.0015435 | 4.7282e-08
[35 empty] | 7.3.1.3 Ignition probability mapping showing the probability of ignition along the electric lines and equipment | WLDFR | HFTD - Distribution - Tier 2 - 5QU CoRE ¦ 4QU LoRE | 2034 | 0.41496 | 0.0060413 | 0.042562 | 0 | 0.042562 | 0.0037604 | 0.026493 | 0 | 0.026493 | 0.0077906 | 0.054886 | 0 | 0.054886 | 0.0081813 | 0.057638 | 0 | 0.057638 | 0.017662 | 0.010994 | 0.022776 | 0.023918 | 0.0077906 | 0.0032328 | 0.054886 | 0.022776 | 0 | 0 | 0.054886 | 0.022776 | [11 empty] | WLDFR | HFTD - Distribution - Tier 2 - 2QU CoRE ¦ 3QU LoRE | Seismic - Red Flag Warning - Catastrophic Fires | 2047 | 1.1631e-11 | 5.8155e-12 | 1.4954e-11 | 26191.7278 | 544.1291 | 16654.7414 | 8992.8573 | 0 | 0 | 0 | 9.6884e-09 |  | 3.0463e-07 | 0 | 3.0463e-07 | 1.5232e-07 | 0 | 1.5232e-07 | 3.9167e-07 | 0 | 3.9167e-07 | [16 empty] | 7.3.1.3 Ignition probability mapping showing the probability of ignition along the electric lines and equipmentWLDFRAggregatedAggregated | WLDFR | HFTD - Distribution - Tier 2 - 2QU CoRE ¦ 4QU LoRE | Non-Red Flag Warning - Large Fires | Aggregated | Aggregated | 2034 | 3.0633e-05 | 0 | 1130.0763 | 0.034618 | 2034 | Mitigation | 0.08575 | 30 | 0 | esc | 0.0012005 | 3.6775e-08 | 0.00060025 | 1.8388e-08 | 0.0015435 | 4.7282e-08
[35 empty] | 7.3.1.3 Ignition probability mapping showing the probability of ignition along the electric lines and equipment | WLDFR | HFTD - Distribution - Tier 2 - 5QU CoRE ¦ 4QU LoRE | 2035 | 0.38782 | 0.0060413 | 0.042562 | 0 | 0.042562 | 0.0037604 | 0.026493 | 0 | 0.026493 | 0.0077906 | 0.054886 | 0 | 0.054886 | 0.0081813 | 0.057638 | 0 | 0.057638 | 0.016506 | 0.010274 | 0.021286 | 0.022353 | 0.0077906 | 0.0030213 | 0.054886 | 0.021286 | 0 | 0 | 0.054886 | 0.021286 | [11 empty] | WLDFR | HFTD - Distribution - Tier 2 - 2QU CoRE ¦ 3QU LoRE | Seismic - Red Flag Warning - Catastrophic Fires | 2048 | 1.1631e-11 | 5.8155e-12 | 1.4954e-11 | 27464.7227 | 578.8407 | 17445.538 | 9440.3441 | 0 | 0 | 0 | 9.6884e-09 |  | 3.1944e-07 | 0 | 3.1944e-07 | 1.5972e-07 | 0 | 1.5972e-07 | 4.1071e-07 | 0 | 4.1071e-07 | [16 empty] | 7.3.1.3 Ignition probability mapping showing the probability of ignition along the electric lines and equipmentWLDFRAggregatedAggregated | WLDFR | HFTD - Distribution - Tier 2 - 2QU CoRE ¦ 4QU LoRE | Non-Red Flag Warning - Large Fires | Aggregated | Aggregated | 2035 | 3.0633e-05 | 0 | 1130.0763 | 0.034618 | 2035 | Mitigation | 0.08575 | 30 | 0 | esc | 0.0012005 | 3.6775e-08 | 0.00060025 | 1.8388e-08 | 0.0015435 | 4.7282e-08
[35 empty] | 7.3.1.3 Ignition probability mapping showing the probability of ignition along the electric lines and equipment | WLDFR | HFTD - Distribution - Tier 2 - 5QU CoRE ¦ 4QU LoRE | 2036 | 0.36245 | 0.0060413 | 0.042562 | 0 | 0.042562 | 0.0037604 | 0.026493 | 0 | 0.026493 | 0.0077906 | 0.054886 | 0 | 0.054886 | 0.0081813 | 0.057638 | 0 | 0.057638 | 0.015426 | 0.0096022 | 0.019893 | 0.020891 | 0.0077906 | 0.0028237 | 0.054886 | 0.019893 | 0 | 0 | 0.054886 | 0.019893 | [11 empty] | WLDFR | HFTD - Distribution - Tier 2 - 2QU CoRE ¦ 3QU LoRE | Seismic - Red Flag Warning - Catastrophic Fires | 2049 | 1.1631e-11 | 5.8155e-12 | 1.4954e-11 | 27464.7227 | 578.8407 | 17445.538 | 9440.3441 | 0 | 0 | 0 | 9.6884e-09 |  | 3.1944e-07 | 0 | 3.1944e-07 | 1.5972e-07 | 0 | 1.5972e-07 | 4.1071e-07 | 0 | 4.1071e-07 | [16 empty] | 7.3.1.3 Ignition probability mapping showing the probability of ignition along the electric lines and equipmentWLDFRAggregatedAggregated | WLDFR | HFTD - Distribution - Tier 2 - 2QU CoRE ¦ 4QU LoRE | Non-Red Flag Warning - Large Fires | Aggregated | Aggregated | 2036 | 3.0633e-05 | 0 | 1130.0763 | 0.034618 | 2036 | Mitigation | 0.08575 | 30 | 0 | esc | 0.0012005 | 3.6775e-08 | 0.00060025 | 1.8388e-08 | 0.0015435 | 4.7282e-08
[35 empty] | 7.3.1.3 Ignition probability mapping showing the probability of ignition along the electric lines and equipment | WLDFR | HFTD - Distribution - Tier 2 - 5QU CoRE ¦ 4QU LoRE | 2037 | 0.33873 | 0.0060413 | 0.042562 | 0 | 0.042562 | 0.0037604 | 0.026493 | 0 | 0.026493 | 0.0077906 | 0.054886 | 0 | 0.054886 | 0.0081813 | 0.057638 | 0 | 0.057638 | 0.014417 | 0.008974 | 0.018592 | 0.019524 | 0.0077906 | 0.0026389 | 0.054886 | 0.018592 | 0 | 0 | 0.054886 | 0.018592 | [11 empty] | WLDFR | HFTD - Distribution - Tier 2 - 2QU CoRE ¦ 3QU LoRE | Seismic - Red Flag Warning - Catastrophic Fires | 2050 | 0 | 5.8155e-12 | 1.4954e-11 | 27464.7227 | 578.8407 | 17445.538 | 9440.3441 | 0 | 0 | 0 | 9.6884e-09 |  | 0 | 0 | 0 | 1.5972e-07 | 0 | 1.5972e-07 | 4.1071e-07 | 0 | 4.1071e-07 | [16 empty] | 7.3.1.3 Ignition probability mapping showing the probability of ignition along the electric lines and equipmentWLDFRAggregatedAggregated | WLDFR | HFTD - Distribution - Tier 2 - 2QU CoRE ¦ 4QU LoRE | Non-Red Flag Warning - Large Fires | Aggregated | Aggregated | 2037 | 3.0633e-05 | 0 | 1130.0763 | 0.034618 | 2037 | Mitigation | 0.08575 | 30 | 0 | esc | 0.0012005 | 3.6775e-08 | 0.00060025 | 1.8388e-08 | 0.0015435 | 4.7282e-08
[35 empty] | 7.3.1.3 Ignition probability mapping showing the probability of ignition along the electric lines and equipment | WLDFR | HFTD - Distribution - Tier 2 - 5QU CoRE ¦ 4QU LoRE | 2038 | 0.31657 | 0.0060413 | 0.044651 | 0 | 0.044651 | 0.0037604 | 0.027793 | 0 | 0.027793 | 0.0077906 | 0.05758 | 0 | 0.05758 | 0.0081813 | 0.060467 | 0 | 0.060467 | 0.014135 | 0.0087985 | 0.018228 | 0.019142 | 0.0077906 | 0.0024663 | 0.05758 | 0.018228 | 0 | 0 | 0.05758 | 0.018228 | [11 empty] | WLDFR | HFTD - Distribution - Tier 2 - 2QU CoRE ¦ 3QU LoRE | Seismic - Red Flag Warning - Catastrophic Fires | 2051 | 0 | 0 | 1.4954e-11 | 27464.7227 | 578.8407 | 17445.538 | 9440.3441 | 0 | 0 | 0 | 9.6884e-09 |  | 0 | 0 | 0 | 0 | 0 | 0 | 4.1071e-07 | 0 | 4.1071e-07 | [16 empty] | 7.3.1.3 Ignition probability mapping showing the probability of ignition along the electric lines and equipmentWLDFRAggregatedAggregated | WLDFR | HFTD - Distribution - Tier 2 - 2QU CoRE ¦ 4QU LoRE | Non-Red Flag Warning - Large Fires | Aggregated | Aggregated | 2038 | 3.0633e-05 | 0 | 1130.0763 | 0.034618 | 2038 | Mitigation | 0.08575 | 30 | 0 | esc | 0.0012005 | 3.6775e-08 | 0.00060025 | 1.8388e-08 | 0.0015435 | 4.7282e-08
[35 empty] | 7.3.1.3 Ignition probability mapping showing the probability of ignition along the electric lines and equipment | WLDFR | HFTD - Distribution - Tier 2 - 5QU CoRE ¦ 4QU LoRE | 2039 | 0.29586 | 0.0060413 | 0.044651 | 0 | 0.044651 | 0.0037604 | 0.027793 | 0 | 0.027793 | 0.0077906 | 0.05758 | 0 | 0.05758 | 0.0081813 | 0.060467 | 0 | 0.060467 | 0.01321 | 0.0082229 | 0.017036 | 0.01789 | 0.0077906 | 0.002305 | 0.05758 | 0.017036 | 0 | 0 | 0.05758 | 0.017036 | [11 empty] | WLDFR | HFTD - Distribution - Tier 2 - 2QU CoRE ¦ 4QU LoRE | Non-Red Flag Warning - Catastrophic Fires | 2020 | 3.9043e-09 | 0 | 0 | 14146.1306 | 222.2294 | 8585.7228 | 5338.1784 | 0 | 0 | 0 | 3.2522e-06 |  | 5.523e-05 | 0 | 5.523e-05 | 0 | 0 | 0 | 0 | 0 | 0 | [16 empty] | 7.3.1.3 Ignition probability mapping showing the probability of ignition along the electric lines and equipmentWLDFRAggregatedAggregated | WLDFR | HFTD - Distribution - Tier 2 - 2QU CoRE ¦ 4QU LoRE | Non-Red Flag Warning - Large Fires | Aggregated | Aggregated | 2039 | 3.0633e-05 | 0 | 1130.0763 | 0.034618 | 2039 | Mitigation | 0.08575 | 30 | 0 | esc | 0.0012005 | 3.6775e-08 | 0.00060025 | 1.8388e-08 | 0.0015435 | 4.7282e-08
[35 empty] | 7.3.1.3 Ignition probability mapping showing the probability of ignition along the electric lines and equipment | WLDFR | HFTD - Distribution - Tier 2 - 5QU CoRE ¦ 4QU LoRE | 2040 | 0.27651 | 0.0060413 | 0.044651 | 0 | 0.044651 | 0.0037604 | 0.027793 | 0 | 0.027793 | 0.0077906 | 0.05758 | 0 | 0.05758 | 0.0081813 | 0.060467 | 0 | 0.060467 | 0.012346 | 0.007685 | 0.015921 | 0.01672 | 0.0077906 | 0.0021542 | 0.05758 | 0.015921 | 0 | 0 | 0.05758 | 0.015921 | [11 empty] | WLDFR | HFTD - Distribution - Tier 2 - 2QU CoRE ¦ 4QU LoRE | Non-Red Flag Warning - Catastrophic Fires | 2021 | 3.9043e-09 | 1.9521e-09 | 0 | 14146.1306 | 222.2294 | 8585.7228 | 5338.1784 | 0 | 0 | 0 | 3.2522e-06 |  | 5.523e-05 | 0 | 5.523e-05 | 2.7615e-05 | 0 | 2.7615e-05 | 0 | 0 | 0 | [16 empty] | 7.3.1.3 Ignition probability mapping showing the probability of ignition along the electric lines and equipmentWLDFRAggregatedAggregated | WLDFR | HFTD - Distribution - Tier 2 - 2QU CoRE ¦ 4QU LoRE | Non-Red Flag Warning - Large Fires | Aggregated | Aggregated | 2040 | 3.0633e-05 | 0 | 1130.0763 | 0.034618 | 2040 | Mitigation | 0.08575 | 30 | 0 | esc | 0.0012005 | 3.6775e-08 | 0.00060025 | 1.8388e-08 | 0.0015435 | 4.7282e-08
[35 empty] | 7.3.1.3 Ignition probability mapping showing the probability of ignition along the electric lines and equipment | WLDFR | HFTD - Distribution - Tier 2 - 5QU CoRE ¦ 4QU LoRE | 2041 | 0.25842 | 0.0060413 | 0.044651 | 0 | 0.044651 | 0.0037604 | 0.027793 | 0 | 0.027793 | 0.0077906 | 0.05758 | 0 | 0.05758 | 0.0081813 | 0.060467 | 0 | 0.060467 | 0.011539 | 0.0071822 | 0.01488 | 0.015626 | 0.0077906 | 0.0020132 | 0.05758 | 0.01488 | 0 | 0 | 0.05758 | 0.01488 | [11 empty] | WLDFR | HFTD - Distribution - Tier 2 - 2QU CoRE ¦ 4QU LoRE | Non-Red Flag Warning - Catastrophic Fires | 2022 | 3.9043e-09 | 1.9521e-09 | 5.0198e-09 | 14146.1306 | 222.2294 | 8585.7228 | 5338.1784 | 0 | 0 | 0 | 3.2522e-06 |  | 5.523e-05 | 0 | 5.523e-05 | 2.7615e-05 | 0 | 2.7615e-05 | 7.101e-05 | 0 | 7.101e-05 | [16 empty] | 7.3.1.3 Ignition probability mapping showing the probability of ignition along the electric lines and equipmentWLDFRAggregatedAggregated | WLDFR | HFTD - Distribution - Tier 2 - 2QU CoRE ¦ 4QU LoRE | Non-Red Flag Warning - Large Fires | Aggregated | Aggregated | 2041 | 3.0633e-05 | 0 | 1130.0763 | 0.034618 | 2041 | Mitigation | 0.08575 | 30 | 0 | esc | 0.0012005 | 3.6775e-08 | 0.00060025 | 1.8388e-08 | 0.0015435 | 4.7282e-08
[35 empty] | 7.3.1.3 Ignition probability mapping showing the probability of ignition along the electric lines and equipment | WLDFR | HFTD - Distribution - Tier 2 - 5QU CoRE ¦ 4QU LoRE | 2042 | 0.24151 | 0.0060413 | 0.044651 | 0 | 0.044651 | 0.0037604 | 0.027793 | 0 | 0.027793 | 0.0077906 | 0.05758 | 0 | 0.05758 | 0.0081813 | 0.060467 | 0 | 0.060467 | 0.010784 | 0.0067124 | 0.013906 | 0.014604 | 0.0077906 | 0.0018815 | 0.05758 | 0.013906 | 0 | 0 | 0.05758 | 0.013906 | [11 empty] | WLDFR | HFTD - Distribution - Tier 2 - 2QU CoRE ¦ 4QU LoRE | Non-Red Flag Warning - Catastrophic Fires | 2023 | 3.9043e-09 | 1.9521e-09 | 5.0198e-09 | 14664.6376 | 233.2301 | 8896.516 | 5534.8915 | 0 | 0 | 0 | 3.2522e-06 |  | 5.7254e-05 | 0 | 5.7254e-05 | 2.8627e-05 | 0 | 2.8627e-05 | 7.3613e-05 | 0 | 7.3613e-05 | [16 empty] | 7.3.1.3 Ignition probability mapping showing the probability of ignition along the electric lines and equipmentWLDFRAggregatedAggregated | WLDFR | HFTD - Distribution - Tier 2 - 2QU CoRE ¦ 4QU LoRE | Non-Red Flag Warning - Large Fires | Aggregated | Aggregated | 2042 | 3.0633e-05 | 0 | 1130.0763 | 0.034618 | 2042 | Mitigation | 0.08575 | 30 | 0 | esc | 0.0012005 | 3.6775e-08 | 0.00060025 | 1.8388e-08 | 0.0015435 | 4.7282e-08
[35 empty] | 7.3.1.3 Ignition probability mapping showing the probability of ignition along the electric lines and equipment | WLDFR | HFTD - Distribution - Tier 2 - 5QU CoRE ¦ 4QU LoRE | 2043 | 0.22571 | 0.0060413 | 0.046876 | 0 | 0.046876 | 0.0037604 | 0.029178 | 0 | 0.029178 | 0.0077906 | 0.06045 | 0 | 0.06045 | 0.0081813 | 0.063481 | 0 | 0.063481 | 0.010581 | 0.0065859 | 0.013644 | 0.014328 | 0.0077906 | 0.0017584 | 0.06045 | 0.013644 | 0 | 0 | 0.06045 | 0.013644 | [11 empty] | WLDFR | HFTD - Distribution - Tier 2 - 2QU CoRE ¦ 4QU LoRE | Non-Red Flag Warning - Catastrophic Fires | 2024 | 3.9043e-09 | 1.9521e-09 | 5.0198e-09 | 14664.6376 | 233.2301 | 8896.516 | 5534.8915 | 0 | 0 | 0 | 3.2522e-06 |  | 5.7254e-05 | 0 | 5.7254e-05 | 2.8627e-05 | 0 | 2.8627e-05 | 7.3613e-05 | 0 | 7.3613e-05 | [16 empty] | 7.3.1.3 Ignition probability mapping showing the probability of ignition along the electric lines and equipmentWLDFRAggregatedAggregated | WLDFR | HFTD - Distribution - Tier 2 - 2QU CoRE ¦ 4QU LoRE | Non-Red Flag Warning - Large Fires | Aggregated | Aggregated | 2043 | 3.0633e-05 | 0 | 1130.0763 | 0.034618 | 2043 | Mitigation | 0.08575 | 30 | 0 | esc | 0.0012005 | 3.6775e-08 | 0.00060025 | 1.8388e-08 | 0.0015435 | 4.7282e-08
[35 empty] | 7.3.1.3 Ignition probability mapping showing the probability of ignition along the electric lines and equipment | WLDFR | HFTD - Distribution - Tier 2 - 5QU CoRE ¦ 4QU LoRE | 2044 | 0.21095 | 0.0060413 | 0.046876 | 0 | 0.046876 | 0.0037604 | 0.029178 | 0 | 0.029178 | 0.0077906 | 0.06045 | 0 | 0.06045 | 0.0081813 | 0.063481 | 0 | 0.063481 | 0.0098884 | 0.0061551 | 0.012752 | 0.013391 | 0.0077906 | 0.0016434 | 0.06045 | 0.012752 | 0 | 0 | 0.06045 | 0.012752 | [11 empty] | WLDFR | HFTD - Distribution - Tier 2 - 2QU CoRE ¦ 4QU LoRE | Non-Red Flag Warning - Catastrophic Fires | 2025 | 3.9043e-09 | 1.9521e-09 | 5.0198e-09 | 14664.6376 | 233.2301 | 8896.516 | 5534.8915 | 0 | 0 | 0 | 3.2522e-06 |  | 5.7254e-05 | 0 | 5.7254e-05 | 2.8627e-05 | 0 | 2.8627e-05 | 7.3613e-05 | 0 | 7.3613e-05 | [16 empty] | 7.3.1.3 Ignition probability mapping showing the probability of ignition along the electric lines and equipmentWLDFRAggregatedAggregated | WLDFR | HFTD - Distribution - Tier 2 - 2QU CoRE ¦ 4QU LoRE | Non-Red Flag Warning - Large Fires | Aggregated | Aggregated | 2044 | 3.0633e-05 | 0 | 1130.0763 | 0.034618 | 2044 | Mitigation | 0.08575 | 30 | 0 | esc | 0.0012005 | 3.6775e-08 | 0.00060025 | 1.8388e-08 | 0.0015435 | 4.7282e-08
[35 empty] | 7.3.1.3 Ignition probability mapping showing the probability of ignition along the electric lines and equipment | WLDFR | HFTD - Distribution - Tier 2 - 5QU CoRE ¦ 4QU LoRE | 2045 | 0.19715 | 0.0060413 | 0.046876 | 0 | 0.046876 | 0.0037604 | 0.029178 | 0 | 0.029178 | 0.0077906 | 0.06045 | 0 | 0.06045 | 0.0081813 | 0.063481 | 0 | 0.063481 | 0.0092415 | 0.0057524 | 0.011917 | 0.012515 | 0.0077906 | 0.0015359 | 0.06045 | 0.011917 | 0 | 0 | 0.06045 | 0.011917 | [11 empty] | WLDFR | HFTD - Distribution - Tier 2 - 2QU CoRE ¦ 4QU LoRE | Non-Red Flag Warning - Catastrophic Fires | 2026 | 3.9043e-09 | 1.9521e-09 | 5.0198e-09 | 14664.6376 | 233.2301 | 8896.516 | 5534.8915 | 0 | 0 | 0 | 3.2522e-06 |  | 5.7254e-05 | 0 | 5.7254e-05 | 2.8627e-05 | 0 | 2.8627e-05 | 7.3613e-05 | 0 | 7.3613e-05 | [16 empty] | 7.3.1.3 Ignition probability mapping showing the probability of ignition along the electric lines and equipmentWLDFRAggregatedAggregated | WLDFR | HFTD - Distribution - Tier 2 - 2QU CoRE ¦ 4QU LoRE | Non-Red Flag Warning - Large Fires | Aggregated | Aggregated | 2045 | 3.0633e-05 | 0 | 1130.0763 | 0.034618 | 2045 | Mitigation | 0.08575 | 30 | 0 | esc | 0.0012005 | 3.6775e-08 | 0.00060025 | 1.8388e-08 | 0.0015435 | 4.7282e-08
[35 empty] | 7.3.1.3 Ignition probability mapping showing the probability of ignition along the electric lines and equipment | WLDFR | HFTD - Distribution - Tier 2 - 5QU CoRE ¦ 4QU LoRE | 2046 | 0.18425 | 0.0060413 | 0.046876 | 0 | 0.046876 | 0.0037604 | 0.029178 | 0 | 0.029178 | 0.0077906 | 0.06045 | 0 | 0.06045 | 0.0081813 | 0.063481 | 0 | 0.063481 | 0.0086369 | 0.0053761 | 0.011138 | 0.011696 | 0.0077906 | 0.0014354 | 0.06045 | 0.011138 | 0 | 0 | 0.06045 | 0.011138 | [11 empty] | WLDFR | HFTD - Distribution - Tier 2 - 2QU CoRE ¦ 4QU LoRE | Non-Red Flag Warning - Catastrophic Fires | 2027 | 3.9043e-09 | 1.9521e-09 | 5.0198e-09 | 14664.6376 | 233.2301 | 8896.516 | 5534.8915 | 0 | 0 | 0 | 3.2522e-06 |  | 5.7254e-05 | 0 | 5.7254e-05 | 2.8627e-05 | 0 | 2.8627e-05 | 7.3613e-05 | 0 | 7.3613e-05 | [16 empty] | 7.3.1.3 Ignition probability mapping showing the probability of ignition along the electric lines and equipmentWLDFRAggregatedAggregated | WLDFR | HFTD - Distribution - Tier 2 - 2QU CoRE ¦ 4QU LoRE | Non-Red Flag Warning - Large Fires | Aggregated | Aggregated | 2046 | 3.0633e-05 | 0 | 1130.0763 | 0.034618 | 2046 | Mitigation | 0.08575 | 30 | 0 | esc | 0.0012005 | 3.6775e-08 | 0.00060025 | 1.8388e-08 | 0.0015435 | 4.7282e-08
[35 empty] | 7.3.1.3 Ignition probability mapping showing the probability of ignition along the electric lines and equipment | WLDFR | HFTD - Distribution - Tier 2 - 5QU CoRE ¦ 4QU LoRE | 2047 | 0.1722 | 0.0060413 | 0.046876 | 0 | 0.046876 | 0.0037604 | 0.029178 | 0 | 0.029178 | 0.0077906 | 0.06045 | 0 | 0.06045 | 0.0081813 | 0.063481 | 0 | 0.063481 | 0.0080719 | 0.0050244 | 0.010409 | 0.010931 | 0.0077906 | 0.0013415 | 0.06045 | 0.010409 | 0 | 0 | 0.06045 | 0.010409 | [11 empty] | WLDFR | HFTD - Distribution - Tier 2 - 2QU CoRE ¦ 4QU LoRE | Non-Red Flag Warning - Catastrophic Fires | 2028 | 3.9043e-09 | 1.9521e-09 | 5.0198e-09 | 15317.9909 | 247.273 | 9287.6491 | 5783.0689 | 0 | 0 | 0 | 3.2522e-06 |  | 5.9805e-05 | 0 | 5.9805e-05 | 2.9903e-05 | 0 | 2.9903e-05 | 7.6893e-05 | 0 | 7.6893e-05 | [16 empty] | 7.3.1.3 Ignition probability mapping showing the probability of ignition along the electric lines and equipmentWLDFRAggregatedAggregated | WLDFR | HFTD - Distribution - Tier 2 - 2QU CoRE ¦ 4QU LoRE | Non-Red Flag Warning - Large Fires | Aggregated | Aggregated | 2047 | 3.0633e-05 | 0 | 1130.0763 | 0.034618 | 2047 | Mitigation | 0.08575 | 30 | 0 | esc | 0.0012005 | 3.6775e-08 | 0.00060025 | 1.8388e-08 | 0.0015435 | 4.7282e-08
[35 empty] | 7.3.1.3 Ignition probability mapping showing the probability of ignition along the electric lines and equipment | WLDFR | HFTD - Distribution - Tier 2 - 5QU CoRE ¦ 4QU LoRE | 2048 | 0.16093 | 0.0060413 | 0.04921 | 0 | 0.04921 | 0.0037604 | 0.030631 | 0 | 0.030631 | 0.0077906 | 0.063459 | 0 | 0.063459 | 0.0081813 | 0.066641 | 0 | 0.066641 | 0.0079194 | 0.0049294 | 0.010213 | 0.010725 | 0.0077906 | 0.0012537 | 0.063459 | 0.010213 | 0 | 0 | 0.063459 | 0.010213 | [11 empty] | WLDFR | HFTD - Distribution - Tier 2 - 2QU CoRE ¦ 4QU LoRE | Non-Red Flag Warning - Catastrophic Fires | 2029 | 3.9043e-09 | 1.9521e-09 | 5.0198e-09 | 15317.9909 | 247.273 | 9287.6491 | 5783.0689 | 0 | 0 | 0 | 3.2522e-06 |  | 5.9805e-05 | 0 | 5.9805e-05 | 2.9903e-05 | 0 | 2.9903e-05 | 7.6893e-05 | 0 | 7.6893e-05 | [16 empty] | 7.3.1.3 Ignition probability mapping showing the probability of ignition along the electric lines and equipmentWLDFRAggregatedAggregated | WLDFR | HFTD - Distribution - Tier 2 - 2QU CoRE ¦ 4QU LoRE | Non-Red Flag Warning - Large Fires | Aggregated | Aggregated | 2048 | 3.0633e-05 | 0 | 1130.0763 | 0.034618 | 2048 | Mitigation | 0.08575 | 30 | 0 | esc | 0.0012005 | 3.6775e-08 | 0.00060025 | 1.8388e-08 | 0.0015435 | 4.7282e-08
[35 empty] | 7.3.1.3 Ignition probability mapping showing the probability of ignition along the electric lines and equipment | WLDFR | HFTD - Distribution - Tier 2 - 5QU CoRE ¦ 4QU LoRE | 2049 | 0.1504 | 0.0060413 | 0.04921 | 0 | 0.04921 | 0.0037604 | 0.030631 | 0 | 0.030631 | 0.0077906 | 0.063459 | 0 | 0.063459 | 0.0081813 | 0.066641 | 0 | 0.066641 | 0.0074013 | 0.004607 | 0.0095444 | 0.010023 | 0.0077906 | 0.0011717 | 0.063459 | 0.0095444 | 0 | 0 | 0.063459 | 0.0095444 | [11 empty] | WLDFR | HFTD - Distribution - Tier 2 - 2QU CoRE ¦ 4QU LoRE | Non-Red Flag Warning - Catastrophic Fires | 2030 | 3.9043e-09 | 1.9521e-09 | 5.0198e-09 | 15317.9909 | 247.273 | 9287.6491 | 5783.0689 | 0 | 0 | 0 | 3.2522e-06 |  | 5.9805e-05 | 0 | 5.9805e-05 | 2.9903e-05 | 0 | 2.9903e-05 | 7.6893e-05 | 0 | 7.6893e-05 | [16 empty] | 7.3.1.3 Ignition probability mapping showing the probability of ignition along the electric lines and equipmentWLDFRAggregatedAggregated | WLDFR | HFTD - Distribution - Tier 2 - 2QU CoRE ¦ 4QU LoRE | Non-Red Flag Warning - Large Fires | Aggregated | Aggregated | 2049 | 3.0633e-05 | 0 | 1130.0763 | 0.034618 | 2049 | Mitigation | 0.08575 | 30 | 0 | esc | 0.0012005 | 3.6775e-08 | 0.00060025 | 1.8388e-08 | 0.0015435 | 4.7282e-08
[35 empty] | 7.3.1.3 Ignition probability mapping showing the probability of ignition along the electric lines and equipment | WLDFR | HFTD - Distribution - Tier 2 - 5QU CoRE ¦ 4QU LoRE | 2050 | 0.14056 | 0 | 0 | 0 | 0 | 0.0037604 | 0.030631 | 0 | 0.030631 | 0.0077906 | 0.063459 | 0 | 0.063459 | 0.0081813 | 0.066641 | 0 | 0.066641 | 0 | 0.0043056 | 0.00892 | 0.0093673 | 0.0077906 | 0.0010951 | 0.063459 | 0.00892 | 0 | 0 | 0.063459 | 0.00892 | [11 empty] | WLDFR | HFTD - Distribution - Tier 2 - 2QU CoRE ¦ 4QU LoRE | Non-Red Flag Warning - Catastrophic Fires | 2031 | 3.9043e-09 | 1.9521e-09 | 5.0198e-09 | 15317.9909 | 247.273 | 9287.6491 | 5783.0689 | 0 | 0 | 0 | 3.2522e-06 |  | 5.9805e-05 | 0 | 5.9805e-05 | 2.9903e-05 | 0 | 2.9903e-05 | 7.6893e-05 | 0 | 7.6893e-05 | [16 empty] | 7.3.1.3 Ignition probability mapping showing the probability of ignition along the electric lines and equipmentWLDFRAggregatedAggregated | WLDFR | HFTD - Distribution - Tier 2 - 2QU CoRE ¦ 4QU LoRE | Non-Red Flag Warning - Large Fires | Aggregated | Aggregated | 2050 | 3.0633e-05 | 0 | 1130.0763 | 0.034618 | 2050 | Mitigation | 0.08575 | 30 | 0 | esc | 0 | 0 | 0.00060025 | 1.8388e-08 | 0.0015435 | 4.7282e-08
[35 empty] | 7.3.1.3 Ignition probability mapping showing the probability of ignition along the electric lines and equipment | WLDFR | HFTD - Distribution - Tier 2 - 5QU CoRE ¦ 4QU LoRE | 2051 | 0.13137 | 0 | 0 | 0 | 0 | 0 | 0 | 0 | 0 | 0.0077906 | 0.063459 | 0 | 0.063459 | 0.0081813 | 0.066641 | 0 | 0.066641 | 0 | 0 | 0.0083364 | 0.0087545 | 0.0077906 | 0.0010234 | 0.063459 | 0.0083364 | 0 | 0 | 0.063459 | 0.0083364 | [11 empty] | WLDFR | HFTD - Distribution - Tier 2 - 2QU CoRE ¦ 4QU LoRE | Non-Red Flag Warning - Catastrophic Fires | 2032 | 3.9043e-09 | 1.9521e-09 | 5.0198e-09 | 15317.9909 | 247.273 | 9287.6491 | 5783.0689 | 0 | 0 | 0 | 3.2522e-06 |  | 5.9805e-05 | 0 | 5.9805e-05 | 2.9903e-05 | 0 | 2.9903e-05 | 7.6893e-05 | 0 | 7.6893e-05 | [16 empty] | 7.3.1.3 Ignition probability mapping showing the probability of ignition along the electric lines and equipmentWLDFRAggregatedAggregated | WLDFR | HFTD - Distribution - Tier 2 - 2QU CoRE ¦ 4QU LoRE | Non-Red Flag Warning - Large Fires | Aggregated | Aggregated | 2051 | 3.0633e-05 | 0 | 1130.0763 | 0.034618 | 2051 | Mitigation | 0.08575 | 30 | 0 | esc | 0 | 0 | 0 | 0 | 0.0015435 | 4.7282e-08
[35 empty] | 7.3.1.3 Ignition probability mapping showing the probability of ignition along the electric lines and equipment | WLDFR | HFTD - Distribution - Tier 2 - 5QU CoRE ¦ 4QU LoRE | 2052 | 0.12277 | 0 | 0 | 0 | 0 | 0 | 0 | 0 | 0 | 0 | 0 | 0 | 0 | 0.0081813 | 0.066641 | 0 | 0.066641 | 0 | 0 | 0 | 0.0081818 | 0 | 0 | 0 | 0 | 0 | 0 | 0 | 0 | [11 empty] | WLDFR | HFTD - Distribution - Tier 2 - 2QU CoRE ¦ 4QU LoRE | Non-Red Flag Warning - Catastrophic Fires | 2033 | 3.9043e-09 | 1.9521e-09 | 5.0198e-09 | 16044.1264 | 263.1074 | 9721.74 | 6059.2791 | 0 | 0 | 0 | 3.2522e-06 |  | 6.264e-05 | 0 | 6.264e-05 | 3.132e-05 | 0 | 3.132e-05 | 8.0538e-05 | 0 | 8.0538e-05 | [16 empty] | 7.3.1.3 Ignition probability mapping showing the probability of ignition along the electric lines and equipmentWLDFRAggregatedAggregated | WLDFR | HFTD - Distribution - Tier 2 - 2QU CoRE ¦ 4QU LoRE | Non-Red Flag Warning - Small Fires | Aggregated | Aggregated | 2021 | 0.0034702 | 0 | 1130.0763 | 3.9215 | 2021 | Mitigation | 0.08575 | 30 | 0 | esc | 0.0012005 | 4.1659e-06 | 0.00060025 | 2.083e-06 | 0 | 0
[35 empty] | 7.3.1.3 Ignition probability mapping showing the probability of ignition along the electric lines and equipment | WLDFR | HFTD - Distribution - Tier 2 - 5QU CoRE ¦ 5QU LoRE | 2020 | 1 | 0.0039517 | 0.023296 | 0 | 0.023296 | 0 | 0 | 0 | 0 | 0 | 0 | 0 | 0 | 0 | 0 | 0 | 0 | 0.023296 | 0 | 0 | 0 | 0 | 0 | 0 | 0 | 0 | 0 | 0 | 0 | [11 empty] | WLDFR | HFTD - Distribution - Tier 2 - 2QU CoRE ¦ 4QU LoRE | Non-Red Flag Warning - Catastrophic Fires | 2034 | 3.9043e-09 | 1.9521e-09 | 5.0198e-09 | 16044.1264 | 263.1074 | 9721.74 | 6059.2791 | 0 | 0 | 0 | 3.2522e-06 |  | 6.264e-05 | 0 | 6.264e-05 | 3.132e-05 | 0 | 3.132e-05 | 8.0538e-05 | 0 | 8.0538e-05 | [16 empty] | 7.3.1.3 Ignition probability mapping showing the probability of ignition along the electric lines and equipmentWLDFRAggregatedAggregated | WLDFR | HFTD - Distribution - Tier 2 - 2QU CoRE ¦ 4QU LoRE | Non-Red Flag Warning - Small Fires | Aggregated | Aggregated | 2022 | 0.0034702 | 0 | 1130.0763 | 3.9215 | 2022 | Mitigation | 0.08575 | 30 | 0 | esc | 0.0012005 | 4.1659e-06 | 0.00060025 | 2.083e-06 | 0.0015435 | 5.3562e-06
[35 empty] | 7.3.1.3 Ignition probability mapping showing the probability of ignition along the electric lines and equipment | WLDFR | HFTD - Distribution - Tier 2 - 5QU CoRE ¦ 5QU LoRE | 2021 | 1 | 0.0039517 | 0.023296 | 0 | 0.023296 | 0.0024598 | 0.014501 | 0 | 0.014501 | 0 | 0 | 0 | 0 | 0 | 0 | 0 | 0 | 0.023296 | 0.014501 | 0 | 0 | 0 | 0 | 0 | 0 | 0 | 0 | 0 | 0 | [11 empty] | WLDFR | HFTD - Distribution - Tier 2 - 2QU CoRE ¦ 4QU LoRE | Non-Red Flag Warning - Catastrophic Fires | 2035 | 3.9043e-09 | 1.9521e-09 | 5.0198e-09 | 16044.1264 | 263.1074 | 9721.74 | 6059.2791 | 0 | 0 | 0 | 3.2522e-06 |  | 6.264e-05 | 0 | 6.264e-05 | 3.132e-05 | 0 | 3.132e-05 | 8.0538e-05 | 0 | 8.0538e-05 | [16 empty] | 7.3.1.3 Ignition probability mapping showing the probability of ignition along the electric lines and equipmentWLDFRAggregatedAggregated | WLDFR | HFTD - Distribution - Tier 2 - 2QU CoRE ¦ 4QU LoRE | Non-Red Flag Warning - Small Fires | Aggregated | Aggregated | 2023 | 0.0034702 | 0 | 1130.0763 | 3.9215 | 2023 | Mitigation | 0.08575 | 30 | 0 | esc | 0.0012005 | 4.1659e-06 | 0.00060025 | 2.083e-06 | 0.0015435 | 5.3562e-06
[35 empty] | 7.3.1.3 Ignition probability mapping showing the probability of ignition along the electric lines and equipment | WLDFR | HFTD - Distribution - Tier 2 - 5QU CoRE ¦ 5QU LoRE | 2022 | 0.93458 | 0.0039042 | 0.022452 | 0 | 0.022452 | 0.0024302 | 0.013975 | 0 | 0.013975 | 0.0054824 | 0.031527 | 0 | 0.031527 | 0 | 0 | 0 | 0 | 0.020983 | 0.013061 | 0.029465 | 0 | 0.0054824 | 0.0051238 | 0.031527 | 0.029465 | 0 | 0 | 0.031527 | 0.029465 | [11 empty] | WLDFR | HFTD - Distribution - Tier 2 - 2QU CoRE ¦ 4QU LoRE | Non-Red Flag Warning - Catastrophic Fires | 2036 | 3.9043e-09 | 1.9521e-09 | 5.0198e-09 | 16044.1264 | 263.1074 | 9721.74 | 6059.2791 | 0 | 0 | 0 | 3.2522e-06 |  | 6.264e-05 | 0 | 6.264e-05 | 3.132e-05 | 0 | 3.132e-05 | 8.0538e-05 | 0 | 8.0538e-05 | [16 empty] | 7.3.1.3 Ignition probability mapping showing the probability of ignition along the electric lines and equipmentWLDFRAggregatedAggregated | WLDFR | HFTD - Distribution - Tier 2 - 2QU CoRE ¦ 4QU LoRE | Non-Red Flag Warning - Small Fires | Aggregated | Aggregated | 2024 | 0.0034702 | 0 | 1130.0763 | 3.9215 | 2024 | Mitigation | 0.08575 | 30 | 0 | esc | 0.0012005 | 4.1659e-06 | 0.00060025 | 2.083e-06 | 0.0015435 | 5.3562e-06
[35 empty] | 7.3.1.3 Ignition probability mapping showing the probability of ignition along the electric lines and equipment | WLDFR | HFTD - Distribution - Tier 2 - 5QU CoRE ¦ 5QU LoRE | 2023 | 0.87344 | 0.0039042 | 0.023271 | 0 | 0.023271 | 0.0024302 | 0.014485 | 0 | 0.014485 | 0.0054824 | 0.032678 | 0 | 0.032678 | 0.0057573 | 0.034317 | 0 | 0.034317 | 0.020326 | 0.012652 | 0.028543 | 0.029974 | 0.0054824 | 0.0047886 | 0.032678 | 0.028543 | 0 | 0 | 0.032678 | 0.028543 | [11 empty] | WLDFR | HFTD - Distribution - Tier 2 - 2QU CoRE ¦ 4QU LoRE | Non-Red Flag Warning - Catastrophic Fires | 2037 | 3.9043e-09 | 1.9521e-09 | 5.0198e-09 | 16044.1264 | 263.1074 | 9721.74 | 6059.2791 | 0 | 0 | 0 | 3.2522e-06 |  | 6.264e-05 | 0 | 6.264e-05 | 3.132e-05 | 0 | 3.132e-05 | 8.0538e-05 | 0 | 8.0538e-05 | [16 empty] | 7.3.1.3 Ignition probability mapping showing the probability of ignition along the electric lines and equipmentWLDFRAggregatedAggregated | WLDFR | HFTD - Distribution - Tier 2 - 2QU CoRE ¦ 4QU LoRE | Non-Red Flag Warning - Small Fires | Aggregated | Aggregated | 2025 | 0.0034702 | 0 | 1130.0763 | 3.9215 | 2025 | Mitigation | 0.08575 | 30 | 0 | esc | 0.0012005 | 4.1659e-06 | 0.00060025 | 2.083e-06 | 0.0015435 | 5.3562e-06
[35 empty] | 7.3.1.3 Ignition probability mapping showing the probability of ignition along the electric lines and equipment | WLDFR | HFTD - Distribution - Tier 2 - 5QU CoRE ¦ 5QU LoRE | 2024 | 0.8163 | 0.0039042 | 0.023271 | 0 | 0.023271 | 0.0024302 | 0.014485 | 0 | 0.014485 | 0.0054824 | 0.032678 | 0 | 0.032678 | 0.0057573 | 0.034317 | 0 | 0.034317 | 0.018996 | 0.011824 | 0.026675 | 0.028013 | 0.0054824 | 0.0044753 | 0.032678 | 0.026675 | 0 | 0 | 0.032678 | 0.026675 | [11 empty] | WLDFR | HFTD - Distribution - Tier 2 - 2QU CoRE ¦ 4QU LoRE | Non-Red Flag Warning - Catastrophic Fires | 2038 | 3.9043e-09 | 1.9521e-09 | 5.0198e-09 | 16832.3912 | 280.5544 | 10192.2718 | 6359.5651 | 0 | 0 | 0 | 3.2522e-06 |  | 6.5718e-05 | 0 | 6.5718e-05 | 3.2859e-05 | 0 | 3.2859e-05 | 8.4494e-05 | 0 | 8.4494e-05 | [16 empty] | 7.3.1.3 Ignition probability mapping showing the probability of ignition along the electric lines and equipmentWLDFRAggregatedAggregated | WLDFR | HFTD - Distribution - Tier 2 - 2QU CoRE ¦ 4QU LoRE | Non-Red Flag Warning - Small Fires | Aggregated | Aggregated | 2026 | 0.0034702 | 0 | 1130.0763 | 3.9215 | 2026 | Mitigation | 0.08575 | 30 | 0 | esc | 0.0012005 | 4.1659e-06 | 0.00060025 | 2.083e-06 | 0.0015435 | 5.3562e-06
[35 empty] | 7.3.1.3 Ignition probability mapping showing the probability of ignition along the electric lines and equipment | WLDFR | HFTD - Distribution - Tier 2 - 5QU CoRE ¦ 5QU LoRE | 2025 | 0.7629 | 0.0039042 | 0.023271 | 0 | 0.023271 | 0.0024302 | 0.014485 | 0 | 0.014485 | 0.0054824 | 0.032678 | 0 | 0.032678 | 0.0057573 | 0.034317 | 0 | 0.034317 | 0.017754 | 0.011051 | 0.02493 | 0.02618 | 0.0054824 | 0.0041825 | 0.032678 | 0.02493 | 0 | 0 | 0.032678 | 0.02493 | [11 empty] | WLDFR | HFTD - Distribution - Tier 2 - 2QU CoRE ¦ 4QU LoRE | Non-Red Flag Warning - Catastrophic Fires | 2039 | 3.9043e-09 | 1.9521e-09 | 5.0198e-09 | 16832.3912 | 280.5544 | 10192.2718 | 6359.5651 | 0 | 0 | 0 | 3.2522e-06 |  | 6.5718e-05 | 0 | 6.5718e-05 | 3.2859e-05 | 0 | 3.2859e-05 | 8.4494e-05 | 0 | 8.4494e-05 | [16 empty] | 7.3.1.3 Ignition probability mapping showing the probability of ignition along the electric lines and equipmentWLDFRAggregatedAggregated | WLDFR | HFTD - Distribution - Tier 2 - 2QU CoRE ¦ 4QU LoRE | Non-Red Flag Warning - Small Fires | Aggregated | Aggregated | 2027 | 0.0034702 | 0 | 1130.0763 | 3.9215 | 2027 | Mitigation | 0.08575 | 30 | 0 | esc | 0.0012005 | 4.1659e-06 | 0.00060025 | 2.083e-06 | 0.0015435 | 5.3562e-06
[35 empty] | 7.3.1.3 Ignition probability mapping showing the probability of ignition along the electric lines and equipment | WLDFR | HFTD - Distribution - Tier 2 - 5QU CoRE ¦ 5QU LoRE | 2026 | 0.71299 | 0.0039042 | 0.023271 | 0 | 0.023271 | 0.0024302 | 0.014485 | 0 | 0.014485 | 0.0054824 | 0.032678 | 0 | 0.032678 | 0.0057573 | 0.034317 | 0 | 0.034317 | 0.016592 | 0.010328 | 0.023299 | 0.024468 | 0.0054824 | 0.0039089 | 0.032678 | 0.023299 | 0 | 0 | 0.032678 | 0.023299 | [11 empty] | WLDFR | HFTD - Distribution - Tier 2 - 2QU CoRE ¦ 4QU LoRE | Non-Red Flag Warning - Catastrophic Fires | 2040 | 3.9043e-09 | 1.9521e-09 | 5.0198e-09 | 16832.3912 | 280.5544 | 10192.2718 | 6359.5651 | 0 | 0 | 0 | 3.2522e-06 |  | 6.5718e-05 | 0 | 6.5718e-05 | 3.2859e-05 | 0 | 3.2859e-05 | 8.4494e-05 | 0 | 8.4494e-05 | [16 empty] | 7.3.1.3 Ignition probability mapping showing the probability of ignition along the electric lines and equipmentWLDFRAggregatedAggregated | WLDFR | HFTD - Distribution - Tier 2 - 2QU CoRE ¦ 4QU LoRE | Non-Red Flag Warning - Small Fires | Aggregated | Aggregated | 2028 | 0.0034702 | 0 | 1130.0763 | 3.9215 | 2028 | Mitigation | 0.08575 | 30 | 0 | esc | 0.0012005 | 4.1659e-06 | 0.00060025 | 2.083e-06 | 0.0015435 | 5.3562e-06
[35 empty] | 7.3.1.3 Ignition probability mapping showing the probability of ignition along the electric lines and equipment | WLDFR | HFTD - Distribution - Tier 2 - 5QU CoRE ¦ 5QU LoRE | 2027 | 0.66634 | 0.0039042 | 0.023271 | 0 | 0.023271 | 0.0024302 | 0.014485 | 0 | 0.014485 | 0.0054824 | 0.032678 | 0 | 0.032678 | 0.0057573 | 0.034317 | 0 | 0.034317 | 0.015507 | 0.0096522 | 0.021775 | 0.022867 | 0.0054824 | 0.0036532 | 0.032678 | 0.021775 | 0 | 0 | 0.032678 | 0.021775 | [11 empty] | WLDFR | HFTD - Distribution - Tier 2 - 2QU CoRE ¦ 4QU LoRE | Non-Red Flag Warning - Catastrophic Fires | 2041 | 3.9043e-09 | 1.9521e-09 | 5.0198e-09 | 16832.3912 | 280.5544 | 10192.2718 | 6359.5651 | 0 | 0 | 0 | 3.2522e-06 |  | 6.5718e-05 | 0 | 6.5718e-05 | 3.2859e-05 | 0 | 3.2859e-05 | 8.4494e-05 | 0 | 8.4494e-05 | [16 empty] | 7.3.1.3 Ignition probability mapping showing the probability of ignition along the electric lines and equipmentWLDFRAggregatedAggregated | WLDFR | HFTD - Distribution - Tier 2 - 2QU CoRE ¦ 4QU LoRE | Non-Red Flag Warning - Small Fires | Aggregated | Aggregated | 2029 | 0.0034702 | 0 | 1130.0763 | 3.9215 | 2029 | Mitigation | 0.08575 | 30 | 0 | esc | 0.0012005 | 4.1659e-06 | 0.00060025 | 2.083e-06 | 0.0015435 | 5.3562e-06
[35 empty] | 7.3.1.3 Ignition probability mapping showing the probability of ignition along the electric lines and equipment | WLDFR | HFTD - Distribution - Tier 2 - 5QU CoRE ¦ 5QU LoRE | 2028 | 0.62275 | 0.0039042 | 0.024304 | 0 | 0.024304 | 0.0024302 | 0.015128 | 0 | 0.015128 | 0.0054824 | 0.034129 | 0 | 0.034129 | 0.0057573 | 0.03584 | 0 | 0.03584 | 0.015136 | 0.0094212 | 0.021254 | 0.022319 | 0.0054824 | 0.0034142 | 0.034129 | 0.021254 | 0 | 0 | 0.034129 | 0.021254 | [11 empty] | WLDFR | HFTD - Distribution - Tier 2 - 2QU CoRE ¦ 4QU LoRE | Non-Red Flag Warning - Catastrophic Fires | 2042 | 3.9043e-09 | 1.9521e-09 | 5.0198e-09 | 16832.3912 | 280.5544 | 10192.2718 | 6359.5651 | 0 | 0 | 0 | 3.2522e-06 |  | 6.5718e-05 | 0 | 6.5718e-05 | 3.2859e-05 | 0 | 3.2859e-05 | 8.4494e-05 | 0 | 8.4494e-05 | [16 empty] | 7.3.1.3 Ignition probability mapping showing the probability of ignition along the electric lines and equipmentWLDFRAggregatedAggregated | WLDFR | HFTD - Distribution - Tier 2 - 2QU CoRE ¦ 4QU LoRE | Non-Red Flag Warning - Small Fires | Aggregated | Aggregated | 2030 | 0.0034702 | 0 | 1130.0763 | 3.9215 | 2030 | Mitigation | 0.08575 | 30 | 0 | esc | 0.0012005 | 4.1659e-06 | 0.00060025 | 2.083e-06 | 0.0015435 | 5.3562e-06
[35 empty] | 7.3.1.3 Ignition probability mapping showing the probability of ignition along the electric lines and equipment | WLDFR | HFTD - Distribution - Tier 2 - 5QU CoRE ¦ 5QU LoRE | 2029 | 0.58201 | 0.0039042 | 0.024304 | 0 | 0.024304 | 0.0024302 | 0.015128 | 0 | 0.015128 | 0.0054824 | 0.034129 | 0 | 0.034129 | 0.0057573 | 0.03584 | 0 | 0.03584 | 0.014145 | 0.0088048 | 0.019863 | 0.020859 | 0.0054824 | 0.0031908 | 0.034129 | 0.019863 | 0 | 0 | 0.034129 | 0.019863 | [11 empty] | WLDFR | HFTD - Distribution - Tier 2 - 2QU CoRE ¦ 4QU LoRE | Non-Red Flag Warning - Catastrophic Fires | 2043 | 3.9043e-09 | 1.9521e-09 | 5.0198e-09 | 17672.0852 | 299.42 | 10692.7362 | 6679.929 | 0 | 0 | 0 | 3.2522e-06 |  | 6.8996e-05 | 0 | 6.8996e-05 | 3.4498e-05 | 0 | 3.4498e-05 | 8.871e-05 | 0 | 8.871e-05 | [16 empty] | 7.3.1.3 Ignition probability mapping showing the probability of ignition along the electric lines and equipmentWLDFRAggregatedAggregated | WLDFR | HFTD - Distribution - Tier 2 - 2QU CoRE ¦ 4QU LoRE | Non-Red Flag Warning - Small Fires | Aggregated | Aggregated | 2031 | 0.0034702 | 0 | 1130.0763 | 3.9215 | 2031 | Mitigation | 0.08575 | 30 | 0 | esc | 0.0012005 | 4.1659e-06 | 0.00060025 | 2.083e-06 | 0.0015435 | 5.3562e-06
[35 empty] | 7.3.1.3 Ignition probability mapping showing the probability of ignition along the electric lines and equipment | WLDFR | HFTD - Distribution - Tier 2 - 5QU CoRE ¦ 5QU LoRE | 2030 | 0.54393 | 0.0039042 | 0.024304 | 0 | 0.024304 | 0.0024302 | 0.015128 | 0 | 0.015128 | 0.0054824 | 0.034129 | 0 | 0.034129 | 0.0057573 | 0.03584 | 0 | 0.03584 | 0.01322 | 0.0082288 | 0.018564 | 0.019495 | 0.0054824 | 0.0029821 | 0.034129 | 0.018564 | 0 | 0 | 0.034129 | 0.018564 | [11 empty] | WLDFR | HFTD - Distribution - Tier 2 - 2QU CoRE ¦ 4QU LoRE | Non-Red Flag Warning - Catastrophic Fires | 2044 | 3.9043e-09 | 1.9521e-09 | 5.0198e-09 | 17672.0852 | 299.42 | 10692.7362 | 6679.929 | 0 | 0 | 0 | 3.2522e-06 |  | 6.8996e-05 | 0 | 6.8996e-05 | 3.4498e-05 | 0 | 3.4498e-05 | 8.871e-05 | 0 | 8.871e-05 | [16 empty] | 7.3.1.3 Ignition probability mapping showing the probability of ignition along the electric lines and equipmentWLDFRAggregatedAggregated | WLDFR | HFTD - Distribution - Tier 2 - 2QU CoRE ¦ 4QU LoRE | Non-Red Flag Warning - Small Fires | Aggregated | Aggregated | 2032 | 0.0034702 | 0 | 1130.0763 | 3.9215 | 2032 | Mitigation | 0.08575 | 30 | 0 | esc | 0.0012005 | 4.1659e-06 | 0.00060025 | 2.083e-06 | 0.0015435 | 5.3562e-06
[35 empty] | 7.3.1.3 Ignition probability mapping showing the probability of ignition along the electric lines and equipment | WLDFR | HFTD - Distribution - Tier 2 - 5QU CoRE ¦ 5QU LoRE | 2031 | 0.50835 | 0.0039042 | 0.024304 | 0 | 0.024304 | 0.0024302 | 0.015128 | 0 | 0.015128 | 0.0054824 | 0.034129 | 0 | 0.034129 | 0.0057573 | 0.03584 | 0 | 0.03584 | 0.012355 | 0.0076905 | 0.017349 | 0.018219 | 0.0054824 | 0.002787 | 0.034129 | 0.017349 | 0 | 0 | 0.034129 | 0.017349 | [11 empty] | WLDFR | HFTD - Distribution - Tier 2 - 2QU CoRE ¦ 4QU LoRE | Non-Red Flag Warning - Catastrophic Fires | 2045 | 3.9043e-09 | 1.9521e-09 | 5.0198e-09 | 17672.0852 | 299.42 | 10692.7362 | 6679.929 | 0 | 0 | 0 | 3.2522e-06 |  | 6.8996e-05 | 0 | 6.8996e-05 | 3.4498e-05 | 0 | 3.4498e-05 | 8.871e-05 | 0 | 8.871e-05 | [16 empty] | 7.3.1.3 Ignition probability mapping showing the probability of ignition along the electric lines and equipmentWLDFRAggregatedAggregated | WLDFR | HFTD - Distribution - Tier 2 - 2QU CoRE ¦ 4QU LoRE | Non-Red Flag Warning - Small Fires | Aggregated | Aggregated | 2033 | 0.0034702 | 0 | 1130.0763 | 3.9215 | 2033 | Mitigation | 0.08575 | 30 | 0 | esc | 0.0012005 | 4.1659e-06 | 0.00060025 | 2.083e-06 | 0.0015435 | 5.3562e-06
[35 empty] | 7.3.1.3 Ignition probability mapping showing the probability of ignition along the electric lines and equipment | WLDFR | HFTD - Distribution - Tier 2 - 5QU CoRE ¦ 5QU LoRE | 2032 | 0.47509 | 0.0039042 | 0.024304 | 0 | 0.024304 | 0.0024302 | 0.015128 | 0 | 0.015128 | 0.0054824 | 0.034129 | 0 | 0.034129 | 0.0057573 | 0.03584 | 0 | 0.03584 | 0.011547 | 0.0071874 | 0.016214 | 0.017027 | 0.0054824 | 0.0026047 | 0.034129 | 0.016214 | 0 | 0 | 0.034129 | 0.016214 | [11 empty] | WLDFR | HFTD - Distribution - Tier 2 - 2QU CoRE ¦ 4QU LoRE | Non-Red Flag Warning - Catastrophic Fires | 2046 | 3.9043e-09 | 1.9521e-09 | 5.0198e-09 | 17672.0852 | 299.42 | 10692.7362 | 6679.929 | 0 | 0 | 0 | 3.2522e-06 |  | 6.8996e-05 | 0 | 6.8996e-05 | 3.4498e-05 | 0 | 3.4498e-05 | 8.871e-05 | 0 | 8.871e-05 | [16 empty] | 7.3.1.3 Ignition probability mapping showing the probability of ignition along the electric lines and equipmentWLDFRAggregatedAggregated | WLDFR | HFTD - Distribution - Tier 2 - 2QU CoRE ¦ 4QU LoRE | Non-Red Flag Warning - Small Fires | Aggregated | Aggregated | 2034 | 0.0034702 | 0 | 1130.0763 | 3.9215 | 2034 | Mitigation | 0.08575 | 30 | 0 | esc | 0.0012005 | 4.1659e-06 | 0.00060025 | 2.083e-06 | 0.0015435 | 5.3562e-06
[35 empty] | 7.3.1.3 Ignition probability mapping showing the probability of ignition along the electric lines and equipment | WLDFR | HFTD - Distribution - Tier 2 - 5QU CoRE ¦ 5QU LoRE | 2033 | 0.44401 | 0.0039042 | 0.025453 | 0 | 0.025453 | 0.0024302 | 0.015843 | 0 | 0.015843 | 0.0054824 | 0.035741 | 0 | 0.035741 | 0.0057573 | 0.037533 | 0 | 0.037533 | 0.011301 | 0.0070345 | 0.01587 | 0.016665 | 0.0054824 | 0.0024343 | 0.035741 | 0.01587 | 0 | 0 | 0.035741 | 0.01587 | [11 empty] | WLDFR | HFTD - Distribution - Tier 2 - 2QU CoRE ¦ 4QU LoRE | Non-Red Flag Warning - Catastrophic Fires | 2047 | 3.9043e-09 | 1.9521e-09 | 5.0198e-09 | 17672.0852 | 299.42 | 10692.7362 | 6679.929 | 0 | 0 | 0 | 3.2522e-06 |  | 6.8996e-05 | 0 | 6.8996e-05 | 3.4498e-05 | 0 | 3.4498e-05 | 8.871e-05 | 0 | 8.871e-05 | [16 empty] | 7.3.1.3 Ignition probability mapping showing the probability of ignition along the electric lines and equipmentWLDFRAggregatedAggregated | WLDFR | HFTD - Distribution - Tier 2 - 2QU CoRE ¦ 4QU LoRE | Non-Red Flag Warning - Small Fires | Aggregated | Aggregated | 2035 | 0.0034702 | 0 | 1130.0763 | 3.9215 | 2035 | Mitigation | 0.08575 | 30 | 0 | esc | 0.0012005 | 4.1659e-06 | 0.00060025 | 2.083e-06 | 0.0015435 | 5.3562e-06
[35 empty] | 7.3.1.3 Ignition probability mapping showing the probability of ignition along the electric lines and equipment | WLDFR | HFTD - Distribution - Tier 2 - 5QU CoRE ¦ 5QU LoRE | 2034 | 0.41496 | 0.0039042 | 0.025453 | 0 | 0.025453 | 0.0024302 | 0.015843 | 0 | 0.015843 | 0.0054824 | 0.035741 | 0 | 0.035741 | 0.0057573 | 0.037533 | 0 | 0.037533 | 0.010562 | 0.0065743 | 0.014831 | 0.015575 | 0.0054824 | 0.002275 | 0.035741 | 0.014831 | 0 | 0 | 0.035741 | 0.014831 | [11 empty] | WLDFR | HFTD - Distribution - Tier 2 - 2QU CoRE ¦ 4QU LoRE | Non-Red Flag Warning - Catastrophic Fires | 2048 | 3.9043e-09 | 1.9521e-09 | 5.0198e-09 | 18552.3348 | 319.4911 | 11216.5626 | 7016.281 | 0 | 0 | 0 | 3.2522e-06 |  | 7.2433e-05 | 0 | 7.2433e-05 | 3.6217e-05 | 0 | 3.6217e-05 | 9.3128e-05 | 0 | 9.3128e-05 | [16 empty] | 7.3.1.3 Ignition probability mapping showing the probability of ignition along the electric lines and equipmentWLDFRAggregatedAggregated | WLDFR | HFTD - Distribution - Tier 2 - 2QU CoRE ¦ 4QU LoRE | Non-Red Flag Warning - Small Fires | Aggregated | Aggregated | 2036 | 0.0034702 | 0 | 1130.0763 | 3.9215 | 2036 | Mitigation | 0.08575 | 30 | 0 | esc | 0.0012005 | 4.1659e-06 | 0.00060025 | 2.083e-06 | 0.0015435 | 5.3562e-06
[35 empty] | 7.3.1.3 Ignition probability mapping showing the probability of ignition along the electric lines and equipment | WLDFR | HFTD - Distribution - Tier 2 - 5QU CoRE ¦ 5QU LoRE | 2035 | 0.38782 | 0.0039042 | 0.025453 | 0 | 0.025453 | 0.0024302 | 0.015843 | 0 | 0.015843 | 0.0054824 | 0.035741 | 0 | 0.035741 | 0.0057573 | 0.037533 | 0 | 0.037533 | 0.009871 | 0.0061442 | 0.013861 | 0.014556 | 0.0054824 | 0.0021262 | 0.035741 | 0.013861 | 0 | 0 | 0.035741 | 0.013861 | [11 empty] | WLDFR | HFTD - Distribution - Tier 2 - 2QU CoRE ¦ 4QU LoRE | Non-Red Flag Warning - Catastrophic Fires | 2049 | 3.9043e-09 | 1.9521e-09 | 5.0198e-09 | 18552.3348 | 319.4911 | 11216.5626 | 7016.281 | 0 | 0 | 0 | 3.2522e-06 |  | 7.2433e-05 | 0 | 7.2433e-05 | 3.6217e-05 | 0 | 3.6217e-05 | 9.3128e-05 | 0 | 9.3128e-05 | [16 empty] | 7.3.1.3 Ignition probability mapping showing the probability of ignition along the electric lines and equipmentWLDFRAggregatedAggregated | WLDFR | HFTD - Distribution - Tier 2 - 2QU CoRE ¦ 4QU LoRE | Non-Red Flag Warning - Small Fires | Aggregated | Aggregated | 2037 | 0.0034702 | 0 | 1130.0763 | 3.9215 | 2037 | Mitigation | 0.08575 | 30 | 0 | esc | 0.0012005 | 4.1659e-06 | 0.00060025 | 2.083e-06 | 0.0015435 | 5.3562e-06
[35 empty] | 7.3.1.3 Ignition probability mapping showing the probability of ignition along the electric lines and equipment | WLDFR | HFTD - Distribution - Tier 2 - 5QU CoRE ¦ 5QU LoRE | 2036 | 0.36245 | 0.0039042 | 0.025453 | 0 | 0.025453 | 0.0024302 | 0.015843 | 0 | 0.015843 | 0.0054824 | 0.035741 | 0 | 0.035741 | 0.0057573 | 0.037533 | 0 | 0.037533 | 0.0092252 | 0.0057423 | 0.012954 | 0.013604 | 0.0054824 | 0.0019871 | 0.035741 | 0.012954 | 0 | 0 | 0.035741 | 0.012954 | [11 empty] | WLDFR | HFTD - Distribution - Tier 2 - 2QU CoRE ¦ 4QU LoRE | Non-Red Flag Warning - Catastrophic Fires | 2050 | 0 | 1.9521e-09 | 5.0198e-09 | 18552.3348 | 319.4911 | 11216.5626 | 7016.281 | 0 | 0 | 0 | 3.2522e-06 |  | 0 | 0 | 0 | 3.6217e-05 | 0 | 3.6217e-05 | 9.3128e-05 | 0 | 9.3128e-05 | [16 empty] | 7.3.1.3 Ignition probability mapping showing the probability of ignition along the electric lines and equipmentWLDFRAggregatedAggregated | WLDFR | HFTD - Distribution - Tier 2 - 2QU CoRE ¦ 4QU LoRE | Non-Red Flag Warning - Small Fires | Aggregated | Aggregated | 2038 | 0.0034702 | 0 | 1130.0763 | 3.9215 | 2038 | Mitigation | 0.08575 | 30 | 0 | esc | 0.0012005 | 4.1659e-06 | 0.00060025 | 2.083e-06 | 0.0015435 | 5.3562e-06
[35 empty] | 7.3.1.3 Ignition probability mapping showing the probability of ignition along the electric lines and equipment | WLDFR | HFTD - Distribution - Tier 2 - 5QU CoRE ¦ 5QU LoRE | 2037 | 0.33873 | 0.0039042 | 0.025453 | 0 | 0.025453 | 0.0024302 | 0.015843 | 0 | 0.015843 | 0.0054824 | 0.035741 | 0 | 0.035741 | 0.0057573 | 0.037533 | 0 | 0.037533 | 0.0086217 | 0.0053666 | 0.012107 | 0.012714 | 0.0054824 | 0.0018571 | 0.035741 | 0.012107 | 0 | 0 | 0.035741 | 0.012107 | [11 empty] | WLDFR | HFTD - Distribution - Tier 2 - 2QU CoRE ¦ 4QU LoRE | Non-Red Flag Warning - Catastrophic Fires | 2051 | 0 | 0 | 5.0198e-09 | 18552.3348 | 319.4911 | 11216.5626 | 7016.281 | 0 | 0 | 0 | 3.2522e-06 |  | 0 | 0 | 0 | 0 | 0 | 0 | 9.3128e-05 | 0 | 9.3128e-05 | [16 empty] | 7.3.1.3 Ignition probability mapping showing the probability of ignition along the electric lines and equipmentWLDFRAggregatedAggregated | WLDFR | HFTD - Distribution - Tier 2 - 2QU CoRE ¦ 4QU LoRE | Non-Red Flag Warning - Small Fires | Aggregated | Aggregated | 2039 | 0.0034702 | 0 | 1130.0763 | 3.9215 | 2039 | Mitigation | 0.08575 | 30 | 0 | esc | 0.0012005 | 4.1659e-06 | 0.00060025 | 2.083e-06 | 0.0015435 | 5.3562e-06
[35 empty] | 7.3.1.3 Ignition probability mapping showing the probability of ignition along the electric lines and equipment | WLDFR | HFTD - Distribution - Tier 2 - 5QU CoRE ¦ 5QU LoRE | 2038 | 0.31657 | 0.0039042 | 0.026699 | 0 | 0.026699 | 0.0024302 | 0.016619 | 0 | 0.016619 | 0.0054824 | 0.037492 | 0 | 0.037492 | 0.0057573 | 0.039372 | 0 | 0.039372 | 0.0084523 | 0.0052612 | 0.011869 | 0.012464 | 0.0054824 | 0.0017356 | 0.037492 | 0.011869 | 0 | 0 | 0.037492 | 0.011869 | [11 empty] | WLDFR | HFTD - Distribution - Tier 2 - 2QU CoRE ¦ 4QU LoRE | Non-Red Flag Warning - Destructive Fires | 2020 | 3.8182e-09 | 0 | 0 | 8807.9522 | 222.2294 | 8585.7228 | 0 | 0 | 0 | 0 | 3.1805e-06 |  | 3.363e-05 | 0 | 3.363e-05 | 0 | 0 | 0 | 0 | 0 | 0 | [16 empty] | 7.3.1.3 Ignition probability mapping showing the probability of ignition along the electric lines and equipmentWLDFRAggregatedAggregated | WLDFR | HFTD - Distribution - Tier 2 - 2QU CoRE ¦ 4QU LoRE | Non-Red Flag Warning - Small Fires | Aggregated | Aggregated | 2040 | 0.0034702 | 0 | 1130.0763 | 3.9215 | 2040 | Mitigation | 0.08575 | 30 | 0 | esc | 0.0012005 | 4.1659e-06 | 0.00060025 | 2.083e-06 | 0.0015435 | 5.3562e-06
[35 empty] | 7.3.1.3 Ignition probability mapping showing the probability of ignition along the electric lines and equipment | WLDFR | HFTD - Distribution - Tier 2 - 5QU CoRE ¦ 5QU LoRE | 2039 | 0.29586 | 0.0039042 | 0.026699 | 0 | 0.026699 | 0.0024302 | 0.016619 | 0 | 0.016619 | 0.0054824 | 0.037492 | 0 | 0.037492 | 0.0057573 | 0.039372 | 0 | 0.039372 | 0.0078994 | 0.004917 | 0.011093 | 0.011649 | 0.0054824 | 0.001622 | 0.037492 | 0.011093 | 0 | 0 | 0.037492 | 0.011093 | [11 empty] | WLDFR | HFTD - Distribution - Tier 2 - 2QU CoRE ¦ 4QU LoRE | Non-Red Flag Warning - Destructive Fires | 2021 | 3.8182e-09 | 1.9091e-09 | 0 | 8807.9522 | 222.2294 | 8585.7228 | 0 | 0 | 0 | 0 | 3.1805e-06 |  | 3.363e-05 | 0 | 3.363e-05 | 1.6815e-05 | 0 | 1.6815e-05 | 0 | 0 | 0 | [16 empty] | 7.3.1.3 Ignition probability mapping showing the probability of ignition along the electric lines and equipmentWLDFRAggregatedAggregated | WLDFR | HFTD - Distribution - Tier 2 - 2QU CoRE ¦ 4QU LoRE | Non-Red Flag Warning - Small Fires | Aggregated | Aggregated | 2041 | 0.0034702 | 0 | 1130.0763 | 3.9215 | 2041 | Mitigation | 0.08575 | 30 | 0 | esc | 0.0012005 | 4.1659e-06 | 0.00060025 | 2.083e-06 | 0.0015435 | 5.3562e-06
[35 empty] | 7.3.1.3 Ignition probability mapping showing the probability of ignition along the electric lines and equipment | WLDFR | HFTD - Distribution - Tier 2 - 5QU CoRE ¦ 5QU LoRE | 2040 | 0.27651 | 0.0039042 | 0.026699 | 0 | 0.026699 | 0.0024302 | 0.016619 | 0 | 0.016619 | 0.0054824 | 0.037492 | 0 | 0.037492 | 0.0057573 | 0.039372 | 0 | 0.039372 | 0.0073826 | 0.0045953 | 0.010367 | 0.010887 | 0.0054824 | 0.0015159 | 0.037492 | 0.010367 | 0 | 0 | 0.037492 | 0.010367 | [11 empty] | WLDFR | HFTD - Distribution - Tier 2 - 2QU CoRE ¦ 4QU LoRE | Non-Red Flag Warning - Destructive Fires | 2022 | 3.8182e-09 | 1.9091e-09 | 4.9091e-09 | 8807.9522 | 222.2294 | 8585.7228 | 0 | 0 | 0 | 0 | 3.1805e-06 |  | 3.363e-05 | 0 | 3.363e-05 | 1.6815e-05 | 0 | 1.6815e-05 | 4.3239e-05 | 0 | 4.3239e-05 | [16 empty] | 7.3.1.3 Ignition probability mapping showing the probability of ignition along the electric lines and equipmentWLDFRAggregatedAggregated | WLDFR | HFTD - Distribution - Tier 2 - 2QU CoRE ¦ 4QU LoRE | Non-Red Flag Warning - Small Fires | Aggregated | Aggregated | 2042 | 0.0034702 | 0 | 1130.0763 | 3.9215 | 2042 | Mitigation | 0.08575 | 30 | 0 | esc | 0.0012005 | 4.1659e-06 | 0.00060025 | 2.083e-06 | 0.0015435 | 5.3562e-06
[35 empty] | 7.3.1.3 Ignition probability mapping showing the probability of ignition along the electric lines and equipment | WLDFR | HFTD - Distribution - Tier 2 - 5QU CoRE ¦ 5QU LoRE | 2041 | 0.25842 | 0.0039042 | 0.026699 | 0 | 0.026699 | 0.0024302 | 0.016619 | 0 | 0.016619 | 0.0054824 | 0.037492 | 0 | 0.037492 | 0.0057573 | 0.039372 | 0 | 0.039372 | 0.0068996 | 0.0042947 | 0.0096886 | 0.010174 | 0.0054824 | 0.0014168 | 0.037492 | 0.0096886 | 0 | 0 | 0.037492 | 0.0096886 | [11 empty] | WLDFR | HFTD - Distribution - Tier 2 - 2QU CoRE ¦ 4QU LoRE | Non-Red Flag Warning - Destructive Fires | 2023 | 3.8182e-09 | 1.9091e-09 | 4.9091e-09 | 9129.7461 | 233.2301 | 8896.516 | 0 | 0 | 0 | 0 | 3.1805e-06 |  | 3.4859e-05 | 0 | 3.4859e-05 | 1.743e-05 | 0 | 1.743e-05 | 4.4819e-05 | 0 | 4.4819e-05 | [16 empty] | 7.3.1.3 Ignition probability mapping showing the probability of ignition along the electric lines and equipmentWLDFRAggregatedAggregated | WLDFR | HFTD - Distribution - Tier 2 - 2QU CoRE ¦ 4QU LoRE | Non-Red Flag Warning - Small Fires | Aggregated | Aggregated | 2043 | 0.0034702 | 0 | 1130.0763 | 3.9215 | 2043 | Mitigation | 0.08575 | 30 | 0 | esc | 0.0012005 | 4.1659e-06 | 0.00060025 | 2.083e-06 | 0.0015435 | 5.3562e-06
[35 empty] | 7.3.1.3 Ignition probability mapping showing the probability of ignition along the electric lines and equipment | WLDFR | HFTD - Distribution - Tier 2 - 5QU CoRE ¦ 5QU LoRE | 2042 | 0.24151 | 0.0039042 | 0.026699 | 0 | 0.026699 | 0.0024302 | 0.016619 | 0 | 0.016619 | 0.0054824 | 0.037492 | 0 | 0.037492 | 0.0057573 | 0.039372 | 0 | 0.039372 | 0.0064482 | 0.0040137 | 0.0090548 | 0.0095088 | 0.0054824 | 0.0013241 | 0.037492 | 0.0090548 | 0 | 0 | 0.037492 | 0.0090548 | [11 empty] | WLDFR | HFTD - Distribution - Tier 2 - 2QU CoRE ¦ 4QU LoRE | Non-Red Flag Warning - Destructive Fires | 2024 | 3.8182e-09 | 1.9091e-09 | 4.9091e-09 | 9129.7461 | 233.2301 | 8896.516 | 0 | 0 | 0 | 0 | 3.1805e-06 |  | 3.4859e-05 | 0 | 3.4859e-05 | 1.743e-05 | 0 | 1.743e-05 | 4.4819e-05 | 0 | 4.4819e-05 | [16 empty] | 7.3.1.3 Ignition probability mapping showing the probability of ignition along the electric lines and equipmentWLDFRAggregatedAggregated | WLDFR | HFTD - Distribution - Tier 2 - 2QU CoRE ¦ 4QU LoRE | Non-Red Flag Warning - Small Fires | Aggregated | Aggregated | 2044 | 0.0034702 | 0 | 1130.0763 | 3.9215 | 2044 | Mitigation | 0.08575 | 30 | 0 | esc | 0.0012005 | 4.1659e-06 | 0.00060025 | 2.083e-06 | 0.0015435 | 5.3562e-06
[35 empty] | 7.3.1.3 Ignition probability mapping showing the probability of ignition along the electric lines and equipment | WLDFR | HFTD - Distribution - Tier 2 - 5QU CoRE ¦ 5QU LoRE | 2043 | 0.22571 | 0.0039042 | 0.028028 | 0 | 0.028028 | 0.0024302 | 0.017446 | 0 | 0.017446 | 0.0054824 | 0.039357 | 0 | 0.039357 | 0.0057573 | 0.041331 | 0 | 0.041331 | 0.0063262 | 0.0039378 | 0.0088835 | 0.0093289 | 0.0054824 | 0.0012375 | 0.039357 | 0.0088835 | 0 | 0 | 0.039357 | 0.0088835 | [11 empty] | WLDFR | HFTD - Distribution - Tier 2 - 2QU CoRE ¦ 4QU LoRE | Non-Red Flag Warning - Destructive Fires | 2025 | 3.8182e-09 | 1.9091e-09 | 4.9091e-09 | 9129.7461 | 233.2301 | 8896.516 | 0 | 0 | 0 | 0 | 3.1805e-06 |  | 3.4859e-05 | 0 | 3.4859e-05 | 1.743e-05 | 0 | 1.743e-05 | 4.4819e-05 | 0 | 4.4819e-05 | [16 empty] | 7.3.1.3 Ignition probability mapping showing the probability of ignition along the electric lines and equipmentWLDFRAggregatedAggregated | WLDFR | HFTD - Distribution - Tier 2 - 2QU CoRE ¦ 4QU LoRE | Non-Red Flag Warning - Small Fires | Aggregated | Aggregated | 2045 | 0.0034702 | 0 | 1130.0763 | 3.9215 | 2045 | Mitigation | 0.08575 | 30 | 0 | esc | 0.0012005 | 4.1659e-06 | 0.00060025 | 2.083e-06 | 0.0015435 | 5.3562e-06
[35 empty] | 7.3.1.3 Ignition probability mapping showing the probability of ignition along the electric lines and equipment | WLDFR | HFTD - Distribution - Tier 2 - 5QU CoRE ¦ 5QU LoRE | 2044 | 0.21095 | 0.0039042 | 0.028028 | 0 | 0.028028 | 0.0024302 | 0.017446 | 0 | 0.017446 | 0.0054824 | 0.039357 | 0 | 0.039357 | 0.0057573 | 0.041331 | 0 | 0.041331 | 0.0059124 | 0.0036802 | 0.0083023 | 0.0087186 | 0.0054824 | 0.0011565 | 0.039357 | 0.0083023 | 0 | 0 | 0.039357 | 0.0083023 | [11 empty] | WLDFR | HFTD - Distribution - Tier 2 - 2QU CoRE ¦ 4QU LoRE | Non-Red Flag Warning - Destructive Fires | 2026 | 3.8182e-09 | 1.9091e-09 | 4.9091e-09 | 9129.7461 | 233.2301 | 8896.516 | 0 | 0 | 0 | 0 | 3.1805e-06 |  | 3.4859e-05 | 0 | 3.4859e-05 | 1.743e-05 | 0 | 1.743e-05 | 4.4819e-05 | 0 | 4.4819e-05 | [16 empty] | 7.3.1.3 Ignition probability mapping showing the probability of ignition along the electric lines and equipmentWLDFRAggregatedAggregated | WLDFR | HFTD - Distribution - Tier 2 - 2QU CoRE ¦ 4QU LoRE | Non-Red Flag Warning - Small Fires | Aggregated | Aggregated | 2046 | 0.0034702 | 0 | 1130.0763 | 3.9215 | 2046 | Mitigation | 0.08575 | 30 | 0 | esc | 0.0012005 | 4.1659e-06 | 0.00060025 | 2.083e-06 | 0.0015435 | 5.3562e-06
[35 empty] | 7.3.1.3 Ignition probability mapping showing the probability of ignition along the electric lines and equipment | WLDFR | HFTD - Distribution - Tier 2 - 5QU CoRE ¦ 5QU LoRE | 2045 | 0.19715 | 0.0039042 | 0.028028 | 0 | 0.028028 | 0.0024302 | 0.017446 | 0 | 0.017446 | 0.0054824 | 0.039357 | 0 | 0.039357 | 0.0057573 | 0.041331 | 0 | 0.041331 | 0.0055256 | 0.0034394 | 0.0077592 | 0.0081482 | 0.0054824 | 0.0010808 | 0.039357 | 0.0077592 | 0 | 0 | 0.039357 | 0.0077592 | [11 empty] | WLDFR | HFTD - Distribution - Tier 2 - 2QU CoRE ¦ 4QU LoRE | Non-Red Flag Warning - Destructive Fires | 2027 | 3.8182e-09 | 1.9091e-09 | 4.9091e-09 | 9129.7461 | 233.2301 | 8896.516 | 0 | 0 | 0 | 0 | 3.1805e-06 |  | 3.4859e-05 | 0 | 3.4859e-05 | 1.743e-05 | 0 | 1.743e-05 | 4.4819e-05 | 0 | 4.4819e-05 | [16 empty] | 7.3.1.3 Ignition probability mapping showing the probability of ignition along the electric lines and equipmentWLDFRAggregatedAggregated | WLDFR | HFTD - Distribution - Tier 2 - 2QU CoRE ¦ 4QU LoRE | Non-Red Flag Warning - Small Fires | Aggregated | Aggregated | 2047 | 0.0034702 | 0 | 1130.0763 | 3.9215 | 2047 | Mitigation | 0.08575 | 30 | 0 | esc | 0.0012005 | 4.1659e-06 | 0.00060025 | 2.083e-06 | 0.0015435 | 5.3562e-06
[35 empty] | 7.3.1.3 Ignition probability mapping showing the probability of ignition along the electric lines and equipment | WLDFR | HFTD - Distribution - Tier 2 - 5QU CoRE ¦ 5QU LoRE | 2046 | 0.18425 | 0.0039042 | 0.028028 | 0 | 0.028028 | 0.0024302 | 0.017446 | 0 | 0.017446 | 0.0054824 | 0.039357 | 0 | 0.039357 | 0.0057573 | 0.041331 | 0 | 0.041331 | 0.0051641 | 0.0032144 | 0.0072516 | 0.0076152 | 0.0054824 | 0.0010101 | 0.039357 | 0.0072516 | 0 | 0 | 0.039357 | 0.0072516 | [11 empty] | WLDFR | HFTD - Distribution - Tier 2 - 2QU CoRE ¦ 4QU LoRE | Non-Red Flag Warning - Destructive Fires | 2028 | 3.8182e-09 | 1.9091e-09 | 4.9091e-09 | 9534.9221 | 247.273 | 9287.6491 | 0 | 0 | 0 | 0 | 3.1805e-06 |  | 3.6406e-05 | 0 | 3.6406e-05 | 1.8203e-05 | 0 | 1.8203e-05 | 4.6808e-05 | 0 | 4.6808e-05 | [16 empty] | 7.3.1.3 Ignition probability mapping showing the probability of ignition along the electric lines and equipmentWLDFRAggregatedAggregated | WLDFR | HFTD - Distribution - Tier 2 - 2QU CoRE ¦ 4QU LoRE | Non-Red Flag Warning - Small Fires | Aggregated | Aggregated | 2048 | 0.0034702 | 0 | 1130.0763 | 3.9215 | 2048 | Mitigation | 0.08575 | 30 | 0 | esc | 0.0012005 | 4.1659e-06 | 0.00060025 | 2.083e-06 | 0.0015435 | 5.3562e-06
[35 empty] | 7.3.1.3 Ignition probability mapping showing the probability of ignition along the electric lines and equipment | WLDFR | HFTD - Distribution - Tier 2 - 5QU CoRE ¦ 5QU LoRE | 2047 | 0.1722 | 0.0039042 | 0.028028 | 0 | 0.028028 | 0.0024302 | 0.017446 | 0 | 0.017446 | 0.0054824 | 0.039357 | 0 | 0.039357 | 0.0057573 | 0.041331 | 0 | 0.041331 | 0.0048262 | 0.0030041 | 0.0067771 | 0.007117 | 0.0054824 | 0.00094405 | 0.039357 | 0.0067771 | 0 | 0 | 0.039357 | 0.0067771 | [11 empty] | WLDFR | HFTD - Distribution - Tier 2 - 2QU CoRE ¦ 4QU LoRE | Non-Red Flag Warning - Destructive Fires | 2029 | 3.8182e-09 | 1.9091e-09 | 4.9091e-09 | 9534.9221 | 247.273 | 9287.6491 | 0 | 0 | 0 | 0 | 3.1805e-06 |  | 3.6406e-05 | 0 | 3.6406e-05 | 1.8203e-05 | 0 | 1.8203e-05 | 4.6808e-05 | 0 | 4.6808e-05 | [16 empty] | 7.3.1.3 Ignition probability mapping showing the probability of ignition along the electric lines and equipmentWLDFRAggregatedAggregated | WLDFR | HFTD - Distribution - Tier 2 - 2QU CoRE ¦ 4QU LoRE | Non-Red Flag Warning - Small Fires | Aggregated | Aggregated | 2049 | 0.0034702 | 0 | 1130.0763 | 3.9215 | 2049 | Mitigation | 0.08575 | 30 | 0 | esc | 0.0012005 | 4.1659e-06 | 0.00060025 | 2.083e-06 | 0.0015435 | 5.3562e-06
[35 empty] | 7.3.1.3 Ignition probability mapping showing the probability of ignition along the electric lines and equipment | WLDFR | HFTD - Distribution - Tier 2 - 5QU CoRE ¦ 5QU LoRE | 2048 | 0.16093 | 0.0039042 | 0.029421 | 0 | 0.029421 | 0.0024302 | 0.018313 | 0 | 0.018313 | 0.0054824 | 0.041313 | 0 | 0.041313 | 0.0057573 | 0.043385 | 0 | 0.043385 | 0.0047347 | 0.0029471 | 0.0066486 | 0.006982 | 0.0054824 | 0.00088229 | 0.041313 | 0.0066486 | 0 | 0 | 0.041313 | 0.0066486 | [11 empty] | WLDFR | HFTD - Distribution - Tier 2 - 2QU CoRE ¦ 4QU LoRE | Non-Red Flag Warning - Destructive Fires | 2030 | 3.8182e-09 | 1.9091e-09 | 4.9091e-09 | 9534.9221 | 247.273 | 9287.6491 | 0 | 0 | 0 | 0 | 3.1805e-06 |  | 3.6406e-05 | 0 | 3.6406e-05 | 1.8203e-05 | 0 | 1.8203e-05 | 4.6808e-05 | 0 | 4.6808e-05 | [16 empty] | 7.3.1.3 Ignition probability mapping showing the probability of ignition along the electric lines and equipmentWLDFRAggregatedAggregated | WLDFR | HFTD - Distribution - Tier 2 - 2QU CoRE ¦ 4QU LoRE | Non-Red Flag Warning - Small Fires | Aggregated | Aggregated | 2050 | 0.0034702 | 0 | 1130.0763 | 3.9215 | 2050 | Mitigation | 0.08575 | 30 | 0 | esc | 0 | 0 | 0.00060025 | 2.083e-06 | 0.0015435 | 5.3562e-06
[35 empty] | 7.3.1.3 Ignition probability mapping showing the probability of ignition along the electric lines and equipment | WLDFR | HFTD - Distribution - Tier 2 - 5QU CoRE ¦ 5QU LoRE | 2049 | 0.1504 | 0.0039042 | 0.029421 | 0 | 0.029421 | 0.0024302 | 0.018313 | 0 | 0.018313 | 0.0054824 | 0.041313 | 0 | 0.041313 | 0.0057573 | 0.043385 | 0 | 0.043385 | 0.0044249 | 0.0027543 | 0.0062136 | 0.0065252 | 0.0054824 | 0.00082457 | 0.041313 | 0.0062136 | 0 | 0 | 0.041313 | 0.0062136 | [11 empty] | WLDFR | HFTD - Distribution - Tier 2 - 2QU CoRE ¦ 4QU LoRE | Non-Red Flag Warning - Destructive Fires | 2031 | 3.8182e-09 | 1.9091e-09 | 4.9091e-09 | 9534.9221 | 247.273 | 9287.6491 | 0 | 0 | 0 | 0 | 3.1805e-06 |  | 3.6406e-05 | 0 | 3.6406e-05 | 1.8203e-05 | 0 | 1.8203e-05 | 4.6808e-05 | 0 | 4.6808e-05 | [16 empty] | 7.3.1.3 Ignition probability mapping showing the probability of ignition along the electric lines and equipmentWLDFRAggregatedAggregated | WLDFR | HFTD - Distribution - Tier 2 - 2QU CoRE ¦ 4QU LoRE | Non-Red Flag Warning - Small Fires | Aggregated | Aggregated | 2051 | 0.0034702 | 0 | 1130.0763 | 3.9215 | 2051 | Mitigation | 0.08575 | 30 | 0 | esc | 0 | 0 | 0 | 0 | 0.0015435 | 5.3562e-06
[35 empty] | 7.3.1.3 Ignition probability mapping showing the probability of ignition along the electric lines and equipment | WLDFR | HFTD - Distribution - Tier 2 - 5QU CoRE ¦ 5QU LoRE | 2050 | 0.14056 | 0 | 0 | 0 | 0 | 0.0024302 | 0.018313 | 0 | 0.018313 | 0.0054824 | 0.041313 | 0 | 0.041313 | 0.0057573 | 0.043385 | 0 | 0.043385 | 0 | 0.0025741 | 0.0058071 | 0.0060983 | 0.0054824 | 0.00077062 | 0.041313 | 0.0058071 | 0 | 0 | 0.041313 | 0.0058071 | [11 empty] | WLDFR | HFTD - Distribution - Tier 2 - 2QU CoRE ¦ 4QU LoRE | Non-Red Flag Warning - Destructive Fires | 2032 | 3.8182e-09 | 1.9091e-09 | 4.9091e-09 | 9534.9221 | 247.273 | 9287.6491 | 0 | 0 | 0 | 0 | 3.1805e-06 |  | 3.6406e-05 | 0 | 3.6406e-05 | 1.8203e-05 | 0 | 1.8203e-05 | 4.6808e-05 | 0 | 4.6808e-05 | [16 empty] | 7.3.1.3 Ignition probability mapping showing the probability of ignition along the electric lines and equipmentWLDFRAggregatedAggregated | WLDFR | HFTD - Distribution - Tier 2 - 2QU CoRE ¦ 4QU LoRE | Red Flag Warning - Catastrophic Fires | Aggregated | Aggregated | 2021 | 5.545e-05 | 0 | 1130.0763 | 0.062662 | 2021 | Mitigation | 0.08575 | 30 | 0 | esc | 0.0012005 | 6.6567e-08 | 0.00060025 | 3.3284e-08 | 0 | 0
[35 empty] | 7.3.1.3 Ignition probability mapping showing the probability of ignition along the electric lines and equipment | WLDFR | HFTD - Distribution - Tier 2 - 5QU CoRE ¦ 5QU LoRE | 2051 | 0.13137 | 0 | 0 | 0 | 0 | 0 | 0 | 0 | 0 | 0.0054824 | 0.041313 | 0 | 0.041313 | 0.0057573 | 0.043385 | 0 | 0.043385 | 0 | 0 | 0.0054272 | 0.0056994 | 0.0054824 | 0.00072021 | 0.041313 | 0.0054272 | 0 | 0 | 0.041313 | 0.0054272 | [11 empty] | WLDFR | HFTD - Distribution - Tier 2 - 2QU CoRE ¦ 4QU LoRE | Non-Red Flag Warning - Destructive Fires | 2033 | 3.8182e-09 | 1.9091e-09 | 4.9091e-09 | 9984.8474 | 263.1074 | 9721.74 | 0 | 0 | 0 | 0 | 3.1805e-06 |  | 3.8124e-05 | 0 | 3.8124e-05 | 1.9062e-05 | 0 | 1.9062e-05 | 4.9017e-05 | 0 | 4.9017e-05 | [16 empty] | 7.3.1.3 Ignition probability mapping showing the probability of ignition along the electric lines and equipmentWLDFRAggregatedAggregated | WLDFR | HFTD - Distribution - Tier 2 - 2QU CoRE ¦ 4QU LoRE | Red Flag Warning - Catastrophic Fires | Aggregated | Aggregated | 2022 | 5.545e-05 | 0 | 1130.0763 | 0.062662 | 2022 | Mitigation | 0.08575 | 30 | 0 | esc | 0.0012005 | 6.6567e-08 | 0.00060025 | 3.3284e-08 | 0.0015435 | 8.5586e-08
[35 empty] | 7.3.1.3 Ignition probability mapping showing the probability of ignition along the electric lines and equipment | WLDFR | HFTD - Distribution - Tier 2 - 5QU CoRE ¦ 5QU LoRE | 2052 | 0.12277 | 0 | 0 | 0 | 0 | 0 | 0 | 0 | 0 | 0 | 0 | 0 | 0 | 0.0057573 | 0.043385 | 0 | 0.043385 | 0 | 0 | 0 | 0.0053265 | 0 | 0 | 0 | 0 | 0 | 0 | 0 | 0 | [11 empty] | WLDFR | HFTD - Distribution - Tier 2 - 2QU CoRE ¦ 4QU LoRE | Non-Red Flag Warning - Destructive Fires | 2034 | 3.8182e-09 | 1.9091e-09 | 4.9091e-09 | 9984.8474 | 263.1074 | 9721.74 | 0 | 0 | 0 | 0 | 3.1805e-06 |  | 3.8124e-05 | 0 | 3.8124e-05 | 1.9062e-05 | 0 | 1.9062e-05 | 4.9017e-05 | 0 | 4.9017e-05 | [16 empty] | 7.3.1.3 Ignition probability mapping showing the probability of ignition along the electric lines and equipmentWLDFRAggregatedAggregated | WLDFR | HFTD - Distribution - Tier 2 - 2QU CoRE ¦ 4QU LoRE | Red Flag Warning - Catastrophic Fires | Aggregated | Aggregated | 2023 | 5.545e-05 | 0 | 1130.0763 | 0.062662 | 2023 | Mitigation | 0.08575 | 30 | 0 | esc | 0.0012005 | 6.6567e-08 | 0.00060025 | 3.3284e-08 | 0.0015435 | 8.5586e-08
[35 empty] | 7.3.1.3 Ignition probability mapping showing the probability of ignition along the electric lines and equipment | WLDFR | HFTD - Distribution - Tier 3 - 1QU CoRE ¦ 1QU LoRE | 2020 | 1 | 0.0026505 | 1.4661 | 0 | 1.4661 | 0 | 0 | 0 | 0 | 0 | 0 | 0 | 0 | 0 | 0 | 0 | 0 | 1.4661 | 0 | 0 | 0 | 0 | 0 | 0 | 0 | 0 | 0 | 0 | 0 | [11 empty] | WLDFR | HFTD - Distribution - Tier 2 - 2QU CoRE ¦ 4QU LoRE | Non-Red Flag Warning - Destructive Fires | 2035 | 3.8182e-09 | 1.9091e-09 | 4.9091e-09 | 9984.8474 | 263.1074 | 9721.74 | 0 | 0 | 0 | 0 | 3.1805e-06 |  | 3.8124e-05 | 0 | 3.8124e-05 | 1.9062e-05 | 0 | 1.9062e-05 | 4.9017e-05 | 0 | 4.9017e-05 | [16 empty] | 7.3.1.3 Ignition probability mapping showing the probability of ignition along the electric lines and equipmentWLDFRAggregatedAggregated | WLDFR | HFTD - Distribution - Tier 2 - 2QU CoRE ¦ 4QU LoRE | Red Flag Warning - Catastrophic Fires | Aggregated | Aggregated | 2024 | 5.545e-05 | 0 | 1130.0763 | 0.062662 | 2024 | Mitigation | 0.08575 | 30 | 0 | esc | 0.0012005 | 6.6567e-08 | 0.00060025 | 3.3284e-08 | 0.0015435 | 8.5586e-08
[35 empty] | 7.3.1.3 Ignition probability mapping showing the probability of ignition along the electric lines and equipment | WLDFR | HFTD - Distribution - Tier 3 - 1QU CoRE ¦ 1QU LoRE | 2021 | 1 | 0.0026505 | 1.4661 | 0 | 1.4661 | 0.0016498 | 0.91258 | 0 | 0.91258 | 0 | 0 | 0 | 0 | 0 | 0 | 0 | 0 | 1.4661 | 0.91258 | 0 | 0 | 0 | 0 | 0 | 0 | 0 | 0 | 0 | 0 | [11 empty] | WLDFR | HFTD - Distribution - Tier 2 - 2QU CoRE ¦ 4QU LoRE | Non-Red Flag Warning - Destructive Fires | 2036 | 3.8182e-09 | 1.9091e-09 | 4.9091e-09 | 9984.8474 | 263.1074 | 9721.74 | 0 | 0 | 0 | 0 | 3.1805e-06 |  | 3.8124e-05 | 0 | 3.8124e-05 | 1.9062e-05 | 0 | 1.9062e-05 | 4.9017e-05 | 0 | 4.9017e-05 | [16 empty] | 7.3.1.3 Ignition probability mapping showing the probability of ignition along the electric lines and equipmentWLDFRAggregatedAggregated | WLDFR | HFTD - Distribution - Tier 2 - 2QU CoRE ¦ 4QU LoRE | Red Flag Warning - Catastrophic Fires | Aggregated | Aggregated | 2025 | 5.545e-05 | 0 | 1130.0763 | 0.062662 | 2025 | Mitigation | 0.08575 | 30 | 0 | esc | 0.0012005 | 6.6567e-08 | 0.00060025 | 3.3284e-08 | 0.0015435 | 8.5586e-08
[35 empty] | 7.3.1.3 Ignition probability mapping showing the probability of ignition along the electric lines and equipment | WLDFR | HFTD - Distribution - Tier 3 - 1QU CoRE ¦ 1QU LoRE | 2022 | 0.93458 | 0.0026251 | 1.4943 | 0 | 1.4943 | 0.001634 | 0.93015 | 0 | 0.93015 | 0.0032063 | 1.8252 | 0 | 1.8252 | 0 | 0 | 0 | 0 | 1.3966 | 0.8693 | 1.7058 | 0 | 0.0032063 | 0.0029966 | 1.8252 | 1.7058 | 0 | 0 | 1.8252 | 1.7058 | [11 empty] | WLDFR | HFTD - Distribution - Tier 2 - 2QU CoRE ¦ 4QU LoRE | Non-Red Flag Warning - Destructive Fires | 2037 | 3.8182e-09 | 1.9091e-09 | 4.9091e-09 | 9984.8474 | 263.1074 | 9721.74 | 0 | 0 | 0 | 0 | 3.1805e-06 |  | 3.8124e-05 | 0 | 3.8124e-05 | 1.9062e-05 | 0 | 1.9062e-05 | 4.9017e-05 | 0 | 4.9017e-05 | [16 empty] | 7.3.1.3 Ignition probability mapping showing the probability of ignition along the electric lines and equipmentWLDFRAggregatedAggregated | WLDFR | HFTD - Distribution - Tier 2 - 2QU CoRE ¦ 4QU LoRE | Red Flag Warning - Catastrophic Fires | Aggregated | Aggregated | 2026 | 5.545e-05 | 0 | 1130.0763 | 0.062662 | 2026 | Mitigation | 0.08575 | 30 | 0 | esc | 0.0012005 | 6.6567e-08 | 0.00060025 | 3.3284e-08 | 0.0015435 | 8.5586e-08
[35 empty] | 7.3.1.3 Ignition probability mapping showing the probability of ignition along the electric lines and equipment | WLDFR | HFTD - Distribution - Tier 3 - 1QU CoRE ¦ 1QU LoRE | 2023 | 0.87344 | 0.0026251 | 1.5491 | 0 | 1.5491 | 0.001634 | 0.96423 | 0 | 0.96423 | 0.0032063 | 1.8921 | 0 | 1.8921 | 0.0033671 | 1.987 | 0 | 1.987 | 1.353 | 0.84219 | 1.6526 | 1.7355 | 0.0032063 | 0.0028005 | 1.8921 | 1.6526 | 0 | 0 | 1.8921 | 1.6526 | [11 empty] | WLDFR | HFTD - Distribution - Tier 2 - 2QU CoRE ¦ 4QU LoRE | Non-Red Flag Warning - Destructive Fires | 2038 | 3.8182e-09 | 1.9091e-09 | 4.9091e-09 | 10472.8261 | 280.5544 | 10192.2718 | 0 | 0 | 0 | 0 | 3.1805e-06 |  | 3.9987e-05 | 0 | 3.9987e-05 | 1.9994e-05 | 0 | 1.9994e-05 | 5.1412e-05 | 0 | 5.1412e-05 | [16 empty] | 7.3.1.3 Ignition probability mapping showing the probability of ignition along the electric lines and equipmentWLDFRAggregatedAggregated | WLDFR | HFTD - Distribution - Tier 2 - 2QU CoRE ¦ 4QU LoRE | Red Flag Warning - Catastrophic Fires | Aggregated | Aggregated | 2027 | 5.545e-05 | 0 | 1130.0763 | 0.062662 | 2027 | Mitigation | 0.08575 | 30 | 0 | esc | 0.0012005 | 6.6567e-08 | 0.00060025 | 3.3284e-08 | 0.0015435 | 8.5586e-08
[35 empty] | 7.3.1.3 Ignition probability mapping showing the probability of ignition along the electric lines and equipment | WLDFR | HFTD - Distribution - Tier 3 - 1QU CoRE ¦ 1QU LoRE | 2024 | 0.8163 | 0.0026251 | 1.5491 | 0 | 1.5491 | 0.001634 | 0.96423 | 0 | 0.96423 | 0.0032063 | 1.8921 | 0 | 1.8921 | 0.0033671 | 1.987 | 0 | 1.987 | 1.2645 | 0.7871 | 1.5445 | 1.622 | 0.0032063 | 0.0026173 | 1.8921 | 1.5445 | 0 | 0 | 1.8921 | 1.5445 | [11 empty] | WLDFR | HFTD - Distribution - Tier 2 - 2QU CoRE ¦ 4QU LoRE | Non-Red Flag Warning - Destructive Fires | 2039 | 3.8182e-09 | 1.9091e-09 | 4.9091e-09 | 10472.8261 | 280.5544 | 10192.2718 | 0 | 0 | 0 | 0 | 3.1805e-06 |  | 3.9987e-05 | 0 | 3.9987e-05 | 1.9994e-05 | 0 | 1.9994e-05 | 5.1412e-05 | 0 | 5.1412e-05 | [16 empty] | 7.3.1.3 Ignition probability mapping showing the probability of ignition along the electric lines and equipmentWLDFRAggregatedAggregated | WLDFR | HFTD - Distribution - Tier 2 - 2QU CoRE ¦ 4QU LoRE | Red Flag Warning - Catastrophic Fires | Aggregated | Aggregated | 2028 | 5.545e-05 | 0 | 1130.0763 | 0.062662 | 2028 | Mitigation | 0.08575 | 30 | 0 | esc | 0.0012005 | 6.6567e-08 | 0.00060025 | 3.3284e-08 | 0.0015435 | 8.5586e-08
[35 empty] | 7.3.1.3 Ignition probability mapping showing the probability of ignition along the electric lines and equipment | WLDFR | HFTD - Distribution - Tier 3 - 1QU CoRE ¦ 1QU LoRE | 2025 | 0.7629 | 0.0026251 | 1.5491 | 0 | 1.5491 | 0.001634 | 0.96423 | 0 | 0.96423 | 0.0032063 | 1.8921 | 0 | 1.8921 | 0.0033671 | 1.987 | 0 | 1.987 | 1.1818 | 0.73561 | 1.4435 | 1.5159 | 0.0032063 | 0.0024461 | 1.8921 | 1.4435 | 0 | 0 | 1.8921 | 1.4435 | [11 empty] | WLDFR | HFTD - Distribution - Tier 2 - 2QU CoRE ¦ 4QU LoRE | Non-Red Flag Warning - Destructive Fires | 2040 | 3.8182e-09 | 1.9091e-09 | 4.9091e-09 | 10472.8261 | 280.5544 | 10192.2718 | 0 | 0 | 0 | 0 | 3.1805e-06 |  | 3.9987e-05 | 0 | 3.9987e-05 | 1.9994e-05 | 0 | 1.9994e-05 | 5.1412e-05 | 0 | 5.1412e-05 | [16 empty] | 7.3.1.3 Ignition probability mapping showing the probability of ignition along the electric lines and equipmentWLDFRAggregatedAggregated | WLDFR | HFTD - Distribution - Tier 2 - 2QU CoRE ¦ 4QU LoRE | Red Flag Warning - Catastrophic Fires | Aggregated | Aggregated | 2029 | 5.545e-05 | 0 | 1130.0763 | 0.062662 | 2029 | Mitigation | 0.08575 | 30 | 0 | esc | 0.0012005 | 6.6567e-08 | 0.00060025 | 3.3284e-08 | 0.0015435 | 8.5586e-08
[35 empty] | 7.3.1.3 Ignition probability mapping showing the probability of ignition along the electric lines and equipment | WLDFR | HFTD - Distribution - Tier 3 - 1QU CoRE ¦ 1QU LoRE | 2026 | 0.71299 | 0.0026251 | 1.5491 | 0 | 1.5491 | 0.001634 | 0.96423 | 0 | 0.96423 | 0.0032063 | 1.8921 | 0 | 1.8921 | 0.0033671 | 1.987 | 0 | 1.987 | 1.1045 | 0.68748 | 1.349 | 1.4167 | 0.0032063 | 0.0022861 | 1.8921 | 1.349 | 0 | 0 | 1.8921 | 1.349 | [11 empty] | WLDFR | HFTD - Distribution - Tier 2 - 2QU CoRE ¦ 4QU LoRE | Non-Red Flag Warning - Destructive Fires | 2041 | 3.8182e-09 | 1.9091e-09 | 4.9091e-09 | 10472.8261 | 280.5544 | 10192.2718 | 0 | 0 | 0 | 0 | 3.1805e-06 |  | 3.9987e-05 | 0 | 3.9987e-05 | 1.9994e-05 | 0 | 1.9994e-05 | 5.1412e-05 | 0 | 5.1412e-05 | [16 empty] | 7.3.1.3 Ignition probability mapping showing the probability of ignition along the electric lines and equipmentWLDFRAggregatedAggregated | WLDFR | HFTD - Distribution - Tier 2 - 2QU CoRE ¦ 4QU LoRE | Red Flag Warning - Catastrophic Fires | Aggregated | Aggregated | 2030 | 5.545e-05 | 0 | 1130.0763 | 0.062662 | 2030 | Mitigation | 0.08575 | 30 | 0 | esc | 0.0012005 | 6.6567e-08 | 0.00060025 | 3.3284e-08 | 0.0015435 | 8.5586e-08
[35 empty] | 7.3.1.3 Ignition probability mapping showing the probability of ignition along the electric lines and equipment | WLDFR | HFTD - Distribution - Tier 3 - 1QU CoRE ¦ 1QU LoRE | 2027 | 0.66634 | 0.0026251 | 1.5491 | 0 | 1.5491 | 0.001634 | 0.96423 | 0 | 0.96423 | 0.0032063 | 1.8921 | 0 | 1.8921 | 0.0033671 | 1.987 | 0 | 1.987 | 1.0322 | 0.64251 | 1.2608 | 1.324 | 0.0032063 | 0.0021365 | 1.8921 | 1.2608 | 0 | 0 | 1.8921 | 1.2608 | [11 empty] | WLDFR | HFTD - Distribution - Tier 2 - 2QU CoRE ¦ 4QU LoRE | Non-Red Flag Warning - Destructive Fires | 2042 | 3.8182e-09 | 1.9091e-09 | 4.9091e-09 | 10472.8261 | 280.5544 | 10192.2718 | 0 | 0 | 0 | 0 | 3.1805e-06 |  | 3.9987e-05 | 0 | 3.9987e-05 | 1.9994e-05 | 0 | 1.9994e-05 | 5.1412e-05 | 0 | 5.1412e-05 | [16 empty] | 7.3.1.3 Ignition probability mapping showing the probability of ignition along the electric lines and equipmentWLDFRAggregatedAggregated | WLDFR | HFTD - Distribution - Tier 2 - 2QU CoRE ¦ 4QU LoRE | Red Flag Warning - Catastrophic Fires | Aggregated | Aggregated | 2031 | 5.545e-05 | 0 | 1130.0763 | 0.062662 | 2031 | Mitigation | 0.08575 | 30 | 0 | esc | 0.0012005 | 6.6567e-08 | 0.00060025 | 3.3284e-08 | 0.0015435 | 8.5586e-08
[35 empty] | 7.3.1.3 Ignition probability mapping showing the probability of ignition along the electric lines and equipment | WLDFR | HFTD - Distribution - Tier 3 - 1QU CoRE ¦ 1QU LoRE | 2028 | 0.62275 | 0.0026251 | 1.6181 | 0 | 1.6181 | 0.001634 | 1.0072 | 0 | 1.0072 | 0.0032063 | 1.9764 | 0 | 1.9764 | 0.0033671 | 2.0755 | 0 | 2.0755 | 1.0077 | 0.62722 | 1.2308 | 1.2925 | 0.0032063 | 0.0019967 | 1.9764 | 1.2308 | 0 | 0 | 1.9764 | 1.2308 | [11 empty] | WLDFR | HFTD - Distribution - Tier 2 - 2QU CoRE ¦ 4QU LoRE | Non-Red Flag Warning - Destructive Fires | 2043 | 3.8182e-09 | 1.9091e-09 | 4.9091e-09 | 10992.1562 | 299.42 | 10692.7362 | 0 | 0 | 0 | 0 | 3.1805e-06 |  | 4.197e-05 | 0 | 4.197e-05 | 2.0985e-05 | 0 | 2.0985e-05 | 5.3962e-05 | 0 | 5.3962e-05 | [16 empty] | 7.3.1.3 Ignition probability mapping showing the probability of ignition along the electric lines and equipmentWLDFRAggregatedAggregated | WLDFR | HFTD - Distribution - Tier 2 - 2QU CoRE ¦ 4QU LoRE | Red Flag Warning - Catastrophic Fires | Aggregated | Aggregated | 2032 | 5.545e-05 | 0 | 1130.0763 | 0.062662 | 2032 | Mitigation | 0.08575 | 30 | 0 | esc | 0.0012005 | 6.6567e-08 | 0.00060025 | 3.3284e-08 | 0.0015435 | 8.5586e-08
[35 empty] | 7.3.1.3 Ignition probability mapping showing the probability of ignition along the electric lines and equipment | WLDFR | HFTD - Distribution - Tier 3 - 1QU CoRE ¦ 1QU LoRE | 2029 | 0.58201 | 0.0026251 | 1.6181 | 0 | 1.6181 | 0.001634 | 1.0072 | 0 | 1.0072 | 0.0032063 | 1.9764 | 0 | 1.9764 | 0.0033671 | 2.0755 | 0 | 2.0755 | 0.94173 | 0.58618 | 1.1503 | 1.2079 | 0.0032063 | 0.0018661 | 1.9764 | 1.1503 | 0 | 0 | 1.9764 | 1.1503 | [11 empty] | WLDFR | HFTD - Distribution - Tier 2 - 2QU CoRE ¦ 4QU LoRE | Non-Red Flag Warning - Destructive Fires | 2044 | 3.8182e-09 | 1.9091e-09 | 4.9091e-09 | 10992.1562 | 299.42 | 10692.7362 | 0 | 0 | 0 | 0 | 3.1805e-06 |  | 4.197e-05 | 0 | 4.197e-05 | 2.0985e-05 | 0 | 2.0985e-05 | 5.3962e-05 | 0 | 5.3962e-05 | [16 empty] | 7.3.1.3 Ignition probability mapping showing the probability of ignition along the electric lines and equipmentWLDFRAggregatedAggregated | WLDFR | HFTD - Distribution - Tier 2 - 2QU CoRE ¦ 4QU LoRE | Red Flag Warning - Catastrophic Fires | Aggregated | Aggregated | 2033 | 5.545e-05 | 0 | 1130.0763 | 0.062662 | 2033 | Mitigation | 0.08575 | 30 | 0 | esc | 0.0012005 | 6.6567e-08 | 0.00060025 | 3.3284e-08 | 0.0015435 | 8.5586e-08
[35 empty] | 7.3.1.3 Ignition probability mapping showing the probability of ignition along the electric lines and equipment | WLDFR | HFTD - Distribution - Tier 3 - 1QU CoRE ¦ 1QU LoRE | 2030 | 0.54393 | 0.0026251 | 1.6181 | 0 | 1.6181 | 0.001634 | 1.0072 | 0 | 1.0072 | 0.0032063 | 1.9764 | 0 | 1.9764 | 0.0033671 | 2.0755 | 0 | 2.0755 | 0.88012 | 0.54783 | 1.075 | 1.1289 | 0.0032063 | 0.001744 | 1.9764 | 1.075 | 0 | 0 | 1.9764 | 1.075 | [11 empty] | WLDFR | HFTD - Distribution - Tier 2 - 2QU CoRE ¦ 4QU LoRE | Non-Red Flag Warning - Destructive Fires | 2045 | 3.8182e-09 | 1.9091e-09 | 4.9091e-09 | 10992.1562 | 299.42 | 10692.7362 | 0 | 0 | 0 | 0 | 3.1805e-06 |  | 4.197e-05 | 0 | 4.197e-05 | 2.0985e-05 | 0 | 2.0985e-05 | 5.3962e-05 | 0 | 5.3962e-05 | [16 empty] | 7.3.1.3 Ignition probability mapping showing the probability of ignition along the electric lines and equipmentWLDFRAggregatedAggregated | WLDFR | HFTD - Distribution - Tier 2 - 2QU CoRE ¦ 4QU LoRE | Red Flag Warning - Catastrophic Fires | Aggregated | Aggregated | 2034 | 5.545e-05 | 0 | 1130.0763 | 0.062662 | 2034 | Mitigation | 0.08575 | 30 | 0 | esc | 0.0012005 | 6.6567e-08 | 0.00060025 | 3.3284e-08 | 0.0015435 | 8.5586e-08
[35 empty] | 7.3.1.3 Ignition probability mapping showing the probability of ignition along the electric lines and equipment | WLDFR | HFTD - Distribution - Tier 3 - 1QU CoRE ¦ 1QU LoRE | 2031 | 0.50835 | 0.0026251 | 1.6181 | 0 | 1.6181 | 0.001634 | 1.0072 | 0 | 1.0072 | 0.0032063 | 1.9764 | 0 | 1.9764 | 0.0033671 | 2.0755 | 0 | 2.0755 | 0.82254 | 0.51199 | 1.0047 | 1.0551 | 0.0032063 | 0.0016299 | 1.9764 | 1.0047 | 0 | 0 | 1.9764 | 1.0047 | [11 empty] | WLDFR | HFTD - Distribution - Tier 2 - 2QU CoRE ¦ 4QU LoRE | Non-Red Flag Warning - Destructive Fires | 2046 | 3.8182e-09 | 1.9091e-09 | 4.9091e-09 | 10992.1562 | 299.42 | 10692.7362 | 0 | 0 | 0 | 0 | 3.1805e-06 |  | 4.197e-05 | 0 | 4.197e-05 | 2.0985e-05 | 0 | 2.0985e-05 | 5.3962e-05 | 0 | 5.3962e-05 | [16 empty] | 7.3.1.3 Ignition probability mapping showing the probability of ignition along the electric lines and equipmentWLDFRAggregatedAggregated | WLDFR | HFTD - Distribution - Tier 2 - 2QU CoRE ¦ 4QU LoRE | Red Flag Warning - Catastrophic Fires | Aggregated | Aggregated | 2035 | 5.545e-05 | 0 | 1130.0763 | 0.062662 | 2035 | Mitigation | 0.08575 | 30 | 0 | esc | 0.0012005 | 6.6567e-08 | 0.00060025 | 3.3284e-08 | 0.0015435 | 8.5586e-08
[35 empty] | 7.3.1.3 Ignition probability mapping showing the probability of ignition along the electric lines and equipment | WLDFR | HFTD - Distribution - Tier 3 - 1QU CoRE ¦ 1QU LoRE | 2032 | 0.47509 | 0.0026251 | 1.6181 | 0 | 1.6181 | 0.001634 | 1.0072 | 0 | 1.0072 | 0.0032063 | 1.9764 | 0 | 1.9764 | 0.0033671 | 2.0755 | 0 | 2.0755 | 0.76873 | 0.4785 | 0.93896 | 0.98604 | 0.0032063 | 0.0015233 | 1.9764 | 0.93896 | 0 | 0 | 1.9764 | 0.93896 | [11 empty] | WLDFR | HFTD - Distribution - Tier 2 - 2QU CoRE ¦ 4QU LoRE | Non-Red Flag Warning - Destructive Fires | 2047 | 3.8182e-09 | 1.9091e-09 | 4.9091e-09 | 10992.1562 | 299.42 | 10692.7362 | 0 | 0 | 0 | 0 | 3.1805e-06 |  | 4.197e-05 | 0 | 4.197e-05 | 2.0985e-05 | 0 | 2.0985e-05 | 5.3962e-05 | 0 | 5.3962e-05 | [16 empty] | 7.3.1.3 Ignition probability mapping showing the probability of ignition along the electric lines and equipmentWLDFRAggregatedAggregated | WLDFR | HFTD - Distribution - Tier 2 - 2QU CoRE ¦ 4QU LoRE | Red Flag Warning - Catastrophic Fires | Aggregated | Aggregated | 2036 | 5.545e-05 | 0 | 1130.0763 | 0.062662 | 2036 | Mitigation | 0.08575 | 30 | 0 | esc | 0.0012005 | 6.6567e-08 | 0.00060025 | 3.3284e-08 | 0.0015435 | 8.5586e-08
[35 empty] | 7.3.1.3 Ignition probability mapping showing the probability of ignition along the electric lines and equipment | WLDFR | HFTD - Distribution - Tier 3 - 1QU CoRE ¦ 1QU LoRE | 2033 | 0.44401 | 0.0026251 | 1.6947 | 0 | 1.6947 | 0.001634 | 1.0549 | 0 | 1.0549 | 0.0032063 | 2.07 | 0 | 2.07 | 0.0033671 | 2.1738 | 0 | 2.1738 | 0.75248 | 0.46839 | 0.91911 | 0.9652 | 0.0032063 | 0.0014237 | 2.07 | 0.91911 | 0 | 0 | 2.07 | 0.91911 | [11 empty] | WLDFR | HFTD - Distribution - Tier 2 - 2QU CoRE ¦ 4QU LoRE | Non-Red Flag Warning - Destructive Fires | 2048 | 3.8182e-09 | 1.9091e-09 | 4.9091e-09 | 11536.0538 | 319.4911 | 11216.5626 | 0 | 0 | 0 | 0 | 3.1805e-06 |  | 4.4047e-05 | 0 | 4.4047e-05 | 2.2023e-05 | 0 | 2.2023e-05 | 5.6632e-05 | 0 | 5.6632e-05 | [16 empty] | 7.3.1.3 Ignition probability mapping showing the probability of ignition along the electric lines and equipmentWLDFRAggregatedAggregated | WLDFR | HFTD - Distribution - Tier 2 - 2QU CoRE ¦ 4QU LoRE | Red Flag Warning - Catastrophic Fires | Aggregated | Aggregated | 2037 | 5.545e-05 | 0 | 1130.0763 | 0.062662 | 2037 | Mitigation | 0.08575 | 30 | 0 | esc | 0.0012005 | 6.6567e-08 | 0.00060025 | 3.3284e-08 | 0.0015435 | 8.5586e-08
[35 empty] | 7.3.1.3 Ignition probability mapping showing the probability of ignition along the electric lines and equipment | WLDFR | HFTD - Distribution - Tier 3 - 1QU CoRE ¦ 1QU LoRE | 2034 | 0.41496 | 0.0026251 | 1.6947 | 0 | 1.6947 | 0.001634 | 1.0549 | 0 | 1.0549 | 0.0032063 | 2.07 | 0 | 2.07 | 0.0033671 | 2.1738 | 0 | 2.1738 | 0.70325 | 0.43774 | 0.85898 | 0.90205 | 0.0032063 | 0.0013305 | 2.07 | 0.85898 | 0 | 0 | 2.07 | 0.85898 | [11 empty] | WLDFR | HFTD - Distribution - Tier 2 - 2QU CoRE ¦ 4QU LoRE | Non-Red Flag Warning - Destructive Fires | 2049 | 3.8182e-09 | 1.9091e-09 | 4.9091e-09 | 11536.0538 | 319.4911 | 11216.5626 | 0 | 0 | 0 | 0 | 3.1805e-06 |  | 4.4047e-05 | 0 | 4.4047e-05 | 2.2023e-05 | 0 | 2.2023e-05 | 5.6632e-05 | 0 | 5.6632e-05 | [16 empty] | 7.3.1.3 Ignition probability mapping showing the probability of ignition along the electric lines and equipmentWLDFRAggregatedAggregated | WLDFR | HFTD - Distribution - Tier 2 - 2QU CoRE ¦ 4QU LoRE | Red Flag Warning - Catastrophic Fires | Aggregated | Aggregated | 2038 | 5.545e-05 | 0 | 1130.0763 | 0.062662 | 2038 | Mitigation | 0.08575 | 30 | 0 | esc | 0.0012005 | 6.6567e-08 | 0.00060025 | 3.3284e-08 | 0.0015435 | 8.5586e-08
[35 empty] | 7.3.1.3 Ignition probability mapping showing the probability of ignition along the electric lines and equipment | WLDFR | HFTD - Distribution - Tier 3 - 1QU CoRE ¦ 1QU LoRE | 2035 | 0.38782 | 0.0026251 | 1.6947 | 0 | 1.6947 | 0.001634 | 1.0549 | 0 | 1.0549 | 0.0032063 | 2.07 | 0 | 2.07 | 0.0033671 | 2.1738 | 0 | 2.1738 | 0.65725 | 0.40911 | 0.80279 | 0.84304 | 0.0032063 | 0.0012435 | 2.07 | 0.80279 | 0 | 0 | 2.07 | 0.80279 | [11 empty] | WLDFR | HFTD - Distribution - Tier 2 - 2QU CoRE ¦ 4QU LoRE | Non-Red Flag Warning - Destructive Fires | 2050 | 0 | 1.9091e-09 | 4.9091e-09 | 11536.0538 | 319.4911 | 11216.5626 | 0 | 0 | 0 | 0 | 3.1805e-06 |  | 0 | 0 | 0 | 2.2023e-05 | 0 | 2.2023e-05 | 5.6632e-05 | 0 | 5.6632e-05 | [16 empty] | 7.3.1.3 Ignition probability mapping showing the probability of ignition along the electric lines and equipmentWLDFRAggregatedAggregated | WLDFR | HFTD - Distribution - Tier 2 - 2QU CoRE ¦ 4QU LoRE | Red Flag Warning - Catastrophic Fires | Aggregated | Aggregated | 2039 | 5.545e-05 | 0 | 1130.0763 | 0.062662 | 2039 | Mitigation | 0.08575 | 30 | 0 | esc | 0.0012005 | 6.6567e-08 | 0.00060025 | 3.3284e-08 | 0.0015435 | 8.5586e-08
[35 empty] | 7.3.1.3 Ignition probability mapping showing the probability of ignition along the electric lines and equipment | WLDFR | HFTD - Distribution - Tier 3 - 1QU CoRE ¦ 1QU LoRE | 2036 | 0.36245 | 0.0026251 | 1.6947 | 0 | 1.6947 | 0.001634 | 1.0549 | 0 | 1.0549 | 0.0032063 | 2.07 | 0 | 2.07 | 0.0033671 | 2.1738 | 0 | 2.1738 | 0.61425 | 0.38234 | 0.75027 | 0.78789 | 0.0032063 | 0.0011621 | 2.07 | 0.75027 | 0 | 0 | 2.07 | 0.75027 | [11 empty] | WLDFR | HFTD - Distribution - Tier 2 - 2QU CoRE ¦ 4QU LoRE | Non-Red Flag Warning - Destructive Fires | 2051 | 0 | 0 | 4.9091e-09 | 11536.0538 | 319.4911 | 11216.5626 | 0 | 0 | 0 | 0 | 3.1805e-06 |  | 0 | 0 | 0 | 0 | 0 | 0 | 5.6632e-05 | 0 | 5.6632e-05 | [16 empty] | 7.3.1.3 Ignition probability mapping showing the probability of ignition along the electric lines and equipmentWLDFRAggregatedAggregated | WLDFR | HFTD - Distribution - Tier 2 - 2QU CoRE ¦ 4QU LoRE | Red Flag Warning - Catastrophic Fires | Aggregated | Aggregated | 2040 | 5.545e-05 | 0 | 1130.0763 | 0.062662 | 2040 | Mitigation | 0.08575 | 30 | 0 | esc | 0.0012005 | 6.6567e-08 | 0.00060025 | 3.3284e-08 | 0.0015435 | 8.5586e-08
[35 empty] | 7.3.1.3 Ignition probability mapping showing the probability of ignition along the electric lines and equipment | WLDFR | HFTD - Distribution - Tier 3 - 1QU CoRE ¦ 1QU LoRE | 2037 | 0.33873 | 0.0026251 | 1.6947 | 0 | 1.6947 | 0.001634 | 1.0549 | 0 | 1.0549 | 0.0032063 | 2.07 | 0 | 2.07 | 0.0033671 | 2.1738 | 0 | 2.1738 | 0.57407 | 0.35733 | 0.70118 | 0.73635 | 0.0032063 | 0.0010861 | 2.07 | 0.70118 | 0 | 0 | 2.07 | 0.70118 | [11 empty] | WLDFR | HFTD - Distribution - Tier 2 - 2QU CoRE ¦ 4QU LoRE | Non-Red Flag Warning - Large Fires | 2020 | 3.6775e-08 | 0 | 0 | 5.2406 | 0.69642 | 2.942 | 1.6022 | 0 | 0 | 0 | 3.0633e-05 |  | 1.9272e-07 | 0 | 1.9272e-07 | 0 | 0 | 0 | 0 | 0 | 0 | [16 empty] | 7.3.1.3 Ignition probability mapping showing the probability of ignition along the electric lines and equipmentWLDFRAggregatedAggregated | WLDFR | HFTD - Distribution - Tier 2 - 2QU CoRE ¦ 4QU LoRE | Red Flag Warning - Catastrophic Fires | Aggregated | Aggregated | 2041 | 5.545e-05 | 0 | 1130.0763 | 0.062662 | 2041 | Mitigation | 0.08575 | 30 | 0 | esc | 0.0012005 | 6.6567e-08 | 0.00060025 | 3.3284e-08 | 0.0015435 | 8.5586e-08
[35 empty] | 7.3.1.3 Ignition probability mapping showing the probability of ignition along the electric lines and equipment | WLDFR | HFTD - Distribution - Tier 3 - 1QU CoRE ¦ 1QU LoRE | 2038 | 0.31657 | 0.0026251 | 1.778 | 0 | 1.778 | 0.001634 | 1.1067 | 0 | 1.1067 | 0.0032063 | 2.1717 | 0 | 2.1717 | 0.0033671 | 2.2806 | 0 | 2.2806 | 0.56286 | 0.35035 | 0.68749 | 0.72197 | 0.0032063 | 0.001015 | 2.1717 | 0.68749 | 0 | 0 | 2.1717 | 0.68749 | [11 empty] | WLDFR | HFTD - Distribution - Tier 2 - 2QU CoRE ¦ 4QU LoRE | Non-Red Flag Warning - Large Fires | 2021 | 3.6775e-08 | 1.8388e-08 | 0 | 5.2406 | 0.69642 | 2.942 | 1.6022 | 0 | 0 | 0 | 3.0633e-05 |  | 1.9272e-07 | 0 | 1.9272e-07 | 9.6361e-08 | 0 | 9.6361e-08 | 0 | 0 | 0 | [16 empty] | 7.3.1.3 Ignition probability mapping showing the probability of ignition along the electric lines and equipmentWLDFRAggregatedAggregated | WLDFR | HFTD - Distribution - Tier 2 - 2QU CoRE ¦ 4QU LoRE | Red Flag Warning - Catastrophic Fires | Aggregated | Aggregated | 2042 | 5.545e-05 | 0 | 1130.0763 | 0.062662 | 2042 | Mitigation | 0.08575 | 30 | 0 | esc | 0.0012005 | 6.6567e-08 | 0.00060025 | 3.3284e-08 | 0.0015435 | 8.5586e-08
[35 empty] | 7.3.1.3 Ignition probability mapping showing the probability of ignition along the electric lines and equipment | WLDFR | HFTD - Distribution - Tier 3 - 1QU CoRE ¦ 1QU LoRE | 2039 | 0.29586 | 0.0026251 | 1.778 | 0 | 1.778 | 0.001634 | 1.1067 | 0 | 1.1067 | 0.0032063 | 2.1717 | 0 | 2.1717 | 0.0033671 | 2.2806 | 0 | 2.2806 | 0.52603 | 0.32743 | 0.64252 | 0.67473 | 0.0032063 | 0.00094864 | 2.1717 | 0.64252 | 0 | 0 | 2.1717 | 0.64252 | [11 empty] | WLDFR | HFTD - Distribution - Tier 2 - 2QU CoRE ¦ 4QU LoRE | Non-Red Flag Warning - Large Fires | 2022 | 3.6775e-08 | 1.8388e-08 | 4.7282e-08 | 5.2406 | 0.69642 | 2.942 | 1.6022 | 0 | 0 | 0 | 3.0633e-05 |  | 1.9272e-07 | 0 | 1.9272e-07 | 9.6361e-08 | 0 | 9.6361e-08 | 2.4778e-07 | 0 | 2.4778e-07 | [16 empty] | 7.3.1.3 Ignition probability mapping showing the probability of ignition along the electric lines and equipmentWLDFRAggregatedAggregated | WLDFR | HFTD - Distribution - Tier 2 - 2QU CoRE ¦ 4QU LoRE | Red Flag Warning - Catastrophic Fires | Aggregated | Aggregated | 2043 | 5.545e-05 | 0 | 1130.0763 | 0.062662 | 2043 | Mitigation | 0.08575 | 30 | 0 | esc | 0.0012005 | 6.6567e-08 | 0.00060025 | 3.3284e-08 | 0.0015435 | 8.5586e-08
[35 empty] | 7.3.1.3 Ignition probability mapping showing the probability of ignition along the electric lines and equipment | WLDFR | HFTD - Distribution - Tier 3 - 1QU CoRE ¦ 1QU LoRE | 2040 | 0.27651 | 0.0026251 | 1.778 | 0 | 1.778 | 0.001634 | 1.1067 | 0 | 1.1067 | 0.0032063 | 2.1717 | 0 | 2.1717 | 0.0033671 | 2.2806 | 0 | 2.2806 | 0.49162 | 0.30601 | 0.60048 | 0.63059 | 0.0032063 | 0.00088658 | 2.1717 | 0.60048 | 0 | 0 | 2.1717 | 0.60048 | [11 empty] | WLDFR | HFTD - Distribution - Tier 2 - 2QU CoRE ¦ 4QU LoRE | Non-Red Flag Warning - Large Fires | 2023 | 3.6775e-08 | 1.8388e-08 | 4.7282e-08 | 5.475 | 0.71896 | 3.0715 | 1.6846 | 0 | 0 | 0 | 3.0633e-05 |  | 2.0134e-07 | 0 | 2.0134e-07 | 1.0067e-07 | 0 | 1.0067e-07 | 2.5887e-07 | 0 | 2.5887e-07 | [16 empty] | 7.3.1.3 Ignition probability mapping showing the probability of ignition along the electric lines and equipmentWLDFRAggregatedAggregated | WLDFR | HFTD - Distribution - Tier 2 - 2QU CoRE ¦ 4QU LoRE | Red Flag Warning - Catastrophic Fires | Aggregated | Aggregated | 2044 | 5.545e-05 | 0 | 1130.0763 | 0.062662 | 2044 | Mitigation | 0.08575 | 30 | 0 | esc | 0.0012005 | 6.6567e-08 | 0.00060025 | 3.3284e-08 | 0.0015435 | 8.5586e-08
[35 empty] | 7.3.1.3 Ignition probability mapping showing the probability of ignition along the electric lines and equipment | WLDFR | HFTD - Distribution - Tier 3 - 1QU CoRE ¦ 1QU LoRE | 2041 | 0.25842 | 0.0026251 | 1.778 | 0 | 1.778 | 0.001634 | 1.1067 | 0 | 1.1067 | 0.0032063 | 2.1717 | 0 | 2.1717 | 0.0033671 | 2.2806 | 0 | 2.2806 | 0.45946 | 0.28599 | 0.5612 | 0.58934 | 0.0032063 | 0.00082858 | 2.1717 | 0.5612 | 0 | 0 | 2.1717 | 0.5612 | [11 empty] | WLDFR | HFTD - Distribution - Tier 2 - 2QU CoRE ¦ 4QU LoRE | Non-Red Flag Warning - Large Fires | 2024 | 3.6775e-08 | 1.8388e-08 | 4.7282e-08 | 5.475 | 0.71896 | 3.0715 | 1.6846 | 0 | 0 | 0 | 3.0633e-05 |  | 2.0134e-07 | 0 | 2.0134e-07 | 1.0067e-07 | 0 | 1.0067e-07 | 2.5887e-07 | 0 | 2.5887e-07 | [16 empty] | 7.3.1.3 Ignition probability mapping showing the probability of ignition along the electric lines and equipmentWLDFRAggregatedAggregated | WLDFR | HFTD - Distribution - Tier 2 - 2QU CoRE ¦ 4QU LoRE | Red Flag Warning - Catastrophic Fires | Aggregated | Aggregated | 2045 | 5.545e-05 | 0 | 1130.0763 | 0.062662 | 2045 | Mitigation | 0.08575 | 30 | 0 | esc | 0.0012005 | 6.6567e-08 | 0.00060025 | 3.3284e-08 | 0.0015435 | 8.5586e-08
[35 empty] | 7.3.1.3 Ignition probability mapping showing the probability of ignition along the electric lines and equipment | WLDFR | HFTD - Distribution - Tier 3 - 1QU CoRE ¦ 1QU LoRE | 2042 | 0.24151 | 0.0026251 | 1.778 | 0 | 1.778 | 0.001634 | 1.1067 | 0 | 1.1067 | 0.0032063 | 2.1717 | 0 | 2.1717 | 0.0033671 | 2.2806 | 0 | 2.2806 | 0.4294 | 0.26728 | 0.52448 | 0.55078 | 0.0032063 | 0.00077437 | 2.1717 | 0.52448 | 0 | 0 | 2.1717 | 0.52448 | [11 empty] | WLDFR | HFTD - Distribution - Tier 2 - 2QU CoRE ¦ 4QU LoRE | Non-Red Flag Warning - Large Fires | 2025 | 3.6775e-08 | 1.8388e-08 | 4.7282e-08 | 5.475 | 0.71896 | 3.0715 | 1.6846 | 0 | 0 | 0 | 3.0633e-05 |  | 2.0134e-07 | 0 | 2.0134e-07 | 1.0067e-07 | 0 | 1.0067e-07 | 2.5887e-07 | 0 | 2.5887e-07 | [16 empty] | 7.3.1.3 Ignition probability mapping showing the probability of ignition along the electric lines and equipmentWLDFRAggregatedAggregated | WLDFR | HFTD - Distribution - Tier 2 - 2QU CoRE ¦ 4QU LoRE | Red Flag Warning - Catastrophic Fires | Aggregated | Aggregated | 2046 | 5.545e-05 | 0 | 1130.0763 | 0.062662 | 2046 | Mitigation | 0.08575 | 30 | 0 | esc | 0.0012005 | 6.6567e-08 | 0.00060025 | 3.3284e-08 | 0.0015435 | 8.5586e-08
[35 empty] | 7.3.1.3 Ignition probability mapping showing the probability of ignition along the electric lines and equipment | WLDFR | HFTD - Distribution - Tier 3 - 1QU CoRE ¦ 1QU LoRE | 2043 | 0.22571 | 0.0026251 | 1.8666 | 0 | 1.8666 | 0.001634 | 1.1619 | 0 | 1.1619 | 0.0032063 | 2.2799 | 0 | 2.2799 | 0.0033671 | 2.3943 | 0 | 2.3943 | 0.42132 | 0.26225 | 0.51461 | 0.54042 | 0.0032063 | 0.00072371 | 2.2799 | 0.51461 | 0 | 0 | 2.2799 | 0.51461 | [11 empty] | WLDFR | HFTD - Distribution - Tier 2 - 2QU CoRE ¦ 4QU LoRE | Non-Red Flag Warning - Large Fires | 2026 | 3.6775e-08 | 1.8388e-08 | 4.7282e-08 | 5.475 | 0.71896 | 3.0715 | 1.6846 | 0 | 0 | 0 | 3.0633e-05 |  | 2.0134e-07 | 0 | 2.0134e-07 | 1.0067e-07 | 0 | 1.0067e-07 | 2.5887e-07 | 0 | 2.5887e-07 | [16 empty] | 7.3.1.3 Ignition probability mapping showing the probability of ignition along the electric lines and equipmentWLDFRAggregatedAggregated | WLDFR | HFTD - Distribution - Tier 2 - 2QU CoRE ¦ 4QU LoRE | Red Flag Warning - Catastrophic Fires | Aggregated | Aggregated | 2047 | 5.545e-05 | 0 | 1130.0763 | 0.062662 | 2047 | Mitigation | 0.08575 | 30 | 0 | esc | 0.0012005 | 6.6567e-08 | 0.00060025 | 3.3284e-08 | 0.0015435 | 8.5586e-08
[35 empty] | 7.3.1.3 Ignition probability mapping showing the probability of ignition along the electric lines and equipment | WLDFR | HFTD - Distribution - Tier 3 - 1QU CoRE ¦ 1QU LoRE | 2044 | 0.21095 | 0.0026251 | 1.8666 | 0 | 1.8666 | 0.001634 | 1.1619 | 0 | 1.1619 | 0.0032063 | 2.2799 | 0 | 2.2799 | 0.0033671 | 2.3943 | 0 | 2.3943 | 0.39375 | 0.24509 | 0.48094 | 0.50506 | 0.0032063 | 0.00067637 | 2.2799 | 0.48094 | 0 | 0 | 2.2799 | 0.48094 | [11 empty] | WLDFR | HFTD - Distribution - Tier 2 - 2QU CoRE ¦ 4QU LoRE | Non-Red Flag Warning - Large Fires | 2027 | 3.6775e-08 | 1.8388e-08 | 4.7282e-08 | 5.475 | 0.71896 | 3.0715 | 1.6846 | 0 | 0 | 0 | 3.0633e-05 |  | 2.0134e-07 | 0 | 2.0134e-07 | 1.0067e-07 | 0 | 1.0067e-07 | 2.5887e-07 | 0 | 2.5887e-07 | [16 empty] | 7.3.1.3 Ignition probability mapping showing the probability of ignition along the electric lines and equipmentWLDFRAggregatedAggregated | WLDFR | HFTD - Distribution - Tier 2 - 2QU CoRE ¦ 4QU LoRE | Red Flag Warning - Catastrophic Fires | Aggregated | Aggregated | 2048 | 5.545e-05 | 0 | 1130.0763 | 0.062662 | 2048 | Mitigation | 0.08575 | 30 | 0 | esc | 0.0012005 | 6.6567e-08 | 0.00060025 | 3.3284e-08 | 0.0015435 | 8.5586e-08
[35 empty] | 7.3.1.3 Ignition probability mapping showing the probability of ignition along the electric lines and equipment | WLDFR | HFTD - Distribution - Tier 3 - 1QU CoRE ¦ 1QU LoRE | 2045 | 0.19715 | 0.0026251 | 1.8666 | 0 | 1.8666 | 0.001634 | 1.1619 | 0 | 1.1619 | 0.0032063 | 2.2799 | 0 | 2.2799 | 0.0033671 | 2.3943 | 0 | 2.3943 | 0.36799 | 0.22906 | 0.44948 | 0.47202 | 0.0032063 | 0.00063212 | 2.2799 | 0.44948 | 0 | 0 | 2.2799 | 0.44948 | [11 empty] | WLDFR | HFTD - Distribution - Tier 2 - 2QU CoRE ¦ 4QU LoRE | Non-Red Flag Warning - Large Fires | 2028 | 3.6775e-08 | 1.8388e-08 | 4.7282e-08 | 5.777 | 0.74734 | 3.238 | 1.7917 | 0 | 0 | 0 | 3.0633e-05 |  | 2.1245e-07 | 0 | 2.1245e-07 | 1.0622e-07 | 0 | 1.0622e-07 | 2.7315e-07 | 0 | 2.7315e-07 | [16 empty] | 7.3.1.3 Ignition probability mapping showing the probability of ignition along the electric lines and equipmentWLDFRAggregatedAggregated | WLDFR | HFTD - Distribution - Tier 2 - 2QU CoRE ¦ 4QU LoRE | Red Flag Warning - Catastrophic Fires | Aggregated | Aggregated | 2049 | 5.545e-05 | 0 | 1130.0763 | 0.062662 | 2049 | Mitigation | 0.08575 | 30 | 0 | esc | 0.0012005 | 6.6567e-08 | 0.00060025 | 3.3284e-08 | 0.0015435 | 8.5586e-08
[35 empty] | 7.3.1.3 Ignition probability mapping showing the probability of ignition along the electric lines and equipment | WLDFR | HFTD - Distribution - Tier 3 - 1QU CoRE ¦ 1QU LoRE | 2046 | 0.18425 | 0.0026251 | 1.8666 | 0 | 1.8666 | 0.001634 | 1.1619 | 0 | 1.1619 | 0.0032063 | 2.2799 | 0 | 2.2799 | 0.0033671 | 2.3943 | 0 | 2.3943 | 0.34392 | 0.21407 | 0.42008 | 0.44114 | 0.0032063 | 0.00059076 | 2.2799 | 0.42008 | 0 | 0 | 2.2799 | 0.42008 | [11 empty] | WLDFR | HFTD - Distribution - Tier 2 - 2QU CoRE ¦ 4QU LoRE | Non-Red Flag Warning - Large Fires | 2029 | 3.6775e-08 | 1.8388e-08 | 4.7282e-08 | 5.777 | 0.74734 | 3.238 | 1.7917 | 0 | 0 | 0 | 3.0633e-05 |  | 2.1245e-07 | 0 | 2.1245e-07 | 1.0622e-07 | 0 | 1.0622e-07 | 2.7315e-07 | 0 | 2.7315e-07 | [16 empty] | 7.3.1.3 Ignition probability mapping showing the probability of ignition along the electric lines and equipmentWLDFRAggregatedAggregated | WLDFR | HFTD - Distribution - Tier 2 - 2QU CoRE ¦ 4QU LoRE | Red Flag Warning - Catastrophic Fires | Aggregated | Aggregated | 2050 | 5.545e-05 | 0 | 1130.0763 | 0.062662 | 2050 | Mitigation | 0.08575 | 30 | 0 | esc | 0 | 0 | 0.00060025 | 3.3284e-08 | 0.0015435 | 8.5586e-08
[35 empty] | 7.3.1.3 Ignition probability mapping showing the probability of ignition along the electric lines and equipment | WLDFR | HFTD - Distribution - Tier 3 - 1QU CoRE ¦ 1QU LoRE | 2047 | 0.1722 | 0.0026251 | 1.8666 | 0 | 1.8666 | 0.001634 | 1.1619 | 0 | 1.1619 | 0.0032063 | 2.2799 | 0 | 2.2799 | 0.0033671 | 2.3943 | 0 | 2.3943 | 0.32142 | 0.20007 | 0.39259 | 0.41228 | 0.0032063 | 0.00055212 | 2.2799 | 0.39259 | 0 | 0 | 2.2799 | 0.39259 | [11 empty] | WLDFR | HFTD - Distribution - Tier 2 - 2QU CoRE ¦ 4QU LoRE | Non-Red Flag Warning - Large Fires | 2030 | 3.6775e-08 | 1.8388e-08 | 4.7282e-08 | 5.777 | 0.74734 | 3.238 | 1.7917 | 0 | 0 | 0 | 3.0633e-05 |  | 2.1245e-07 | 0 | 2.1245e-07 | 1.0622e-07 | 0 | 1.0622e-07 | 2.7315e-07 | 0 | 2.7315e-07 | [16 empty] | 7.3.1.3 Ignition probability mapping showing the probability of ignition along the electric lines and equipmentWLDFRAggregatedAggregated | WLDFR | HFTD - Distribution - Tier 2 - 2QU CoRE ¦ 4QU LoRE | Red Flag Warning - Catastrophic Fires | Aggregated | Aggregated | 2051 | 5.545e-05 | 0 | 1130.0763 | 0.062662 | 2051 | Mitigation | 0.08575 | 30 | 0 | esc | 0 | 0 | 0 | 0 | 0.0015435 | 8.5586e-08
[35 empty] | 7.3.1.3 Ignition probability mapping showing the probability of ignition along the electric lines and equipment | WLDFR | HFTD - Distribution - Tier 3 - 1QU CoRE ¦ 1QU LoRE | 2048 | 0.16093 | 0.0026251 | 1.9595 | 0 | 1.9595 | 0.001634 | 1.2197 | 0 | 1.2197 | 0.0032063 | 2.3934 | 0 | 2.3934 | 0.0033671 | 2.5134 | 0 | 2.5134 | 0.31534 | 0.19629 | 0.38517 | 0.40449 | 0.0032063 | 0.000516 | 2.3934 | 0.38517 | 0 | 0 | 2.3934 | 0.38517 | [11 empty] | WLDFR | HFTD - Distribution - Tier 2 - 2QU CoRE ¦ 4QU LoRE | Non-Red Flag Warning - Large Fires | 2031 | 3.6775e-08 | 1.8388e-08 | 4.7282e-08 | 5.777 | 0.74734 | 3.238 | 1.7917 | 0 | 0 | 0 | 3.0633e-05 |  | 2.1245e-07 | 0 | 2.1245e-07 | 1.0622e-07 | 0 | 1.0622e-07 | 2.7315e-07 | 0 | 2.7315e-07 | [16 empty] | 7.3.1.3 Ignition probability mapping showing the probability of ignition along the electric lines and equipmentWLDFRAggregatedAggregated | WLDFR | HFTD - Distribution - Tier 2 - 2QU CoRE ¦ 4QU LoRE | Red Flag Warning - Destructive Fires | Aggregated | Aggregated | 2021 | 7.7425e-06 | 0 | 1130.0763 | 0.0087496 | 2021 | Mitigation | 0.08575 | 30 | 0 | esc | 0.0012005 | 9.2948e-09 | 0.00060025 | 4.6474e-09 | 0 | 0
[35 empty] | 7.3.1.3 Ignition probability mapping showing the probability of ignition along the electric lines and equipment | WLDFR | HFTD - Distribution - Tier 3 - 1QU CoRE ¦ 1QU LoRE | 2049 | 0.1504 | 0.0026251 | 1.9595 | 0 | 1.9595 | 0.001634 | 1.2197 | 0 | 1.2197 | 0.0032063 | 2.3934 | 0 | 2.3934 | 0.0033671 | 2.5134 | 0 | 2.5134 | 0.29471 | 0.18345 | 0.35998 | 0.37803 | 0.0032063 | 0.00048224 | 2.3934 | 0.35998 | 0 | 0 | 2.3934 | 0.35998 | [11 empty] | WLDFR | HFTD - Distribution - Tier 2 - 2QU CoRE ¦ 4QU LoRE | Non-Red Flag Warning - Large Fires | 2032 | 3.6775e-08 | 1.8388e-08 | 4.7282e-08 | 5.777 | 0.74734 | 3.238 | 1.7917 | 0 | 0 | 0 | 3.0633e-05 |  | 2.1245e-07 | 0 | 2.1245e-07 | 1.0622e-07 | 0 | 1.0622e-07 | 2.7315e-07 | 0 | 2.7315e-07 | [16 empty] | 7.3.1.3 Ignition probability mapping showing the probability of ignition along the electric lines and equipmentWLDFRAggregatedAggregated | WLDFR | HFTD - Distribution - Tier 2 - 2QU CoRE ¦ 4QU LoRE | Red Flag Warning - Destructive Fires | Aggregated | Aggregated | 2022 | 7.7425e-06 | 0 | 1130.0763 | 0.0087496 | 2022 | Mitigation | 0.08575 | 30 | 0 | esc | 0.0012005 | 9.2948e-09 | 0.00060025 | 4.6474e-09 | 0.0015435 | 1.1951e-08
[35 empty] | 7.3.1.3 Ignition probability mapping showing the probability of ignition along the electric lines and equipment | WLDFR | HFTD - Distribution - Tier 3 - 1QU CoRE ¦ 1QU LoRE | 2050 | 0.14056 | 0 | 0 | 0 | 0 | 0.001634 | 1.2197 | 0 | 1.2197 | 0.0032063 | 2.3934 | 0 | 2.3934 | 0.0033671 | 2.5134 | 0 | 2.5134 | 0 | 0.17145 | 0.33643 | 0.3533 | 0.0032063 | 0.00045069 | 2.3934 | 0.33643 | 0 | 0 | 2.3934 | 0.33643 | [11 empty] | WLDFR | HFTD - Distribution - Tier 2 - 2QU CoRE ¦ 4QU LoRE | Non-Red Flag Warning - Large Fires | 2033 | 3.6775e-08 | 1.8388e-08 | 4.7282e-08 | 6.1205 | 0.77885 | 3.4265 | 1.9151 | 0 | 0 | 0 | 3.0633e-05 |  | 2.2508e-07 | 0 | 2.2508e-07 | 1.1254e-07 | 0 | 1.1254e-07 | 2.8939e-07 | 0 | 2.8939e-07 | [16 empty] | 7.3.1.3 Ignition probability mapping showing the probability of ignition along the electric lines and equipmentWLDFRAggregatedAggregated | WLDFR | HFTD - Distribution - Tier 2 - 2QU CoRE ¦ 4QU LoRE | Red Flag Warning - Destructive Fires | Aggregated | Aggregated | 2023 | 7.7425e-06 | 0 | 1130.0763 | 0.0087496 | 2023 | Mitigation | 0.08575 | 30 | 0 | esc | 0.0012005 | 9.2948e-09 | 0.00060025 | 4.6474e-09 | 0.0015435 | 1.1951e-08
[35 empty] | 7.3.1.3 Ignition probability mapping showing the probability of ignition along the electric lines and equipment | WLDFR | HFTD - Distribution - Tier 3 - 1QU CoRE ¦ 1QU LoRE | 2051 | 0.13137 | 0 | 0 | 0 | 0 | 0 | 0 | 0 | 0 | 0.0032063 | 2.3934 | 0 | 2.3934 | 0.0033671 | 2.5134 | 0 | 2.5134 | 0 | 0 | 0.31442 | 0.33018 | 0.0032063 | 0.00042121 | 2.3934 | 0.31442 | 0 | 0 | 2.3934 | 0.31442 | [11 empty] | WLDFR | HFTD - Distribution - Tier 2 - 2QU CoRE ¦ 4QU LoRE | Non-Red Flag Warning - Large Fires | 2034 | 3.6775e-08 | 1.8388e-08 | 4.7282e-08 | 6.1205 | 0.77885 | 3.4265 | 1.9151 | 0 | 0 | 0 | 3.0633e-05 |  | 2.2508e-07 | 0 | 2.2508e-07 | 1.1254e-07 | 0 | 1.1254e-07 | 2.8939e-07 | 0 | 2.8939e-07 | [16 empty] | 7.3.1.3 Ignition probability mapping showing the probability of ignition along the electric lines and equipmentWLDFRAggregatedAggregated | WLDFR | HFTD - Distribution - Tier 2 - 2QU CoRE ¦ 4QU LoRE | Red Flag Warning - Destructive Fires | Aggregated | Aggregated | 2024 | 7.7425e-06 | 0 | 1130.0763 | 0.0087496 | 2024 | Mitigation | 0.08575 | 30 | 0 | esc | 0.0012005 | 9.2948e-09 | 0.00060025 | 4.6474e-09 | 0.0015435 | 1.1951e-08
[35 empty] | 7.3.1.3 Ignition probability mapping showing the probability of ignition along the electric lines and equipment | WLDFR | HFTD - Distribution - Tier 3 - 1QU CoRE ¦ 1QU LoRE | 2052 | 0.12277 | 0 | 0 | 0 | 0 | 0 | 0 | 0 | 0 | 0 | 0 | 0 | 0 | 0.0033671 | 2.5134 | 0 | 2.5134 | 0 | 0 | 0 | 0.30858 | 0 | 0 | 0 | 0 | 0 | 0 | 0 | 0 | [11 empty] | WLDFR | HFTD - Distribution - Tier 2 - 2QU CoRE ¦ 4QU LoRE | Non-Red Flag Warning - Large Fires | 2035 | 3.6775e-08 | 1.8388e-08 | 4.7282e-08 | 6.1205 | 0.77885 | 3.4265 | 1.9151 | 0 | 0 | 0 | 3.0633e-05 |  | 2.2508e-07 | 0 | 2.2508e-07 | 1.1254e-07 | 0 | 1.1254e-07 | 2.8939e-07 | 0 | 2.8939e-07 | [16 empty] | 7.3.1.3 Ignition probability mapping showing the probability of ignition along the electric lines and equipmentWLDFRAggregatedAggregated | WLDFR | HFTD - Distribution - Tier 2 - 2QU CoRE ¦ 4QU LoRE | Red Flag Warning - Destructive Fires | Aggregated | Aggregated | 2025 | 7.7425e-06 | 0 | 1130.0763 | 0.0087496 | 2025 | Mitigation | 0.08575 | 30 | 0 | esc | 0.0012005 | 9.2948e-09 | 0.00060025 | 4.6474e-09 | 0.0015435 | 1.1951e-08
[35 empty] | 7.3.1.3 Ignition probability mapping showing the probability of ignition along the electric lines and equipment | WLDFR | HFTD - Distribution - Tier 3 - 1QU CoRE ¦ 2QU LoRE | 2020 | 1 | 0.0044332 | 2.0169 | 0 | 2.0169 | 0 | 0 | 0 | 0 | 0 | 0 | 0 | 0 | 0 | 0 | 0 | 0 | 2.0169 | 0 | 0 | 0 | 0 | 0 | 0 | 0 | 0 | 0 | 0 | 0 | [11 empty] | WLDFR | HFTD - Distribution - Tier 2 - 2QU CoRE ¦ 4QU LoRE | Non-Red Flag Warning - Large Fires | 2036 | 3.6775e-08 | 1.8388e-08 | 4.7282e-08 | 6.1205 | 0.77885 | 3.4265 | 1.9151 | 0 | 0 | 0 | 3.0633e-05 |  | 2.2508e-07 | 0 | 2.2508e-07 | 1.1254e-07 | 0 | 1.1254e-07 | 2.8939e-07 | 0 | 2.8939e-07 | [16 empty] | 7.3.1.3 Ignition probability mapping showing the probability of ignition along the electric lines and equipmentWLDFRAggregatedAggregated | WLDFR | HFTD - Distribution - Tier 2 - 2QU CoRE ¦ 4QU LoRE | Red Flag Warning - Destructive Fires | Aggregated | Aggregated | 2026 | 7.7425e-06 | 0 | 1130.0763 | 0.0087496 | 2026 | Mitigation | 0.08575 | 30 | 0 | esc | 0.0012005 | 9.2948e-09 | 0.00060025 | 4.6474e-09 | 0.0015435 | 1.1951e-08
[35 empty] | 7.3.1.3 Ignition probability mapping showing the probability of ignition along the electric lines and equipment | WLDFR | HFTD - Distribution - Tier 3 - 1QU CoRE ¦ 2QU LoRE | 2021 | 1 | 0.0044332 | 2.0169 | 0 | 2.0169 | 0.0027594 | 1.2554 | 0 | 1.2554 | 0 | 0 | 0 | 0 | 0 | 0 | 0 | 0 | 2.0169 | 1.2554 | 0 | 0 | 0 | 0 | 0 | 0 | 0 | 0 | 0 | 0 | [11 empty] | WLDFR | HFTD - Distribution - Tier 2 - 2QU CoRE ¦ 4QU LoRE | Non-Red Flag Warning - Large Fires | 2037 | 3.6775e-08 | 1.8388e-08 | 4.7282e-08 | 6.1205 | 0.77885 | 3.4265 | 1.9151 | 0 | 0 | 0 | 3.0633e-05 |  | 2.2508e-07 | 0 | 2.2508e-07 | 1.1254e-07 | 0 | 1.1254e-07 | 2.8939e-07 | 0 | 2.8939e-07 | [16 empty] | 7.3.1.3 Ignition probability mapping showing the probability of ignition along the electric lines and equipmentWLDFRAggregatedAggregated | WLDFR | HFTD - Distribution - Tier 2 - 2QU CoRE ¦ 4QU LoRE | Red Flag Warning - Destructive Fires | Aggregated | Aggregated | 2027 | 7.7425e-06 | 0 | 1130.0763 | 0.0087496 | 2027 | Mitigation | 0.08575 | 30 | 0 | esc | 0.0012005 | 9.2948e-09 | 0.00060025 | 4.6474e-09 | 0.0015435 | 1.1951e-08
[35 empty] | 7.3.1.3 Ignition probability mapping showing the probability of ignition along the electric lines and equipment | WLDFR | HFTD - Distribution - Tier 3 - 1QU CoRE ¦ 2QU LoRE | 2022 | 0.93458 | 0.0045006 | 2.0508 | 0 | 2.0508 | 0.0028014 | 1.2765 | 0 | 1.2765 | 0.0061142 | 2.7861 | 0 | 2.7861 | 0 | 0 | 0 | 0 | 1.9166 | 1.193 | 2.6038 | 0 | 0.0061142 | 0.0057142 | 2.7861 | 2.6038 | 0 | 0 | 2.7861 | 2.6038 | [11 empty] | WLDFR | HFTD - Distribution - Tier 2 - 2QU CoRE ¦ 4QU LoRE | Non-Red Flag Warning - Large Fires | 2038 | 3.6775e-08 | 1.8388e-08 | 4.7282e-08 | 6.5028 | 0.81304 | 3.6355 | 2.0543 | 0 | 0 | 0 | 3.0633e-05 |  | 2.3914e-07 | 0 | 2.3914e-07 | 1.1957e-07 | 0 | 1.1957e-07 | 3.0747e-07 | 0 | 3.0747e-07 | [16 empty] | 7.3.1.3 Ignition probability mapping showing the probability of ignition along the electric lines and equipmentWLDFRAggregatedAggregated | WLDFR | HFTD - Distribution - Tier 2 - 2QU CoRE ¦ 4QU LoRE | Red Flag Warning - Destructive Fires | Aggregated | Aggregated | 2028 | 7.7425e-06 | 0 | 1130.0763 | 0.0087496 | 2028 | Mitigation | 0.08575 | 30 | 0 | esc | 0.0012005 | 9.2948e-09 | 0.00060025 | 4.6474e-09 | 0.0015435 | 1.1951e-08
[35 empty] | 7.3.1.3 Ignition probability mapping showing the probability of ignition along the electric lines and equipment | WLDFR | HFTD - Distribution - Tier 3 - 1QU CoRE ¦ 2QU LoRE | 2023 | 0.87344 | 0.0045006 | 2.1259 | 0 | 2.1259 | 0.0028014 | 1.3233 | 0 | 1.3233 | 0.0061142 | 2.8881 | 0 | 2.8881 | 0.0064208 | 3.033 | 0 | 3.033 | 1.8569 | 1.1558 | 2.5226 | 2.6491 | 0.0061142 | 0.0053404 | 2.8881 | 2.5226 | 0 | 0 | 2.8881 | 2.5226 | [11 empty] | WLDFR | HFTD - Distribution - Tier 2 - 2QU CoRE ¦ 4QU LoRE | Non-Red Flag Warning - Large Fires | 2039 | 3.6775e-08 | 1.8388e-08 | 4.7282e-08 | 6.5028 | 0.81304 | 3.6355 | 2.0543 | 0 | 0 | 0 | 3.0633e-05 |  | 2.3914e-07 | 0 | 2.3914e-07 | 1.1957e-07 | 0 | 1.1957e-07 | 3.0747e-07 | 0 | 3.0747e-07 | [16 empty] | 7.3.1.3 Ignition probability mapping showing the probability of ignition along the electric lines and equipmentWLDFRAggregatedAggregated | WLDFR | HFTD - Distribution - Tier 2 - 2QU CoRE ¦ 4QU LoRE | Red Flag Warning - Destructive Fires | Aggregated | Aggregated | 2029 | 7.7425e-06 | 0 | 1130.0763 | 0.0087496 | 2029 | Mitigation | 0.08575 | 30 | 0 | esc | 0.0012005 | 9.2948e-09 | 0.00060025 | 4.6474e-09 | 0.0015435 | 1.1951e-08
[35 empty] | 7.3.1.3 Ignition probability mapping showing the probability of ignition along the electric lines and equipment | WLDFR | HFTD - Distribution - Tier 3 - 1QU CoRE ¦ 2QU LoRE | 2024 | 0.8163 | 0.0045006 | 2.1259 | 0 | 2.1259 | 0.0028014 | 1.3233 | 0 | 1.3233 | 0.0061142 | 2.8881 | 0 | 2.8881 | 0.0064208 | 3.033 | 0 | 3.033 | 1.7354 | 1.0802 | 2.3576 | 2.4758 | 0.0061142 | 0.004991 | 2.8881 | 2.3576 | 0 | 0 | 2.8881 | 2.3576 | [11 empty] | WLDFR | HFTD - Distribution - Tier 2 - 2QU CoRE ¦ 4QU LoRE | Non-Red Flag Warning - Large Fires | 2040 | 3.6775e-08 | 1.8388e-08 | 4.7282e-08 | 6.5028 | 0.81304 | 3.6355 | 2.0543 | 0 | 0 | 0 | 3.0633e-05 |  | 2.3914e-07 | 0 | 2.3914e-07 | 1.1957e-07 | 0 | 1.1957e-07 | 3.0747e-07 | 0 | 3.0747e-07 | [16 empty] | 7.3.1.3 Ignition probability mapping showing the probability of ignition along the electric lines and equipmentWLDFRAggregatedAggregated | WLDFR | HFTD - Distribution - Tier 2 - 2QU CoRE ¦ 4QU LoRE | Red Flag Warning - Destructive Fires | Aggregated | Aggregated | 2030 | 7.7425e-06 | 0 | 1130.0763 | 0.0087496 | 2030 | Mitigation | 0.08575 | 30 | 0 | esc | 0.0012005 | 9.2948e-09 | 0.00060025 | 4.6474e-09 | 0.0015435 | 1.1951e-08
[35 empty] | 7.3.1.3 Ignition probability mapping showing the probability of ignition along the electric lines and equipment | WLDFR | HFTD - Distribution - Tier 3 - 1QU CoRE ¦ 2QU LoRE | 2025 | 0.7629 | 0.0045006 | 2.1259 | 0 | 2.1259 | 0.0028014 | 1.3233 | 0 | 1.3233 | 0.0061142 | 2.8881 | 0 | 2.8881 | 0.0064208 | 3.033 | 0 | 3.033 | 1.6219 | 1.0095 | 2.2033 | 2.3138 | 0.0061142 | 0.0046645 | 2.8881 | 2.2033 | 0 | 0 | 2.8881 | 2.2033 | [11 empty] | WLDFR | HFTD - Distribution - Tier 2 - 2QU CoRE ¦ 4QU LoRE | Non-Red Flag Warning - Large Fires | 2041 | 3.6775e-08 | 1.8388e-08 | 4.7282e-08 | 6.5028 | 0.81304 | 3.6355 | 2.0543 | 0 | 0 | 0 | 3.0633e-05 |  | 2.3914e-07 | 0 | 2.3914e-07 | 1.1957e-07 | 0 | 1.1957e-07 | 3.0747e-07 | 0 | 3.0747e-07 | [16 empty] | 7.3.1.3 Ignition probability mapping showing the probability of ignition along the electric lines and equipmentWLDFRAggregatedAggregated | WLDFR | HFTD - Distribution - Tier 2 - 2QU CoRE ¦ 4QU LoRE | Red Flag Warning - Destructive Fires | Aggregated | Aggregated | 2031 | 7.7425e-06 | 0 | 1130.0763 | 0.0087496 | 2031 | Mitigation | 0.08575 | 30 | 0 | esc | 0.0012005 | 9.2948e-09 | 0.00060025 | 4.6474e-09 | 0.0015435 | 1.1951e-08
[35 empty] | 7.3.1.3 Ignition probability mapping showing the probability of ignition along the electric lines and equipment | WLDFR | HFTD - Distribution - Tier 3 - 1QU CoRE ¦ 2QU LoRE | 2026 | 0.71299 | 0.0045006 | 2.1259 | 0 | 2.1259 | 0.0028014 | 1.3233 | 0 | 1.3233 | 0.0061142 | 2.8881 | 0 | 2.8881 | 0.0064208 | 3.033 | 0 | 3.033 | 1.5158 | 0.94349 | 2.0592 | 2.1625 | 0.0061142 | 0.0043594 | 2.8881 | 2.0592 | 0 | 0 | 2.8881 | 2.0592 | [11 empty] | WLDFR | HFTD - Distribution - Tier 2 - 2QU CoRE ¦ 4QU LoRE | Non-Red Flag Warning - Large Fires | 2042 | 3.6775e-08 | 1.8388e-08 | 4.7282e-08 | 6.5028 | 0.81304 | 3.6355 | 2.0543 | 0 | 0 | 0 | 3.0633e-05 |  | 2.3914e-07 | 0 | 2.3914e-07 | 1.1957e-07 | 0 | 1.1957e-07 | 3.0747e-07 | 0 | 3.0747e-07 | [16 empty] | 7.3.1.3 Ignition probability mapping showing the probability of ignition along the electric lines and equipmentWLDFRAggregatedAggregated | WLDFR | HFTD - Distribution - Tier 2 - 2QU CoRE ¦ 4QU LoRE | Red Flag Warning - Destructive Fires | Aggregated | Aggregated | 2032 | 7.7425e-06 | 0 | 1130.0763 | 0.0087496 | 2032 | Mitigation | 0.08575 | 30 | 0 | esc | 0.0012005 | 9.2948e-09 | 0.00060025 | 4.6474e-09 | 0.0015435 | 1.1951e-08
[35 empty] | 7.3.1.3 Ignition probability mapping showing the probability of ignition along the electric lines and equipment | WLDFR | HFTD - Distribution - Tier 3 - 1QU CoRE ¦ 2QU LoRE | 2027 | 0.66634 | 0.0045006 | 2.1259 | 0 | 2.1259 | 0.0028014 | 1.3233 | 0 | 1.3233 | 0.0061142 | 2.8881 | 0 | 2.8881 | 0.0064208 | 3.033 | 0 | 3.033 | 1.4166 | 0.88176 | 1.9245 | 2.021 | 0.0061142 | 0.0040742 | 2.8881 | 1.9245 | 0 | 0 | 2.8881 | 1.9245 | [11 empty] | WLDFR | HFTD - Distribution - Tier 2 - 2QU CoRE ¦ 4QU LoRE | Non-Red Flag Warning - Large Fires | 2043 | 3.6775e-08 | 1.8388e-08 | 4.7282e-08 | 6.9209 | 0.84944 | 3.8632 | 2.2083 | 0 | 0 | 0 | 3.0633e-05 |  | 2.5452e-07 | 0 | 2.5452e-07 | 1.2726e-07 | 0 | 1.2726e-07 | 3.2724e-07 | 0 | 3.2724e-07 | [16 empty] | 7.3.1.3 Ignition probability mapping showing the probability of ignition along the electric lines and equipmentWLDFRAggregatedAggregated | WLDFR | HFTD - Distribution - Tier 2 - 2QU CoRE ¦ 4QU LoRE | Red Flag Warning - Destructive Fires | Aggregated | Aggregated | 2033 | 7.7425e-06 | 0 | 1130.0763 | 0.0087496 | 2033 | Mitigation | 0.08575 | 30 | 0 | esc | 0.0012005 | 9.2948e-09 | 0.00060025 | 4.6474e-09 | 0.0015435 | 1.1951e-08
[35 empty] | 7.3.1.3 Ignition probability mapping showing the probability of ignition along the electric lines and equipment | WLDFR | HFTD - Distribution - Tier 3 - 1QU CoRE ¦ 2QU LoRE | 2028 | 0.62275 | 0.0045006 | 2.2206 | 0 | 2.2206 | 0.0028014 | 1.3822 | 0 | 1.3822 | 0.0061142 | 3.0168 | 0 | 3.0168 | 0.0064208 | 3.1681 | 0 | 3.1681 | 1.3829 | 0.86078 | 1.8787 | 1.9729 | 0.0061142 | 0.0038076 | 3.0168 | 1.8787 | 0 | 0 | 3.0168 | 1.8787 | [11 empty] | WLDFR | HFTD - Distribution - Tier 2 - 2QU CoRE ¦ 4QU LoRE | Non-Red Flag Warning - Large Fires | 2044 | 3.6775e-08 | 1.8388e-08 | 4.7282e-08 | 6.9209 | 0.84944 | 3.8632 | 2.2083 | 0 | 0 | 0 | 3.0633e-05 |  | 2.5452e-07 | 0 | 2.5452e-07 | 1.2726e-07 | 0 | 1.2726e-07 | 3.2724e-07 | 0 | 3.2724e-07 | [16 empty] | 7.3.1.3 Ignition probability mapping showing the probability of ignition along the electric lines and equipmentWLDFRAggregatedAggregated | WLDFR | HFTD - Distribution - Tier 2 - 2QU CoRE ¦ 4QU LoRE | Red Flag Warning - Destructive Fires | Aggregated | Aggregated | 2034 | 7.7425e-06 | 0 | 1130.0763 | 0.0087496 | 2034 | Mitigation | 0.08575 | 30 | 0 | esc | 0.0012005 | 9.2948e-09 | 0.00060025 | 4.6474e-09 | 0.0015435 | 1.1951e-08
[35 empty] | 7.3.1.3 Ignition probability mapping showing the probability of ignition along the electric lines and equipment | WLDFR | HFTD - Distribution - Tier 3 - 1QU CoRE ¦ 2QU LoRE | 2029 | 0.58201 | 0.0045006 | 2.2206 | 0 | 2.2206 | 0.0028014 | 1.3822 | 0 | 1.3822 | 0.0061142 | 3.0168 | 0 | 3.0168 | 0.0064208 | 3.1681 | 0 | 3.1681 | 1.2924 | 0.80447 | 1.7558 | 1.8438 | 0.0061142 | 0.0035585 | 3.0168 | 1.7558 | 0 | 0 | 3.0168 | 1.7558 | [11 empty] | WLDFR | HFTD - Distribution - Tier 2 - 2QU CoRE ¦ 4QU LoRE | Non-Red Flag Warning - Large Fires | 2045 | 3.6775e-08 | 1.8388e-08 | 4.7282e-08 | 6.9209 | 0.84944 | 3.8632 | 2.2083 | 0 | 0 | 0 | 3.0633e-05 |  | 2.5452e-07 | 0 | 2.5452e-07 | 1.2726e-07 | 0 | 1.2726e-07 | 3.2724e-07 | 0 | 3.2724e-07 | [16 empty] | 7.3.1.3 Ignition probability mapping showing the probability of ignition along the electric lines and equipmentWLDFRAggregatedAggregated | WLDFR | HFTD - Distribution - Tier 2 - 2QU CoRE ¦ 4QU LoRE | Red Flag Warning - Destructive Fires | Aggregated | Aggregated | 2035 | 7.7425e-06 | 0 | 1130.0763 | 0.0087496 | 2035 | Mitigation | 0.08575 | 30 | 0 | esc | 0.0012005 | 9.2948e-09 | 0.00060025 | 4.6474e-09 | 0.0015435 | 1.1951e-08
[35 empty] | 7.3.1.3 Ignition probability mapping showing the probability of ignition along the electric lines and equipment | WLDFR | HFTD - Distribution - Tier 3 - 1QU CoRE ¦ 2QU LoRE | 2030 | 0.54393 | 0.0045006 | 2.2206 | 0 | 2.2206 | 0.0028014 | 1.3822 | 0 | 1.3822 | 0.0061142 | 3.0168 | 0 | 3.0168 | 0.0064208 | 3.1681 | 0 | 3.1681 | 1.2079 | 0.75184 | 1.6409 | 1.7232 | 0.0061142 | 0.0033257 | 3.0168 | 1.6409 | 0 | 0 | 3.0168 | 1.6409 | [11 empty] | WLDFR | HFTD - Distribution - Tier 2 - 2QU CoRE ¦ 4QU LoRE | Non-Red Flag Warning - Large Fires | 2046 | 3.6775e-08 | 1.8388e-08 | 4.7282e-08 | 6.9209 | 0.84944 | 3.8632 | 2.2083 | 0 | 0 | 0 | 3.0633e-05 |  | 2.5452e-07 | 0 | 2.5452e-07 | 1.2726e-07 | 0 | 1.2726e-07 | 3.2724e-07 | 0 | 3.2724e-07 | [16 empty] | 7.3.1.3 Ignition probability mapping showing the probability of ignition along the electric lines and equipmentWLDFRAggregatedAggregated | WLDFR | HFTD - Distribution - Tier 2 - 2QU CoRE ¦ 4QU LoRE | Red Flag Warning - Destructive Fires | Aggregated | Aggregated | 2036 | 7.7425e-06 | 0 | 1130.0763 | 0.0087496 | 2036 | Mitigation | 0.08575 | 30 | 0 | esc | 0.0012005 | 9.2948e-09 | 0.00060025 | 4.6474e-09 | 0.0015435 | 1.1951e-08
[35 empty] | 7.3.1.3 Ignition probability mapping showing the probability of ignition along the electric lines and equipment | WLDFR | HFTD - Distribution - Tier 3 - 1QU CoRE ¦ 2QU LoRE | 2031 | 0.50835 | 0.0045006 | 2.2206 | 0 | 2.2206 | 0.0028014 | 1.3822 | 0 | 1.3822 | 0.0061142 | 3.0168 | 0 | 3.0168 | 0.0064208 | 3.1681 | 0 | 3.1681 | 1.1288 | 0.70265 | 1.5336 | 1.6105 | 0.0061142 | 0.0031082 | 3.0168 | 1.5336 | 0 | 0 | 3.0168 | 1.5336 | [11 empty] | WLDFR | HFTD - Distribution - Tier 2 - 2QU CoRE ¦ 4QU LoRE | Non-Red Flag Warning - Large Fires | 2047 | 3.6775e-08 | 1.8388e-08 | 4.7282e-08 | 6.9209 | 0.84944 | 3.8632 | 2.2083 | 0 | 0 | 0 | 3.0633e-05 |  | 2.5452e-07 | 0 | 2.5452e-07 | 1.2726e-07 | 0 | 1.2726e-07 | 3.2724e-07 | 0 | 3.2724e-07 | [16 empty] | 7.3.1.3 Ignition probability mapping showing the probability of ignition along the electric lines and equipmentWLDFRAggregatedAggregated | WLDFR | HFTD - Distribution - Tier 2 - 2QU CoRE ¦ 4QU LoRE | Red Flag Warning - Destructive Fires | Aggregated | Aggregated | 2037 | 7.7425e-06 | 0 | 1130.0763 | 0.0087496 | 2037 | Mitigation | 0.08575 | 30 | 0 | esc | 0.0012005 | 9.2948e-09 | 0.00060025 | 4.6474e-09 | 0.0015435 | 1.1951e-08
[35 empty] | 7.3.1.3 Ignition probability mapping showing the probability of ignition along the electric lines and equipment | WLDFR | HFTD - Distribution - Tier 3 - 1QU CoRE ¦ 2QU LoRE | 2032 | 0.47509 | 0.0045006 | 2.2206 | 0 | 2.2206 | 0.0028014 | 1.3822 | 0 | 1.3822 | 0.0061142 | 3.0168 | 0 | 3.0168 | 0.0064208 | 3.1681 | 0 | 3.1681 | 1.055 | 0.65669 | 1.4332 | 1.5051 | 0.0061142 | 0.0029048 | 3.0168 | 1.4332 | 0 | 0 | 3.0168 | 1.4332 | [11 empty] | WLDFR | HFTD - Distribution - Tier 2 - 2QU CoRE ¦ 4QU LoRE | Non-Red Flag Warning - Large Fires | 2048 | 3.6775e-08 | 1.8388e-08 | 4.7282e-08 | 7.3713 | 0.88759 | 4.1075 | 2.3763 | 0 | 0 | 0 | 3.0633e-05 |  | 2.7108e-07 | 0 | 2.7108e-07 | 1.3554e-07 | 0 | 1.3554e-07 | 3.4853e-07 | 0 | 3.4853e-07 | [16 empty] | 7.3.1.3 Ignition probability mapping showing the probability of ignition along the electric lines and equipmentWLDFRAggregatedAggregated | WLDFR | HFTD - Distribution - Tier 2 - 2QU CoRE ¦ 4QU LoRE | Red Flag Warning - Destructive Fires | Aggregated | Aggregated | 2038 | 7.7425e-06 | 0 | 1130.0763 | 0.0087496 | 2038 | Mitigation | 0.08575 | 30 | 0 | esc | 0.0012005 | 9.2948e-09 | 0.00060025 | 4.6474e-09 | 0.0015435 | 1.1951e-08
[35 empty] | 7.3.1.3 Ignition probability mapping showing the probability of ignition along the electric lines and equipment | WLDFR | HFTD - Distribution - Tier 3 - 1QU CoRE ¦ 2QU LoRE | 2033 | 0.44401 | 0.0045006 | 2.3258 | 0 | 2.3258 | 0.0028014 | 1.4477 | 0 | 1.4477 | 0.0061142 | 3.1597 | 0 | 3.1597 | 0.0064208 | 3.3182 | 0 | 3.3182 | 1.0327 | 0.64281 | 1.403 | 1.4733 | 0.0061142 | 0.0027148 | 3.1597 | 1.403 | 0 | 0 | 3.1597 | 1.403 | [11 empty] | WLDFR | HFTD - Distribution - Tier 2 - 2QU CoRE ¦ 4QU LoRE | Non-Red Flag Warning - Large Fires | 2049 | 3.6775e-08 | 1.8388e-08 | 4.7282e-08 | 7.3713 | 0.88759 | 4.1075 | 2.3763 | 0 | 0 | 0 | 3.0633e-05 |  | 2.7108e-07 | 0 | 2.7108e-07 | 1.3554e-07 | 0 | 1.3554e-07 | 3.4853e-07 | 0 | 3.4853e-07 | [16 empty] | 7.3.1.3 Ignition probability mapping showing the probability of ignition along the electric lines and equipmentWLDFRAggregatedAggregated | WLDFR | HFTD - Distribution - Tier 2 - 2QU CoRE ¦ 4QU LoRE | Red Flag Warning - Destructive Fires | Aggregated | Aggregated | 2039 | 7.7425e-06 | 0 | 1130.0763 | 0.0087496 | 2039 | Mitigation | 0.08575 | 30 | 0 | esc | 0.0012005 | 9.2948e-09 | 0.00060025 | 4.6474e-09 | 0.0015435 | 1.1951e-08
[35 empty] | 7.3.1.3 Ignition probability mapping showing the probability of ignition along the electric lines and equipment | WLDFR | HFTD - Distribution - Tier 3 - 1QU CoRE ¦ 2QU LoRE | 2034 | 0.41496 | 0.0045006 | 2.3258 | 0 | 2.3258 | 0.0028014 | 1.4477 | 0 | 1.4477 | 0.0061142 | 3.1597 | 0 | 3.1597 | 0.0064208 | 3.3182 | 0 | 3.3182 | 0.96514 | 0.60075 | 1.3112 | 1.3769 | 0.0061142 | 0.0025372 | 3.1597 | 1.3112 | 0 | 0 | 3.1597 | 1.3112 | [11 empty] | WLDFR | HFTD - Distribution - Tier 2 - 2QU CoRE ¦ 4QU LoRE | Non-Red Flag Warning - Large Fires | 2050 | 0 | 1.8388e-08 | 4.7282e-08 | 7.3713 | 0.88759 | 4.1075 | 2.3763 | 0 | 0 | 0 | 3.0633e-05 |  | 0 | 0 | 0 | 1.3554e-07 | 0 | 1.3554e-07 | 3.4853e-07 | 0 | 3.4853e-07 | [16 empty] | 7.3.1.3 Ignition probability mapping showing the probability of ignition along the electric lines and equipmentWLDFRAggregatedAggregated | WLDFR | HFTD - Distribution - Tier 2 - 2QU CoRE ¦ 4QU LoRE | Red Flag Warning - Destructive Fires | Aggregated | Aggregated | 2040 | 7.7425e-06 | 0 | 1130.0763 | 0.0087496 | 2040 | Mitigation | 0.08575 | 30 | 0 | esc | 0.0012005 | 9.2948e-09 | 0.00060025 | 4.6474e-09 | 0.0015435 | 1.1951e-08
[35 empty] | 7.3.1.3 Ignition probability mapping showing the probability of ignition along the electric lines and equipment | WLDFR | HFTD - Distribution - Tier 3 - 1QU CoRE ¦ 2QU LoRE | 2035 | 0.38782 | 0.0045006 | 2.3258 | 0 | 2.3258 | 0.0028014 | 1.4477 | 0 | 1.4477 | 0.0061142 | 3.1597 | 0 | 3.1597 | 0.0064208 | 3.3182 | 0 | 3.3182 | 0.902 | 0.56145 | 1.2254 | 1.2868 | 0.0061142 | 0.0023712 | 3.1597 | 1.2254 | 0 | 0 | 3.1597 | 1.2254 | [11 empty] | WLDFR | HFTD - Distribution - Tier 2 - 2QU CoRE ¦ 4QU LoRE | Non-Red Flag Warning - Large Fires | 2051 | 0 | 0 | 4.7282e-08 | 7.3713 | 0.88759 | 4.1075 | 2.3763 | 0 | 0 | 0 | 3.0633e-05 |  | 0 | 0 | 0 | 0 | 0 | 0 | 3.4853e-07 | 0 | 3.4853e-07 | [16 empty] | 7.3.1.3 Ignition probability mapping showing the probability of ignition along the electric lines and equipmentWLDFRAggregatedAggregated | WLDFR | HFTD - Distribution - Tier 2 - 2QU CoRE ¦ 4QU LoRE | Red Flag Warning - Destructive Fires | Aggregated | Aggregated | 2041 | 7.7425e-06 | 0 | 1130.0763 | 0.0087496 | 2041 | Mitigation | 0.08575 | 30 | 0 | esc | 0.0012005 | 9.2948e-09 | 0.00060025 | 4.6474e-09 | 0.0015435 | 1.1951e-08
[35 empty] | 7.3.1.3 Ignition probability mapping showing the probability of ignition along the electric lines and equipment | WLDFR | HFTD - Distribution - Tier 3 - 1QU CoRE ¦ 2QU LoRE | 2036 | 0.36245 | 0.0045006 | 2.3258 | 0 | 2.3258 | 0.0028014 | 1.4477 | 0 | 1.4477 | 0.0061142 | 3.1597 | 0 | 3.1597 | 0.0064208 | 3.3182 | 0 | 3.3182 | 0.84299 | 0.52472 | 1.1452 | 1.2027 | 0.0061142 | 0.0022161 | 3.1597 | 1.1452 | 0 | 0 | 3.1597 | 1.1452 | [11 empty] | WLDFR | HFTD - Distribution - Tier 2 - 2QU CoRE ¦ 4QU LoRE | Non-Red Flag Warning - Small Fires | 2020 | 4.1659e-06 | 0 | 0 | 0.077901 | 0.036425 | 0.0015809 | 0.039895 | 0 | 0 | 0 | 0.0034702 |  | 3.2453e-07 | 0 | 3.2453e-07 | 0 | 0 | 0 | 0 | 0 | 0 | [16 empty] | 7.3.1.3 Ignition probability mapping showing the probability of ignition along the electric lines and equipmentWLDFRAggregatedAggregated | WLDFR | HFTD - Distribution - Tier 2 - 2QU CoRE ¦ 4QU LoRE | Red Flag Warning - Destructive Fires | Aggregated | Aggregated | 2042 | 7.7425e-06 | 0 | 1130.0763 | 0.0087496 | 2042 | Mitigation | 0.08575 | 30 | 0 | esc | 0.0012005 | 9.2948e-09 | 0.00060025 | 4.6474e-09 | 0.0015435 | 1.1951e-08
[35 empty] | 7.3.1.3 Ignition probability mapping showing the probability of ignition along the electric lines and equipment | WLDFR | HFTD - Distribution - Tier 3 - 1QU CoRE ¦ 2QU LoRE | 2037 | 0.33873 | 0.0045006 | 2.3258 | 0 | 2.3258 | 0.0028014 | 1.4477 | 0 | 1.4477 | 0.0061142 | 3.1597 | 0 | 3.1597 | 0.0064208 | 3.3182 | 0 | 3.3182 | 0.78784 | 0.49039 | 1.0703 | 1.124 | 0.0061142 | 0.0020711 | 3.1597 | 1.0703 | 0 | 0 | 3.1597 | 1.0703 | [11 empty] | WLDFR | HFTD - Distribution - Tier 2 - 2QU CoRE ¦ 4QU LoRE | Non-Red Flag Warning - Small Fires | 2021 | 4.1659e-06 | 2.083e-06 | 0 | 0.077901 | 0.036425 | 0.0015809 | 0.039895 | 0 | 0 | 0 | 0.0034702 |  | 3.2453e-07 | 0 | 3.2453e-07 | 1.6226e-07 | 0 | 1.6226e-07 | 0 | 0 | 0 | [16 empty] | 7.3.1.3 Ignition probability mapping showing the probability of ignition along the electric lines and equipmentWLDFRAggregatedAggregated | WLDFR | HFTD - Distribution - Tier 2 - 2QU CoRE ¦ 4QU LoRE | Red Flag Warning - Destructive Fires | Aggregated | Aggregated | 2043 | 7.7425e-06 | 0 | 1130.0763 | 0.0087496 | 2043 | Mitigation | 0.08575 | 30 | 0 | esc | 0.0012005 | 9.2948e-09 | 0.00060025 | 4.6474e-09 | 0.0015435 | 1.1951e-08
[35 empty] | 7.3.1.3 Ignition probability mapping showing the probability of ignition along the electric lines and equipment | WLDFR | HFTD - Distribution - Tier 3 - 1QU CoRE ¦ 2QU LoRE | 2038 | 0.31657 | 0.0045006 | 2.4401 | 0 | 2.4401 | 0.0028014 | 1.5188 | 0 | 1.5188 | 0.0061142 | 3.3149 | 0 | 3.3149 | 0.0064208 | 3.4811 | 0 | 3.4811 | 0.77246 | 0.48082 | 1.0494 | 1.102 | 0.0061142 | 0.0019356 | 3.3149 | 1.0494 | 0 | 0 | 3.3149 | 1.0494 | [11 empty] | WLDFR | HFTD - Distribution - Tier 2 - 2QU CoRE ¦ 4QU LoRE | Non-Red Flag Warning - Small Fires | 2022 | 4.1659e-06 | 2.083e-06 | 5.3562e-06 | 0.077901 | 0.036425 | 0.0015809 | 0.039895 | 0 | 0 | 0 | 0.0034702 |  | 3.2453e-07 | 0 | 3.2453e-07 | 1.6226e-07 | 0 | 1.6226e-07 | 4.1725e-07 | 0 | 4.1725e-07 | [16 empty] | 7.3.1.3 Ignition probability mapping showing the probability of ignition along the electric lines and equipmentWLDFRAggregatedAggregated | WLDFR | HFTD - Distribution - Tier 2 - 2QU CoRE ¦ 4QU LoRE | Red Flag Warning - Destructive Fires | Aggregated | Aggregated | 2044 | 7.7425e-06 | 0 | 1130.0763 | 0.0087496 | 2044 | Mitigation | 0.08575 | 30 | 0 | esc | 0.0012005 | 9.2948e-09 | 0.00060025 | 4.6474e-09 | 0.0015435 | 1.1951e-08
[35 empty] | 7.3.1.3 Ignition probability mapping showing the probability of ignition along the electric lines and equipment | WLDFR | HFTD - Distribution - Tier 3 - 1QU CoRE ¦ 2QU LoRE | 2039 | 0.29586 | 0.0045006 | 2.4401 | 0 | 2.4401 | 0.0028014 | 1.5188 | 0 | 1.5188 | 0.0061142 | 3.3149 | 0 | 3.3149 | 0.0064208 | 3.4811 | 0 | 3.4811 | 0.72193 | 0.44937 | 0.98076 | 1.0299 | 0.0061142 | 0.001809 | 3.3149 | 0.98076 | 0 | 0 | 3.3149 | 0.98076 | [11 empty] | WLDFR | HFTD - Distribution - Tier 2 - 2QU CoRE ¦ 4QU LoRE | Non-Red Flag Warning - Small Fires | 2023 | 4.1659e-06 | 2.083e-06 | 5.3562e-06 | 0.080408 | 0.03759 | 0.0016314 | 0.041187 | 0 | 0 | 0 | 0.0034702 |  | 3.3498e-07 | 0 | 3.3498e-07 | 1.6749e-07 | 0 | 1.6749e-07 | 4.3068e-07 | 0 | 4.3068e-07 | [16 empty] | 7.3.1.3 Ignition probability mapping showing the probability of ignition along the electric lines and equipmentWLDFRAggregatedAggregated | WLDFR | HFTD - Distribution - Tier 2 - 2QU CoRE ¦ 4QU LoRE | Red Flag Warning - Destructive Fires | Aggregated | Aggregated | 2045 | 7.7425e-06 | 0 | 1130.0763 | 0.0087496 | 2045 | Mitigation | 0.08575 | 30 | 0 | esc | 0.0012005 | 9.2948e-09 | 0.00060025 | 4.6474e-09 | 0.0015435 | 1.1951e-08
[35 empty] | 7.3.1.3 Ignition probability mapping showing the probability of ignition along the electric lines and equipment | WLDFR | HFTD - Distribution - Tier 3 - 1QU CoRE ¦ 2QU LoRE | 2040 | 0.27651 | 0.0045006 | 2.4401 | 0 | 2.4401 | 0.0028014 | 1.5188 | 0 | 1.5188 | 0.0061142 | 3.3149 | 0 | 3.3149 | 0.0064208 | 3.4811 | 0 | 3.4811 | 0.6747 | 0.41997 | 0.9166 | 0.96256 | 0.0061142 | 0.0016906 | 3.3149 | 0.9166 | 0 | 0 | 3.3149 | 0.9166 | [11 empty] | WLDFR | HFTD - Distribution - Tier 2 - 2QU CoRE ¦ 4QU LoRE | Non-Red Flag Warning - Small Fires | 2024 | 4.1659e-06 | 2.083e-06 | 5.3562e-06 | 0.080408 | 0.03759 | 0.0016314 | 0.041187 | 0 | 0 | 0 | 0.0034702 |  | 3.3498e-07 | 0 | 3.3498e-07 | 1.6749e-07 | 0 | 1.6749e-07 | 4.3068e-07 | 0 | 4.3068e-07 | [16 empty] | 7.3.1.3 Ignition probability mapping showing the probability of ignition along the electric lines and equipmentWLDFRAggregatedAggregated | WLDFR | HFTD - Distribution - Tier 2 - 2QU CoRE ¦ 4QU LoRE | Red Flag Warning - Destructive Fires | Aggregated | Aggregated | 2046 | 7.7425e-06 | 0 | 1130.0763 | 0.0087496 | 2046 | Mitigation | 0.08575 | 30 | 0 | esc | 0.0012005 | 9.2948e-09 | 0.00060025 | 4.6474e-09 | 0.0015435 | 1.1951e-08
[35 empty] | 7.3.1.3 Ignition probability mapping showing the probability of ignition along the electric lines and equipment | WLDFR | HFTD - Distribution - Tier 3 - 1QU CoRE ¦ 2QU LoRE | 2041 | 0.25842 | 0.0045006 | 2.4401 | 0 | 2.4401 | 0.0028014 | 1.5188 | 0 | 1.5188 | 0.0061142 | 3.3149 | 0 | 3.3149 | 0.0064208 | 3.4811 | 0 | 3.4811 | 0.63056 | 0.39249 | 0.85663 | 0.89959 | 0.0061142 | 0.00158 | 3.3149 | 0.85663 | 0 | 0 | 3.3149 | 0.85663 | [11 empty] | WLDFR | HFTD - Distribution - Tier 2 - 2QU CoRE ¦ 4QU LoRE | Non-Red Flag Warning - Small Fires | 2025 | 4.1659e-06 | 2.083e-06 | 5.3562e-06 | 0.080408 | 0.03759 | 0.0016314 | 0.041187 | 0 | 0 | 0 | 0.0034702 |  | 3.3498e-07 | 0 | 3.3498e-07 | 1.6749e-07 | 0 | 1.6749e-07 | 4.3068e-07 | 0 | 4.3068e-07 | [16 empty] | 7.3.1.3 Ignition probability mapping showing the probability of ignition along the electric lines and equipmentWLDFRAggregatedAggregated | WLDFR | HFTD - Distribution - Tier 2 - 2QU CoRE ¦ 4QU LoRE | Red Flag Warning - Destructive Fires | Aggregated | Aggregated | 2047 | 7.7425e-06 | 0 | 1130.0763 | 0.0087496 | 2047 | Mitigation | 0.08575 | 30 | 0 | esc | 0.0012005 | 9.2948e-09 | 0.00060025 | 4.6474e-09 | 0.0015435 | 1.1951e-08
[35 empty] | 7.3.1.3 Ignition probability mapping showing the probability of ignition along the electric lines and equipment | WLDFR | HFTD - Distribution - Tier 3 - 1QU CoRE ¦ 2QU LoRE | 2042 | 0.24151 | 0.0045006 | 2.4401 | 0 | 2.4401 | 0.0028014 | 1.5188 | 0 | 1.5188 | 0.0061142 | 3.3149 | 0 | 3.3149 | 0.0064208 | 3.4811 | 0 | 3.4811 | 0.58931 | 0.36682 | 0.80059 | 0.84074 | 0.0061142 | 0.0014767 | 3.3149 | 0.80059 | 0 | 0 | 3.3149 | 0.80059 | [11 empty] | WLDFR | HFTD - Distribution - Tier 2 - 2QU CoRE ¦ 4QU LoRE | Non-Red Flag Warning - Small Fires | 2026 | 4.1659e-06 | 2.083e-06 | 5.3562e-06 | 0.080408 | 0.03759 | 0.0016314 | 0.041187 | 0 | 0 | 0 | 0.0034702 |  | 3.3498e-07 | 0 | 3.3498e-07 | 1.6749e-07 | 0 | 1.6749e-07 | 4.3068e-07 | 0 | 4.3068e-07 | [16 empty] | 7.3.1.3 Ignition probability mapping showing the probability of ignition along the electric lines and equipmentWLDFRAggregatedAggregated | WLDFR | HFTD - Distribution - Tier 2 - 2QU CoRE ¦ 4QU LoRE | Red Flag Warning - Destructive Fires | Aggregated | Aggregated | 2048 | 7.7425e-06 | 0 | 1130.0763 | 0.0087496 | 2048 | Mitigation | 0.08575 | 30 | 0 | esc | 0.0012005 | 9.2948e-09 | 0.00060025 | 4.6474e-09 | 0.0015435 | 1.1951e-08
[35 empty] | 7.3.1.3 Ignition probability mapping showing the probability of ignition along the electric lines and equipment | WLDFR | HFTD - Distribution - Tier 3 - 1QU CoRE ¦ 2QU LoRE | 2043 | 0.22571 | 0.0045006 | 2.5617 | 0 | 2.5617 | 0.0028014 | 1.5946 | 0 | 1.5946 | 0.0061142 | 3.4802 | 0 | 3.4802 | 0.0064208 | 3.6547 | 0 | 3.6547 | 0.57821 | 0.35991 | 0.78553 | 0.82492 | 0.0061142 | 0.0013801 | 3.4802 | 0.78553 | 0 | 0 | 3.4802 | 0.78553 | [11 empty] | WLDFR | HFTD - Distribution - Tier 2 - 2QU CoRE ¦ 4QU LoRE | Non-Red Flag Warning - Small Fires | 2027 | 4.1659e-06 | 2.083e-06 | 5.3562e-06 | 0.080408 | 0.03759 | 0.0016314 | 0.041187 | 0 | 0 | 0 | 0.0034702 |  | 3.3498e-07 | 0 | 3.3498e-07 | 1.6749e-07 | 0 | 1.6749e-07 | 4.3068e-07 | 0 | 4.3068e-07 | [16 empty] | 7.3.1.3 Ignition probability mapping showing the probability of ignition along the electric lines and equipmentWLDFRAggregatedAggregated | WLDFR | HFTD - Distribution - Tier 2 - 2QU CoRE ¦ 4QU LoRE | Red Flag Warning - Destructive Fires | Aggregated | Aggregated | 2049 | 7.7425e-06 | 0 | 1130.0763 | 0.0087496 | 2049 | Mitigation | 0.08575 | 30 | 0 | esc | 0.0012005 | 9.2948e-09 | 0.00060025 | 4.6474e-09 | 0.0015435 | 1.1951e-08
[35 empty] | 7.3.1.3 Ignition probability mapping showing the probability of ignition along the electric lines and equipment | WLDFR | HFTD - Distribution - Tier 3 - 1QU CoRE ¦ 2QU LoRE | 2044 | 0.21095 | 0.0045006 | 2.5617 | 0 | 2.5617 | 0.0028014 | 1.5946 | 0 | 1.5946 | 0.0061142 | 3.4802 | 0 | 3.4802 | 0.0064208 | 3.6547 | 0 | 3.6547 | 0.54039 | 0.33637 | 0.73414 | 0.77095 | 0.0061142 | 0.0012898 | 3.4802 | 0.73414 | 0 | 0 | 3.4802 | 0.73414 | [11 empty] | WLDFR | HFTD - Distribution - Tier 2 - 2QU CoRE ¦ 4QU LoRE | Non-Red Flag Warning - Small Fires | 2028 | 4.1659e-06 | 2.083e-06 | 5.3562e-06 | 0.083606 | 0.039055 | 0.001695 | 0.042856 | 0 | 0 | 0 | 0.0034702 |  | 3.483e-07 | 0 | 3.483e-07 | 1.7415e-07 | 0 | 1.7415e-07 | 4.4781e-07 | 0 | 4.4781e-07 | [16 empty] | 7.3.1.3 Ignition probability mapping showing the probability of ignition along the electric lines and equipmentWLDFRAggregatedAggregated | WLDFR | HFTD - Distribution - Tier 2 - 2QU CoRE ¦ 4QU LoRE | Red Flag Warning - Destructive Fires | Aggregated | Aggregated | 2050 | 7.7425e-06 | 0 | 1130.0763 | 0.0087496 | 2050 | Mitigation | 0.08575 | 30 | 0 | esc | 0 | 0 | 0.00060025 | 4.6474e-09 | 0.0015435 | 1.1951e-08
[35 empty] | 7.3.1.3 Ignition probability mapping showing the probability of ignition along the electric lines and equipment | WLDFR | HFTD - Distribution - Tier 3 - 1QU CoRE ¦ 2QU LoRE | 2045 | 0.19715 | 0.0045006 | 2.5617 | 0 | 2.5617 | 0.0028014 | 1.5946 | 0 | 1.5946 | 0.0061142 | 3.4802 | 0 | 3.4802 | 0.0064208 | 3.6547 | 0 | 3.6547 | 0.50504 | 0.31436 | 0.68611 | 0.72051 | 0.0061142 | 0.0012054 | 3.4802 | 0.68611 | 0 | 0 | 3.4802 | 0.68611 | [11 empty] | WLDFR | HFTD - Distribution - Tier 2 - 2QU CoRE ¦ 4QU LoRE | Non-Red Flag Warning - Small Fires | 2029 | 4.1659e-06 | 2.083e-06 | 5.3562e-06 | 0.083606 | 0.039055 | 0.001695 | 0.042856 | 0 | 0 | 0 | 0.0034702 |  | 3.483e-07 | 0 | 3.483e-07 | 1.7415e-07 | 0 | 1.7415e-07 | 4.4781e-07 | 0 | 4.4781e-07 | [16 empty] | 7.3.1.3 Ignition probability mapping showing the probability of ignition along the electric lines and equipmentWLDFRAggregatedAggregated | WLDFR | HFTD - Distribution - Tier 2 - 2QU CoRE ¦ 4QU LoRE | Red Flag Warning - Destructive Fires | Aggregated | Aggregated | 2051 | 7.7425e-06 | 0 | 1130.0763 | 0.0087496 | 2051 | Mitigation | 0.08575 | 30 | 0 | esc | 0 | 0 | 0 | 0 | 0.0015435 | 1.1951e-08
[35 empty] | 7.3.1.3 Ignition probability mapping showing the probability of ignition along the electric lines and equipment | WLDFR | HFTD - Distribution - Tier 3 - 1QU CoRE ¦ 2QU LoRE | 2046 | 0.18425 | 0.0045006 | 2.5617 | 0 | 2.5617 | 0.0028014 | 1.5946 | 0 | 1.5946 | 0.0061142 | 3.4802 | 0 | 3.4802 | 0.0064208 | 3.6547 | 0 | 3.6547 | 0.472 | 0.2938 | 0.64122 | 0.67338 | 0.0061142 | 0.0011265 | 3.4802 | 0.64122 | 0 | 0 | 3.4802 | 0.64122 | [11 empty] | WLDFR | HFTD - Distribution - Tier 2 - 2QU CoRE ¦ 4QU LoRE | Non-Red Flag Warning - Small Fires | 2030 | 4.1659e-06 | 2.083e-06 | 5.3562e-06 | 0.083606 | 0.039055 | 0.001695 | 0.042856 | 0 | 0 | 0 | 0.0034702 |  | 3.483e-07 | 0 | 3.483e-07 | 1.7415e-07 | 0 | 1.7415e-07 | 4.4781e-07 | 0 | 4.4781e-07 | [16 empty] | 7.3.1.3 Ignition probability mapping showing the probability of ignition along the electric lines and equipmentWLDFRAggregatedAggregated | WLDFR | HFTD - Distribution - Tier 2 - 2QU CoRE ¦ 4QU LoRE | Red Flag Warning - Large Fires | Aggregated | Aggregated | 2021 | 4.8141e-05 | 0 | 1130.0763 | 0.054403 | 2021 | Mitigation | 0.08575 | 30 | 0 | esc | 0.0012005 | 5.7793e-08 | 0.00060025 | 2.8897e-08 | 0 | 0
[35 empty] | 7.3.1.3 Ignition probability mapping showing the probability of ignition along the electric lines and equipment | WLDFR | HFTD - Distribution - Tier 3 - 1QU CoRE ¦ 2QU LoRE | 2047 | 0.1722 | 0.0045006 | 2.5617 | 0 | 2.5617 | 0.0028014 | 1.5946 | 0 | 1.5946 | 0.0061142 | 3.4802 | 0 | 3.4802 | 0.0064208 | 3.6547 | 0 | 3.6547 | 0.44112 | 0.27458 | 0.59927 | 0.62932 | 0.0061142 | 0.0010528 | 3.4802 | 0.59927 | 0 | 0 | 3.4802 | 0.59927 | [11 empty] | WLDFR | HFTD - Distribution - Tier 2 - 2QU CoRE ¦ 4QU LoRE | Non-Red Flag Warning - Small Fires | 2031 | 4.1659e-06 | 2.083e-06 | 5.3562e-06 | 0.083606 | 0.039055 | 0.001695 | 0.042856 | 0 | 0 | 0 | 0.0034702 |  | 3.483e-07 | 0 | 3.483e-07 | 1.7415e-07 | 0 | 1.7415e-07 | 4.4781e-07 | 0 | 4.4781e-07 | [16 empty] | 7.3.1.3 Ignition probability mapping showing the probability of ignition along the electric lines and equipmentWLDFRAggregatedAggregated | WLDFR | HFTD - Distribution - Tier 2 - 2QU CoRE ¦ 4QU LoRE | Red Flag Warning - Large Fires | Aggregated | Aggregated | 2022 | 4.8141e-05 | 0 | 1130.0763 | 0.054403 | 2022 | Mitigation | 0.08575 | 30 | 0 | esc | 0.0012005 | 5.7793e-08 | 0.00060025 | 2.8897e-08 | 0.0015435 | 7.4306e-08
[35 empty] | 7.3.1.3 Ignition probability mapping showing the probability of ignition along the electric lines and equipment | WLDFR | HFTD - Distribution - Tier 3 - 1QU CoRE ¦ 2QU LoRE | 2048 | 0.16093 | 0.0045006 | 2.6893 | 0 | 2.6893 | 0.0028014 | 1.6739 | 0 | 1.6739 | 0.0061142 | 3.6534 | 0 | 3.6534 | 0.0064208 | 3.8367 | 0 | 3.8367 | 0.43278 | 0.26939 | 0.58795 | 0.61743 | 0.0061142 | 0.00098397 | 3.6534 | 0.58795 | 0 | 0 | 3.6534 | 0.58795 | [11 empty] | WLDFR | HFTD - Distribution - Tier 2 - 2QU CoRE ¦ 4QU LoRE | Non-Red Flag Warning - Small Fires | 2032 | 4.1659e-06 | 2.083e-06 | 5.3562e-06 | 0.083606 | 0.039055 | 0.001695 | 0.042856 | 0 | 0 | 0 | 0.0034702 |  | 3.483e-07 | 0 | 3.483e-07 | 1.7415e-07 | 0 | 1.7415e-07 | 4.4781e-07 | 0 | 4.4781e-07 | [16 empty] | 7.3.1.3 Ignition probability mapping showing the probability of ignition along the electric lines and equipmentWLDFRAggregatedAggregated | WLDFR | HFTD - Distribution - Tier 2 - 2QU CoRE ¦ 4QU LoRE | Red Flag Warning - Large Fires | Aggregated | Aggregated | 2023 | 4.8141e-05 | 0 | 1130.0763 | 0.054403 | 2023 | Mitigation | 0.08575 | 30 | 0 | esc | 0.0012005 | 5.7793e-08 | 0.00060025 | 2.8897e-08 | 0.0015435 | 7.4306e-08
[35 empty] | 7.3.1.3 Ignition probability mapping showing the probability of ignition along the electric lines and equipment | WLDFR | HFTD - Distribution - Tier 3 - 1QU CoRE ¦ 2QU LoRE | 2049 | 0.1504 | 0.0045006 | 2.6893 | 0 | 2.6893 | 0.0028014 | 1.6739 | 0 | 1.6739 | 0.0061142 | 3.6534 | 0 | 3.6534 | 0.0064208 | 3.8367 | 0 | 3.8367 | 0.40447 | 0.25176 | 0.54949 | 0.57704 | 0.0061142 | 0.00091959 | 3.6534 | 0.54949 | 0 | 0 | 3.6534 | 0.54949 | [11 empty] | WLDFR | HFTD - Distribution - Tier 2 - 2QU CoRE ¦ 4QU LoRE | Non-Red Flag Warning - Small Fires | 2033 | 4.1659e-06 | 2.083e-06 | 5.3562e-06 | 0.087211 | 0.040679 | 0.0017655 | 0.044766 | 0 | 0 | 0 | 0.0034702 |  | 3.6331e-07 | 0 | 3.6331e-07 | 1.8166e-07 | 0 | 1.8166e-07 | 4.6712e-07 | 0 | 4.6712e-07 | [16 empty] | 7.3.1.3 Ignition probability mapping showing the probability of ignition along the electric lines and equipmentWLDFRAggregatedAggregated | WLDFR | HFTD - Distribution - Tier 2 - 2QU CoRE ¦ 4QU LoRE | Red Flag Warning - Large Fires | Aggregated | Aggregated | 2024 | 4.8141e-05 | 0 | 1130.0763 | 0.054403 | 2024 | Mitigation | 0.08575 | 30 | 0 | esc | 0.0012005 | 5.7793e-08 | 0.00060025 | 2.8897e-08 | 0.0015435 | 7.4306e-08
[35 empty] | 7.3.1.3 Ignition probability mapping showing the probability of ignition along the electric lines and equipment | WLDFR | HFTD - Distribution - Tier 3 - 1QU CoRE ¦ 2QU LoRE | 2050 | 0.14056 | 0 | 0 | 0 | 0 | 0.0028014 | 1.6739 | 0 | 1.6739 | 0.0061142 | 3.6534 | 0 | 3.6534 | 0.0064208 | 3.8367 | 0 | 3.8367 | 0 | 0.23529 | 0.51354 | 0.53929 | 0.0061142 | 0.00085943 | 3.6534 | 0.51354 | 0 | 0 | 3.6534 | 0.51354 | [11 empty] | WLDFR | HFTD - Distribution - Tier 2 - 2QU CoRE ¦ 4QU LoRE | Non-Red Flag Warning - Small Fires | 2034 | 4.1659e-06 | 2.083e-06 | 5.3562e-06 | 0.087211 | 0.040679 | 0.0017655 | 0.044766 | 0 | 0 | 0 | 0.0034702 |  | 3.6331e-07 | 0 | 3.6331e-07 | 1.8166e-07 | 0 | 1.8166e-07 | 4.6712e-07 | 0 | 4.6712e-07 | [16 empty] | 7.3.1.3 Ignition probability mapping showing the probability of ignition along the electric lines and equipmentWLDFRAggregatedAggregated | WLDFR | HFTD - Distribution - Tier 2 - 2QU CoRE ¦ 4QU LoRE | Red Flag Warning - Large Fires | Aggregated | Aggregated | 2025 | 4.8141e-05 | 0 | 1130.0763 | 0.054403 | 2025 | Mitigation | 0.08575 | 30 | 0 | esc | 0.0012005 | 5.7793e-08 | 0.00060025 | 2.8897e-08 | 0.0015435 | 7.4306e-08
[35 empty] | 7.3.1.3 Ignition probability mapping showing the probability of ignition along the electric lines and equipment | WLDFR | HFTD - Distribution - Tier 3 - 1QU CoRE ¦ 2QU LoRE | 2051 | 0.13137 | 0 | 0 | 0 | 0 | 0 | 0 | 0 | 0 | 0.0061142 | 3.6534 | 0 | 3.6534 | 0.0064208 | 3.8367 | 0 | 3.8367 | 0 | 0 | 0.47994 | 0.50401 | 0.0061142 | 0.00080321 | 3.6534 | 0.47994 | 0 | 0 | 3.6534 | 0.47994 | [11 empty] | WLDFR | HFTD - Distribution - Tier 2 - 2QU CoRE ¦ 4QU LoRE | Non-Red Flag Warning - Small Fires | 2035 | 4.1659e-06 | 2.083e-06 | 5.3562e-06 | 0.087211 | 0.040679 | 0.0017655 | 0.044766 | 0 | 0 | 0 | 0.0034702 |  | 3.6331e-07 | 0 | 3.6331e-07 | 1.8166e-07 | 0 | 1.8166e-07 | 4.6712e-07 | 0 | 4.6712e-07 | [16 empty] | 7.3.1.3 Ignition probability mapping showing the probability of ignition along the electric lines and equipmentWLDFRAggregatedAggregated | WLDFR | HFTD - Distribution - Tier 2 - 2QU CoRE ¦ 4QU LoRE | Red Flag Warning - Large Fires | Aggregated | Aggregated | 2026 | 4.8141e-05 | 0 | 1130.0763 | 0.054403 | 2026 | Mitigation | 0.08575 | 30 | 0 | esc | 0.0012005 | 5.7793e-08 | 0.00060025 | 2.8897e-08 | 0.0015435 | 7.4306e-08
[35 empty] | 7.3.1.3 Ignition probability mapping showing the probability of ignition along the electric lines and equipment | WLDFR | HFTD - Distribution - Tier 3 - 1QU CoRE ¦ 2QU LoRE | 2052 | 0.12277 | 0 | 0 | 0 | 0 | 0 | 0 | 0 | 0 | 0 | 0 | 0 | 0 | 0.0064208 | 3.8367 | 0 | 3.8367 | 0 | 0 | 0 | 0.47104 | 0 | 0 | 0 | 0 | 0 | 0 | 0 | 0 | [11 empty] | WLDFR | HFTD - Distribution - Tier 2 - 2QU CoRE ¦ 4QU LoRE | Non-Red Flag Warning - Small Fires | 2036 | 4.1659e-06 | 2.083e-06 | 5.3562e-06 | 0.087211 | 0.040679 | 0.0017655 | 0.044766 | 0 | 0 | 0 | 0.0034702 |  | 3.6331e-07 | 0 | 3.6331e-07 | 1.8166e-07 | 0 | 1.8166e-07 | 4.6712e-07 | 0 | 4.6712e-07 | [16 empty] | 7.3.1.3 Ignition probability mapping showing the probability of ignition along the electric lines and equipmentWLDFRAggregatedAggregated | WLDFR | HFTD - Distribution - Tier 2 - 2QU CoRE ¦ 4QU LoRE | Red Flag Warning - Large Fires | Aggregated | Aggregated | 2027 | 4.8141e-05 | 0 | 1130.0763 | 0.054403 | 2027 | Mitigation | 0.08575 | 30 | 0 | esc | 0.0012005 | 5.7793e-08 | 0.00060025 | 2.8897e-08 | 0.0015435 | 7.4306e-08
[35 empty] | 7.3.1.3 Ignition probability mapping showing the probability of ignition along the electric lines and equipment | WLDFR | HFTD - Distribution - Tier 3 - 1QU CoRE ¦ 3QU LoRE | 2020 | 1 | 0.00078181 | 0.33351 | 0 | 0.33351 | 0 | 0 | 0 | 0 | 0 | 0 | 0 | 0 | 0 | 0 | 0 | 0 | 0.33351 | 0 | 0 | 0 | 0 | 0 | 0 | 0 | 0 | 0 | 0 | 0 | [11 empty] | WLDFR | HFTD - Distribution - Tier 2 - 2QU CoRE ¦ 4QU LoRE | Non-Red Flag Warning - Small Fires | 2037 | 4.1659e-06 | 2.083e-06 | 5.3562e-06 | 0.087211 | 0.040679 | 0.0017655 | 0.044766 | 0 | 0 | 0 | 0.0034702 |  | 3.6331e-07 | 0 | 3.6331e-07 | 1.8166e-07 | 0 | 1.8166e-07 | 4.6712e-07 | 0 | 4.6712e-07 | [16 empty] | 7.3.1.3 Ignition probability mapping showing the probability of ignition along the electric lines and equipmentWLDFRAggregatedAggregated | WLDFR | HFTD - Distribution - Tier 2 - 2QU CoRE ¦ 4QU LoRE | Red Flag Warning - Large Fires | Aggregated | Aggregated | 2028 | 4.8141e-05 | 0 | 1130.0763 | 0.054403 | 2028 | Mitigation | 0.08575 | 30 | 0 | esc | 0.0012005 | 5.7793e-08 | 0.00060025 | 2.8897e-08 | 0.0015435 | 7.4306e-08
[35 empty] | 7.3.1.3 Ignition probability mapping showing the probability of ignition along the electric lines and equipment | WLDFR | HFTD - Distribution - Tier 3 - 1QU CoRE ¦ 3QU LoRE | 2021 | 1 | 0.00078181 | 0.33351 | 0 | 0.33351 | 0.00048664 | 0.20759 | 0 | 0.20759 | 0 | 0 | 0 | 0 | 0 | 0 | 0 | 0 | 0.33351 | 0.20759 | 0 | 0 | 0 | 0 | 0 | 0 | 0 | 0 | 0 | 0 | [11 empty] | WLDFR | HFTD - Distribution - Tier 2 - 2QU CoRE ¦ 4QU LoRE | Non-Red Flag Warning - Small Fires | 2038 | 4.1659e-06 | 2.083e-06 | 5.3562e-06 | 0.091184 | 0.042438 | 0.0018418 | 0.046905 | 0 | 0 | 0 | 0.0034702 |  | 3.7987e-07 | 0 | 3.7987e-07 | 1.8993e-07 | 0 | 1.8993e-07 | 4.884e-07 | 0 | 4.884e-07 | [16 empty] | 7.3.1.3 Ignition probability mapping showing the probability of ignition along the electric lines and equipmentWLDFRAggregatedAggregated | WLDFR | HFTD - Distribution - Tier 2 - 2QU CoRE ¦ 4QU LoRE | Red Flag Warning - Large Fires | Aggregated | Aggregated | 2029 | 4.8141e-05 | 0 | 1130.0763 | 0.054403 | 2029 | Mitigation | 0.08575 | 30 | 0 | esc | 0.0012005 | 5.7793e-08 | 0.00060025 | 2.8897e-08 | 0.0015435 | 7.4306e-08
[35 empty] | 7.3.1.3 Ignition probability mapping showing the probability of ignition along the electric lines and equipment | WLDFR | HFTD - Distribution - Tier 3 - 1QU CoRE ¦ 3QU LoRE | 2022 | 0.93458 | 0.00082291 | 0.32776 | 0 | 0.32776 | 0.00051222 | 0.20401 | 0 | 0.20401 | 0.0016854 | 0.67128 | 0 | 0.67128 | 0 | 0 | 0 | 0 | 0.30632 | 0.19067 | 0.62736 | 0 | 0.0016854 | 0.0015751 | 0.67128 | 0.62736 | 0 | 0 | 0.67128 | 0.62736 | [11 empty] | WLDFR | HFTD - Distribution - Tier 2 - 2QU CoRE ¦ 4QU LoRE | Non-Red Flag Warning - Small Fires | 2039 | 4.1659e-06 | 2.083e-06 | 5.3562e-06 | 0.091184 | 0.042438 | 0.0018418 | 0.046905 | 0 | 0 | 0 | 0.0034702 |  | 3.7987e-07 | 0 | 3.7987e-07 | 1.8993e-07 | 0 | 1.8993e-07 | 4.884e-07 | 0 | 4.884e-07 | [16 empty] | 7.3.1.3 Ignition probability mapping showing the probability of ignition along the electric lines and equipmentWLDFRAggregatedAggregated | WLDFR | HFTD - Distribution - Tier 2 - 2QU CoRE ¦ 4QU LoRE | Red Flag Warning - Large Fires | Aggregated | Aggregated | 2030 | 4.8141e-05 | 0 | 1130.0763 | 0.054403 | 2030 | Mitigation | 0.08575 | 30 | 0 | esc | 0.0012005 | 5.7793e-08 | 0.00060025 | 2.8897e-08 | 0.0015435 | 7.4306e-08
[35 empty] | 7.3.1.3 Ignition probability mapping showing the probability of ignition along the electric lines and equipment | WLDFR | HFTD - Distribution - Tier 3 - 1QU CoRE ¦ 3QU LoRE | 2023 | 0.87344 | 0.00082291 | 0.33977 | 0 | 0.33977 | 0.00051222 | 0.21149 | 0 | 0.21149 | 0.0016854 | 0.69588 | 0 | 0.69588 | 0.0017699 | 0.73077 | 0 | 0.73077 | 0.29677 | 0.18472 | 0.60781 | 0.63829 | 0.0016854 | 0.0014721 | 0.69588 | 0.60781 | 0 | 0 | 0.69588 | 0.60781 | [11 empty] | WLDFR | HFTD - Distribution - Tier 2 - 2QU CoRE ¦ 4QU LoRE | Non-Red Flag Warning - Small Fires | 2040 | 4.1659e-06 | 2.083e-06 | 5.3562e-06 | 0.091184 | 0.042438 | 0.0018418 | 0.046905 | 0 | 0 | 0 | 0.0034702 |  | 3.7987e-07 | 0 | 3.7987e-07 | 1.8993e-07 | 0 | 1.8993e-07 | 4.884e-07 | 0 | 4.884e-07 | [16 empty] | 7.3.1.3 Ignition probability mapping showing the probability of ignition along the electric lines and equipmentWLDFRAggregatedAggregated | WLDFR | HFTD - Distribution - Tier 2 - 2QU CoRE ¦ 4QU LoRE | Red Flag Warning - Large Fires | Aggregated | Aggregated | 2031 | 4.8141e-05 | 0 | 1130.0763 | 0.054403 | 2031 | Mitigation | 0.08575 | 30 | 0 | esc | 0.0012005 | 5.7793e-08 | 0.00060025 | 2.8897e-08 | 0.0015435 | 7.4306e-08
[35 empty] | 7.3.1.3 Ignition probability mapping showing the probability of ignition along the electric lines and equipment | WLDFR | HFTD - Distribution - Tier 3 - 1QU CoRE ¦ 3QU LoRE | 2024 | 0.8163 | 0.00082291 | 0.33977 | 0 | 0.33977 | 0.00051222 | 0.21149 | 0 | 0.21149 | 0.0016854 | 0.69588 | 0 | 0.69588 | 0.0017699 | 0.73077 | 0 | 0.73077 | 0.27735 | 0.17264 | 0.56804 | 0.59653 | 0.0016854 | 0.0013758 | 0.69588 | 0.56804 | 0 | 0 | 0.69588 | 0.56804 | [11 empty] | WLDFR | HFTD - Distribution - Tier 2 - 2QU CoRE ¦ 4QU LoRE | Non-Red Flag Warning - Small Fires | 2041 | 4.1659e-06 | 2.083e-06 | 5.3562e-06 | 0.091184 | 0.042438 | 0.0018418 | 0.046905 | 0 | 0 | 0 | 0.0034702 |  | 3.7987e-07 | 0 | 3.7987e-07 | 1.8993e-07 | 0 | 1.8993e-07 | 4.884e-07 | 0 | 4.884e-07 | [16 empty] | 7.3.1.3 Ignition probability mapping showing the probability of ignition along the electric lines and equipmentWLDFRAggregatedAggregated | WLDFR | HFTD - Distribution - Tier 2 - 2QU CoRE ¦ 4QU LoRE | Red Flag Warning - Large Fires | Aggregated | Aggregated | 2032 | 4.8141e-05 | 0 | 1130.0763 | 0.054403 | 2032 | Mitigation | 0.08575 | 30 | 0 | esc | 0.0012005 | 5.7793e-08 | 0.00060025 | 2.8897e-08 | 0.0015435 | 7.4306e-08
[35 empty] | 7.3.1.3 Ignition probability mapping showing the probability of ignition along the electric lines and equipment | WLDFR | HFTD - Distribution - Tier 3 - 1QU CoRE ¦ 3QU LoRE | 2025 | 0.7629 | 0.00082291 | 0.33977 | 0 | 0.33977 | 0.00051222 | 0.21149 | 0 | 0.21149 | 0.0016854 | 0.69588 | 0 | 0.69588 | 0.0017699 | 0.73077 | 0 | 0.73077 | 0.25921 | 0.16134 | 0.53088 | 0.5575 | 0.0016854 | 0.0012858 | 0.69588 | 0.53088 | 0 | 0 | 0.69588 | 0.53088 | [11 empty] | WLDFR | HFTD - Distribution - Tier 2 - 2QU CoRE ¦ 4QU LoRE | Non-Red Flag Warning - Small Fires | 2042 | 4.1659e-06 | 2.083e-06 | 5.3562e-06 | 0.091184 | 0.042438 | 0.0018418 | 0.046905 | 0 | 0 | 0 | 0.0034702 |  | 3.7987e-07 | 0 | 3.7987e-07 | 1.8993e-07 | 0 | 1.8993e-07 | 4.884e-07 | 0 | 4.884e-07 | [16 empty] | 7.3.1.3 Ignition probability mapping showing the probability of ignition along the electric lines and equipmentWLDFRAggregatedAggregated | WLDFR | HFTD - Distribution - Tier 2 - 2QU CoRE ¦ 4QU LoRE | Red Flag Warning - Large Fires | Aggregated | Aggregated | 2033 | 4.8141e-05 | 0 | 1130.0763 | 0.054403 | 2033 | Mitigation | 0.08575 | 30 | 0 | esc | 0.0012005 | 5.7793e-08 | 0.00060025 | 2.8897e-08 | 0.0015435 | 7.4306e-08
[35 empty] | 7.3.1.3 Ignition probability mapping showing the probability of ignition along the electric lines and equipment | WLDFR | HFTD - Distribution - Tier 3 - 1QU CoRE ¦ 3QU LoRE | 2026 | 0.71299 | 0.00082291 | 0.33977 | 0 | 0.33977 | 0.00051222 | 0.21149 | 0 | 0.21149 | 0.0016854 | 0.69588 | 0 | 0.69588 | 0.0017699 | 0.73077 | 0 | 0.73077 | 0.24225 | 0.15079 | 0.49615 | 0.52103 | 0.0016854 | 0.0012017 | 0.69588 | 0.49615 | 0 | 0 | 0.69588 | 0.49615 | [11 empty] | WLDFR | HFTD - Distribution - Tier 2 - 2QU CoRE ¦ 4QU LoRE | Non-Red Flag Warning - Small Fires | 2043 | 4.1659e-06 | 2.083e-06 | 5.3562e-06 | 0.095486 | 0.044306 | 0.0019228 | 0.049257 | 0 | 0 | 0 | 0.0034702 |  | 3.9779e-07 | 0 | 3.9779e-07 | 1.9889e-07 | 0 | 1.9889e-07 | 5.1144e-07 | 0 | 5.1144e-07 | [16 empty] | 7.3.1.3 Ignition probability mapping showing the probability of ignition along the electric lines and equipmentWLDFRAggregatedAggregated | WLDFR | HFTD - Distribution - Tier 2 - 2QU CoRE ¦ 4QU LoRE | Red Flag Warning - Large Fires | Aggregated | Aggregated | 2034 | 4.8141e-05 | 0 | 1130.0763 | 0.054403 | 2034 | Mitigation | 0.08575 | 30 | 0 | esc | 0.0012005 | 5.7793e-08 | 0.00060025 | 2.8897e-08 | 0.0015435 | 7.4306e-08
[35 empty] | 7.3.1.3 Ignition probability mapping showing the probability of ignition along the electric lines and equipment | WLDFR | HFTD - Distribution - Tier 3 - 1QU CoRE ¦ 3QU LoRE | 2027 | 0.66634 | 0.00082291 | 0.33977 | 0 | 0.33977 | 0.00051222 | 0.21149 | 0 | 0.21149 | 0.0016854 | 0.69588 | 0 | 0.69588 | 0.0017699 | 0.73077 | 0 | 0.73077 | 0.2264 | 0.14092 | 0.46369 | 0.48695 | 0.0016854 | 0.0011231 | 0.69588 | 0.46369 | 0 | 0 | 0.69588 | 0.46369 | [11 empty] | WLDFR | HFTD - Distribution - Tier 2 - 2QU CoRE ¦ 4QU LoRE | Non-Red Flag Warning - Small Fires | 2044 | 4.1659e-06 | 2.083e-06 | 5.3562e-06 | 0.095486 | 0.044306 | 0.0019228 | 0.049257 | 0 | 0 | 0 | 0.0034702 |  | 3.9779e-07 | 0 | 3.9779e-07 | 1.9889e-07 | 0 | 1.9889e-07 | 5.1144e-07 | 0 | 5.1144e-07 | [16 empty] | 7.3.1.3 Ignition probability mapping showing the probability of ignition along the electric lines and equipmentWLDFRAggregatedAggregated | WLDFR | HFTD - Distribution - Tier 2 - 2QU CoRE ¦ 4QU LoRE | Red Flag Warning - Large Fires | Aggregated | Aggregated | 2035 | 4.8141e-05 | 0 | 1130.0763 | 0.054403 | 2035 | Mitigation | 0.08575 | 30 | 0 | esc | 0.0012005 | 5.7793e-08 | 0.00060025 | 2.8897e-08 | 0.0015435 | 7.4306e-08
[35 empty] | 7.3.1.3 Ignition probability mapping showing the probability of ignition along the electric lines and equipment | WLDFR | HFTD - Distribution - Tier 3 - 1QU CoRE ¦ 3QU LoRE | 2028 | 0.62275 | 0.00082291 | 0.3549 | 0 | 0.3549 | 0.00051222 | 0.22091 | 0 | 0.22091 | 0.0016854 | 0.72687 | 0 | 0.72687 | 0.0017699 | 0.76332 | 0 | 0.76332 | 0.22102 | 0.13757 | 0.45266 | 0.47536 | 0.0016854 | 0.0010496 | 0.72687 | 0.45266 | 0 | 0 | 0.72687 | 0.45266 | [11 empty] | WLDFR | HFTD - Distribution - Tier 2 - 2QU CoRE ¦ 4QU LoRE | Non-Red Flag Warning - Small Fires | 2045 | 4.1659e-06 | 2.083e-06 | 5.3562e-06 | 0.095486 | 0.044306 | 0.0019228 | 0.049257 | 0 | 0 | 0 | 0.0034702 |  | 3.9779e-07 | 0 | 3.9779e-07 | 1.9889e-07 | 0 | 1.9889e-07 | 5.1144e-07 | 0 | 5.1144e-07 | [16 empty] | 7.3.1.3 Ignition probability mapping showing the probability of ignition along the electric lines and equipmentWLDFRAggregatedAggregated | WLDFR | HFTD - Distribution - Tier 2 - 2QU CoRE ¦ 4QU LoRE | Red Flag Warning - Large Fires | Aggregated | Aggregated | 2036 | 4.8141e-05 | 0 | 1130.0763 | 0.054403 | 2036 | Mitigation | 0.08575 | 30 | 0 | esc | 0.0012005 | 5.7793e-08 | 0.00060025 | 2.8897e-08 | 0.0015435 | 7.4306e-08
[35 empty] | 7.3.1.3 Ignition probability mapping showing the probability of ignition along the electric lines and equipment | WLDFR | HFTD - Distribution - Tier 3 - 1QU CoRE ¦ 3QU LoRE | 2029 | 0.58201 | 0.00082291 | 0.3549 | 0 | 0.3549 | 0.00051222 | 0.22091 | 0 | 0.22091 | 0.0016854 | 0.72687 | 0 | 0.72687 | 0.0017699 | 0.76332 | 0 | 0.76332 | 0.20656 | 0.12857 | 0.42305 | 0.44426 | 0.0016854 | 0.00098092 | 0.72687 | 0.42305 | 0 | 0 | 0.72687 | 0.42305 | [11 empty] | WLDFR | HFTD - Distribution - Tier 2 - 2QU CoRE ¦ 4QU LoRE | Non-Red Flag Warning - Small Fires | 2046 | 4.1659e-06 | 2.083e-06 | 5.3562e-06 | 0.095486 | 0.044306 | 0.0019228 | 0.049257 | 0 | 0 | 0 | 0.0034702 |  | 3.9779e-07 | 0 | 3.9779e-07 | 1.9889e-07 | 0 | 1.9889e-07 | 5.1144e-07 | 0 | 5.1144e-07 | [16 empty] | 7.3.1.3 Ignition probability mapping showing the probability of ignition along the electric lines and equipmentWLDFRAggregatedAggregated | WLDFR | HFTD - Distribution - Tier 2 - 2QU CoRE ¦ 4QU LoRE | Red Flag Warning - Large Fires | Aggregated | Aggregated | 2037 | 4.8141e-05 | 0 | 1130.0763 | 0.054403 | 2037 | Mitigation | 0.08575 | 30 | 0 | esc | 0.0012005 | 5.7793e-08 | 0.00060025 | 2.8897e-08 | 0.0015435 | 7.4306e-08
[35 empty] | 7.3.1.3 Ignition probability mapping showing the probability of ignition along the electric lines and equipment | WLDFR | HFTD - Distribution - Tier 3 - 1QU CoRE ¦ 3QU LoRE | 2030 | 0.54393 | 0.00082291 | 0.3549 | 0 | 0.3549 | 0.00051222 | 0.22091 | 0 | 0.22091 | 0.0016854 | 0.72687 | 0 | 0.72687 | 0.0017699 | 0.76332 | 0 | 0.76332 | 0.19304 | 0.12016 | 0.39537 | 0.4152 | 0.0016854 | 0.00091675 | 0.72687 | 0.39537 | 0 | 0 | 0.72687 | 0.39537 | [11 empty] | WLDFR | HFTD - Distribution - Tier 2 - 2QU CoRE ¦ 4QU LoRE | Non-Red Flag Warning - Small Fires | 2047 | 4.1659e-06 | 2.083e-06 | 5.3562e-06 | 0.095486 | 0.044306 | 0.0019228 | 0.049257 | 0 | 0 | 0 | 0.0034702 |  | 3.9779e-07 | 0 | 3.9779e-07 | 1.9889e-07 | 0 | 1.9889e-07 | 5.1144e-07 | 0 | 5.1144e-07 | [16 empty] | 7.3.1.3 Ignition probability mapping showing the probability of ignition along the electric lines and equipmentWLDFRAggregatedAggregated | WLDFR | HFTD - Distribution - Tier 2 - 2QU CoRE ¦ 4QU LoRE | Red Flag Warning - Large Fires | Aggregated | Aggregated | 2038 | 4.8141e-05 | 0 | 1130.0763 | 0.054403 | 2038 | Mitigation | 0.08575 | 30 | 0 | esc | 0.0012005 | 5.7793e-08 | 0.00060025 | 2.8897e-08 | 0.0015435 | 7.4306e-08
[35 empty] | 7.3.1.3 Ignition probability mapping showing the probability of ignition along the electric lines and equipment | WLDFR | HFTD - Distribution - Tier 3 - 1QU CoRE ¦ 3QU LoRE | 2031 | 0.50835 | 0.00082291 | 0.3549 | 0 | 0.3549 | 0.00051222 | 0.22091 | 0 | 0.22091 | 0.0016854 | 0.72687 | 0 | 0.72687 | 0.0017699 | 0.76332 | 0 | 0.76332 | 0.18041 | 0.1123 | 0.36951 | 0.38803 | 0.0016854 | 0.00085677 | 0.72687 | 0.36951 | 0 | 0 | 0.72687 | 0.36951 | [11 empty] | WLDFR | HFTD - Distribution - Tier 2 - 2QU CoRE ¦ 4QU LoRE | Non-Red Flag Warning - Small Fires | 2048 | 4.1659e-06 | 2.083e-06 | 5.3562e-06 | 0.10007 | 0.04626 | 0.0020076 | 0.051804 | 0 | 0 | 0 | 0.0034702 |  | 4.1689e-07 | 0 | 4.1689e-07 | 2.0845e-07 | 0 | 2.0845e-07 | 5.36e-07 | 0 | 5.36e-07 | [16 empty] | 7.3.1.3 Ignition probability mapping showing the probability of ignition along the electric lines and equipmentWLDFRAggregatedAggregated | WLDFR | HFTD - Distribution - Tier 2 - 2QU CoRE ¦ 4QU LoRE | Red Flag Warning - Large Fires | Aggregated | Aggregated | 2039 | 4.8141e-05 | 0 | 1130.0763 | 0.054403 | 2039 | Mitigation | 0.08575 | 30 | 0 | esc | 0.0012005 | 5.7793e-08 | 0.00060025 | 2.8897e-08 | 0.0015435 | 7.4306e-08
[35 empty] | 7.3.1.3 Ignition probability mapping showing the probability of ignition along the electric lines and equipment | WLDFR | HFTD - Distribution - Tier 3 - 1QU CoRE ¦ 3QU LoRE | 2032 | 0.47509 | 0.00082291 | 0.3549 | 0 | 0.3549 | 0.00051222 | 0.22091 | 0 | 0.22091 | 0.0016854 | 0.72687 | 0 | 0.72687 | 0.0017699 | 0.76332 | 0 | 0.76332 | 0.16861 | 0.10495 | 0.34533 | 0.36265 | 0.0016854 | 0.00080072 | 0.72687 | 0.34533 | 0 | 0 | 0.72687 | 0.34533 | [11 empty] | WLDFR | HFTD - Distribution - Tier 2 - 2QU CoRE ¦ 4QU LoRE | Non-Red Flag Warning - Small Fires | 2049 | 4.1659e-06 | 2.083e-06 | 5.3562e-06 | 0.10007 | 0.04626 | 0.0020076 | 0.051804 | 0 | 0 | 0 | 0.0034702 |  | 4.1689e-07 | 0 | 4.1689e-07 | 2.0845e-07 | 0 | 2.0845e-07 | 5.36e-07 | 0 | 5.36e-07 | [16 empty] | 7.3.1.3 Ignition probability mapping showing the probability of ignition along the electric lines and equipmentWLDFRAggregatedAggregated | WLDFR | HFTD - Distribution - Tier 2 - 2QU CoRE ¦ 4QU LoRE | Red Flag Warning - Large Fires | Aggregated | Aggregated | 2040 | 4.8141e-05 | 0 | 1130.0763 | 0.054403 | 2040 | Mitigation | 0.08575 | 30 | 0 | esc | 0.0012005 | 5.7793e-08 | 0.00060025 | 2.8897e-08 | 0.0015435 | 7.4306e-08
[35 empty] | 7.3.1.3 Ignition probability mapping showing the probability of ignition along the electric lines and equipment | WLDFR | HFTD - Distribution - Tier 3 - 1QU CoRE ¦ 3QU LoRE | 2033 | 0.44401 | 0.00082291 | 0.37172 | 0 | 0.37172 | 0.00051222 | 0.23138 | 0 | 0.23138 | 0.0016854 | 0.76132 | 0 | 0.76132 | 0.0017699 | 0.7995 | 0 | 0.7995 | 0.16505 | 0.10273 | 0.33803 | 0.35499 | 0.0016854 | 0.00074834 | 0.76132 | 0.33803 | 0 | 0 | 0.76132 | 0.33803 | [11 empty] | WLDFR | HFTD - Distribution - Tier 2 - 2QU CoRE ¦ 4QU LoRE | Non-Red Flag Warning - Small Fires | 2050 | 0 | 2.083e-06 | 5.3562e-06 | 0.10007 | 0.04626 | 0.0020076 | 0.051804 | 0 | 0 | 0 | 0.0034702 |  | 0 | 0 | 0 | 2.0845e-07 | 0 | 2.0845e-07 | 5.36e-07 | 0 | 5.36e-07 | [16 empty] | 7.3.1.3 Ignition probability mapping showing the probability of ignition along the electric lines and equipmentWLDFRAggregatedAggregated | WLDFR | HFTD - Distribution - Tier 2 - 2QU CoRE ¦ 4QU LoRE | Red Flag Warning - Large Fires | Aggregated | Aggregated | 2041 | 4.8141e-05 | 0 | 1130.0763 | 0.054403 | 2041 | Mitigation | 0.08575 | 30 | 0 | esc | 0.0012005 | 5.7793e-08 | 0.00060025 | 2.8897e-08 | 0.0015435 | 7.4306e-08
[35 empty] | 7.3.1.3 Ignition probability mapping showing the probability of ignition along the electric lines and equipment | WLDFR | HFTD - Distribution - Tier 3 - 1QU CoRE ¦ 3QU LoRE | 2034 | 0.41496 | 0.00082291 | 0.37172 | 0 | 0.37172 | 0.00051222 | 0.23138 | 0 | 0.23138 | 0.0016854 | 0.76132 | 0 | 0.76132 | 0.0017699 | 0.7995 | 0 | 0.7995 | 0.15425 | 0.096014 | 0.31592 | 0.33176 | 0.0016854 | 0.00069938 | 0.76132 | 0.31592 | 0 | 0 | 0.76132 | 0.31592 | [11 empty] | WLDFR | HFTD - Distribution - Tier 2 - 2QU CoRE ¦ 4QU LoRE | Non-Red Flag Warning - Small Fires | 2051 | 0 | 0 | 5.3562e-06 | 0.10007 | 0.04626 | 0.0020076 | 0.051804 | 0 | 0 | 0 | 0.0034702 |  | 0 | 0 | 0 | 0 | 0 | 0 | 5.36e-07 | 0 | 5.36e-07 | [16 empty] | 7.3.1.3 Ignition probability mapping showing the probability of ignition along the electric lines and equipmentWLDFRAggregatedAggregated | WLDFR | HFTD - Distribution - Tier 2 - 2QU CoRE ¦ 4QU LoRE | Red Flag Warning - Large Fires | Aggregated | Aggregated | 2042 | 4.8141e-05 | 0 | 1130.0763 | 0.054403 | 2042 | Mitigation | 0.08575 | 30 | 0 | esc | 0.0012005 | 5.7793e-08 | 0.00060025 | 2.8897e-08 | 0.0015435 | 7.4306e-08
[35 empty] | 7.3.1.3 Ignition probability mapping showing the probability of ignition along the electric lines and equipment | WLDFR | HFTD - Distribution - Tier 3 - 1QU CoRE ¦ 3QU LoRE | 2035 | 0.38782 | 0.00082291 | 0.37172 | 0 | 0.37172 | 0.00051222 | 0.23138 | 0 | 0.23138 | 0.0016854 | 0.76132 | 0 | 0.76132 | 0.0017699 | 0.7995 | 0 | 0.7995 | 0.14416 | 0.089733 | 0.29525 | 0.31006 | 0.0016854 | 0.00065363 | 0.76132 | 0.29525 | 0 | 0 | 0.76132 | 0.29525 | [11 empty] | WLDFR | HFTD - Distribution - Tier 2 - 2QU CoRE ¦ 4QU LoRE | Red Flag Warning - Catastrophic Fires | 2020 | 6.6567e-08 | 0 | 0 | 14146.1306 | 222.2294 | 8585.7228 | 5338.1784 | 0 | 0 | 0 | 5.545e-05 |  | 0.00094167 | 0 | 0.00094167 | 0 | 0 | 0 | 0 | 0 | 0 | [16 empty] | 7.3.1.3 Ignition probability mapping showing the probability of ignition along the electric lines and equipmentWLDFRAggregatedAggregated | WLDFR | HFTD - Distribution - Tier 2 - 2QU CoRE ¦ 4QU LoRE | Red Flag Warning - Large Fires | Aggregated | Aggregated | 2043 | 4.8141e-05 | 0 | 1130.0763 | 0.054403 | 2043 | Mitigation | 0.08575 | 30 | 0 | esc | 0.0012005 | 5.7793e-08 | 0.00060025 | 2.8897e-08 | 0.0015435 | 7.4306e-08
[35 empty] | 7.3.1.3 Ignition probability mapping showing the probability of ignition along the electric lines and equipment | WLDFR | HFTD - Distribution - Tier 3 - 1QU CoRE ¦ 3QU LoRE | 2036 | 0.36245 | 0.00082291 | 0.37172 | 0 | 0.37172 | 0.00051222 | 0.23138 | 0 | 0.23138 | 0.0016854 | 0.76132 | 0 | 0.76132 | 0.0017699 | 0.7995 | 0 | 0.7995 | 0.13473 | 0.083862 | 0.27594 | 0.28977 | 0.0016854 | 0.00061087 | 0.76132 | 0.27594 | 0 | 0 | 0.76132 | 0.27594 | [11 empty] | WLDFR | HFTD - Distribution - Tier 2 - 2QU CoRE ¦ 4QU LoRE | Red Flag Warning - Catastrophic Fires | 2021 | 6.6567e-08 | 3.3284e-08 | 0 | 14146.1306 | 222.2294 | 8585.7228 | 5338.1784 | 0 | 0 | 0 | 5.545e-05 |  | 0.00094167 | 0 | 0.00094167 | 0.00047083 | 0 | 0.00047083 | 0 | 0 | 0 | [16 empty] | 7.3.1.3 Ignition probability mapping showing the probability of ignition along the electric lines and equipmentWLDFRAggregatedAggregated | WLDFR | HFTD - Distribution - Tier 2 - 2QU CoRE ¦ 4QU LoRE | Red Flag Warning - Large Fires | Aggregated | Aggregated | 2044 | 4.8141e-05 | 0 | 1130.0763 | 0.054403 | 2044 | Mitigation | 0.08575 | 30 | 0 | esc | 0.0012005 | 5.7793e-08 | 0.00060025 | 2.8897e-08 | 0.0015435 | 7.4306e-08
[35 empty] | 7.3.1.3 Ignition probability mapping showing the probability of ignition along the electric lines and equipment | WLDFR | HFTD - Distribution - Tier 3 - 1QU CoRE ¦ 3QU LoRE | 2037 | 0.33873 | 0.00082291 | 0.37172 | 0 | 0.37172 | 0.00051222 | 0.23138 | 0 | 0.23138 | 0.0016854 | 0.76132 | 0 | 0.76132 | 0.0017699 | 0.7995 | 0 | 0.7995 | 0.12591 | 0.078376 | 0.25789 | 0.27082 | 0.0016854 | 0.0005709 | 0.76132 | 0.25789 | 0 | 0 | 0.76132 | 0.25789 | [11 empty] | WLDFR | HFTD - Distribution - Tier 2 - 2QU CoRE ¦ 4QU LoRE | Red Flag Warning - Catastrophic Fires | 2022 | 6.6567e-08 | 3.3284e-08 | 8.5586e-08 | 14146.1306 | 222.2294 | 8585.7228 | 5338.1784 | 0 | 0 | 0 | 5.545e-05 |  | 0.00094167 | 0 | 0.00094167 | 0.00047083 | 0 | 0.00047083 | 0.0012107 | 0 | 0.0012107 | [16 empty] | 7.3.1.3 Ignition probability mapping showing the probability of ignition along the electric lines and equipmentWLDFRAggregatedAggregated | WLDFR | HFTD - Distribution - Tier 2 - 2QU CoRE ¦ 4QU LoRE | Red Flag Warning - Large Fires | Aggregated | Aggregated | 2045 | 4.8141e-05 | 0 | 1130.0763 | 0.054403 | 2045 | Mitigation | 0.08575 | 30 | 0 | esc | 0.0012005 | 5.7793e-08 | 0.00060025 | 2.8897e-08 | 0.0015435 | 7.4306e-08
[35 empty] | 7.3.1.3 Ignition probability mapping showing the probability of ignition along the electric lines and equipment | WLDFR | HFTD - Distribution - Tier 3 - 1QU CoRE ¦ 3QU LoRE | 2038 | 0.31657 | 0.00082291 | 0.38998 | 0 | 0.38998 | 0.00051222 | 0.24274 | 0 | 0.24274 | 0.0016854 | 0.79871 | 0 | 0.79871 | 0.0017699 | 0.83876 | 0 | 0.83876 | 0.12346 | 0.076846 | 0.25285 | 0.26553 | 0.0016854 | 0.00053355 | 0.79871 | 0.25285 | 0 | 0 | 0.79871 | 0.25285 | [11 empty] | WLDFR | HFTD - Distribution - Tier 2 - 2QU CoRE ¦ 4QU LoRE | Red Flag Warning - Catastrophic Fires | 2023 | 6.6567e-08 | 3.3284e-08 | 8.5586e-08 | 14664.6376 | 233.2301 | 8896.516 | 5534.8915 | 0 | 0 | 0 | 5.545e-05 |  | 0.00097618 | 0 | 0.00097618 | 0.00048809 | 0 | 0.00048809 | 0.0012551 | 0 | 0.0012551 | [16 empty] | 7.3.1.3 Ignition probability mapping showing the probability of ignition along the electric lines and equipmentWLDFRAggregatedAggregated | WLDFR | HFTD - Distribution - Tier 2 - 2QU CoRE ¦ 4QU LoRE | Red Flag Warning - Large Fires | Aggregated | Aggregated | 2046 | 4.8141e-05 | 0 | 1130.0763 | 0.054403 | 2046 | Mitigation | 0.08575 | 30 | 0 | esc | 0.0012005 | 5.7793e-08 | 0.00060025 | 2.8897e-08 | 0.0015435 | 7.4306e-08
[35 empty] | 7.3.1.3 Ignition probability mapping showing the probability of ignition along the electric lines and equipment | WLDFR | HFTD - Distribution - Tier 3 - 1QU CoRE ¦ 3QU LoRE | 2039 | 0.29586 | 0.00082291 | 0.38998 | 0 | 0.38998 | 0.00051222 | 0.24274 | 0 | 0.24274 | 0.0016854 | 0.79871 | 0 | 0.79871 | 0.0017699 | 0.83876 | 0 | 0.83876 | 0.11538 | 0.071819 | 0.23631 | 0.24816 | 0.0016854 | 0.00049865 | 0.79871 | 0.23631 | 0 | 0 | 0.79871 | 0.23631 | [11 empty] | WLDFR | HFTD - Distribution - Tier 2 - 2QU CoRE ¦ 4QU LoRE | Red Flag Warning - Catastrophic Fires | 2024 | 6.6567e-08 | 3.3284e-08 | 8.5586e-08 | 14664.6376 | 233.2301 | 8896.516 | 5534.8915 | 0 | 0 | 0 | 5.545e-05 |  | 0.00097618 | 0 | 0.00097618 | 0.00048809 | 0 | 0.00048809 | 0.0012551 | 0 | 0.0012551 | [16 empty] | 7.3.1.3 Ignition probability mapping showing the probability of ignition along the electric lines and equipmentWLDFRAggregatedAggregated | WLDFR | HFTD - Distribution - Tier 2 - 2QU CoRE ¦ 4QU LoRE | Red Flag Warning - Large Fires | Aggregated | Aggregated | 2047 | 4.8141e-05 | 0 | 1130.0763 | 0.054403 | 2047 | Mitigation | 0.08575 | 30 | 0 | esc | 0.0012005 | 5.7793e-08 | 0.00060025 | 2.8897e-08 | 0.0015435 | 7.4306e-08
[35 empty] | 7.3.1.3 Ignition probability mapping showing the probability of ignition along the electric lines and equipment | WLDFR | HFTD - Distribution - Tier 3 - 1QU CoRE ¦ 3QU LoRE | 2040 | 0.27651 | 0.00082291 | 0.38998 | 0 | 0.38998 | 0.00051222 | 0.24274 | 0 | 0.24274 | 0.0016854 | 0.79871 | 0 | 0.79871 | 0.0017699 | 0.83876 | 0 | 0.83876 | 0.10783 | 0.06712 | 0.22085 | 0.23192 | 0.0016854 | 0.00046603 | 0.79871 | 0.22085 | 0 | 0 | 0.79871 | 0.22085 | [11 empty] | WLDFR | HFTD - Distribution - Tier 2 - 2QU CoRE ¦ 4QU LoRE | Red Flag Warning - Catastrophic Fires | 2025 | 6.6567e-08 | 3.3284e-08 | 8.5586e-08 | 14664.6376 | 233.2301 | 8896.516 | 5534.8915 | 0 | 0 | 0 | 5.545e-05 |  | 0.00097618 | 0 | 0.00097618 | 0.00048809 | 0 | 0.00048809 | 0.0012551 | 0 | 0.0012551 | [16 empty] | 7.3.1.3 Ignition probability mapping showing the probability of ignition along the electric lines and equipmentWLDFRAggregatedAggregated | WLDFR | HFTD - Distribution - Tier 2 - 2QU CoRE ¦ 4QU LoRE | Red Flag Warning - Large Fires | Aggregated | Aggregated | 2048 | 4.8141e-05 | 0 | 1130.0763 | 0.054403 | 2048 | Mitigation | 0.08575 | 30 | 0 | esc | 0.0012005 | 5.7793e-08 | 0.00060025 | 2.8897e-08 | 0.0015435 | 7.4306e-08
[35 empty] | 7.3.1.3 Ignition probability mapping showing the probability of ignition along the electric lines and equipment | WLDFR | HFTD - Distribution - Tier 3 - 1QU CoRE ¦ 3QU LoRE | 2041 | 0.25842 | 0.00082291 | 0.38998 | 0 | 0.38998 | 0.00051222 | 0.24274 | 0 | 0.24274 | 0.0016854 | 0.79871 | 0 | 0.79871 | 0.0017699 | 0.83876 | 0 | 0.83876 | 0.10078 | 0.062729 | 0.2064 | 0.21675 | 0.0016854 | 0.00043554 | 0.79871 | 0.2064 | 0 | 0 | 0.79871 | 0.2064 | [11 empty] | WLDFR | HFTD - Distribution - Tier 2 - 2QU CoRE ¦ 4QU LoRE | Red Flag Warning - Catastrophic Fires | 2026 | 6.6567e-08 | 3.3284e-08 | 8.5586e-08 | 14664.6376 | 233.2301 | 8896.516 | 5534.8915 | 0 | 0 | 0 | 5.545e-05 |  | 0.00097618 | 0 | 0.00097618 | 0.00048809 | 0 | 0.00048809 | 0.0012551 | 0 | 0.0012551 | [16 empty] | 7.3.1.3 Ignition probability mapping showing the probability of ignition along the electric lines and equipmentWLDFRAggregatedAggregated | WLDFR | HFTD - Distribution - Tier 2 - 2QU CoRE ¦ 4QU LoRE | Red Flag Warning - Large Fires | Aggregated | Aggregated | 2049 | 4.8141e-05 | 0 | 1130.0763 | 0.054403 | 2049 | Mitigation | 0.08575 | 30 | 0 | esc | 0.0012005 | 5.7793e-08 | 0.00060025 | 2.8897e-08 | 0.0015435 | 7.4306e-08
[35 empty] | 7.3.1.3 Ignition probability mapping showing the probability of ignition along the electric lines and equipment | WLDFR | HFTD - Distribution - Tier 3 - 1QU CoRE ¦ 3QU LoRE | 2042 | 0.24151 | 0.00082291 | 0.38998 | 0 | 0.38998 | 0.00051222 | 0.24274 | 0 | 0.24274 | 0.0016854 | 0.79871 | 0 | 0.79871 | 0.0017699 | 0.83876 | 0 | 0.83876 | 0.094184 | 0.058625 | 0.1929 | 0.20257 | 0.0016854 | 0.00040705 | 0.79871 | 0.1929 | 0 | 0 | 0.79871 | 0.1929 | [11 empty] | WLDFR | HFTD - Distribution - Tier 2 - 2QU CoRE ¦ 4QU LoRE | Red Flag Warning - Catastrophic Fires | 2027 | 6.6567e-08 | 3.3284e-08 | 8.5586e-08 | 14664.6376 | 233.2301 | 8896.516 | 5534.8915 | 0 | 0 | 0 | 5.545e-05 |  | 0.00097618 | 0 | 0.00097618 | 0.00048809 | 0 | 0.00048809 | 0.0012551 | 0 | 0.0012551 | [16 empty] | 7.3.1.3 Ignition probability mapping showing the probability of ignition along the electric lines and equipmentWLDFRAggregatedAggregated | WLDFR | HFTD - Distribution - Tier 2 - 2QU CoRE ¦ 4QU LoRE | Red Flag Warning - Large Fires | Aggregated | Aggregated | 2050 | 4.8141e-05 | 0 | 1130.0763 | 0.054403 | 2050 | Mitigation | 0.08575 | 30 | 0 | esc | 0 | 0 | 0.00060025 | 2.8897e-08 | 0.0015435 | 7.4306e-08
[35 empty] | 7.3.1.3 Ignition probability mapping showing the probability of ignition along the electric lines and equipment | WLDFR | HFTD - Distribution - Tier 3 - 1QU CoRE ¦ 3QU LoRE | 2043 | 0.22571 | 0.00082291 | 0.40942 | 0 | 0.40942 | 0.00051222 | 0.25485 | 0 | 0.25485 | 0.0016854 | 0.83854 | 0 | 0.83854 | 0.0017699 | 0.88058 | 0 | 0.88058 | 0.092412 | 0.057522 | 0.18927 | 0.19876 | 0.0016854 | 0.00038042 | 0.83854 | 0.18927 | 0 | 0 | 0.83854 | 0.18927 | [11 empty] | WLDFR | HFTD - Distribution - Tier 2 - 2QU CoRE ¦ 4QU LoRE | Red Flag Warning - Catastrophic Fires | 2028 | 6.6567e-08 | 3.3284e-08 | 8.5586e-08 | 15317.9909 | 247.273 | 9287.6491 | 5783.0689 | 0 | 0 | 0 | 5.545e-05 |  | 0.0010197 | 0 | 0.0010197 | 0.00050984 | 0 | 0.00050984 | 0.001311 | 0 | 0.001311 | [16 empty] | 7.3.1.3 Ignition probability mapping showing the probability of ignition along the electric lines and equipmentWLDFRAggregatedAggregated | WLDFR | HFTD - Distribution - Tier 2 - 2QU CoRE ¦ 4QU LoRE | Red Flag Warning - Large Fires | Aggregated | Aggregated | 2051 | 4.8141e-05 | 0 | 1130.0763 | 0.054403 | 2051 | Mitigation | 0.08575 | 30 | 0 | esc | 0 | 0 | 0 | 0 | 0.0015435 | 7.4306e-08
[35 empty] | 7.3.1.3 Ignition probability mapping showing the probability of ignition along the electric lines and equipment | WLDFR | HFTD - Distribution - Tier 3 - 1QU CoRE ¦ 3QU LoRE | 2044 | 0.21095 | 0.00082291 | 0.40942 | 0 | 0.40942 | 0.00051222 | 0.25485 | 0 | 0.25485 | 0.0016854 | 0.83854 | 0 | 0.83854 | 0.0017699 | 0.88058 | 0 | 0.88058 | 0.086366 | 0.053759 | 0.17689 | 0.18576 | 0.0016854 | 0.00035553 | 0.83854 | 0.17689 | 0 | 0 | 0.83854 | 0.17689 | [11 empty] | WLDFR | HFTD - Distribution - Tier 2 - 2QU CoRE ¦ 4QU LoRE | Red Flag Warning - Catastrophic Fires | 2029 | 6.6567e-08 | 3.3284e-08 | 8.5586e-08 | 15317.9909 | 247.273 | 9287.6491 | 5783.0689 | 0 | 0 | 0 | 5.545e-05 |  | 0.0010197 | 0 | 0.0010197 | 0.00050984 | 0 | 0.00050984 | 0.001311 | 0 | 0.001311 | [16 empty] | 7.3.1.3 Ignition probability mapping showing the probability of ignition along the electric lines and equipmentWLDFRAggregatedAggregated | WLDFR | HFTD - Distribution - Tier 2 - 2QU CoRE ¦ 4QU LoRE | Red Flag Warning - Small Fires | Aggregated | Aggregated | 2021 | 0.00044028 | 0 | 1130.0763 | 0.49755 | 2021 | Mitigation | 0.08575 | 30 | 0 | esc | 0.0012005 | 5.2856e-07 | 0.00060025 | 2.6428e-07 | 0 | 0
[35 empty] | 7.3.1.3 Ignition probability mapping showing the probability of ignition along the electric lines and equipment | WLDFR | HFTD - Distribution - Tier 3 - 1QU CoRE ¦ 3QU LoRE | 2045 | 0.19715 | 0.00082291 | 0.40942 | 0 | 0.40942 | 0.00051222 | 0.25485 | 0 | 0.25485 | 0.0016854 | 0.83854 | 0 | 0.83854 | 0.0017699 | 0.88058 | 0 | 0.88058 | 0.080716 | 0.050242 | 0.16531 | 0.1736 | 0.0016854 | 0.00033227 | 0.83854 | 0.16531 | 0 | 0 | 0.83854 | 0.16531 | [11 empty] | WLDFR | HFTD - Distribution - Tier 2 - 2QU CoRE ¦ 4QU LoRE | Red Flag Warning - Catastrophic Fires | 2030 | 6.6567e-08 | 3.3284e-08 | 8.5586e-08 | 15317.9909 | 247.273 | 9287.6491 | 5783.0689 | 0 | 0 | 0 | 5.545e-05 |  | 0.0010197 | 0 | 0.0010197 | 0.00050984 | 0 | 0.00050984 | 0.001311 | 0 | 0.001311 | [16 empty] | 7.3.1.3 Ignition probability mapping showing the probability of ignition along the electric lines and equipmentWLDFRAggregatedAggregated | WLDFR | HFTD - Distribution - Tier 2 - 2QU CoRE ¦ 4QU LoRE | Red Flag Warning - Small Fires | Aggregated | Aggregated | 2022 | 0.00044028 | 0 | 1130.0763 | 0.49755 | 2022 | Mitigation | 0.08575 | 30 | 0 | esc | 0.0012005 | 5.2856e-07 | 0.00060025 | 2.6428e-07 | 0.0015435 | 6.7958e-07
[35 empty] | 7.3.1.3 Ignition probability mapping showing the probability of ignition along the electric lines and equipment | WLDFR | HFTD - Distribution - Tier 3 - 1QU CoRE ¦ 3QU LoRE | 2046 | 0.18425 | 0.00082291 | 0.40942 | 0 | 0.40942 | 0.00051222 | 0.25485 | 0 | 0.25485 | 0.0016854 | 0.83854 | 0 | 0.83854 | 0.0017699 | 0.88058 | 0 | 0.88058 | 0.075436 | 0.046955 | 0.1545 | 0.16225 | 0.0016854 | 0.00031053 | 0.83854 | 0.1545 | 0 | 0 | 0.83854 | 0.1545 | [11 empty] | WLDFR | HFTD - Distribution - Tier 2 - 2QU CoRE ¦ 4QU LoRE | Red Flag Warning - Catastrophic Fires | 2031 | 6.6567e-08 | 3.3284e-08 | 8.5586e-08 | 15317.9909 | 247.273 | 9287.6491 | 5783.0689 | 0 | 0 | 0 | 5.545e-05 |  | 0.0010197 | 0 | 0.0010197 | 0.00050984 | 0 | 0.00050984 | 0.001311 | 0 | 0.001311 | [16 empty] | 7.3.1.3 Ignition probability mapping showing the probability of ignition along the electric lines and equipmentWLDFRAggregatedAggregated | WLDFR | HFTD - Distribution - Tier 2 - 2QU CoRE ¦ 4QU LoRE | Red Flag Warning - Small Fires | Aggregated | Aggregated | 2023 | 0.00044028 | 0 | 1130.0763 | 0.49755 | 2023 | Mitigation | 0.08575 | 30 | 0 | esc | 0.0012005 | 5.2856e-07 | 0.00060025 | 2.6428e-07 | 0.0015435 | 6.7958e-07
[35 empty] | 7.3.1.3 Ignition probability mapping showing the probability of ignition along the electric lines and equipment | WLDFR | HFTD - Distribution - Tier 3 - 1QU CoRE ¦ 3QU LoRE | 2047 | 0.1722 | 0.00082291 | 0.40942 | 0 | 0.40942 | 0.00051222 | 0.25485 | 0 | 0.25485 | 0.0016854 | 0.83854 | 0 | 0.83854 | 0.0017699 | 0.88058 | 0 | 0.88058 | 0.070501 | 0.043883 | 0.14439 | 0.15163 | 0.0016854 | 0.00029022 | 0.83854 | 0.14439 | 0 | 0 | 0.83854 | 0.14439 | [11 empty] | WLDFR | HFTD - Distribution - Tier 2 - 2QU CoRE ¦ 4QU LoRE | Red Flag Warning - Catastrophic Fires | 2032 | 6.6567e-08 | 3.3284e-08 | 8.5586e-08 | 15317.9909 | 247.273 | 9287.6491 | 5783.0689 | 0 | 0 | 0 | 5.545e-05 |  | 0.0010197 | 0 | 0.0010197 | 0.00050984 | 0 | 0.00050984 | 0.001311 | 0 | 0.001311 | [16 empty] | 7.3.1.3 Ignition probability mapping showing the probability of ignition along the electric lines and equipmentWLDFRAggregatedAggregated | WLDFR | HFTD - Distribution - Tier 2 - 2QU CoRE ¦ 4QU LoRE | Red Flag Warning - Small Fires | Aggregated | Aggregated | 2024 | 0.00044028 | 0 | 1130.0763 | 0.49755 | 2024 | Mitigation | 0.08575 | 30 | 0 | esc | 0.0012005 | 5.2856e-07 | 0.00060025 | 2.6428e-07 | 0.0015435 | 6.7958e-07
[35 empty] | 7.3.1.3 Ignition probability mapping showing the probability of ignition along the electric lines and equipment | WLDFR | HFTD - Distribution - Tier 3 - 1QU CoRE ¦ 3QU LoRE | 2048 | 0.16093 | 0.00082291 | 0.42981 | 0 | 0.42981 | 0.00051222 | 0.26753 | 0 | 0.26753 | 0.0016854 | 0.88028 | 0 | 0.88028 | 0.0017699 | 0.92443 | 0 | 0.92443 | 0.069169 | 0.043054 | 0.14166 | 0.14877 | 0.0016854 | 0.00027123 | 0.88028 | 0.14166 | 0 | 0 | 0.88028 | 0.14166 | [11 empty] | WLDFR | HFTD - Distribution - Tier 2 - 2QU CoRE ¦ 4QU LoRE | Red Flag Warning - Catastrophic Fires | 2033 | 6.6567e-08 | 3.3284e-08 | 8.5586e-08 | 16044.1264 | 263.1074 | 9721.74 | 6059.2791 | 0 | 0 | 0 | 5.545e-05 |  | 0.001068 | 0 | 0.001068 | 0.00053401 | 0 | 0.00053401 | 0.0013732 | 0 | 0.0013732 | [16 empty] | 7.3.1.3 Ignition probability mapping showing the probability of ignition along the electric lines and equipmentWLDFRAggregatedAggregated | WLDFR | HFTD - Distribution - Tier 2 - 2QU CoRE ¦ 4QU LoRE | Red Flag Warning - Small Fires | Aggregated | Aggregated | 2025 | 0.00044028 | 0 | 1130.0763 | 0.49755 | 2025 | Mitigation | 0.08575 | 30 | 0 | esc | 0.0012005 | 5.2856e-07 | 0.00060025 | 2.6428e-07 | 0.0015435 | 6.7958e-07
[35 empty] | 7.3.1.3 Ignition probability mapping showing the probability of ignition along the electric lines and equipment | WLDFR | HFTD - Distribution - Tier 3 - 1QU CoRE ¦ 3QU LoRE | 2049 | 0.1504 | 0.00082291 | 0.42981 | 0 | 0.42981 | 0.00051222 | 0.26753 | 0 | 0.26753 | 0.0016854 | 0.88028 | 0 | 0.88028 | 0.0017699 | 0.92443 | 0 | 0.92443 | 0.064644 | 0.040238 | 0.1324 | 0.13904 | 0.0016854 | 0.00025349 | 0.88028 | 0.1324 | 0 | 0 | 0.88028 | 0.1324 | [11 empty] | WLDFR | HFTD - Distribution - Tier 2 - 2QU CoRE ¦ 4QU LoRE | Red Flag Warning - Catastrophic Fires | 2034 | 6.6567e-08 | 3.3284e-08 | 8.5586e-08 | 16044.1264 | 263.1074 | 9721.74 | 6059.2791 | 0 | 0 | 0 | 5.545e-05 |  | 0.001068 | 0 | 0.001068 | 0.00053401 | 0 | 0.00053401 | 0.0013732 | 0 | 0.0013732 | [16 empty] | 7.3.1.3 Ignition probability mapping showing the probability of ignition along the electric lines and equipmentWLDFRAggregatedAggregated | WLDFR | HFTD - Distribution - Tier 2 - 2QU CoRE ¦ 4QU LoRE | Red Flag Warning - Small Fires | Aggregated | Aggregated | 2026 | 0.00044028 | 0 | 1130.0763 | 0.49755 | 2026 | Mitigation | 0.08575 | 30 | 0 | esc | 0.0012005 | 5.2856e-07 | 0.00060025 | 2.6428e-07 | 0.0015435 | 6.7958e-07
[35 empty] | 7.3.1.3 Ignition probability mapping showing the probability of ignition along the electric lines and equipment | WLDFR | HFTD - Distribution - Tier 3 - 1QU CoRE ¦ 3QU LoRE | 2050 | 0.14056 | 0 | 0 | 0 | 0 | 0.00051222 | 0.26753 | 0 | 0.26753 | 0.0016854 | 0.88028 | 0 | 0.88028 | 0.0017699 | 0.92443 | 0 | 0.92443 | 0 | 0.037605 | 0.12374 | 0.12994 | 0.0016854 | 0.0002369 | 0.88028 | 0.12374 | 0 | 0 | 0.88028 | 0.12374 | [11 empty] | WLDFR | HFTD - Distribution - Tier 2 - 2QU CoRE ¦ 4QU LoRE | Red Flag Warning - Catastrophic Fires | 2035 | 6.6567e-08 | 3.3284e-08 | 8.5586e-08 | 16044.1264 | 263.1074 | 9721.74 | 6059.2791 | 0 | 0 | 0 | 5.545e-05 |  | 0.001068 | 0 | 0.001068 | 0.00053401 | 0 | 0.00053401 | 0.0013732 | 0 | 0.0013732 | [16 empty] | 7.3.1.3 Ignition probability mapping showing the probability of ignition along the electric lines and equipmentWLDFRAggregatedAggregated | WLDFR | HFTD - Distribution - Tier 2 - 2QU CoRE ¦ 4QU LoRE | Red Flag Warning - Small Fires | Aggregated | Aggregated | 2027 | 0.00044028 | 0 | 1130.0763 | 0.49755 | 2027 | Mitigation | 0.08575 | 30 | 0 | esc | 0.0012005 | 5.2856e-07 | 0.00060025 | 2.6428e-07 | 0.0015435 | 6.7958e-07
[35 empty] | 7.3.1.3 Ignition probability mapping showing the probability of ignition along the electric lines and equipment | WLDFR | HFTD - Distribution - Tier 3 - 1QU CoRE ¦ 3QU LoRE | 2051 | 0.13137 | 0 | 0 | 0 | 0 | 0 | 0 | 0 | 0 | 0.0016854 | 0.88028 | 0 | 0.88028 | 0.0017699 | 0.92443 | 0 | 0.92443 | 0 | 0 | 0.11564 | 0.12144 | 0.0016854 | 0.00022141 | 0.88028 | 0.11564 | 0 | 0 | 0.88028 | 0.11564 | [11 empty] | WLDFR | HFTD - Distribution - Tier 2 - 2QU CoRE ¦ 4QU LoRE | Red Flag Warning - Catastrophic Fires | 2036 | 6.6567e-08 | 3.3284e-08 | 8.5586e-08 | 16044.1264 | 263.1074 | 9721.74 | 6059.2791 | 0 | 0 | 0 | 5.545e-05 |  | 0.001068 | 0 | 0.001068 | 0.00053401 | 0 | 0.00053401 | 0.0013732 | 0 | 0.0013732 | [16 empty] | 7.3.1.3 Ignition probability mapping showing the probability of ignition along the electric lines and equipmentWLDFRAggregatedAggregated | WLDFR | HFTD - Distribution - Tier 2 - 2QU CoRE ¦ 4QU LoRE | Red Flag Warning - Small Fires | Aggregated | Aggregated | 2028 | 0.00044028 | 0 | 1130.0763 | 0.49755 | 2028 | Mitigation | 0.08575 | 30 | 0 | esc | 0.0012005 | 5.2856e-07 | 0.00060025 | 2.6428e-07 | 0.0015435 | 6.7958e-07
[35 empty] | 7.3.1.3 Ignition probability mapping showing the probability of ignition along the electric lines and equipment | WLDFR | HFTD - Distribution - Tier 3 - 1QU CoRE ¦ 3QU LoRE | 2052 | 0.12277 | 0 | 0 | 0 | 0 | 0 | 0 | 0 | 0 | 0 | 0 | 0 | 0 | 0.0017699 | 0.92443 | 0 | 0.92443 | 0 | 0 | 0 | 0.11349 | 0 | 0 | 0 | 0 | 0 | 0 | 0 | 0 | [11 empty] | WLDFR | HFTD - Distribution - Tier 2 - 2QU CoRE ¦ 4QU LoRE | Red Flag Warning - Catastrophic Fires | 2037 | 6.6567e-08 | 3.3284e-08 | 8.5586e-08 | 16044.1264 | 263.1074 | 9721.74 | 6059.2791 | 0 | 0 | 0 | 5.545e-05 |  | 0.001068 | 0 | 0.001068 | 0.00053401 | 0 | 0.00053401 | 0.0013732 | 0 | 0.0013732 | [16 empty] | 7.3.1.3 Ignition probability mapping showing the probability of ignition along the electric lines and equipmentWLDFRAggregatedAggregated | WLDFR | HFTD - Distribution - Tier 2 - 2QU CoRE ¦ 4QU LoRE | Red Flag Warning - Small Fires | Aggregated | Aggregated | 2029 | 0.00044028 | 0 | 1130.0763 | 0.49755 | 2029 | Mitigation | 0.08575 | 30 | 0 | esc | 0.0012005 | 5.2856e-07 | 0.00060025 | 2.6428e-07 | 0.0015435 | 6.7958e-07
[35 empty] | 7.3.1.3 Ignition probability mapping showing the probability of ignition along the electric lines and equipment | WLDFR | HFTD - Distribution - Tier 3 - 1QU CoRE ¦ 4QU LoRE | 2020 | 1 | 0.0017797 | 0.79043 | 0 | 0.79043 | 0 | 0 | 0 | 0 | 0 | 0 | 0 | 0 | 0 | 0 | 0 | 0 | 0.79043 | 0 | 0 | 0 | 0 | 0 | 0 | 0 | 0 | 0 | 0 | 0 | [11 empty] | WLDFR | HFTD - Distribution - Tier 2 - 2QU CoRE ¦ 4QU LoRE | Red Flag Warning - Catastrophic Fires | 2038 | 6.6567e-08 | 3.3284e-08 | 8.5586e-08 | 16832.3912 | 280.5544 | 10192.2718 | 6359.5651 | 0 | 0 | 0 | 5.545e-05 |  | 0.0011205 | 0 | 0.0011205 | 0.00056024 | 0 | 0.00056024 | 0.0014406 | 0 | 0.0014406 | [16 empty] | 7.3.1.3 Ignition probability mapping showing the probability of ignition along the electric lines and equipmentWLDFRAggregatedAggregated | WLDFR | HFTD - Distribution - Tier 2 - 2QU CoRE ¦ 4QU LoRE | Red Flag Warning - Small Fires | Aggregated | Aggregated | 2030 | 0.00044028 | 0 | 1130.0763 | 0.49755 | 2030 | Mitigation | 0.08575 | 30 | 0 | esc | 0.0012005 | 5.2856e-07 | 0.00060025 | 2.6428e-07 | 0.0015435 | 6.7958e-07
[35 empty] | 7.3.1.3 Ignition probability mapping showing the probability of ignition along the electric lines and equipment | WLDFR | HFTD - Distribution - Tier 3 - 1QU CoRE ¦ 4QU LoRE | 2021 | 1 | 0.0017797 | 0.79043 | 0 | 0.79043 | 0.0011078 | 0.492 | 0 | 0.492 | 0 | 0 | 0 | 0 | 0 | 0 | 0 | 0 | 0.79043 | 0.492 | 0 | 0 | 0 | 0 | 0 | 0 | 0 | 0 | 0 | 0 | [11 empty] | WLDFR | HFTD - Distribution - Tier 2 - 2QU CoRE ¦ 4QU LoRE | Red Flag Warning - Catastrophic Fires | 2039 | 6.6567e-08 | 3.3284e-08 | 8.5586e-08 | 16832.3912 | 280.5544 | 10192.2718 | 6359.5651 | 0 | 0 | 0 | 5.545e-05 |  | 0.0011205 | 0 | 0.0011205 | 0.00056024 | 0 | 0.00056024 | 0.0014406 | 0 | 0.0014406 | [16 empty] | 7.3.1.3 Ignition probability mapping showing the probability of ignition along the electric lines and equipmentWLDFRAggregatedAggregated | WLDFR | HFTD - Distribution - Tier 2 - 2QU CoRE ¦ 4QU LoRE | Red Flag Warning - Small Fires | Aggregated | Aggregated | 2031 | 0.00044028 | 0 | 1130.0763 | 0.49755 | 2031 | Mitigation | 0.08575 | 30 | 0 | esc | 0.0012005 | 5.2856e-07 | 0.00060025 | 2.6428e-07 | 0.0015435 | 6.7958e-07
[35 empty] | 7.3.1.3 Ignition probability mapping showing the probability of ignition along the electric lines and equipment | WLDFR | HFTD - Distribution - Tier 3 - 1QU CoRE ¦ 4QU LoRE | 2022 | 0.93458 | 0.0017784 | 0.7942 | 0 | 0.7942 | 0.001107 | 0.49435 | 0 | 0.49435 | 0.0023462 | 1.0478 | 0 | 1.0478 | 0 | 0 | 0 | 0 | 0.74224 | 0.46201 | 0.97921 | 0 | 0.0023462 | 0.0021927 | 1.0478 | 0.97921 | 0 | 0 | 1.0478 | 0.97921 | [11 empty] | WLDFR | HFTD - Distribution - Tier 2 - 2QU CoRE ¦ 4QU LoRE | Red Flag Warning - Catastrophic Fires | 2040 | 6.6567e-08 | 3.3284e-08 | 8.5586e-08 | 16832.3912 | 280.5544 | 10192.2718 | 6359.5651 | 0 | 0 | 0 | 5.545e-05 |  | 0.0011205 | 0 | 0.0011205 | 0.00056024 | 0 | 0.00056024 | 0.0014406 | 0 | 0.0014406 | [16 empty] | 7.3.1.3 Ignition probability mapping showing the probability of ignition along the electric lines and equipmentWLDFRAggregatedAggregated | WLDFR | HFTD - Distribution - Tier 2 - 2QU CoRE ¦ 4QU LoRE | Red Flag Warning - Small Fires | Aggregated | Aggregated | 2032 | 0.00044028 | 0 | 1130.0763 | 0.49755 | 2032 | Mitigation | 0.08575 | 30 | 0 | esc | 0.0012005 | 5.2856e-07 | 0.00060025 | 2.6428e-07 | 0.0015435 | 6.7958e-07
[35 empty] | 7.3.1.3 Ignition probability mapping showing the probability of ignition along the electric lines and equipment | WLDFR | HFTD - Distribution - Tier 3 - 1QU CoRE ¦ 4QU LoRE | 2023 | 0.87344 | 0.0017784 | 0.8233 | 0 | 0.8233 | 0.001107 | 0.51247 | 0 | 0.51247 | 0.0023462 | 1.0861 | 0 | 1.0861 | 0.0024639 | 1.1406 | 0 | 1.1406 | 0.7191 | 0.44761 | 0.94868 | 0.99625 | 0.0023462 | 0.0020493 | 1.0861 | 0.94868 | 0 | 0 | 1.0861 | 0.94868 | [11 empty] | WLDFR | HFTD - Distribution - Tier 2 - 2QU CoRE ¦ 4QU LoRE | Red Flag Warning - Catastrophic Fires | 2041 | 6.6567e-08 | 3.3284e-08 | 8.5586e-08 | 16832.3912 | 280.5544 | 10192.2718 | 6359.5651 | 0 | 0 | 0 | 5.545e-05 |  | 0.0011205 | 0 | 0.0011205 | 0.00056024 | 0 | 0.00056024 | 0.0014406 | 0 | 0.0014406 | [16 empty] | 7.3.1.3 Ignition probability mapping showing the probability of ignition along the electric lines and equipmentWLDFRAggregatedAggregated | WLDFR | HFTD - Distribution - Tier 2 - 2QU CoRE ¦ 4QU LoRE | Red Flag Warning - Small Fires | Aggregated | Aggregated | 2033 | 0.00044028 | 0 | 1130.0763 | 0.49755 | 2033 | Mitigation | 0.08575 | 30 | 0 | esc | 0.0012005 | 5.2856e-07 | 0.00060025 | 2.6428e-07 | 0.0015435 | 6.7958e-07
[35 empty] | 7.3.1.3 Ignition probability mapping showing the probability of ignition along the electric lines and equipment | WLDFR | HFTD - Distribution - Tier 3 - 1QU CoRE ¦ 4QU LoRE | 2024 | 0.8163 | 0.0017784 | 0.8233 | 0 | 0.8233 | 0.001107 | 0.51247 | 0 | 0.51247 | 0.0023462 | 1.0861 | 0 | 1.0861 | 0.0024639 | 1.1406 | 0 | 1.1406 | 0.67206 | 0.41832 | 0.88662 | 0.93108 | 0.0023462 | 0.0019152 | 1.0861 | 0.88662 | 0 | 0 | 1.0861 | 0.88662 | [11 empty] | WLDFR | HFTD - Distribution - Tier 2 - 2QU CoRE ¦ 4QU LoRE | Red Flag Warning - Catastrophic Fires | 2042 | 6.6567e-08 | 3.3284e-08 | 8.5586e-08 | 16832.3912 | 280.5544 | 10192.2718 | 6359.5651 | 0 | 0 | 0 | 5.545e-05 |  | 0.0011205 | 0 | 0.0011205 | 0.00056024 | 0 | 0.00056024 | 0.0014406 | 0 | 0.0014406 | [16 empty] | 7.3.1.3 Ignition probability mapping showing the probability of ignition along the electric lines and equipmentWLDFRAggregatedAggregated | WLDFR | HFTD - Distribution - Tier 2 - 2QU CoRE ¦ 4QU LoRE | Red Flag Warning - Small Fires | Aggregated | Aggregated | 2034 | 0.00044028 | 0 | 1130.0763 | 0.49755 | 2034 | Mitigation | 0.08575 | 30 | 0 | esc | 0.0012005 | 5.2856e-07 | 0.00060025 | 2.6428e-07 | 0.0015435 | 6.7958e-07
[35 empty] | 7.3.1.3 Ignition probability mapping showing the probability of ignition along the electric lines and equipment | WLDFR | HFTD - Distribution - Tier 3 - 1QU CoRE ¦ 4QU LoRE | 2025 | 0.7629 | 0.0017784 | 0.8233 | 0 | 0.8233 | 0.001107 | 0.51247 | 0 | 0.51247 | 0.0023462 | 1.0861 | 0 | 1.0861 | 0.0024639 | 1.1406 | 0 | 1.1406 | 0.62809 | 0.39096 | 0.82861 | 0.87016 | 0.0023462 | 0.0017899 | 1.0861 | 0.82861 | 0 | 0 | 1.0861 | 0.82861 | [11 empty] | WLDFR | HFTD - Distribution - Tier 2 - 2QU CoRE ¦ 4QU LoRE | Red Flag Warning - Catastrophic Fires | 2043 | 6.6567e-08 | 3.3284e-08 | 8.5586e-08 | 17672.0852 | 299.42 | 10692.7362 | 6679.929 | 0 | 0 | 0 | 5.545e-05 |  | 0.0011764 | 0 | 0.0011764 | 0.00058819 | 0 | 0.00058819 | 0.0015125 | 0 | 0.0015125 | [16 empty] | 7.3.1.3 Ignition probability mapping showing the probability of ignition along the electric lines and equipmentWLDFRAggregatedAggregated | WLDFR | HFTD - Distribution - Tier 2 - 2QU CoRE ¦ 4QU LoRE | Red Flag Warning - Small Fires | Aggregated | Aggregated | 2035 | 0.00044028 | 0 | 1130.0763 | 0.49755 | 2035 | Mitigation | 0.08575 | 30 | 0 | esc | 0.0012005 | 5.2856e-07 | 0.00060025 | 2.6428e-07 | 0.0015435 | 6.7958e-07
[35 empty] | 7.3.1.3 Ignition probability mapping showing the probability of ignition along the electric lines and equipment | WLDFR | HFTD - Distribution - Tier 3 - 1QU CoRE ¦ 4QU LoRE | 2026 | 0.71299 | 0.0017784 | 0.8233 | 0 | 0.8233 | 0.001107 | 0.51247 | 0 | 0.51247 | 0.0023462 | 1.0861 | 0 | 1.0861 | 0.0024639 | 1.1406 | 0 | 1.1406 | 0.587 | 0.36538 | 0.77441 | 0.81324 | 0.0023462 | 0.0016728 | 1.0861 | 0.77441 | 0 | 0 | 1.0861 | 0.77441 | [11 empty] | WLDFR | HFTD - Distribution - Tier 2 - 2QU CoRE ¦ 4QU LoRE | Red Flag Warning - Catastrophic Fires | 2044 | 6.6567e-08 | 3.3284e-08 | 8.5586e-08 | 17672.0852 | 299.42 | 10692.7362 | 6679.929 | 0 | 0 | 0 | 5.545e-05 |  | 0.0011764 | 0 | 0.0011764 | 0.00058819 | 0 | 0.00058819 | 0.0015125 | 0 | 0.0015125 | [16 empty] | 7.3.1.3 Ignition probability mapping showing the probability of ignition along the electric lines and equipmentWLDFRAggregatedAggregated | WLDFR | HFTD - Distribution - Tier 2 - 2QU CoRE ¦ 4QU LoRE | Red Flag Warning - Small Fires | Aggregated | Aggregated | 2036 | 0.00044028 | 0 | 1130.0763 | 0.49755 | 2036 | Mitigation | 0.08575 | 30 | 0 | esc | 0.0012005 | 5.2856e-07 | 0.00060025 | 2.6428e-07 | 0.0015435 | 6.7958e-07
[35 empty] | 7.3.1.3 Ignition probability mapping showing the probability of ignition along the electric lines and equipment | WLDFR | HFTD - Distribution - Tier 3 - 1QU CoRE ¦ 4QU LoRE | 2027 | 0.66634 | 0.0017784 | 0.8233 | 0 | 0.8233 | 0.001107 | 0.51247 | 0 | 0.51247 | 0.0023462 | 1.0861 | 0 | 1.0861 | 0.0024639 | 1.1406 | 0 | 1.1406 | 0.5486 | 0.34148 | 0.72374 | 0.76004 | 0.0023462 | 0.0015634 | 1.0861 | 0.72374 | 0 | 0 | 1.0861 | 0.72374 | [11 empty] | WLDFR | HFTD - Distribution - Tier 2 - 2QU CoRE ¦ 4QU LoRE | Red Flag Warning - Catastrophic Fires | 2045 | 6.6567e-08 | 3.3284e-08 | 8.5586e-08 | 17672.0852 | 299.42 | 10692.7362 | 6679.929 | 0 | 0 | 0 | 5.545e-05 |  | 0.0011764 | 0 | 0.0011764 | 0.00058819 | 0 | 0.00058819 | 0.0015125 | 0 | 0.0015125 | [16 empty] | 7.3.1.3 Ignition probability mapping showing the probability of ignition along the electric lines and equipmentWLDFRAggregatedAggregated | WLDFR | HFTD - Distribution - Tier 2 - 2QU CoRE ¦ 4QU LoRE | Red Flag Warning - Small Fires | Aggregated | Aggregated | 2037 | 0.00044028 | 0 | 1130.0763 | 0.49755 | 2037 | Mitigation | 0.08575 | 30 | 0 | esc | 0.0012005 | 5.2856e-07 | 0.00060025 | 2.6428e-07 | 0.0015435 | 6.7958e-07
[35 empty] | 7.3.1.3 Ignition probability mapping showing the probability of ignition along the electric lines and equipment | WLDFR | HFTD - Distribution - Tier 3 - 1QU CoRE ¦ 4QU LoRE | 2028 | 0.62275 | 0.0017784 | 0.85997 | 0 | 0.85997 | 0.001107 | 0.53529 | 0 | 0.53529 | 0.0023462 | 1.1345 | 0 | 1.1345 | 0.0024639 | 1.1914 | 0 | 1.1914 | 0.53554 | 0.33335 | 0.70652 | 0.74195 | 0.0023462 | 0.0014611 | 1.1345 | 0.70652 | 0 | 0 | 1.1345 | 0.70652 | [11 empty] | WLDFR | HFTD - Distribution - Tier 2 - 2QU CoRE ¦ 4QU LoRE | Red Flag Warning - Catastrophic Fires | 2046 | 6.6567e-08 | 3.3284e-08 | 8.5586e-08 | 17672.0852 | 299.42 | 10692.7362 | 6679.929 | 0 | 0 | 0 | 5.545e-05 |  | 0.0011764 | 0 | 0.0011764 | 0.00058819 | 0 | 0.00058819 | 0.0015125 | 0 | 0.0015125 | [16 empty] | 7.3.1.3 Ignition probability mapping showing the probability of ignition along the electric lines and equipmentWLDFRAggregatedAggregated | WLDFR | HFTD - Distribution - Tier 2 - 2QU CoRE ¦ 4QU LoRE | Red Flag Warning - Small Fires | Aggregated | Aggregated | 2038 | 0.00044028 | 0 | 1130.0763 | 0.49755 | 2038 | Mitigation | 0.08575 | 30 | 0 | esc | 0.0012005 | 5.2856e-07 | 0.00060025 | 2.6428e-07 | 0.0015435 | 6.7958e-07
[35 empty] | 7.3.1.3 Ignition probability mapping showing the probability of ignition along the electric lines and equipment | WLDFR | HFTD - Distribution - Tier 3 - 1QU CoRE ¦ 4QU LoRE | 2029 | 0.58201 | 0.0017784 | 0.85997 | 0 | 0.85997 | 0.001107 | 0.53529 | 0 | 0.53529 | 0.0023462 | 1.1345 | 0 | 1.1345 | 0.0024639 | 1.1914 | 0 | 1.1914 | 0.50051 | 0.31154 | 0.6603 | 0.69341 | 0.0023462 | 0.0013655 | 1.1345 | 0.6603 | 0 | 0 | 1.1345 | 0.6603 | [11 empty] | WLDFR | HFTD - Distribution - Tier 2 - 2QU CoRE ¦ 4QU LoRE | Red Flag Warning - Catastrophic Fires | 2047 | 6.6567e-08 | 3.3284e-08 | 8.5586e-08 | 17672.0852 | 299.42 | 10692.7362 | 6679.929 | 0 | 0 | 0 | 5.545e-05 |  | 0.0011764 | 0 | 0.0011764 | 0.00058819 | 0 | 0.00058819 | 0.0015125 | 0 | 0.0015125 | [16 empty] | 7.3.1.3 Ignition probability mapping showing the probability of ignition along the electric lines and equipmentWLDFRAggregatedAggregated | WLDFR | HFTD - Distribution - Tier 2 - 2QU CoRE ¦ 4QU LoRE | Red Flag Warning - Small Fires | Aggregated | Aggregated | 2039 | 0.00044028 | 0 | 1130.0763 | 0.49755 | 2039 | Mitigation | 0.08575 | 30 | 0 | esc | 0.0012005 | 5.2856e-07 | 0.00060025 | 2.6428e-07 | 0.0015435 | 6.7958e-07
[35 empty] | 7.3.1.3 Ignition probability mapping showing the probability of ignition along the electric lines and equipment | WLDFR | HFTD - Distribution - Tier 3 - 1QU CoRE ¦ 4QU LoRE | 2030 | 0.54393 | 0.0017784 | 0.85997 | 0 | 0.85997 | 0.001107 | 0.53529 | 0 | 0.53529 | 0.0023462 | 1.1345 | 0 | 1.1345 | 0.0024639 | 1.1914 | 0 | 1.1914 | 0.46777 | 0.29116 | 0.6171 | 0.64805 | 0.0023462 | 0.0012762 | 1.1345 | 0.6171 | 0 | 0 | 1.1345 | 0.6171 | [11 empty] | WLDFR | HFTD - Distribution - Tier 2 - 2QU CoRE ¦ 4QU LoRE | Red Flag Warning - Catastrophic Fires | 2048 | 6.6567e-08 | 3.3284e-08 | 8.5586e-08 | 18552.3348 | 319.4911 | 11216.5626 | 7016.281 | 0 | 0 | 0 | 5.545e-05 |  | 0.001235 | 0 | 0.001235 | 0.00061749 | 0 | 0.00061749 | 0.0015878 | 0 | 0.0015878 | [16 empty] | 7.3.1.3 Ignition probability mapping showing the probability of ignition along the electric lines and equipmentWLDFRAggregatedAggregated | WLDFR | HFTD - Distribution - Tier 2 - 2QU CoRE ¦ 4QU LoRE | Red Flag Warning - Small Fires | Aggregated | Aggregated | 2040 | 0.00044028 | 0 | 1130.0763 | 0.49755 | 2040 | Mitigation | 0.08575 | 30 | 0 | esc | 0.0012005 | 5.2856e-07 | 0.00060025 | 2.6428e-07 | 0.0015435 | 6.7958e-07
[35 empty] | 7.3.1.3 Ignition probability mapping showing the probability of ignition along the electric lines and equipment | WLDFR | HFTD - Distribution - Tier 3 - 1QU CoRE ¦ 4QU LoRE | 2031 | 0.50835 | 0.0017784 | 0.85997 | 0 | 0.85997 | 0.001107 | 0.53529 | 0 | 0.53529 | 0.0023462 | 1.1345 | 0 | 1.1345 | 0.0024639 | 1.1914 | 0 | 1.1914 | 0.43716 | 0.27211 | 0.57673 | 0.60565 | 0.0023462 | 0.0011927 | 1.1345 | 0.57673 | 0 | 0 | 1.1345 | 0.57673 | [11 empty] | WLDFR | HFTD - Distribution - Tier 2 - 2QU CoRE ¦ 4QU LoRE | Red Flag Warning - Catastrophic Fires | 2049 | 6.6567e-08 | 3.3284e-08 | 8.5586e-08 | 18552.3348 | 319.4911 | 11216.5626 | 7016.281 | 0 | 0 | 0 | 5.545e-05 |  | 0.001235 | 0 | 0.001235 | 0.00061749 | 0 | 0.00061749 | 0.0015878 | 0 | 0.0015878 | [16 empty] | 7.3.1.3 Ignition probability mapping showing the probability of ignition along the electric lines and equipmentWLDFRAggregatedAggregated | WLDFR | HFTD - Distribution - Tier 2 - 2QU CoRE ¦ 4QU LoRE | Red Flag Warning - Small Fires | Aggregated | Aggregated | 2041 | 0.00044028 | 0 | 1130.0763 | 0.49755 | 2041 | Mitigation | 0.08575 | 30 | 0 | esc | 0.0012005 | 5.2856e-07 | 0.00060025 | 2.6428e-07 | 0.0015435 | 6.7958e-07
[35 empty] | 7.3.1.3 Ignition probability mapping showing the probability of ignition along the electric lines and equipment | WLDFR | HFTD - Distribution - Tier 3 - 1QU CoRE ¦ 4QU LoRE | 2032 | 0.47509 | 0.0017784 | 0.85997 | 0 | 0.85997 | 0.001107 | 0.53529 | 0 | 0.53529 | 0.0023462 | 1.1345 | 0 | 1.1345 | 0.0024639 | 1.1914 | 0 | 1.1914 | 0.40856 | 0.25431 | 0.539 | 0.56603 | 0.0023462 | 0.0011147 | 1.1345 | 0.539 | 0 | 0 | 1.1345 | 0.539 | [11 empty] | WLDFR | HFTD - Distribution - Tier 2 - 2QU CoRE ¦ 4QU LoRE | Red Flag Warning - Catastrophic Fires | 2050 | 0 | 3.3284e-08 | 8.5586e-08 | 18552.3348 | 319.4911 | 11216.5626 | 7016.281 | 0 | 0 | 0 | 5.545e-05 |  | 0 | 0 | 0 | 0.00061749 | 0 | 0.00061749 | 0.0015878 | 0 | 0.0015878 | [16 empty] | 7.3.1.3 Ignition probability mapping showing the probability of ignition along the electric lines and equipmentWLDFRAggregatedAggregated | WLDFR | HFTD - Distribution - Tier 2 - 2QU CoRE ¦ 4QU LoRE | Red Flag Warning - Small Fires | Aggregated | Aggregated | 2042 | 0.00044028 | 0 | 1130.0763 | 0.49755 | 2042 | Mitigation | 0.08575 | 30 | 0 | esc | 0.0012005 | 5.2856e-07 | 0.00060025 | 2.6428e-07 | 0.0015435 | 6.7958e-07
[35 empty] | 7.3.1.3 Ignition probability mapping showing the probability of ignition along the electric lines and equipment | WLDFR | HFTD - Distribution - Tier 3 - 1QU CoRE ¦ 4QU LoRE | 2033 | 0.44401 | 0.0017784 | 0.90072 | 0 | 0.90072 | 0.001107 | 0.56066 | 0 | 0.56066 | 0.0023462 | 1.1883 | 0 | 1.1883 | 0.0024639 | 1.2479 | 0 | 1.2479 | 0.39993 | 0.24894 | 0.52761 | 0.55407 | 0.0023462 | 0.0010417 | 1.1883 | 0.52761 | 0 | 0 | 1.1883 | 0.52761 | [11 empty] | WLDFR | HFTD - Distribution - Tier 2 - 2QU CoRE ¦ 4QU LoRE | Red Flag Warning - Catastrophic Fires | 2051 | 0 | 0 | 8.5586e-08 | 18552.3348 | 319.4911 | 11216.5626 | 7016.281 | 0 | 0 | 0 | 5.545e-05 |  | 0 | 0 | 0 | 0 | 0 | 0 | 0.0015878 | 0 | 0.0015878 | [16 empty] | 7.3.1.3 Ignition probability mapping showing the probability of ignition along the electric lines and equipmentWLDFRAggregatedAggregated | WLDFR | HFTD - Distribution - Tier 2 - 2QU CoRE ¦ 4QU LoRE | Red Flag Warning - Small Fires | Aggregated | Aggregated | 2043 | 0.00044028 | 0 | 1130.0763 | 0.49755 | 2043 | Mitigation | 0.08575 | 30 | 0 | esc | 0.0012005 | 5.2856e-07 | 0.00060025 | 2.6428e-07 | 0.0015435 | 6.7958e-07
[35 empty] | 7.3.1.3 Ignition probability mapping showing the probability of ignition along the electric lines and equipment | WLDFR | HFTD - Distribution - Tier 3 - 1QU CoRE ¦ 4QU LoRE | 2034 | 0.41496 | 0.0017784 | 0.90072 | 0 | 0.90072 | 0.001107 | 0.56066 | 0 | 0.56066 | 0.0023462 | 1.1883 | 0 | 1.1883 | 0.0024639 | 1.2479 | 0 | 1.2479 | 0.37377 | 0.23265 | 0.49309 | 0.51782 | 0.0023462 | 0.00097359 | 1.1883 | 0.49309 | 0 | 0 | 1.1883 | 0.49309 | [11 empty] | WLDFR | HFTD - Distribution - Tier 2 - 2QU CoRE ¦ 4QU LoRE | Red Flag Warning - Destructive Fires | 2020 | 9.2948e-09 | 0 | 0 | 8807.9522 | 222.2294 | 8585.7228 | 0 | 0 | 0 | 0 | 7.7425e-06 |  | 8.1868e-05 | 0 | 8.1868e-05 | 0 | 0 | 0 | 0 | 0 | 0 | [16 empty] | 7.3.1.3 Ignition probability mapping showing the probability of ignition along the electric lines and equipmentWLDFRAggregatedAggregated | WLDFR | HFTD - Distribution - Tier 2 - 2QU CoRE ¦ 4QU LoRE | Red Flag Warning - Small Fires | Aggregated | Aggregated | 2044 | 0.00044028 | 0 | 1130.0763 | 0.49755 | 2044 | Mitigation | 0.08575 | 30 | 0 | esc | 0.0012005 | 5.2856e-07 | 0.00060025 | 2.6428e-07 | 0.0015435 | 6.7958e-07
[35 empty] | 7.3.1.3 Ignition probability mapping showing the probability of ignition along the electric lines and equipment | WLDFR | HFTD - Distribution - Tier 3 - 1QU CoRE ¦ 4QU LoRE | 2035 | 0.38782 | 0.0017784 | 0.90072 | 0 | 0.90072 | 0.001107 | 0.56066 | 0 | 0.56066 | 0.0023462 | 1.1883 | 0 | 1.1883 | 0.0024639 | 1.2479 | 0 | 1.2479 | 0.34931 | 0.21743 | 0.46084 | 0.48394 | 0.0023462 | 0.0009099 | 1.1883 | 0.46084 | 0 | 0 | 1.1883 | 0.46084 | [11 empty] | WLDFR | HFTD - Distribution - Tier 2 - 2QU CoRE ¦ 4QU LoRE | Red Flag Warning - Destructive Fires | 2021 | 9.2948e-09 | 4.6474e-09 | 0 | 8807.9522 | 222.2294 | 8585.7228 | 0 | 0 | 0 | 0 | 7.7425e-06 |  | 8.1868e-05 | 0 | 8.1868e-05 | 4.0934e-05 | 0 | 4.0934e-05 | 0 | 0 | 0 | [16 empty] | 7.3.1.3 Ignition probability mapping showing the probability of ignition along the electric lines and equipmentWLDFRAggregatedAggregated | WLDFR | HFTD - Distribution - Tier 2 - 2QU CoRE ¦ 4QU LoRE | Red Flag Warning - Small Fires | Aggregated | Aggregated | 2045 | 0.00044028 | 0 | 1130.0763 | 0.49755 | 2045 | Mitigation | 0.08575 | 30 | 0 | esc | 0.0012005 | 5.2856e-07 | 0.00060025 | 2.6428e-07 | 0.0015435 | 6.7958e-07
[35 empty] | 7.3.1.3 Ignition probability mapping showing the probability of ignition along the electric lines and equipment | WLDFR | HFTD - Distribution - Tier 3 - 1QU CoRE ¦ 4QU LoRE | 2036 | 0.36245 | 0.0017784 | 0.90072 | 0 | 0.90072 | 0.001107 | 0.56066 | 0 | 0.56066 | 0.0023462 | 1.1883 | 0 | 1.1883 | 0.0024639 | 1.2479 | 0 | 1.2479 | 0.32646 | 0.20321 | 0.43069 | 0.45228 | 0.0023462 | 0.00085037 | 1.1883 | 0.43069 | 0 | 0 | 1.1883 | 0.43069 | [11 empty] | WLDFR | HFTD - Distribution - Tier 2 - 2QU CoRE ¦ 4QU LoRE | Red Flag Warning - Destructive Fires | 2022 | 9.2948e-09 | 4.6474e-09 | 1.1951e-08 | 8807.9522 | 222.2294 | 8585.7228 | 0 | 0 | 0 | 0 | 7.7425e-06 |  | 8.1868e-05 | 0 | 8.1868e-05 | 4.0934e-05 | 0 | 4.0934e-05 | 0.00010526 | 0 | 0.00010526 | [16 empty] | 7.3.1.3 Ignition probability mapping showing the probability of ignition along the electric lines and equipmentWLDFRAggregatedAggregated | WLDFR | HFTD - Distribution - Tier 2 - 2QU CoRE ¦ 4QU LoRE | Red Flag Warning - Small Fires | Aggregated | Aggregated | 2046 | 0.00044028 | 0 | 1130.0763 | 0.49755 | 2046 | Mitigation | 0.08575 | 30 | 0 | esc | 0.0012005 | 5.2856e-07 | 0.00060025 | 2.6428e-07 | 0.0015435 | 6.7958e-07
[35 empty] | 7.3.1.3 Ignition probability mapping showing the probability of ignition along the electric lines and equipment | WLDFR | HFTD - Distribution - Tier 3 - 1QU CoRE ¦ 4QU LoRE | 2037 | 0.33873 | 0.0017784 | 0.90072 | 0 | 0.90072 | 0.001107 | 0.56066 | 0 | 0.56066 | 0.0023462 | 1.1883 | 0 | 1.1883 | 0.0024639 | 1.2479 | 0 | 1.2479 | 0.3051 | 0.18991 | 0.40251 | 0.42269 | 0.0023462 | 0.00079474 | 1.1883 | 0.40251 | 0 | 0 | 1.1883 | 0.40251 | [11 empty] | WLDFR | HFTD - Distribution - Tier 2 - 2QU CoRE ¦ 4QU LoRE | Red Flag Warning - Destructive Fires | 2023 | 9.2948e-09 | 4.6474e-09 | 1.1951e-08 | 9129.7461 | 233.2301 | 8896.516 | 0 | 0 | 0 | 0 | 7.7425e-06 |  | 8.486e-05 | 0 | 8.486e-05 | 4.243e-05 | 0 | 4.243e-05 | 0.00010911 | 0 | 0.00010911 | [16 empty] | 7.3.1.3 Ignition probability mapping showing the probability of ignition along the electric lines and equipmentWLDFRAggregatedAggregated | WLDFR | HFTD - Distribution - Tier 2 - 2QU CoRE ¦ 4QU LoRE | Red Flag Warning - Small Fires | Aggregated | Aggregated | 2047 | 0.00044028 | 0 | 1130.0763 | 0.49755 | 2047 | Mitigation | 0.08575 | 30 | 0 | esc | 0.0012005 | 5.2856e-07 | 0.00060025 | 2.6428e-07 | 0.0015435 | 6.7958e-07
[35 empty] | 7.3.1.3 Ignition probability mapping showing the probability of ignition along the electric lines and equipment | WLDFR | HFTD - Distribution - Tier 3 - 1QU CoRE ¦ 4QU LoRE | 2038 | 0.31657 | 0.0017784 | 0.94495 | 0 | 0.94495 | 0.001107 | 0.58819 | 0 | 0.58819 | 0.0023462 | 1.2466 | 0 | 1.2466 | 0.0024639 | 1.3091 | 0 | 1.3091 | 0.29915 | 0.18621 | 0.39465 | 0.41444 | 0.0023462 | 0.00074275 | 1.2466 | 0.39465 | 0 | 0 | 1.2466 | 0.39465 | [11 empty] | WLDFR | HFTD - Distribution - Tier 2 - 2QU CoRE ¦ 4QU LoRE | Red Flag Warning - Destructive Fires | 2024 | 9.2948e-09 | 4.6474e-09 | 1.1951e-08 | 9129.7461 | 233.2301 | 8896.516 | 0 | 0 | 0 | 0 | 7.7425e-06 |  | 8.486e-05 | 0 | 8.486e-05 | 4.243e-05 | 0 | 4.243e-05 | 0.00010911 | 0 | 0.00010911 | [16 empty] | 7.3.1.3 Ignition probability mapping showing the probability of ignition along the electric lines and equipmentWLDFRAggregatedAggregated | WLDFR | HFTD - Distribution - Tier 2 - 2QU CoRE ¦ 4QU LoRE | Red Flag Warning - Small Fires | Aggregated | Aggregated | 2048 | 0.00044028 | 0 | 1130.0763 | 0.49755 | 2048 | Mitigation | 0.08575 | 30 | 0 | esc | 0.0012005 | 5.2856e-07 | 0.00060025 | 2.6428e-07 | 0.0015435 | 6.7958e-07
[35 empty] | 7.3.1.3 Ignition probability mapping showing the probability of ignition along the electric lines and equipment | WLDFR | HFTD - Distribution - Tier 3 - 1QU CoRE ¦ 4QU LoRE | 2039 | 0.29586 | 0.0017784 | 0.94495 | 0 | 0.94495 | 0.001107 | 0.58819 | 0 | 0.58819 | 0.0023462 | 1.2466 | 0 | 1.2466 | 0.0024639 | 1.3091 | 0 | 1.3091 | 0.27958 | 0.17402 | 0.36883 | 0.38733 | 0.0023462 | 0.00069416 | 1.2466 | 0.36883 | 0 | 0 | 1.2466 | 0.36883 | [11 empty] | WLDFR | HFTD - Distribution - Tier 2 - 2QU CoRE ¦ 4QU LoRE | Red Flag Warning - Destructive Fires | 2025 | 9.2948e-09 | 4.6474e-09 | 1.1951e-08 | 9129.7461 | 233.2301 | 8896.516 | 0 | 0 | 0 | 0 | 7.7425e-06 |  | 8.486e-05 | 0 | 8.486e-05 | 4.243e-05 | 0 | 4.243e-05 | 0.00010911 | 0 | 0.00010911 | [16 empty] | 7.3.1.3 Ignition probability mapping showing the probability of ignition along the electric lines and equipmentWLDFRAggregatedAggregated | WLDFR | HFTD - Distribution - Tier 2 - 2QU CoRE ¦ 4QU LoRE | Red Flag Warning - Small Fires | Aggregated | Aggregated | 2049 | 0.00044028 | 0 | 1130.0763 | 0.49755 | 2049 | Mitigation | 0.08575 | 30 | 0 | esc | 0.0012005 | 5.2856e-07 | 0.00060025 | 2.6428e-07 | 0.0015435 | 6.7958e-07
[35 empty] | 7.3.1.3 Ignition probability mapping showing the probability of ignition along the electric lines and equipment | WLDFR | HFTD - Distribution - Tier 3 - 1QU CoRE ¦ 4QU LoRE | 2040 | 0.27651 | 0.0017784 | 0.94495 | 0 | 0.94495 | 0.001107 | 0.58819 | 0 | 0.58819 | 0.0023462 | 1.2466 | 0 | 1.2466 | 0.0024639 | 1.3091 | 0 | 1.3091 | 0.26129 | 0.16264 | 0.3447 | 0.36199 | 0.0023462 | 0.00064874 | 1.2466 | 0.3447 | 0 | 0 | 1.2466 | 0.3447 | [11 empty] | WLDFR | HFTD - Distribution - Tier 2 - 2QU CoRE ¦ 4QU LoRE | Red Flag Warning - Destructive Fires | 2026 | 9.2948e-09 | 4.6474e-09 | 1.1951e-08 | 9129.7461 | 233.2301 | 8896.516 | 0 | 0 | 0 | 0 | 7.7425e-06 |  | 8.486e-05 | 0 | 8.486e-05 | 4.243e-05 | 0 | 4.243e-05 | 0.00010911 | 0 | 0.00010911 | [16 empty] | 7.3.1.3 Ignition probability mapping showing the probability of ignition along the electric lines and equipmentWLDFRAggregatedAggregated | WLDFR | HFTD - Distribution - Tier 2 - 2QU CoRE ¦ 4QU LoRE | Red Flag Warning - Small Fires | Aggregated | Aggregated | 2050 | 0.00044028 | 0 | 1130.0763 | 0.49755 | 2050 | Mitigation | 0.08575 | 30 | 0 | esc | 0 | 0 | 0.00060025 | 2.6428e-07 | 0.0015435 | 6.7958e-07
[35 empty] | 7.3.1.3 Ignition probability mapping showing the probability of ignition along the electric lines and equipment | WLDFR | HFTD - Distribution - Tier 3 - 1QU CoRE ¦ 4QU LoRE | 2041 | 0.25842 | 0.0017784 | 0.94495 | 0 | 0.94495 | 0.001107 | 0.58819 | 0 | 0.58819 | 0.0023462 | 1.2466 | 0 | 1.2466 | 0.0024639 | 1.3091 | 0 | 1.3091 | 0.24419 | 0.152 | 0.32215 | 0.33831 | 0.0023462 | 0.0006063 | 1.2466 | 0.32215 | 0 | 0 | 1.2466 | 0.32215 | [11 empty] | WLDFR | HFTD - Distribution - Tier 2 - 2QU CoRE ¦ 4QU LoRE | Red Flag Warning - Destructive Fires | 2027 | 9.2948e-09 | 4.6474e-09 | 1.1951e-08 | 9129.7461 | 233.2301 | 8896.516 | 0 | 0 | 0 | 0 | 7.7425e-06 |  | 8.486e-05 | 0 | 8.486e-05 | 4.243e-05 | 0 | 4.243e-05 | 0.00010911 | 0 | 0.00010911 | [16 empty] | 7.3.1.3 Ignition probability mapping showing the probability of ignition along the electric lines and equipmentWLDFRAggregatedAggregated | WLDFR | HFTD - Distribution - Tier 2 - 2QU CoRE ¦ 4QU LoRE | Red Flag Warning - Small Fires | Aggregated | Aggregated | 2051 | 0.00044028 | 0 | 1130.0763 | 0.49755 | 2051 | Mitigation | 0.08575 | 30 | 0 | esc | 0 | 0 | 0 | 0 | 0.0015435 | 6.7958e-07
[35 empty] | 7.3.1.3 Ignition probability mapping showing the probability of ignition along the electric lines and equipment | WLDFR | HFTD - Distribution - Tier 3 - 1QU CoRE ¦ 4QU LoRE | 2042 | 0.24151 | 0.0017784 | 0.94495 | 0 | 0.94495 | 0.001107 | 0.58819 | 0 | 0.58819 | 0.0023462 | 1.2466 | 0 | 1.2466 | 0.0024639 | 1.3091 | 0 | 1.3091 | 0.22822 | 0.14206 | 0.30108 | 0.31618 | 0.0023462 | 0.00056664 | 1.2466 | 0.30108 | 0 | 0 | 1.2466 | 0.30108 | [11 empty] | WLDFR | HFTD - Distribution - Tier 2 - 2QU CoRE ¦ 4QU LoRE | Red Flag Warning - Destructive Fires | 2028 | 9.2948e-09 | 4.6474e-09 | 1.1951e-08 | 9534.9221 | 247.273 | 9287.6491 | 0 | 0 | 0 | 0 | 7.7425e-06 |  | 8.8626e-05 | 0 | 8.8626e-05 | 4.4313e-05 | 0 | 4.4313e-05 | 0.00011395 | 0 | 0.00011395 | [16 empty] | 7.3.1.3 Ignition probability mapping showing the probability of ignition along the electric lines and equipmentWLDFRAggregatedAggregated | WLDFR | HFTD - Distribution - Tier 2 - 2QU CoRE ¦ 4QU LoRE | Seismic - Non-Red Flag Warning - Catastrophic Fires | Aggregated | Aggregated | 2021 | 1.7205e-10 | 0 | 1130.0763 | 1.9443e-07 | 2021 | Mitigation | 0.08575 | 30 | 0 | esc | 0.0012005 | 2.0655e-13 | 0.00060025 | 1.0327e-13 | 0 | 0
[35 empty] | 7.3.1.3 Ignition probability mapping showing the probability of ignition along the electric lines and equipment | WLDFR | HFTD - Distribution - Tier 3 - 1QU CoRE ¦ 4QU LoRE | 2043 | 0.22571 | 0.0017784 | 0.99207 | 0 | 0.99207 | 0.001107 | 0.61752 | 0 | 0.61752 | 0.0023462 | 1.3088 | 0 | 1.3088 | 0.0024639 | 1.3744 | 0 | 1.3744 | 0.22392 | 0.13938 | 0.29541 | 0.31023 | 0.0023462 | 0.00052957 | 1.3088 | 0.29541 | 0 | 0 | 1.3088 | 0.29541 | [11 empty] | WLDFR | HFTD - Distribution - Tier 2 - 2QU CoRE ¦ 4QU LoRE | Red Flag Warning - Destructive Fires | 2029 | 9.2948e-09 | 4.6474e-09 | 1.1951e-08 | 9534.9221 | 247.273 | 9287.6491 | 0 | 0 | 0 | 0 | 7.7425e-06 |  | 8.8626e-05 | 0 | 8.8626e-05 | 4.4313e-05 | 0 | 4.4313e-05 | 0.00011395 | 0 | 0.00011395 | [16 empty] | 7.3.1.3 Ignition probability mapping showing the probability of ignition along the electric lines and equipmentWLDFRAggregatedAggregated | WLDFR | HFTD - Distribution - Tier 2 - 2QU CoRE ¦ 4QU LoRE | Seismic - Non-Red Flag Warning - Catastrophic Fires | Aggregated | Aggregated | 2022 | 1.7205e-10 | 0 | 1130.0763 | 1.9443e-07 | 2022 | Mitigation | 0.08575 | 30 | 0 | esc | 0.0012005 | 2.0655e-13 | 0.00060025 | 1.0327e-13 | 0.0015435 | 2.6556e-13
[35 empty] | 7.3.1.3 Ignition probability mapping showing the probability of ignition along the electric lines and equipment | WLDFR | HFTD - Distribution - Tier 3 - 1QU CoRE ¦ 4QU LoRE | 2044 | 0.21095 | 0.0017784 | 0.99207 | 0 | 0.99207 | 0.001107 | 0.61752 | 0 | 0.61752 | 0.0023462 | 1.3088 | 0 | 1.3088 | 0.0024639 | 1.3744 | 0 | 1.3744 | 0.20927 | 0.13026 | 0.27609 | 0.28993 | 0.0023462 | 0.00049492 | 1.3088 | 0.27609 | 0 | 0 | 1.3088 | 0.27609 | [11 empty] | WLDFR | HFTD - Distribution - Tier 2 - 2QU CoRE ¦ 4QU LoRE | Red Flag Warning - Destructive Fires | 2030 | 9.2948e-09 | 4.6474e-09 | 1.1951e-08 | 9534.9221 | 247.273 | 9287.6491 | 0 | 0 | 0 | 0 | 7.7425e-06 |  | 8.8626e-05 | 0 | 8.8626e-05 | 4.4313e-05 | 0 | 4.4313e-05 | 0.00011395 | 0 | 0.00011395 | [16 empty] | 7.3.1.3 Ignition probability mapping showing the probability of ignition along the electric lines and equipmentWLDFRAggregatedAggregated | WLDFR | HFTD - Distribution - Tier 2 - 2QU CoRE ¦ 4QU LoRE | Seismic - Non-Red Flag Warning - Catastrophic Fires | Aggregated | Aggregated | 2023 | 1.7205e-10 | 0 | 1130.0763 | 1.9443e-07 | 2023 | Mitigation | 0.08575 | 30 | 0 | esc | 0.0012005 | 2.0655e-13 | 0.00060025 | 1.0327e-13 | 0.0015435 | 2.6556e-13
[35 empty] | 7.3.1.3 Ignition probability mapping showing the probability of ignition along the electric lines and equipment | WLDFR | HFTD - Distribution - Tier 3 - 1QU CoRE ¦ 4QU LoRE | 2045 | 0.19715 | 0.0017784 | 0.99207 | 0 | 0.99207 | 0.001107 | 0.61752 | 0 | 0.61752 | 0.0023462 | 1.3088 | 0 | 1.3088 | 0.0024639 | 1.3744 | 0 | 1.3744 | 0.19558 | 0.12174 | 0.25802 | 0.27096 | 0.0023462 | 0.00046255 | 1.3088 | 0.25802 | 0 | 0 | 1.3088 | 0.25802 | [11 empty] | WLDFR | HFTD - Distribution - Tier 2 - 2QU CoRE ¦ 4QU LoRE | Red Flag Warning - Destructive Fires | 2031 | 9.2948e-09 | 4.6474e-09 | 1.1951e-08 | 9534.9221 | 247.273 | 9287.6491 | 0 | 0 | 0 | 0 | 7.7425e-06 |  | 8.8626e-05 | 0 | 8.8626e-05 | 4.4313e-05 | 0 | 4.4313e-05 | 0.00011395 | 0 | 0.00011395 | [16 empty] | 7.3.1.3 Ignition probability mapping showing the probability of ignition along the electric lines and equipmentWLDFRAggregatedAggregated | WLDFR | HFTD - Distribution - Tier 2 - 2QU CoRE ¦ 4QU LoRE | Seismic - Non-Red Flag Warning - Catastrophic Fires | Aggregated | Aggregated | 2024 | 1.7205e-10 | 0 | 1130.0763 | 1.9443e-07 | 2024 | Mitigation | 0.08575 | 30 | 0 | esc | 0.0012005 | 2.0655e-13 | 0.00060025 | 1.0327e-13 | 0.0015435 | 2.6556e-13
[35 empty] | 7.3.1.3 Ignition probability mapping showing the probability of ignition along the electric lines and equipment | WLDFR | HFTD - Distribution - Tier 3 - 1QU CoRE ¦ 4QU LoRE | 2046 | 0.18425 | 0.0017784 | 0.99207 | 0 | 0.99207 | 0.001107 | 0.61752 | 0 | 0.61752 | 0.0023462 | 1.3088 | 0 | 1.3088 | 0.0024639 | 1.3744 | 0 | 1.3744 | 0.18279 | 0.11378 | 0.24114 | 0.25324 | 0.0023462 | 0.00043229 | 1.3088 | 0.24114 | 0 | 0 | 1.3088 | 0.24114 | [11 empty] | WLDFR | HFTD - Distribution - Tier 2 - 2QU CoRE ¦ 4QU LoRE | Red Flag Warning - Destructive Fires | 2032 | 9.2948e-09 | 4.6474e-09 | 1.1951e-08 | 9534.9221 | 247.273 | 9287.6491 | 0 | 0 | 0 | 0 | 7.7425e-06 |  | 8.8626e-05 | 0 | 8.8626e-05 | 4.4313e-05 | 0 | 4.4313e-05 | 0.00011395 | 0 | 0.00011395 | [16 empty] | 7.3.1.3 Ignition probability mapping showing the probability of ignition along the electric lines and equipmentWLDFRAggregatedAggregated | WLDFR | HFTD - Distribution - Tier 2 - 2QU CoRE ¦ 4QU LoRE | Seismic - Non-Red Flag Warning - Catastrophic Fires | Aggregated | Aggregated | 2025 | 1.7205e-10 | 0 | 1130.0763 | 1.9443e-07 | 2025 | Mitigation | 0.08575 | 30 | 0 | esc | 0.0012005 | 2.0655e-13 | 0.00060025 | 1.0327e-13 | 0.0015435 | 2.6556e-13
[35 empty] | 7.3.1.3 Ignition probability mapping showing the probability of ignition along the electric lines and equipment | WLDFR | HFTD - Distribution - Tier 3 - 1QU CoRE ¦ 4QU LoRE | 2047 | 0.1722 | 0.0017784 | 0.99207 | 0 | 0.99207 | 0.001107 | 0.61752 | 0 | 0.61752 | 0.0023462 | 1.3088 | 0 | 1.3088 | 0.0024639 | 1.3744 | 0 | 1.3744 | 0.17083 | 0.10633 | 0.22537 | 0.23667 | 0.0023462 | 0.00040401 | 1.3088 | 0.22537 | 0 | 0 | 1.3088 | 0.22537 | [11 empty] | WLDFR | HFTD - Distribution - Tier 2 - 2QU CoRE ¦ 4QU LoRE | Red Flag Warning - Destructive Fires | 2033 | 9.2948e-09 | 4.6474e-09 | 1.1951e-08 | 9984.8474 | 263.1074 | 9721.74 | 0 | 0 | 0 | 0 | 7.7425e-06 |  | 9.2808e-05 | 0 | 9.2808e-05 | 4.6404e-05 | 0 | 4.6404e-05 | 0.00011932 | 0 | 0.00011932 | [16 empty] | 7.3.1.3 Ignition probability mapping showing the probability of ignition along the electric lines and equipmentWLDFRAggregatedAggregated | WLDFR | HFTD - Distribution - Tier 2 - 2QU CoRE ¦ 4QU LoRE | Seismic - Non-Red Flag Warning - Catastrophic Fires | Aggregated | Aggregated | 2026 | 1.7205e-10 | 0 | 1130.0763 | 1.9443e-07 | 2026 | Mitigation | 0.08575 | 30 | 0 | esc | 0.0012005 | 2.0655e-13 | 0.00060025 | 1.0327e-13 | 0.0015435 | 2.6556e-13
[35 empty] | 7.3.1.3 Ignition probability mapping showing the probability of ignition along the electric lines and equipment | WLDFR | HFTD - Distribution - Tier 3 - 1QU CoRE ¦ 4QU LoRE | 2048 | 0.16093 | 0.0017784 | 1.0415 | 0 | 1.0415 | 0.001107 | 0.64826 | 0 | 0.64826 | 0.0023462 | 1.3739 | 0 | 1.3739 | 0.0024639 | 1.4428 | 0 | 1.4428 | 0.1676 | 0.10432 | 0.22111 | 0.2322 | 0.0023462 | 0.00037758 | 1.3739 | 0.22111 | 0 | 0 | 1.3739 | 0.22111 | [11 empty] | WLDFR | HFTD - Distribution - Tier 2 - 2QU CoRE ¦ 4QU LoRE | Red Flag Warning - Destructive Fires | 2034 | 9.2948e-09 | 4.6474e-09 | 1.1951e-08 | 9984.8474 | 263.1074 | 9721.74 | 0 | 0 | 0 | 0 | 7.7425e-06 |  | 9.2808e-05 | 0 | 9.2808e-05 | 4.6404e-05 | 0 | 4.6404e-05 | 0.00011932 | 0 | 0.00011932 | [16 empty] | 7.3.1.3 Ignition probability mapping showing the probability of ignition along the electric lines and equipmentWLDFRAggregatedAggregated | WLDFR | HFTD - Distribution - Tier 2 - 2QU CoRE ¦ 4QU LoRE | Seismic - Non-Red Flag Warning - Catastrophic Fires | Aggregated | Aggregated | 2027 | 1.7205e-10 | 0 | 1130.0763 | 1.9443e-07 | 2027 | Mitigation | 0.08575 | 30 | 0 | esc | 0.0012005 | 2.0655e-13 | 0.00060025 | 1.0327e-13 | 0.0015435 | 2.6556e-13
[35 empty] | 7.3.1.3 Ignition probability mapping showing the probability of ignition along the electric lines and equipment | WLDFR | HFTD - Distribution - Tier 3 - 1QU CoRE ¦ 4QU LoRE | 2049 | 0.1504 | 0.0017784 | 1.0415 | 0 | 1.0415 | 0.001107 | 0.64826 | 0 | 0.64826 | 0.0023462 | 1.3739 | 0 | 1.3739 | 0.0024639 | 1.4428 | 0 | 1.4428 | 0.15664 | 0.097499 | 0.20664 | 0.21701 | 0.0023462 | 0.00035287 | 1.3739 | 0.20664 | 0 | 0 | 1.3739 | 0.20664 | [11 empty] | WLDFR | HFTD - Distribution - Tier 2 - 2QU CoRE ¦ 4QU LoRE | Red Flag Warning - Destructive Fires | 2035 | 9.2948e-09 | 4.6474e-09 | 1.1951e-08 | 9984.8474 | 263.1074 | 9721.74 | 0 | 0 | 0 | 0 | 7.7425e-06 |  | 9.2808e-05 | 0 | 9.2808e-05 | 4.6404e-05 | 0 | 4.6404e-05 | 0.00011932 | 0 | 0.00011932 | [16 empty] | 7.3.1.3 Ignition probability mapping showing the probability of ignition along the electric lines and equipmentWLDFRAggregatedAggregated | WLDFR | HFTD - Distribution - Tier 2 - 2QU CoRE ¦ 4QU LoRE | Seismic - Non-Red Flag Warning - Catastrophic Fires | Aggregated | Aggregated | 2028 | 1.7205e-10 | 0 | 1130.0763 | 1.9443e-07 | 2028 | Mitigation | 0.08575 | 30 | 0 | esc | 0.0012005 | 2.0655e-13 | 0.00060025 | 1.0327e-13 | 0.0015435 | 2.6556e-13
[35 empty] | 7.3.1.3 Ignition probability mapping showing the probability of ignition along the electric lines and equipment | WLDFR | HFTD - Distribution - Tier 3 - 1QU CoRE ¦ 4QU LoRE | 2050 | 0.14056 | 0 | 0 | 0 | 0 | 0.001107 | 0.64826 | 0 | 0.64826 | 0.0023462 | 1.3739 | 0 | 1.3739 | 0.0024639 | 1.4428 | 0 | 1.4428 | 0 | 0.091121 | 0.19313 | 0.20281 | 0.0023462 | 0.00032979 | 1.3739 | 0.19313 | 0 | 0 | 1.3739 | 0.19313 | [11 empty] | WLDFR | HFTD - Distribution - Tier 2 - 2QU CoRE ¦ 4QU LoRE | Red Flag Warning - Destructive Fires | 2036 | 9.2948e-09 | 4.6474e-09 | 1.1951e-08 | 9984.8474 | 263.1074 | 9721.74 | 0 | 0 | 0 | 0 | 7.7425e-06 |  | 9.2808e-05 | 0 | 9.2808e-05 | 4.6404e-05 | 0 | 4.6404e-05 | 0.00011932 | 0 | 0.00011932 | [16 empty] | 7.3.1.3 Ignition probability mapping showing the probability of ignition along the electric lines and equipmentWLDFRAggregatedAggregated | WLDFR | HFTD - Distribution - Tier 2 - 2QU CoRE ¦ 4QU LoRE | Seismic - Non-Red Flag Warning - Catastrophic Fires | Aggregated | Aggregated | 2029 | 1.7205e-10 | 0 | 1130.0763 | 1.9443e-07 | 2029 | Mitigation | 0.08575 | 30 | 0 | esc | 0.0012005 | 2.0655e-13 | 0.00060025 | 1.0327e-13 | 0.0015435 | 2.6556e-13
[35 empty] | 7.3.1.3 Ignition probability mapping showing the probability of ignition along the electric lines and equipment | WLDFR | HFTD - Distribution - Tier 3 - 1QU CoRE ¦ 4QU LoRE | 2051 | 0.13137 | 0 | 0 | 0 | 0 | 0 | 0 | 0 | 0 | 0.0023462 | 1.3739 | 0 | 1.3739 | 0.0024639 | 1.4428 | 0 | 1.4428 | 0 | 0 | 0.18049 | 0.18954 | 0.0023462 | 0.00030821 | 1.3739 | 0.18049 | 0 | 0 | 1.3739 | 0.18049 | [11 empty] | WLDFR | HFTD - Distribution - Tier 2 - 2QU CoRE ¦ 4QU LoRE | Red Flag Warning - Destructive Fires | 2037 | 9.2948e-09 | 4.6474e-09 | 1.1951e-08 | 9984.8474 | 263.1074 | 9721.74 | 0 | 0 | 0 | 0 | 7.7425e-06 |  | 9.2808e-05 | 0 | 9.2808e-05 | 4.6404e-05 | 0 | 4.6404e-05 | 0.00011932 | 0 | 0.00011932 | [16 empty] | 7.3.1.3 Ignition probability mapping showing the probability of ignition along the electric lines and equipmentWLDFRAggregatedAggregated | WLDFR | HFTD - Distribution - Tier 2 - 2QU CoRE ¦ 4QU LoRE | Seismic - Non-Red Flag Warning - Catastrophic Fires | Aggregated | Aggregated | 2030 | 1.7205e-10 | 0 | 1130.0763 | 1.9443e-07 | 2030 | Mitigation | 0.08575 | 30 | 0 | esc | 0.0012005 | 2.0655e-13 | 0.00060025 | 1.0327e-13 | 0.0015435 | 2.6556e-13
[35 empty] | 7.3.1.3 Ignition probability mapping showing the probability of ignition along the electric lines and equipment | WLDFR | HFTD - Distribution - Tier 3 - 1QU CoRE ¦ 4QU LoRE | 2052 | 0.12277 | 0 | 0 | 0 | 0 | 0 | 0 | 0 | 0 | 0 | 0 | 0 | 0 | 0.0024639 | 1.4428 | 0 | 1.4428 | 0 | 0 | 0 | 0.17714 | 0 | 0 | 0 | 0 | 0 | 0 | 0 | 0 | [11 empty] | WLDFR | HFTD - Distribution - Tier 2 - 2QU CoRE ¦ 4QU LoRE | Red Flag Warning - Destructive Fires | 2038 | 9.2948e-09 | 4.6474e-09 | 1.1951e-08 | 10472.8261 | 280.5544 | 10192.2718 | 0 | 0 | 0 | 0 | 7.7425e-06 |  | 9.7343e-05 | 0 | 9.7343e-05 | 4.8672e-05 | 0 | 4.8672e-05 | 0.00012516 | 0 | 0.00012516 | [16 empty] | 7.3.1.3 Ignition probability mapping showing the probability of ignition along the electric lines and equipmentWLDFRAggregatedAggregated | WLDFR | HFTD - Distribution - Tier 2 - 2QU CoRE ¦ 4QU LoRE | Seismic - Non-Red Flag Warning - Catastrophic Fires | Aggregated | Aggregated | 2031 | 1.7205e-10 | 0 | 1130.0763 | 1.9443e-07 | 2031 | Mitigation | 0.08575 | 30 | 0 | esc | 0.0012005 | 2.0655e-13 | 0.00060025 | 1.0327e-13 | 0.0015435 | 2.6556e-13
[35 empty] | 7.3.1.3 Ignition probability mapping showing the probability of ignition along the electric lines and equipment | WLDFR | HFTD - Distribution - Tier 3 - 1QU CoRE ¦ 5QU LoRE | 2020 | 1 | 0.00066614 | 0.35902 | 0 | 0.35902 | 0 | 0 | 0 | 0 | 0 | 0 | 0 | 0 | 0 | 0 | 0 | 0 | 0.35902 | 0 | 0 | 0 | 0 | 0 | 0 | 0 | 0 | 0 | 0 | 0 | [11 empty] | WLDFR | HFTD - Distribution - Tier 2 - 2QU CoRE ¦ 4QU LoRE | Red Flag Warning - Destructive Fires | 2039 | 9.2948e-09 | 4.6474e-09 | 1.1951e-08 | 10472.8261 | 280.5544 | 10192.2718 | 0 | 0 | 0 | 0 | 7.7425e-06 |  | 9.7343e-05 | 0 | 9.7343e-05 | 4.8672e-05 | 0 | 4.8672e-05 | 0.00012516 | 0 | 0.00012516 | [16 empty] | 7.3.1.3 Ignition probability mapping showing the probability of ignition along the electric lines and equipmentWLDFRAggregatedAggregated | WLDFR | HFTD - Distribution - Tier 2 - 2QU CoRE ¦ 4QU LoRE | Seismic - Non-Red Flag Warning - Catastrophic Fires | Aggregated | Aggregated | 2032 | 1.7205e-10 | 0 | 1130.0763 | 1.9443e-07 | 2032 | Mitigation | 0.08575 | 30 | 0 | esc | 0.0012005 | 2.0655e-13 | 0.00060025 | 1.0327e-13 | 0.0015435 | 2.6556e-13
[35 empty] | 7.3.1.3 Ignition probability mapping showing the probability of ignition along the electric lines and equipment | WLDFR | HFTD - Distribution - Tier 3 - 1QU CoRE ¦ 5QU LoRE | 2021 | 1 | 0.00066614 | 0.35902 | 0 | 0.35902 | 0.00041464 | 0.22347 | 0 | 0.22347 | 0 | 0 | 0 | 0 | 0 | 0 | 0 | 0 | 0.35902 | 0.22347 | 0 | 0 | 0 | 0 | 0 | 0 | 0 | 0 | 0 | 0 | [11 empty] | WLDFR | HFTD - Distribution - Tier 2 - 2QU CoRE ¦ 4QU LoRE | Red Flag Warning - Destructive Fires | 2040 | 9.2948e-09 | 4.6474e-09 | 1.1951e-08 | 10472.8261 | 280.5544 | 10192.2718 | 0 | 0 | 0 | 0 | 7.7425e-06 |  | 9.7343e-05 | 0 | 9.7343e-05 | 4.8672e-05 | 0 | 4.8672e-05 | 0.00012516 | 0 | 0.00012516 | [16 empty] | 7.3.1.3 Ignition probability mapping showing the probability of ignition along the electric lines and equipmentWLDFRAggregatedAggregated | WLDFR | HFTD - Distribution - Tier 2 - 2QU CoRE ¦ 4QU LoRE | Seismic - Non-Red Flag Warning - Catastrophic Fires | Aggregated | Aggregated | 2033 | 1.7205e-10 | 0 | 1130.0763 | 1.9443e-07 | 2033 | Mitigation | 0.08575 | 30 | 0 | esc | 0.0012005 | 2.0655e-13 | 0.00060025 | 1.0327e-13 | 0.0015435 | 2.6556e-13
[35 empty] | 7.3.1.3 Ignition probability mapping showing the probability of ignition along the electric lines and equipment | WLDFR | HFTD - Distribution - Tier 3 - 1QU CoRE ¦ 5QU LoRE | 2022 | 0.93458 | 0.00067467 | 0.34469 | 0 | 0.34469 | 0.00041995 | 0.21456 | 0 | 0.21456 | 0.0011074 | 0.56576 | 0 | 0.56576 | 0 | 0 | 0 | 0 | 0.32214 | 0.20052 | 0.52875 | 0 | 0.0011074 | 0.0010349 | 0.56576 | 0.52875 | 0 | 0 | 0.56576 | 0.52875 | [11 empty] | WLDFR | HFTD - Distribution - Tier 2 - 2QU CoRE ¦ 4QU LoRE | Red Flag Warning - Destructive Fires | 2041 | 9.2948e-09 | 4.6474e-09 | 1.1951e-08 | 10472.8261 | 280.5544 | 10192.2718 | 0 | 0 | 0 | 0 | 7.7425e-06 |  | 9.7343e-05 | 0 | 9.7343e-05 | 4.8672e-05 | 0 | 4.8672e-05 | 0.00012516 | 0 | 0.00012516 | [16 empty] | 7.3.1.3 Ignition probability mapping showing the probability of ignition along the electric lines and equipmentWLDFRAggregatedAggregated | WLDFR | HFTD - Distribution - Tier 2 - 2QU CoRE ¦ 4QU LoRE | Seismic - Non-Red Flag Warning - Catastrophic Fires | Aggregated | Aggregated | 2034 | 1.7205e-10 | 0 | 1130.0763 | 1.9443e-07 | 2034 | Mitigation | 0.08575 | 30 | 0 | esc | 0.0012005 | 2.0655e-13 | 0.00060025 | 1.0327e-13 | 0.0015435 | 2.6556e-13
[35 empty] | 7.3.1.3 Ignition probability mapping showing the probability of ignition along the electric lines and equipment | WLDFR | HFTD - Distribution - Tier 3 - 1QU CoRE ¦ 5QU LoRE | 2023 | 0.87344 | 0.00067467 | 0.35732 | 0 | 0.35732 | 0.00041995 | 0.22242 | 0 | 0.22242 | 0.0011074 | 0.58649 | 0 | 0.58649 | 0.0011629 | 0.6159 | 0 | 0.6159 | 0.3121 | 0.19427 | 0.51226 | 0.53795 | 0.0011074 | 0.00096722 | 0.58649 | 0.51226 | 0 | 0 | 0.58649 | 0.51226 | [11 empty] | WLDFR | HFTD - Distribution - Tier 2 - 2QU CoRE ¦ 4QU LoRE | Red Flag Warning - Destructive Fires | 2042 | 9.2948e-09 | 4.6474e-09 | 1.1951e-08 | 10472.8261 | 280.5544 | 10192.2718 | 0 | 0 | 0 | 0 | 7.7425e-06 |  | 9.7343e-05 | 0 | 9.7343e-05 | 4.8672e-05 | 0 | 4.8672e-05 | 0.00012516 | 0 | 0.00012516 | [16 empty] | 7.3.1.3 Ignition probability mapping showing the probability of ignition along the electric lines and equipmentWLDFRAggregatedAggregated | WLDFR | HFTD - Distribution - Tier 2 - 2QU CoRE ¦ 4QU LoRE | Seismic - Non-Red Flag Warning - Catastrophic Fires | Aggregated | Aggregated | 2035 | 1.7205e-10 | 0 | 1130.0763 | 1.9443e-07 | 2035 | Mitigation | 0.08575 | 30 | 0 | esc | 0.0012005 | 2.0655e-13 | 0.00060025 | 1.0327e-13 | 0.0015435 | 2.6556e-13
[35 empty] | 7.3.1.3 Ignition probability mapping showing the probability of ignition along the electric lines and equipment | WLDFR | HFTD - Distribution - Tier 3 - 1QU CoRE ¦ 5QU LoRE | 2024 | 0.8163 | 0.00067467 | 0.35732 | 0 | 0.35732 | 0.00041995 | 0.22242 | 0 | 0.22242 | 0.0011074 | 0.58649 | 0 | 0.58649 | 0.0011629 | 0.6159 | 0 | 0.6159 | 0.29168 | 0.18156 | 0.47875 | 0.50276 | 0.0011074 | 0.00090394 | 0.58649 | 0.47875 | 0 | 0 | 0.58649 | 0.47875 | [11 empty] | WLDFR | HFTD - Distribution - Tier 2 - 2QU CoRE ¦ 4QU LoRE | Red Flag Warning - Destructive Fires | 2043 | 9.2948e-09 | 4.6474e-09 | 1.1951e-08 | 10992.1562 | 299.42 | 10692.7362 | 0 | 0 | 0 | 0 | 7.7425e-06 |  | 0.00010217 | 0 | 0.00010217 | 5.1085e-05 | 0 | 5.1085e-05 | 0.00013136 | 0 | 0.00013136 | [16 empty] | 7.3.1.3 Ignition probability mapping showing the probability of ignition along the electric lines and equipmentWLDFRAggregatedAggregated | WLDFR | HFTD - Distribution - Tier 2 - 2QU CoRE ¦ 4QU LoRE | Seismic - Non-Red Flag Warning - Catastrophic Fires | Aggregated | Aggregated | 2036 | 1.7205e-10 | 0 | 1130.0763 | 1.9443e-07 | 2036 | Mitigation | 0.08575 | 30 | 0 | esc | 0.0012005 | 2.0655e-13 | 0.00060025 | 1.0327e-13 | 0.0015435 | 2.6556e-13
[35 empty] | 7.3.1.3 Ignition probability mapping showing the probability of ignition along the electric lines and equipment | WLDFR | HFTD - Distribution - Tier 3 - 1QU CoRE ¦ 5QU LoRE | 2025 | 0.7629 | 0.00067467 | 0.35732 | 0 | 0.35732 | 0.00041995 | 0.22242 | 0 | 0.22242 | 0.0011074 | 0.58649 | 0 | 0.58649 | 0.0011629 | 0.6159 | 0 | 0.6159 | 0.2726 | 0.16968 | 0.44743 | 0.46987 | 0.0011074 | 0.00084481 | 0.58649 | 0.44743 | 0 | 0 | 0.58649 | 0.44743 | [11 empty] | WLDFR | HFTD - Distribution - Tier 2 - 2QU CoRE ¦ 4QU LoRE | Red Flag Warning - Destructive Fires | 2044 | 9.2948e-09 | 4.6474e-09 | 1.1951e-08 | 10992.1562 | 299.42 | 10692.7362 | 0 | 0 | 0 | 0 | 7.7425e-06 |  | 0.00010217 | 0 | 0.00010217 | 5.1085e-05 | 0 | 5.1085e-05 | 0.00013136 | 0 | 0.00013136 | [16 empty] | 7.3.1.3 Ignition probability mapping showing the probability of ignition along the electric lines and equipmentWLDFRAggregatedAggregated | WLDFR | HFTD - Distribution - Tier 2 - 2QU CoRE ¦ 4QU LoRE | Seismic - Non-Red Flag Warning - Catastrophic Fires | Aggregated | Aggregated | 2037 | 1.7205e-10 | 0 | 1130.0763 | 1.9443e-07 | 2037 | Mitigation | 0.08575 | 30 | 0 | esc | 0.0012005 | 2.0655e-13 | 0.00060025 | 1.0327e-13 | 0.0015435 | 2.6556e-13
[35 empty] | 7.3.1.3 Ignition probability mapping showing the probability of ignition along the electric lines and equipment | WLDFR | HFTD - Distribution - Tier 3 - 1QU CoRE ¦ 5QU LoRE | 2026 | 0.71299 | 0.00067467 | 0.35732 | 0 | 0.35732 | 0.00041995 | 0.22242 | 0 | 0.22242 | 0.0011074 | 0.58649 | 0 | 0.58649 | 0.0011629 | 0.6159 | 0 | 0.6159 | 0.25477 | 0.15858 | 0.41816 | 0.43913 | 0.0011074 | 0.00078954 | 0.58649 | 0.41816 | 0 | 0 | 0.58649 | 0.41816 | [11 empty] | WLDFR | HFTD - Distribution - Tier 2 - 2QU CoRE ¦ 4QU LoRE | Red Flag Warning - Destructive Fires | 2045 | 9.2948e-09 | 4.6474e-09 | 1.1951e-08 | 10992.1562 | 299.42 | 10692.7362 | 0 | 0 | 0 | 0 | 7.7425e-06 |  | 0.00010217 | 0 | 0.00010217 | 5.1085e-05 | 0 | 5.1085e-05 | 0.00013136 | 0 | 0.00013136 | [16 empty] | 7.3.1.3 Ignition probability mapping showing the probability of ignition along the electric lines and equipmentWLDFRAggregatedAggregated | WLDFR | HFTD - Distribution - Tier 2 - 2QU CoRE ¦ 4QU LoRE | Seismic - Non-Red Flag Warning - Catastrophic Fires | Aggregated | Aggregated | 2038 | 1.7205e-10 | 0 | 1130.0763 | 1.9443e-07 | 2038 | Mitigation | 0.08575 | 30 | 0 | esc | 0.0012005 | 2.0655e-13 | 0.00060025 | 1.0327e-13 | 0.0015435 | 2.6556e-13
[35 empty] | 7.3.1.3 Ignition probability mapping showing the probability of ignition along the electric lines and equipment | WLDFR | HFTD - Distribution - Tier 3 - 1QU CoRE ¦ 5QU LoRE | 2027 | 0.66634 | 0.00067467 | 0.35732 | 0 | 0.35732 | 0.00041995 | 0.22242 | 0 | 0.22242 | 0.0011074 | 0.58649 | 0 | 0.58649 | 0.0011629 | 0.6159 | 0 | 0.6159 | 0.2381 | 0.14821 | 0.3908 | 0.4104 | 0.0011074 | 0.00073789 | 0.58649 | 0.3908 | 0 | 0 | 0.58649 | 0.3908 | [11 empty] | WLDFR | HFTD - Distribution - Tier 2 - 2QU CoRE ¦ 4QU LoRE | Red Flag Warning - Destructive Fires | 2046 | 9.2948e-09 | 4.6474e-09 | 1.1951e-08 | 10992.1562 | 299.42 | 10692.7362 | 0 | 0 | 0 | 0 | 7.7425e-06 |  | 0.00010217 | 0 | 0.00010217 | 5.1085e-05 | 0 | 5.1085e-05 | 0.00013136 | 0 | 0.00013136 | [16 empty] | 7.3.1.3 Ignition probability mapping showing the probability of ignition along the electric lines and equipmentWLDFRAggregatedAggregated | WLDFR | HFTD - Distribution - Tier 2 - 2QU CoRE ¦ 4QU LoRE | Seismic - Non-Red Flag Warning - Catastrophic Fires | Aggregated | Aggregated | 2039 | 1.7205e-10 | 0 | 1130.0763 | 1.9443e-07 | 2039 | Mitigation | 0.08575 | 30 | 0 | esc | 0.0012005 | 2.0655e-13 | 0.00060025 | 1.0327e-13 | 0.0015435 | 2.6556e-13
[35 empty] | 7.3.1.3 Ignition probability mapping showing the probability of ignition along the electric lines and equipment | WLDFR | HFTD - Distribution - Tier 3 - 1QU CoRE ¦ 5QU LoRE | 2028 | 0.62275 | 0.00067467 | 0.37324 | 0 | 0.37324 | 0.00041995 | 0.23232 | 0 | 0.23232 | 0.0011074 | 0.61261 | 0 | 0.61261 | 0.0011629 | 0.64333 | 0 | 0.64333 | 0.23243 | 0.14468 | 0.3815 | 0.40063 | 0.0011074 | 0.00068961 | 0.61261 | 0.3815 | 0 | 0 | 0.61261 | 0.3815 | [11 empty] | WLDFR | HFTD - Distribution - Tier 2 - 2QU CoRE ¦ 4QU LoRE | Red Flag Warning - Destructive Fires | 2047 | 9.2948e-09 | 4.6474e-09 | 1.1951e-08 | 10992.1562 | 299.42 | 10692.7362 | 0 | 0 | 0 | 0 | 7.7425e-06 |  | 0.00010217 | 0 | 0.00010217 | 5.1085e-05 | 0 | 5.1085e-05 | 0.00013136 | 0 | 0.00013136 | [16 empty] | 7.3.1.3 Ignition probability mapping showing the probability of ignition along the electric lines and equipmentWLDFRAggregatedAggregated | WLDFR | HFTD - Distribution - Tier 2 - 2QU CoRE ¦ 4QU LoRE | Seismic - Non-Red Flag Warning - Catastrophic Fires | Aggregated | Aggregated | 2040 | 1.7205e-10 | 0 | 1130.0763 | 1.9443e-07 | 2040 | Mitigation | 0.08575 | 30 | 0 | esc | 0.0012005 | 2.0655e-13 | 0.00060025 | 1.0327e-13 | 0.0015435 | 2.6556e-13
[35 empty] | 7.3.1.3 Ignition probability mapping showing the probability of ignition along the electric lines and equipment | WLDFR | HFTD - Distribution - Tier 3 - 1QU CoRE ¦ 5QU LoRE | 2029 | 0.58201 | 0.00067467 | 0.37324 | 0 | 0.37324 | 0.00041995 | 0.23232 | 0 | 0.23232 | 0.0011074 | 0.61261 | 0 | 0.61261 | 0.0011629 | 0.64333 | 0 | 0.64333 | 0.21723 | 0.13521 | 0.35655 | 0.37442 | 0.0011074 | 0.0006445 | 0.61261 | 0.35655 | 0 | 0 | 0.61261 | 0.35655 | [11 empty] | WLDFR | HFTD - Distribution - Tier 2 - 2QU CoRE ¦ 4QU LoRE | Red Flag Warning - Destructive Fires | 2048 | 9.2948e-09 | 4.6474e-09 | 1.1951e-08 | 11536.0538 | 319.4911 | 11216.5626 | 0 | 0 | 0 | 0 | 7.7425e-06 |  | 0.00010723 | 0 | 0.00010723 | 5.3613e-05 | 0 | 5.3613e-05 | 0.00013786 | 0 | 0.00013786 | [16 empty] | 7.3.1.3 Ignition probability mapping showing the probability of ignition along the electric lines and equipmentWLDFRAggregatedAggregated | WLDFR | HFTD - Distribution - Tier 2 - 2QU CoRE ¦ 4QU LoRE | Seismic - Non-Red Flag Warning - Catastrophic Fires | Aggregated | Aggregated | 2041 | 1.7205e-10 | 0 | 1130.0763 | 1.9443e-07 | 2041 | Mitigation | 0.08575 | 30 | 0 | esc | 0.0012005 | 2.0655e-13 | 0.00060025 | 1.0327e-13 | 0.0015435 | 2.6556e-13
[35 empty] | 7.3.1.3 Ignition probability mapping showing the probability of ignition along the electric lines and equipment | WLDFR | HFTD - Distribution - Tier 3 - 1QU CoRE ¦ 5QU LoRE | 2030 | 0.54393 | 0.00067467 | 0.37324 | 0 | 0.37324 | 0.00041995 | 0.23232 | 0 | 0.23232 | 0.0011074 | 0.61261 | 0 | 0.61261 | 0.0011629 | 0.64333 | 0 | 0.64333 | 0.20302 | 0.12637 | 0.33322 | 0.34993 | 0.0011074 | 0.00060234 | 0.61261 | 0.33322 | 0 | 0 | 0.61261 | 0.33322 | [11 empty] | WLDFR | HFTD - Distribution - Tier 2 - 2QU CoRE ¦ 4QU LoRE | Red Flag Warning - Destructive Fires | 2049 | 9.2948e-09 | 4.6474e-09 | 1.1951e-08 | 11536.0538 | 319.4911 | 11216.5626 | 0 | 0 | 0 | 0 | 7.7425e-06 |  | 0.00010723 | 0 | 0.00010723 | 5.3613e-05 | 0 | 5.3613e-05 | 0.00013786 | 0 | 0.00013786 | [16 empty] | 7.3.1.3 Ignition probability mapping showing the probability of ignition along the electric lines and equipmentWLDFRAggregatedAggregated | WLDFR | HFTD - Distribution - Tier 2 - 2QU CoRE ¦ 4QU LoRE | Seismic - Non-Red Flag Warning - Catastrophic Fires | Aggregated | Aggregated | 2042 | 1.7205e-10 | 0 | 1130.0763 | 1.9443e-07 | 2042 | Mitigation | 0.08575 | 30 | 0 | esc | 0.0012005 | 2.0655e-13 | 0.00060025 | 1.0327e-13 | 0.0015435 | 2.6556e-13
[35 empty] | 7.3.1.3 Ignition probability mapping showing the probability of ignition along the electric lines and equipment | WLDFR | HFTD - Distribution - Tier 3 - 1QU CoRE ¦ 5QU LoRE | 2031 | 0.50835 | 0.00067467 | 0.37324 | 0 | 0.37324 | 0.00041995 | 0.23232 | 0 | 0.23232 | 0.0011074 | 0.61261 | 0 | 0.61261 | 0.0011629 | 0.64333 | 0 | 0.64333 | 0.18974 | 0.1181 | 0.31142 | 0.32704 | 0.0011074 | 0.00056293 | 0.61261 | 0.31142 | 0 | 0 | 0.61261 | 0.31142 | [11 empty] | WLDFR | HFTD - Distribution - Tier 2 - 2QU CoRE ¦ 4QU LoRE | Red Flag Warning - Destructive Fires | 2050 | 0 | 4.6474e-09 | 1.1951e-08 | 11536.0538 | 319.4911 | 11216.5626 | 0 | 0 | 0 | 0 | 7.7425e-06 |  | 0 | 0 | 0 | 5.3613e-05 | 0 | 5.3613e-05 | 0.00013786 | 0 | 0.00013786 | [16 empty] | 7.3.1.3 Ignition probability mapping showing the probability of ignition along the electric lines and equipmentWLDFRAggregatedAggregated | WLDFR | HFTD - Distribution - Tier 2 - 2QU CoRE ¦ 4QU LoRE | Seismic - Non-Red Flag Warning - Catastrophic Fires | Aggregated | Aggregated | 2043 | 1.7205e-10 | 0 | 1130.0763 | 1.9443e-07 | 2043 | Mitigation | 0.08575 | 30 | 0 | esc | 0.0012005 | 2.0655e-13 | 0.00060025 | 1.0327e-13 | 0.0015435 | 2.6556e-13
[35 empty] | 7.3.1.3 Ignition probability mapping showing the probability of ignition along the electric lines and equipment | WLDFR | HFTD - Distribution - Tier 3 - 1QU CoRE ¦ 5QU LoRE | 2032 | 0.47509 | 0.00067467 | 0.37324 | 0 | 0.37324 | 0.00041995 | 0.23232 | 0 | 0.23232 | 0.0011074 | 0.61261 | 0 | 0.61261 | 0.0011629 | 0.64333 | 0 | 0.64333 | 0.17732 | 0.11038 | 0.29105 | 0.30564 | 0.0011074 | 0.0005261 | 0.61261 | 0.29105 | 0 | 0 | 0.61261 | 0.29105 | [11 empty] | WLDFR | HFTD - Distribution - Tier 2 - 2QU CoRE ¦ 4QU LoRE | Red Flag Warning - Destructive Fires | 2051 | 0 | 0 | 1.1951e-08 | 11536.0538 | 319.4911 | 11216.5626 | 0 | 0 | 0 | 0 | 7.7425e-06 |  | 0 | 0 | 0 | 0 | 0 | 0 | 0.00013786 | 0 | 0.00013786 | [16 empty] | 7.3.1.3 Ignition probability mapping showing the probability of ignition along the electric lines and equipmentWLDFRAggregatedAggregated | WLDFR | HFTD - Distribution - Tier 2 - 2QU CoRE ¦ 4QU LoRE | Seismic - Non-Red Flag Warning - Catastrophic Fires | Aggregated | Aggregated | 2044 | 1.7205e-10 | 0 | 1130.0763 | 1.9443e-07 | 2044 | Mitigation | 0.08575 | 30 | 0 | esc | 0.0012005 | 2.0655e-13 | 0.00060025 | 1.0327e-13 | 0.0015435 | 2.6556e-13
[35 empty] | 7.3.1.3 Ignition probability mapping showing the probability of ignition along the electric lines and equipment | WLDFR | HFTD - Distribution - Tier 3 - 1QU CoRE ¦ 5QU LoRE | 2033 | 0.44401 | 0.00067467 | 0.39093 | 0 | 0.39093 | 0.00041995 | 0.24333 | 0 | 0.24333 | 0.0011074 | 0.64164 | 0 | 0.64164 | 0.0011629 | 0.67382 | 0 | 0.67382 | 0.17358 | 0.10804 | 0.2849 | 0.29918 | 0.0011074 | 0.00049169 | 0.64164 | 0.2849 | 0 | 0 | 0.64164 | 0.2849 | [11 empty] | WLDFR | HFTD - Distribution - Tier 2 - 2QU CoRE ¦ 4QU LoRE | Red Flag Warning - Large Fires | 2020 | 5.7793e-08 | 0 | 0 | 5.2406 | 0.69642 | 2.942 | 1.6022 | 0 | 0 | 0 | 4.8141e-05 |  | 3.0287e-07 | 0 | 3.0287e-07 | 0 | 0 | 0 | 0 | 0 | 0 | [16 empty] | 7.3.1.3 Ignition probability mapping showing the probability of ignition along the electric lines and equipmentWLDFRAggregatedAggregated | WLDFR | HFTD - Distribution - Tier 2 - 2QU CoRE ¦ 4QU LoRE | Seismic - Non-Red Flag Warning - Catastrophic Fires | Aggregated | Aggregated | 2045 | 1.7205e-10 | 0 | 1130.0763 | 1.9443e-07 | 2045 | Mitigation | 0.08575 | 30 | 0 | esc | 0.0012005 | 2.0655e-13 | 0.00060025 | 1.0327e-13 | 0.0015435 | 2.6556e-13
[35 empty] | 7.3.1.3 Ignition probability mapping showing the probability of ignition along the electric lines and equipment | WLDFR | HFTD - Distribution - Tier 3 - 1QU CoRE ¦ 5QU LoRE | 2034 | 0.41496 | 0.00067467 | 0.39093 | 0 | 0.39093 | 0.00041995 | 0.24333 | 0 | 0.24333 | 0.0011074 | 0.64164 | 0 | 0.64164 | 0.0011629 | 0.67382 | 0 | 0.67382 | 0.16222 | 0.10097 | 0.26626 | 0.27961 | 0.0011074 | 0.00045952 | 0.64164 | 0.26626 | 0 | 0 | 0.64164 | 0.26626 | [11 empty] | WLDFR | HFTD - Distribution - Tier 2 - 2QU CoRE ¦ 4QU LoRE | Red Flag Warning - Large Fires | 2021 | 5.7793e-08 | 2.8897e-08 | 0 | 5.2406 | 0.69642 | 2.942 | 1.6022 | 0 | 0 | 0 | 4.8141e-05 |  | 3.0287e-07 | 0 | 3.0287e-07 | 1.5143e-07 | 0 | 1.5143e-07 | 0 | 0 | 0 | [16 empty] | 7.3.1.3 Ignition probability mapping showing the probability of ignition along the electric lines and equipmentWLDFRAggregatedAggregated | WLDFR | HFTD - Distribution - Tier 2 - 2QU CoRE ¦ 4QU LoRE | Seismic - Non-Red Flag Warning - Catastrophic Fires | Aggregated | Aggregated | 2046 | 1.7205e-10 | 0 | 1130.0763 | 1.9443e-07 | 2046 | Mitigation | 0.08575 | 30 | 0 | esc | 0.0012005 | 2.0655e-13 | 0.00060025 | 1.0327e-13 | 0.0015435 | 2.6556e-13
[35 empty] | 7.3.1.3 Ignition probability mapping showing the probability of ignition along the electric lines and equipment | WLDFR | HFTD - Distribution - Tier 3 - 1QU CoRE ¦ 5QU LoRE | 2035 | 0.38782 | 0.00067467 | 0.39093 | 0 | 0.39093 | 0.00041995 | 0.24333 | 0 | 0.24333 | 0.0011074 | 0.64164 | 0 | 0.64164 | 0.0011629 | 0.67382 | 0 | 0.67382 | 0.15161 | 0.094369 | 0.24884 | 0.26132 | 0.0011074 | 0.00042946 | 0.64164 | 0.24884 | 0 | 0 | 0.64164 | 0.24884 | [11 empty] | WLDFR | HFTD - Distribution - Tier 2 - 2QU CoRE ¦ 4QU LoRE | Red Flag Warning - Large Fires | 2022 | 5.7793e-08 | 2.8897e-08 | 7.4306e-08 | 5.2406 | 0.69642 | 2.942 | 1.6022 | 0 | 0 | 0 | 4.8141e-05 |  | 3.0287e-07 | 0 | 3.0287e-07 | 1.5143e-07 | 0 | 1.5143e-07 | 3.894e-07 | 0 | 3.894e-07 | [16 empty] | 7.3.1.3 Ignition probability mapping showing the probability of ignition along the electric lines and equipmentWLDFRAggregatedAggregated | WLDFR | HFTD - Distribution - Tier 2 - 2QU CoRE ¦ 4QU LoRE | Seismic - Non-Red Flag Warning - Catastrophic Fires | Aggregated | Aggregated | 2047 | 1.7205e-10 | 0 | 1130.0763 | 1.9443e-07 | 2047 | Mitigation | 0.08575 | 30 | 0 | esc | 0.0012005 | 2.0655e-13 | 0.00060025 | 1.0327e-13 | 0.0015435 | 2.6556e-13
[35 empty] | 7.3.1.3 Ignition probability mapping showing the probability of ignition along the electric lines and equipment | WLDFR | HFTD - Distribution - Tier 3 - 1QU CoRE ¦ 5QU LoRE | 2036 | 0.36245 | 0.00067467 | 0.39093 | 0 | 0.39093 | 0.00041995 | 0.24333 | 0 | 0.24333 | 0.0011074 | 0.64164 | 0 | 0.64164 | 0.0011629 | 0.67382 | 0 | 0.67382 | 0.14169 | 0.088195 | 0.23256 | 0.24422 | 0.0011074 | 0.00040136 | 0.64164 | 0.23256 | 0 | 0 | 0.64164 | 0.23256 | [11 empty] | WLDFR | HFTD - Distribution - Tier 2 - 2QU CoRE ¦ 4QU LoRE | Red Flag Warning - Large Fires | 2023 | 5.7793e-08 | 2.8897e-08 | 7.4306e-08 | 5.475 | 0.71896 | 3.0715 | 1.6846 | 0 | 0 | 0 | 4.8141e-05 |  | 3.1642e-07 | 0 | 3.1642e-07 | 1.5821e-07 | 0 | 1.5821e-07 | 4.0683e-07 | 0 | 4.0683e-07 | [16 empty] | 7.3.1.3 Ignition probability mapping showing the probability of ignition along the electric lines and equipmentWLDFRAggregatedAggregated | WLDFR | HFTD - Distribution - Tier 2 - 2QU CoRE ¦ 4QU LoRE | Seismic - Non-Red Flag Warning - Catastrophic Fires | Aggregated | Aggregated | 2048 | 1.7205e-10 | 0 | 1130.0763 | 1.9443e-07 | 2048 | Mitigation | 0.08575 | 30 | 0 | esc | 0.0012005 | 2.0655e-13 | 0.00060025 | 1.0327e-13 | 0.0015435 | 2.6556e-13
[35 empty] | 7.3.1.3 Ignition probability mapping showing the probability of ignition along the electric lines and equipment | WLDFR | HFTD - Distribution - Tier 3 - 1QU CoRE ¦ 5QU LoRE | 2037 | 0.33873 | 0.00067467 | 0.39093 | 0 | 0.39093 | 0.00041995 | 0.24333 | 0 | 0.24333 | 0.0011074 | 0.64164 | 0 | 0.64164 | 0.0011629 | 0.67382 | 0 | 0.67382 | 0.13242 | 0.082425 | 0.21735 | 0.22825 | 0.0011074 | 0.0003751 | 0.64164 | 0.21735 | 0 | 0 | 0.64164 | 0.21735 | [11 empty] | WLDFR | HFTD - Distribution - Tier 2 - 2QU CoRE ¦ 4QU LoRE | Red Flag Warning - Large Fires | 2024 | 5.7793e-08 | 2.8897e-08 | 7.4306e-08 | 5.475 | 0.71896 | 3.0715 | 1.6846 | 0 | 0 | 0 | 4.8141e-05 |  | 3.1642e-07 | 0 | 3.1642e-07 | 1.5821e-07 | 0 | 1.5821e-07 | 4.0683e-07 | 0 | 4.0683e-07 | [16 empty] | 7.3.1.3 Ignition probability mapping showing the probability of ignition along the electric lines and equipmentWLDFRAggregatedAggregated | WLDFR | HFTD - Distribution - Tier 2 - 2QU CoRE ¦ 4QU LoRE | Seismic - Non-Red Flag Warning - Catastrophic Fires | Aggregated | Aggregated | 2049 | 1.7205e-10 | 0 | 1130.0763 | 1.9443e-07 | 2049 | Mitigation | 0.08575 | 30 | 0 | esc | 0.0012005 | 2.0655e-13 | 0.00060025 | 1.0327e-13 | 0.0015435 | 2.6556e-13
[35 empty] | 7.3.1.3 Ignition probability mapping showing the probability of ignition along the electric lines and equipment | WLDFR | HFTD - Distribution - Tier 3 - 1QU CoRE ¦ 5QU LoRE | 2038 | 0.31657 | 0.00067467 | 0.41012 | 0 | 0.41012 | 0.00041995 | 0.25528 | 0 | 0.25528 | 0.0011074 | 0.67315 | 0 | 0.67315 | 0.0011629 | 0.70691 | 0 | 0.70691 | 0.12983 | 0.080816 | 0.2131 | 0.22379 | 0.0011074 | 0.00035056 | 0.67315 | 0.2131 | 0 | 0 | 0.67315 | 0.2131 | [11 empty] | WLDFR | HFTD - Distribution - Tier 2 - 2QU CoRE ¦ 4QU LoRE | Red Flag Warning - Large Fires | 2025 | 5.7793e-08 | 2.8897e-08 | 7.4306e-08 | 5.475 | 0.71896 | 3.0715 | 1.6846 | 0 | 0 | 0 | 4.8141e-05 |  | 3.1642e-07 | 0 | 3.1642e-07 | 1.5821e-07 | 0 | 1.5821e-07 | 4.0683e-07 | 0 | 4.0683e-07 | [16 empty] | 7.3.1.3 Ignition probability mapping showing the probability of ignition along the electric lines and equipmentWLDFRAggregatedAggregated | WLDFR | HFTD - Distribution - Tier 2 - 2QU CoRE ¦ 4QU LoRE | Seismic - Non-Red Flag Warning - Catastrophic Fires | Aggregated | Aggregated | 2050 | 1.7205e-10 | 0 | 1130.0763 | 1.9443e-07 | 2050 | Mitigation | 0.08575 | 30 | 0 | esc | 0 | 0 | 0.00060025 | 1.0327e-13 | 0.0015435 | 2.6556e-13
[35 empty] | 7.3.1.3 Ignition probability mapping showing the probability of ignition along the electric lines and equipment | WLDFR | HFTD - Distribution - Tier 3 - 1QU CoRE ¦ 5QU LoRE | 2039 | 0.29586 | 0.00067467 | 0.41012 | 0 | 0.41012 | 0.00041995 | 0.25528 | 0 | 0.25528 | 0.0011074 | 0.67315 | 0 | 0.67315 | 0.0011629 | 0.70691 | 0 | 0.70691 | 0.12134 | 0.075529 | 0.19916 | 0.20915 | 0.0011074 | 0.00032763 | 0.67315 | 0.19916 | 0 | 0 | 0.67315 | 0.19916 | [11 empty] | WLDFR | HFTD - Distribution - Tier 2 - 2QU CoRE ¦ 4QU LoRE | Red Flag Warning - Large Fires | 2026 | 5.7793e-08 | 2.8897e-08 | 7.4306e-08 | 5.475 | 0.71896 | 3.0715 | 1.6846 | 0 | 0 | 0 | 4.8141e-05 |  | 3.1642e-07 | 0 | 3.1642e-07 | 1.5821e-07 | 0 | 1.5821e-07 | 4.0683e-07 | 0 | 4.0683e-07 | [16 empty] | 7.3.1.3 Ignition probability mapping showing the probability of ignition along the electric lines and equipmentWLDFRAggregatedAggregated | WLDFR | HFTD - Distribution - Tier 2 - 2QU CoRE ¦ 4QU LoRE | Seismic - Non-Red Flag Warning - Catastrophic Fires | Aggregated | Aggregated | 2051 | 1.7205e-10 | 0 | 1130.0763 | 1.9443e-07 | 2051 | Mitigation | 0.08575 | 30 | 0 | esc | 0 | 0 | 0 | 0 | 0.0015435 | 2.6556e-13
[35 empty] | 7.3.1.3 Ignition probability mapping showing the probability of ignition along the electric lines and equipment | WLDFR | HFTD - Distribution - Tier 3 - 1QU CoRE ¦ 5QU LoRE | 2040 | 0.27651 | 0.00067467 | 0.41012 | 0 | 0.41012 | 0.00041995 | 0.25528 | 0 | 0.25528 | 0.0011074 | 0.67315 | 0 | 0.67315 | 0.0011629 | 0.70691 | 0 | 0.70691 | 0.1134 | 0.070588 | 0.18613 | 0.19547 | 0.0011074 | 0.0003062 | 0.67315 | 0.18613 | 0 | 0 | 0.67315 | 0.18613 | [11 empty] | WLDFR | HFTD - Distribution - Tier 2 - 2QU CoRE ¦ 4QU LoRE | Red Flag Warning - Large Fires | 2027 | 5.7793e-08 | 2.8897e-08 | 7.4306e-08 | 5.475 | 0.71896 | 3.0715 | 1.6846 | 0 | 0 | 0 | 4.8141e-05 |  | 3.1642e-07 | 0 | 3.1642e-07 | 1.5821e-07 | 0 | 1.5821e-07 | 4.0683e-07 | 0 | 4.0683e-07 | [16 empty] | 7.3.1.3 Ignition probability mapping showing the probability of ignition along the electric lines and equipmentWLDFRAggregatedAggregated | WLDFR | HFTD - Distribution - Tier 2 - 2QU CoRE ¦ 4QU LoRE | Seismic - Red Flag Warning - Catastrophic Fires | Aggregated | Aggregated | 2021 | 7.4204e-09 | 0 | 1130.0763 | 8.3856e-06 | 2021 | Mitigation | 0.08575 | 30 | 0 | esc | 0.0012005 | 8.9082e-12 | 0.00060025 | 4.4541e-12 | 0 | 0
[35 empty] | 7.3.1.3 Ignition probability mapping showing the probability of ignition along the electric lines and equipment | WLDFR | HFTD - Distribution - Tier 3 - 1QU CoRE ¦ 5QU LoRE | 2041 | 0.25842 | 0.00067467 | 0.41012 | 0 | 0.41012 | 0.00041995 | 0.25528 | 0 | 0.25528 | 0.0011074 | 0.67315 | 0 | 0.67315 | 0.0011629 | 0.70691 | 0 | 0.70691 | 0.10598 | 0.06597 | 0.17396 | 0.18268 | 0.0011074 | 0.00028617 | 0.67315 | 0.17396 | 0 | 0 | 0.67315 | 0.17396 | [11 empty] | WLDFR | HFTD - Distribution - Tier 2 - 2QU CoRE ¦ 4QU LoRE | Red Flag Warning - Large Fires | 2028 | 5.7793e-08 | 2.8897e-08 | 7.4306e-08 | 5.777 | 0.74734 | 3.238 | 1.7917 | 0 | 0 | 0 | 4.8141e-05 |  | 3.3387e-07 | 0 | 3.3387e-07 | 1.6694e-07 | 0 | 1.6694e-07 | 4.2926e-07 | 0 | 4.2926e-07 | [16 empty] | 7.3.1.3 Ignition probability mapping showing the probability of ignition along the electric lines and equipmentWLDFRAggregatedAggregated | WLDFR | HFTD - Distribution - Tier 2 - 2QU CoRE ¦ 4QU LoRE | Seismic - Red Flag Warning - Catastrophic Fires | Aggregated | Aggregated | 2022 | 7.4204e-09 | 0 | 1130.0763 | 8.3856e-06 | 2022 | Mitigation | 0.08575 | 30 | 0 | esc | 0.0012005 | 8.9082e-12 | 0.00060025 | 4.4541e-12 | 0.0015435 | 1.1453e-11
[35 empty] | 7.3.1.3 Ignition probability mapping showing the probability of ignition along the electric lines and equipment | WLDFR | HFTD - Distribution - Tier 3 - 1QU CoRE ¦ 5QU LoRE | 2042 | 0.24151 | 0.00067467 | 0.41012 | 0 | 0.41012 | 0.00041995 | 0.25528 | 0 | 0.25528 | 0.0011074 | 0.67315 | 0 | 0.67315 | 0.0011629 | 0.70691 | 0 | 0.70691 | 0.09905 | 0.061654 | 0.16258 | 0.17073 | 0.0011074 | 0.00026744 | 0.67315 | 0.16258 | 0 | 0 | 0.67315 | 0.16258 | [11 empty] | WLDFR | HFTD - Distribution - Tier 2 - 2QU CoRE ¦ 4QU LoRE | Red Flag Warning - Large Fires | 2029 | 5.7793e-08 | 2.8897e-08 | 7.4306e-08 | 5.777 | 0.74734 | 3.238 | 1.7917 | 0 | 0 | 0 | 4.8141e-05 |  | 3.3387e-07 | 0 | 3.3387e-07 | 1.6694e-07 | 0 | 1.6694e-07 | 4.2926e-07 | 0 | 4.2926e-07 | [16 empty] | 7.3.1.3 Ignition probability mapping showing the probability of ignition along the electric lines and equipmentWLDFRAggregatedAggregated | WLDFR | HFTD - Distribution - Tier 2 - 2QU CoRE ¦ 4QU LoRE | Seismic - Red Flag Warning - Catastrophic Fires | Aggregated | Aggregated | 2023 | 7.4204e-09 | 0 | 1130.0763 | 8.3856e-06 | 2023 | Mitigation | 0.08575 | 30 | 0 | esc | 0.0012005 | 8.9082e-12 | 0.00060025 | 4.4541e-12 | 0.0015435 | 1.1453e-11
[35 empty] | 7.3.1.3 Ignition probability mapping showing the probability of ignition along the electric lines and equipment | WLDFR | HFTD - Distribution - Tier 3 - 1QU CoRE ¦ 5QU LoRE | 2043 | 0.22571 | 0.00067467 | 0.43057 | 0 | 0.43057 | 0.00041995 | 0.26801 | 0 | 0.26801 | 0.0011074 | 0.70672 | 0 | 0.70672 | 0.0011629 | 0.74216 | 0 | 0.74216 | 0.097186 | 0.060494 | 0.15952 | 0.16751 | 0.0011074 | 0.00024995 | 0.70672 | 0.15952 | 0 | 0 | 0.70672 | 0.15952 | [11 empty] | WLDFR | HFTD - Distribution - Tier 2 - 2QU CoRE ¦ 4QU LoRE | Red Flag Warning - Large Fires | 2030 | 5.7793e-08 | 2.8897e-08 | 7.4306e-08 | 5.777 | 0.74734 | 3.238 | 1.7917 | 0 | 0 | 0 | 4.8141e-05 |  | 3.3387e-07 | 0 | 3.3387e-07 | 1.6694e-07 | 0 | 1.6694e-07 | 4.2926e-07 | 0 | 4.2926e-07 | [16 empty] | 7.3.1.3 Ignition probability mapping showing the probability of ignition along the electric lines and equipmentWLDFRAggregatedAggregated | WLDFR | HFTD - Distribution - Tier 2 - 2QU CoRE ¦ 4QU LoRE | Seismic - Red Flag Warning - Catastrophic Fires | Aggregated | Aggregated | 2024 | 7.4204e-09 | 0 | 1130.0763 | 8.3856e-06 | 2024 | Mitigation | 0.08575 | 30 | 0 | esc | 0.0012005 | 8.9082e-12 | 0.00060025 | 4.4541e-12 | 0.0015435 | 1.1453e-11
[35 empty] | 7.3.1.3 Ignition probability mapping showing the probability of ignition along the electric lines and equipment | WLDFR | HFTD - Distribution - Tier 3 - 1QU CoRE ¦ 5QU LoRE | 2044 | 0.21095 | 0.00067467 | 0.43057 | 0 | 0.43057 | 0.00041995 | 0.26801 | 0 | 0.26801 | 0.0011074 | 0.70672 | 0 | 0.70672 | 0.0011629 | 0.74216 | 0 | 0.74216 | 0.090828 | 0.056536 | 0.14908 | 0.15656 | 0.0011074 | 0.0002336 | 0.70672 | 0.14908 | 0 | 0 | 0.70672 | 0.14908 | [11 empty] | WLDFR | HFTD - Distribution - Tier 2 - 2QU CoRE ¦ 4QU LoRE | Red Flag Warning - Large Fires | 2031 | 5.7793e-08 | 2.8897e-08 | 7.4306e-08 | 5.777 | 0.74734 | 3.238 | 1.7917 | 0 | 0 | 0 | 4.8141e-05 |  | 3.3387e-07 | 0 | 3.3387e-07 | 1.6694e-07 | 0 | 1.6694e-07 | 4.2926e-07 | 0 | 4.2926e-07 | [16 empty] | 7.3.1.3 Ignition probability mapping showing the probability of ignition along the electric lines and equipmentWLDFRAggregatedAggregated | WLDFR | HFTD - Distribution - Tier 2 - 2QU CoRE ¦ 4QU LoRE | Seismic - Red Flag Warning - Catastrophic Fires | Aggregated | Aggregated | 2025 | 7.4204e-09 | 0 | 1130.0763 | 8.3856e-06 | 2025 | Mitigation | 0.08575 | 30 | 0 | esc | 0.0012005 | 8.9082e-12 | 0.00060025 | 4.4541e-12 | 0.0015435 | 1.1453e-11
[35 empty] | 7.3.1.3 Ignition probability mapping showing the probability of ignition along the electric lines and equipment | WLDFR | HFTD - Distribution - Tier 3 - 1QU CoRE ¦ 5QU LoRE | 2045 | 0.19715 | 0.00067467 | 0.43057 | 0 | 0.43057 | 0.00041995 | 0.26801 | 0 | 0.26801 | 0.0011074 | 0.70672 | 0 | 0.70672 | 0.0011629 | 0.74216 | 0 | 0.74216 | 0.084886 | 0.052838 | 0.13933 | 0.14631 | 0.0011074 | 0.00021831 | 0.70672 | 0.13933 | 0 | 0 | 0.70672 | 0.13933 | [11 empty] | WLDFR | HFTD - Distribution - Tier 2 - 2QU CoRE ¦ 4QU LoRE | Red Flag Warning - Large Fires | 2032 | 5.7793e-08 | 2.8897e-08 | 7.4306e-08 | 5.777 | 0.74734 | 3.238 | 1.7917 | 0 | 0 | 0 | 4.8141e-05 |  | 3.3387e-07 | 0 | 3.3387e-07 | 1.6694e-07 | 0 | 1.6694e-07 | 4.2926e-07 | 0 | 4.2926e-07 | [16 empty] | 7.3.1.3 Ignition probability mapping showing the probability of ignition along the electric lines and equipmentWLDFRAggregatedAggregated | WLDFR | HFTD - Distribution - Tier 2 - 2QU CoRE ¦ 4QU LoRE | Seismic - Red Flag Warning - Catastrophic Fires | Aggregated | Aggregated | 2026 | 7.4204e-09 | 0 | 1130.0763 | 8.3856e-06 | 2026 | Mitigation | 0.08575 | 30 | 0 | esc | 0.0012005 | 8.9082e-12 | 0.00060025 | 4.4541e-12 | 0.0015435 | 1.1453e-11
[35 empty] | 7.3.1.3 Ignition probability mapping showing the probability of ignition along the electric lines and equipment | WLDFR | HFTD - Distribution - Tier 3 - 1QU CoRE ¦ 5QU LoRE | 2046 | 0.18425 | 0.00067467 | 0.43057 | 0 | 0.43057 | 0.00041995 | 0.26801 | 0 | 0.26801 | 0.0011074 | 0.70672 | 0 | 0.70672 | 0.0011629 | 0.74216 | 0 | 0.74216 | 0.079333 | 0.049381 | 0.13021 | 0.13674 | 0.0011074 | 0.00020403 | 0.70672 | 0.13021 | 0 | 0 | 0.70672 | 0.13021 | [11 empty] | WLDFR | HFTD - Distribution - Tier 2 - 2QU CoRE ¦ 4QU LoRE | Red Flag Warning - Large Fires | 2033 | 5.7793e-08 | 2.8897e-08 | 7.4306e-08 | 6.1205 | 0.77885 | 3.4265 | 1.9151 | 0 | 0 | 0 | 4.8141e-05 |  | 3.5372e-07 | 0 | 3.5372e-07 | 1.7686e-07 | 0 | 1.7686e-07 | 4.5479e-07 | 0 | 4.5479e-07 | [16 empty] | 7.3.1.3 Ignition probability mapping showing the probability of ignition along the electric lines and equipmentWLDFRAggregatedAggregated | WLDFR | HFTD - Distribution - Tier 2 - 2QU CoRE ¦ 4QU LoRE | Seismic - Red Flag Warning - Catastrophic Fires | Aggregated | Aggregated | 2027 | 7.4204e-09 | 0 | 1130.0763 | 8.3856e-06 | 2027 | Mitigation | 0.08575 | 30 | 0 | esc | 0.0012005 | 8.9082e-12 | 0.00060025 | 4.4541e-12 | 0.0015435 | 1.1453e-11
[35 empty] | 7.3.1.3 Ignition probability mapping showing the probability of ignition along the electric lines and equipment | WLDFR | HFTD - Distribution - Tier 3 - 1QU CoRE ¦ 5QU LoRE | 2047 | 0.1722 | 0.00067467 | 0.43057 | 0 | 0.43057 | 0.00041995 | 0.26801 | 0 | 0.26801 | 0.0011074 | 0.70672 | 0 | 0.70672 | 0.0011629 | 0.74216 | 0 | 0.74216 | 0.074143 | 0.04615 | 0.12169 | 0.1278 | 0.0011074 | 0.00019068 | 0.70672 | 0.12169 | 0 | 0 | 0.70672 | 0.12169 | [11 empty] | WLDFR | HFTD - Distribution - Tier 2 - 2QU CoRE ¦ 4QU LoRE | Red Flag Warning - Large Fires | 2034 | 5.7793e-08 | 2.8897e-08 | 7.4306e-08 | 6.1205 | 0.77885 | 3.4265 | 1.9151 | 0 | 0 | 0 | 4.8141e-05 |  | 3.5372e-07 | 0 | 3.5372e-07 | 1.7686e-07 | 0 | 1.7686e-07 | 4.5479e-07 | 0 | 4.5479e-07 | [16 empty] | 7.3.1.3 Ignition probability mapping showing the probability of ignition along the electric lines and equipmentWLDFRAggregatedAggregated | WLDFR | HFTD - Distribution - Tier 2 - 2QU CoRE ¦ 4QU LoRE | Seismic - Red Flag Warning - Catastrophic Fires | Aggregated | Aggregated | 2028 | 7.4204e-09 | 0 | 1130.0763 | 8.3856e-06 | 2028 | Mitigation | 0.08575 | 30 | 0 | esc | 0.0012005 | 8.9082e-12 | 0.00060025 | 4.4541e-12 | 0.0015435 | 1.1453e-11
[35 empty] | 7.3.1.3 Ignition probability mapping showing the probability of ignition along the electric lines and equipment | WLDFR | HFTD - Distribution - Tier 3 - 1QU CoRE ¦ 5QU LoRE | 2048 | 0.16093 | 0.00067467 | 0.45201 | 0 | 0.45201 | 0.00041995 | 0.28135 | 0 | 0.28135 | 0.0011074 | 0.7419 | 0 | 0.7419 | 0.0011629 | 0.7791 | 0 | 0.7791 | 0.072742 | 0.045279 | 0.11939 | 0.12538 | 0.0011074 | 0.00017821 | 0.7419 | 0.11939 | 0 | 0 | 0.7419 | 0.11939 | [11 empty] | WLDFR | HFTD - Distribution - Tier 2 - 2QU CoRE ¦ 4QU LoRE | Red Flag Warning - Large Fires | 2035 | 5.7793e-08 | 2.8897e-08 | 7.4306e-08 | 6.1205 | 0.77885 | 3.4265 | 1.9151 | 0 | 0 | 0 | 4.8141e-05 |  | 3.5372e-07 | 0 | 3.5372e-07 | 1.7686e-07 | 0 | 1.7686e-07 | 4.5479e-07 | 0 | 4.5479e-07 | [16 empty] | 7.3.1.3 Ignition probability mapping showing the probability of ignition along the electric lines and equipmentWLDFRAggregatedAggregated | WLDFR | HFTD - Distribution - Tier 2 - 2QU CoRE ¦ 4QU LoRE | Seismic - Red Flag Warning - Catastrophic Fires | Aggregated | Aggregated | 2029 | 7.4204e-09 | 0 | 1130.0763 | 8.3856e-06 | 2029 | Mitigation | 0.08575 | 30 | 0 | esc | 0.0012005 | 8.9082e-12 | 0.00060025 | 4.4541e-12 | 0.0015435 | 1.1453e-11
[35 empty] | 7.3.1.3 Ignition probability mapping showing the probability of ignition along the electric lines and equipment | WLDFR | HFTD - Distribution - Tier 3 - 1QU CoRE ¦ 5QU LoRE | 2049 | 0.1504 | 0.00067467 | 0.45201 | 0 | 0.45201 | 0.00041995 | 0.28135 | 0 | 0.28135 | 0.0011074 | 0.7419 | 0 | 0.7419 | 0.0011629 | 0.7791 | 0 | 0.7791 | 0.067983 | 0.042316 | 0.11158 | 0.11718 | 0.0011074 | 0.00016655 | 0.7419 | 0.11158 | 0 | 0 | 0.7419 | 0.11158 | [11 empty] | WLDFR | HFTD - Distribution - Tier 2 - 2QU CoRE ¦ 4QU LoRE | Red Flag Warning - Large Fires | 2036 | 5.7793e-08 | 2.8897e-08 | 7.4306e-08 | 6.1205 | 0.77885 | 3.4265 | 1.9151 | 0 | 0 | 0 | 4.8141e-05 |  | 3.5372e-07 | 0 | 3.5372e-07 | 1.7686e-07 | 0 | 1.7686e-07 | 4.5479e-07 | 0 | 4.5479e-07 | [16 empty] | 7.3.1.3 Ignition probability mapping showing the probability of ignition along the electric lines and equipmentWLDFRAggregatedAggregated | WLDFR | HFTD - Distribution - Tier 2 - 2QU CoRE ¦ 4QU LoRE | Seismic - Red Flag Warning - Catastrophic Fires | Aggregated | Aggregated | 2030 | 7.4204e-09 | 0 | 1130.0763 | 8.3856e-06 | 2030 | Mitigation | 0.08575 | 30 | 0 | esc | 0.0012005 | 8.9082e-12 | 0.00060025 | 4.4541e-12 | 0.0015435 | 1.1453e-11
[35 empty] | 7.3.1.3 Ignition probability mapping showing the probability of ignition along the electric lines and equipment | WLDFR | HFTD - Distribution - Tier 3 - 1QU CoRE ¦ 5QU LoRE | 2050 | 0.14056 | 0 | 0 | 0 | 0 | 0.00041995 | 0.28135 | 0 | 0.28135 | 0.0011074 | 0.7419 | 0 | 0.7419 | 0.0011629 | 0.7791 | 0 | 0.7791 | 0 | 0.039548 | 0.10428 | 0.10951 | 0.0011074 | 0.00015566 | 0.7419 | 0.10428 | 0 | 0 | 0.7419 | 0.10428 | [11 empty] | WLDFR | HFTD - Distribution - Tier 2 - 2QU CoRE ¦ 4QU LoRE | Red Flag Warning - Large Fires | 2037 | 5.7793e-08 | 2.8897e-08 | 7.4306e-08 | 6.1205 | 0.77885 | 3.4265 | 1.9151 | 0 | 0 | 0 | 4.8141e-05 |  | 3.5372e-07 | 0 | 3.5372e-07 | 1.7686e-07 | 0 | 1.7686e-07 | 4.5479e-07 | 0 | 4.5479e-07 | [16 empty] | 7.3.1.3 Ignition probability mapping showing the probability of ignition along the electric lines and equipmentWLDFRAggregatedAggregated | WLDFR | HFTD - Distribution - Tier 2 - 2QU CoRE ¦ 4QU LoRE | Seismic - Red Flag Warning - Catastrophic Fires | Aggregated | Aggregated | 2031 | 7.4204e-09 | 0 | 1130.0763 | 8.3856e-06 | 2031 | Mitigation | 0.08575 | 30 | 0 | esc | 0.0012005 | 8.9082e-12 | 0.00060025 | 4.4541e-12 | 0.0015435 | 1.1453e-11
[35 empty] | 7.3.1.3 Ignition probability mapping showing the probability of ignition along the electric lines and equipment | WLDFR | HFTD - Distribution - Tier 3 - 1QU CoRE ¦ 5QU LoRE | 2051 | 0.13137 | 0 | 0 | 0 | 0 | 0 | 0 | 0 | 0 | 0.0011074 | 0.7419 | 0 | 0.7419 | 0.0011629 | 0.7791 | 0 | 0.7791 | 0 | 0 | 0.097461 | 0.10235 | 0.0011074 | 0.00014547 | 0.7419 | 0.097461 | 0 | 0 | 0.7419 | 0.097461 | [11 empty] | WLDFR | HFTD - Distribution - Tier 2 - 2QU CoRE ¦ 4QU LoRE | Red Flag Warning - Large Fires | 2038 | 5.7793e-08 | 2.8897e-08 | 7.4306e-08 | 6.5028 | 0.81304 | 3.6355 | 2.0543 | 0 | 0 | 0 | 4.8141e-05 |  | 3.7582e-07 | 0 | 3.7582e-07 | 1.8791e-07 | 0 | 1.8791e-07 | 4.8319e-07 | 0 | 4.8319e-07 | [16 empty] | 7.3.1.3 Ignition probability mapping showing the probability of ignition along the electric lines and equipmentWLDFRAggregatedAggregated | WLDFR | HFTD - Distribution - Tier 2 - 2QU CoRE ¦ 4QU LoRE | Seismic - Red Flag Warning - Catastrophic Fires | Aggregated | Aggregated | 2032 | 7.4204e-09 | 0 | 1130.0763 | 8.3856e-06 | 2032 | Mitigation | 0.08575 | 30 | 0 | esc | 0.0012005 | 8.9082e-12 | 0.00060025 | 4.4541e-12 | 0.0015435 | 1.1453e-11
[35 empty] | 7.3.1.3 Ignition probability mapping showing the probability of ignition along the electric lines and equipment | WLDFR | HFTD - Distribution - Tier 3 - 1QU CoRE ¦ 5QU LoRE | 2052 | 0.12277 | 0 | 0 | 0 | 0 | 0 | 0 | 0 | 0 | 0 | 0 | 0 | 0 | 0.0011629 | 0.7791 | 0 | 0.7791 | 0 | 0 | 0 | 0.095653 | 0 | 0 | 0 | 0 | 0 | 0 | 0 | 0 | [11 empty] | WLDFR | HFTD - Distribution - Tier 2 - 2QU CoRE ¦ 4QU LoRE | Red Flag Warning - Large Fires | 2039 | 5.7793e-08 | 2.8897e-08 | 7.4306e-08 | 6.5028 | 0.81304 | 3.6355 | 2.0543 | 0 | 0 | 0 | 4.8141e-05 |  | 3.7582e-07 | 0 | 3.7582e-07 | 1.8791e-07 | 0 | 1.8791e-07 | 4.8319e-07 | 0 | 4.8319e-07 | [16 empty] | 7.3.1.3 Ignition probability mapping showing the probability of ignition along the electric lines and equipmentWLDFRAggregatedAggregated | WLDFR | HFTD - Distribution - Tier 2 - 2QU CoRE ¦ 4QU LoRE | Seismic - Red Flag Warning - Catastrophic Fires | Aggregated | Aggregated | 2033 | 7.4204e-09 | 0 | 1130.0763 | 8.3856e-06 | 2033 | Mitigation | 0.08575 | 30 | 0 | esc | 0.0012005 | 8.9082e-12 | 0.00060025 | 4.4541e-12 | 0.0015435 | 1.1453e-11
[35 empty] | 7.3.1.3 Ignition probability mapping showing the probability of ignition along the electric lines and equipment | WLDFR | HFTD - Distribution - Tier 3 - 2QU CoRE ¦ 1QU LoRE | 2020 | 1 | 0.0080181 | 1.7957 | 0 | 1.7957 | 0 | 0 | 0 | 0 | 0 | 0 | 0 | 0 | 0 | 0 | 0 | 0 | 1.7957 | 0 | 0 | 0 | 0 | 0 | 0 | 0 | 0 | 0 | 0 | 0 | [11 empty] | WLDFR | HFTD - Distribution - Tier 2 - 2QU CoRE ¦ 4QU LoRE | Red Flag Warning - Large Fires | 2040 | 5.7793e-08 | 2.8897e-08 | 7.4306e-08 | 6.5028 | 0.81304 | 3.6355 | 2.0543 | 0 | 0 | 0 | 4.8141e-05 |  | 3.7582e-07 | 0 | 3.7582e-07 | 1.8791e-07 | 0 | 1.8791e-07 | 4.8319e-07 | 0 | 4.8319e-07 | [16 empty] | 7.3.1.3 Ignition probability mapping showing the probability of ignition along the electric lines and equipmentWLDFRAggregatedAggregated | WLDFR | HFTD - Distribution - Tier 2 - 2QU CoRE ¦ 4QU LoRE | Seismic - Red Flag Warning - Catastrophic Fires | Aggregated | Aggregated | 2034 | 7.4204e-09 | 0 | 1130.0763 | 8.3856e-06 | 2034 | Mitigation | 0.08575 | 30 | 0 | esc | 0.0012005 | 8.9082e-12 | 0.00060025 | 4.4541e-12 | 0.0015435 | 1.1453e-11
[35 empty] | 7.3.1.3 Ignition probability mapping showing the probability of ignition along the electric lines and equipment | WLDFR | HFTD - Distribution - Tier 3 - 2QU CoRE ¦ 1QU LoRE | 2021 | 1 | 0.0080181 | 1.7957 | 0 | 1.7957 | 0.0049909 | 1.1177 | 0 | 1.1177 | 0 | 0 | 0 | 0 | 0 | 0 | 0 | 0 | 1.7957 | 1.1177 | 0 | 0 | 0 | 0 | 0 | 0 | 0 | 0 | 0 | 0 | [11 empty] | WLDFR | HFTD - Distribution - Tier 2 - 2QU CoRE ¦ 4QU LoRE | Red Flag Warning - Large Fires | 2041 | 5.7793e-08 | 2.8897e-08 | 7.4306e-08 | 6.5028 | 0.81304 | 3.6355 | 2.0543 | 0 | 0 | 0 | 4.8141e-05 |  | 3.7582e-07 | 0 | 3.7582e-07 | 1.8791e-07 | 0 | 1.8791e-07 | 4.8319e-07 | 0 | 4.8319e-07 | [16 empty] | 7.3.1.3 Ignition probability mapping showing the probability of ignition along the electric lines and equipmentWLDFRAggregatedAggregated | WLDFR | HFTD - Distribution - Tier 2 - 2QU CoRE ¦ 4QU LoRE | Seismic - Red Flag Warning - Catastrophic Fires | Aggregated | Aggregated | 2035 | 7.4204e-09 | 0 | 1130.0763 | 8.3856e-06 | 2035 | Mitigation | 0.08575 | 30 | 0 | esc | 0.0012005 | 8.9082e-12 | 0.00060025 | 4.4541e-12 | 0.0015435 | 1.1453e-11
[35 empty] | 7.3.1.3 Ignition probability mapping showing the probability of ignition along the electric lines and equipment | WLDFR | HFTD - Distribution - Tier 3 - 2QU CoRE ¦ 1QU LoRE | 2022 | 0.93458 | 0.0082461 | 1.8752 | 0 | 1.8752 | 0.0051328 | 1.1672 | 0 | 1.1672 | 0.0095299 | 2.1672 | 0 | 2.1672 | 0 | 0 | 0 | 0 | 1.7525 | 1.0909 | 2.0254 | 0 | 0.0095299 | 0.0089064 | 2.1672 | 2.0254 | 0 | 0 | 2.1672 | 2.0254 | [11 empty] | WLDFR | HFTD - Distribution - Tier 2 - 2QU CoRE ¦ 4QU LoRE | Red Flag Warning - Large Fires | 2042 | 5.7793e-08 | 2.8897e-08 | 7.4306e-08 | 6.5028 | 0.81304 | 3.6355 | 2.0543 | 0 | 0 | 0 | 4.8141e-05 |  | 3.7582e-07 | 0 | 3.7582e-07 | 1.8791e-07 | 0 | 1.8791e-07 | 4.8319e-07 | 0 | 4.8319e-07 | [16 empty] | 7.3.1.3 Ignition probability mapping showing the probability of ignition along the electric lines and equipmentWLDFRAggregatedAggregated | WLDFR | HFTD - Distribution - Tier 2 - 2QU CoRE ¦ 4QU LoRE | Seismic - Red Flag Warning - Catastrophic Fires | Aggregated | Aggregated | 2036 | 7.4204e-09 | 0 | 1130.0763 | 8.3856e-06 | 2036 | Mitigation | 0.08575 | 30 | 0 | esc | 0.0012005 | 8.9082e-12 | 0.00060025 | 4.4541e-12 | 0.0015435 | 1.1453e-11
[35 empty] | 7.3.1.3 Ignition probability mapping showing the probability of ignition along the electric lines and equipment | WLDFR | HFTD - Distribution - Tier 3 - 2QU CoRE ¦ 1QU LoRE | 2023 | 0.87344 | 0.0082461 | 1.9439 | 0 | 1.9439 | 0.0051328 | 1.21 | 0 | 1.21 | 0.0095299 | 2.2466 | 0 | 2.2466 | 0.010008 | 2.3592 | 0 | 2.3592 | 1.6979 | 1.0569 | 1.9622 | 2.0606 | 0.0095299 | 0.0083237 | 2.2466 | 1.9622 | 0 | 0 | 2.2466 | 1.9622 | [11 empty] | WLDFR | HFTD - Distribution - Tier 2 - 2QU CoRE ¦ 4QU LoRE | Red Flag Warning - Large Fires | 2043 | 5.7793e-08 | 2.8897e-08 | 7.4306e-08 | 6.9209 | 0.84944 | 3.8632 | 2.2083 | 0 | 0 | 0 | 4.8141e-05 |  | 3.9998e-07 | 0 | 3.9998e-07 | 1.9999e-07 | 0 | 1.9999e-07 | 5.1426e-07 | 0 | 5.1426e-07 | [16 empty] | 7.3.1.3 Ignition probability mapping showing the probability of ignition along the electric lines and equipmentWLDFRAggregatedAggregated | WLDFR | HFTD - Distribution - Tier 2 - 2QU CoRE ¦ 4QU LoRE | Seismic - Red Flag Warning - Catastrophic Fires | Aggregated | Aggregated | 2037 | 7.4204e-09 | 0 | 1130.0763 | 8.3856e-06 | 2037 | Mitigation | 0.08575 | 30 | 0 | esc | 0.0012005 | 8.9082e-12 | 0.00060025 | 4.4541e-12 | 0.0015435 | 1.1453e-11
[35 empty] | 7.3.1.3 Ignition probability mapping showing the probability of ignition along the electric lines and equipment | WLDFR | HFTD - Distribution - Tier 3 - 2QU CoRE ¦ 1QU LoRE | 2024 | 0.8163 | 0.0082461 | 1.9439 | 0 | 1.9439 | 0.0051328 | 1.21 | 0 | 1.21 | 0.0095299 | 2.2466 | 0 | 2.2466 | 0.010008 | 2.3592 | 0 | 2.3592 | 1.5868 | 0.98773 | 1.8339 | 1.9258 | 0.0095299 | 0.0077792 | 2.2466 | 1.8339 | 0 | 0 | 2.2466 | 1.8339 | [11 empty] | WLDFR | HFTD - Distribution - Tier 2 - 2QU CoRE ¦ 4QU LoRE | Red Flag Warning - Large Fires | 2044 | 5.7793e-08 | 2.8897e-08 | 7.4306e-08 | 6.9209 | 0.84944 | 3.8632 | 2.2083 | 0 | 0 | 0 | 4.8141e-05 |  | 3.9998e-07 | 0 | 3.9998e-07 | 1.9999e-07 | 0 | 1.9999e-07 | 5.1426e-07 | 0 | 5.1426e-07 | [16 empty] | 7.3.1.3 Ignition probability mapping showing the probability of ignition along the electric lines and equipmentWLDFRAggregatedAggregated | WLDFR | HFTD - Distribution - Tier 2 - 2QU CoRE ¦ 4QU LoRE | Seismic - Red Flag Warning - Catastrophic Fires | Aggregated | Aggregated | 2038 | 7.4204e-09 | 0 | 1130.0763 | 8.3856e-06 | 2038 | Mitigation | 0.08575 | 30 | 0 | esc | 0.0012005 | 8.9082e-12 | 0.00060025 | 4.4541e-12 | 0.0015435 | 1.1453e-11
[35 empty] | 7.3.1.3 Ignition probability mapping showing the probability of ignition along the electric lines and equipment | WLDFR | HFTD - Distribution - Tier 3 - 2QU CoRE ¦ 1QU LoRE | 2025 | 0.7629 | 0.0082461 | 1.9439 | 0 | 1.9439 | 0.0051328 | 1.21 | 0 | 1.21 | 0.0095299 | 2.2466 | 0 | 2.2466 | 0.010008 | 2.3592 | 0 | 2.3592 | 1.483 | 0.92311 | 1.7139 | 1.7998 | 0.0095299 | 0.0072703 | 2.2466 | 1.7139 | 0 | 0 | 2.2466 | 1.7139 | [11 empty] | WLDFR | HFTD - Distribution - Tier 2 - 2QU CoRE ¦ 4QU LoRE | Red Flag Warning - Large Fires | 2045 | 5.7793e-08 | 2.8897e-08 | 7.4306e-08 | 6.9209 | 0.84944 | 3.8632 | 2.2083 | 0 | 0 | 0 | 4.8141e-05 |  | 3.9998e-07 | 0 | 3.9998e-07 | 1.9999e-07 | 0 | 1.9999e-07 | 5.1426e-07 | 0 | 5.1426e-07 | [16 empty] | 7.3.1.3 Ignition probability mapping showing the probability of ignition along the electric lines and equipmentWLDFRAggregatedAggregated | WLDFR | HFTD - Distribution - Tier 2 - 2QU CoRE ¦ 4QU LoRE | Seismic - Red Flag Warning - Catastrophic Fires | Aggregated | Aggregated | 2039 | 7.4204e-09 | 0 | 1130.0763 | 8.3856e-06 | 2039 | Mitigation | 0.08575 | 30 | 0 | esc | 0.0012005 | 8.9082e-12 | 0.00060025 | 4.4541e-12 | 0.0015435 | 1.1453e-11
[35 empty] | 7.3.1.3 Ignition probability mapping showing the probability of ignition along the electric lines and equipment | WLDFR | HFTD - Distribution - Tier 3 - 2QU CoRE ¦ 1QU LoRE | 2026 | 0.71299 | 0.0082461 | 1.9439 | 0 | 1.9439 | 0.0051328 | 1.21 | 0 | 1.21 | 0.0095299 | 2.2466 | 0 | 2.2466 | 0.010008 | 2.3592 | 0 | 2.3592 | 1.386 | 0.86272 | 1.6018 | 1.6821 | 0.0095299 | 0.0067947 | 2.2466 | 1.6018 | 0 | 0 | 2.2466 | 1.6018 | [11 empty] | WLDFR | HFTD - Distribution - Tier 2 - 2QU CoRE ¦ 4QU LoRE | Red Flag Warning - Large Fires | 2046 | 5.7793e-08 | 2.8897e-08 | 7.4306e-08 | 6.9209 | 0.84944 | 3.8632 | 2.2083 | 0 | 0 | 0 | 4.8141e-05 |  | 3.9998e-07 | 0 | 3.9998e-07 | 1.9999e-07 | 0 | 1.9999e-07 | 5.1426e-07 | 0 | 5.1426e-07 | [16 empty] | 7.3.1.3 Ignition probability mapping showing the probability of ignition along the electric lines and equipmentWLDFRAggregatedAggregated | WLDFR | HFTD - Distribution - Tier 2 - 2QU CoRE ¦ 4QU LoRE | Seismic - Red Flag Warning - Catastrophic Fires | Aggregated | Aggregated | 2040 | 7.4204e-09 | 0 | 1130.0763 | 8.3856e-06 | 2040 | Mitigation | 0.08575 | 30 | 0 | esc | 0.0012005 | 8.9082e-12 | 0.00060025 | 4.4541e-12 | 0.0015435 | 1.1453e-11
[35 empty] | 7.3.1.3 Ignition probability mapping showing the probability of ignition along the electric lines and equipment | WLDFR | HFTD - Distribution - Tier 3 - 2QU CoRE ¦ 1QU LoRE | 2027 | 0.66634 | 0.0082461 | 1.9439 | 0 | 1.9439 | 0.0051328 | 1.21 | 0 | 1.21 | 0.0095299 | 2.2466 | 0 | 2.2466 | 0.010008 | 2.3592 | 0 | 2.3592 | 1.2953 | 0.80628 | 1.497 | 1.572 | 0.0095299 | 0.0063501 | 2.2466 | 1.497 | 0 | 0 | 2.2466 | 1.497 | [11 empty] | WLDFR | HFTD - Distribution - Tier 2 - 2QU CoRE ¦ 4QU LoRE | Red Flag Warning - Large Fires | 2047 | 5.7793e-08 | 2.8897e-08 | 7.4306e-08 | 6.9209 | 0.84944 | 3.8632 | 2.2083 | 0 | 0 | 0 | 4.8141e-05 |  | 3.9998e-07 | 0 | 3.9998e-07 | 1.9999e-07 | 0 | 1.9999e-07 | 5.1426e-07 | 0 | 5.1426e-07 | [16 empty] | 7.3.1.3 Ignition probability mapping showing the probability of ignition along the electric lines and equipmentWLDFRAggregatedAggregated | WLDFR | HFTD - Distribution - Tier 2 - 2QU CoRE ¦ 4QU LoRE | Seismic - Red Flag Warning - Catastrophic Fires | Aggregated | Aggregated | 2041 | 7.4204e-09 | 0 | 1130.0763 | 8.3856e-06 | 2041 | Mitigation | 0.08575 | 30 | 0 | esc | 0.0012005 | 8.9082e-12 | 0.00060025 | 4.4541e-12 | 0.0015435 | 1.1453e-11
[35 empty] | 7.3.1.3 Ignition probability mapping showing the probability of ignition along the electric lines and equipment | WLDFR | HFTD - Distribution - Tier 3 - 2QU CoRE ¦ 1QU LoRE | 2028 | 0.62275 | 0.0082461 | 2.0305 | 0 | 2.0305 | 0.0051328 | 1.2639 | 0 | 1.2639 | 0.0095299 | 2.3466 | 0 | 2.3466 | 0.010008 | 2.4643 | 0 | 2.4643 | 1.2645 | 0.78709 | 1.4614 | 1.5346 | 0.0095299 | 0.0059347 | 2.3466 | 1.4614 | 0 | 0 | 2.3466 | 1.4614 | [11 empty] | WLDFR | HFTD - Distribution - Tier 2 - 2QU CoRE ¦ 4QU LoRE | Red Flag Warning - Large Fires | 2048 | 5.7793e-08 | 2.8897e-08 | 7.4306e-08 | 7.3713 | 0.88759 | 4.1075 | 2.3763 | 0 | 0 | 0 | 4.8141e-05 |  | 4.2601e-07 | 0 | 4.2601e-07 | 2.1301e-07 | 0 | 2.1301e-07 | 5.4773e-07 | 0 | 5.4773e-07 | [16 empty] | 7.3.1.3 Ignition probability mapping showing the probability of ignition along the electric lines and equipmentWLDFRAggregatedAggregated | WLDFR | HFTD - Distribution - Tier 2 - 2QU CoRE ¦ 4QU LoRE | Seismic - Red Flag Warning - Catastrophic Fires | Aggregated | Aggregated | 2042 | 7.4204e-09 | 0 | 1130.0763 | 8.3856e-06 | 2042 | Mitigation | 0.08575 | 30 | 0 | esc | 0.0012005 | 8.9082e-12 | 0.00060025 | 4.4541e-12 | 0.0015435 | 1.1453e-11
[35 empty] | 7.3.1.3 Ignition probability mapping showing the probability of ignition along the electric lines and equipment | WLDFR | HFTD - Distribution - Tier 3 - 2QU CoRE ¦ 1QU LoRE | 2029 | 0.58201 | 0.0082461 | 2.0305 | 0 | 2.0305 | 0.0051328 | 1.2639 | 0 | 1.2639 | 0.0095299 | 2.3466 | 0 | 2.3466 | 0.010008 | 2.4643 | 0 | 2.4643 | 1.1818 | 0.7356 | 1.3658 | 1.4342 | 0.0095299 | 0.0055465 | 2.3466 | 1.3658 | 0 | 0 | 2.3466 | 1.3658 | [11 empty] | WLDFR | HFTD - Distribution - Tier 2 - 2QU CoRE ¦ 4QU LoRE | Red Flag Warning - Large Fires | 2049 | 5.7793e-08 | 2.8897e-08 | 7.4306e-08 | 7.3713 | 0.88759 | 4.1075 | 2.3763 | 0 | 0 | 0 | 4.8141e-05 |  | 4.2601e-07 | 0 | 4.2601e-07 | 2.1301e-07 | 0 | 2.1301e-07 | 5.4773e-07 | 0 | 5.4773e-07 | [16 empty] | 7.3.1.3 Ignition probability mapping showing the probability of ignition along the electric lines and equipmentWLDFRAggregatedAggregated | WLDFR | HFTD - Distribution - Tier 2 - 2QU CoRE ¦ 4QU LoRE | Seismic - Red Flag Warning - Catastrophic Fires | Aggregated | Aggregated | 2043 | 7.4204e-09 | 0 | 1130.0763 | 8.3856e-06 | 2043 | Mitigation | 0.08575 | 30 | 0 | esc | 0.0012005 | 8.9082e-12 | 0.00060025 | 4.4541e-12 | 0.0015435 | 1.1453e-11
[35 empty] | 7.3.1.3 Ignition probability mapping showing the probability of ignition along the electric lines and equipment | WLDFR | HFTD - Distribution - Tier 3 - 2QU CoRE ¦ 1QU LoRE | 2030 | 0.54393 | 0.0082461 | 2.0305 | 0 | 2.0305 | 0.0051328 | 1.2639 | 0 | 1.2639 | 0.0095299 | 2.3466 | 0 | 2.3466 | 0.010008 | 2.4643 | 0 | 2.4643 | 1.1045 | 0.68748 | 1.2764 | 1.3404 | 0.0095299 | 0.0051836 | 2.3466 | 1.2764 | 0 | 0 | 2.3466 | 1.2764 | [11 empty] | WLDFR | HFTD - Distribution - Tier 2 - 2QU CoRE ¦ 4QU LoRE | Red Flag Warning - Large Fires | 2050 | 0 | 2.8897e-08 | 7.4306e-08 | 7.3713 | 0.88759 | 4.1075 | 2.3763 | 0 | 0 | 0 | 4.8141e-05 |  | 0 | 0 | 0 | 2.1301e-07 | 0 | 2.1301e-07 | 5.4773e-07 | 0 | 5.4773e-07 | [16 empty] | 7.3.1.3 Ignition probability mapping showing the probability of ignition along the electric lines and equipmentWLDFRAggregatedAggregated | WLDFR | HFTD - Distribution - Tier 2 - 2QU CoRE ¦ 4QU LoRE | Seismic - Red Flag Warning - Catastrophic Fires | Aggregated | Aggregated | 2044 | 7.4204e-09 | 0 | 1130.0763 | 8.3856e-06 | 2044 | Mitigation | 0.08575 | 30 | 0 | esc | 0.0012005 | 8.9082e-12 | 0.00060025 | 4.4541e-12 | 0.0015435 | 1.1453e-11
[35 empty] | 7.3.1.3 Ignition probability mapping showing the probability of ignition along the electric lines and equipment | WLDFR | HFTD - Distribution - Tier 3 - 2QU CoRE ¦ 1QU LoRE | 2031 | 0.50835 | 0.0082461 | 2.0305 | 0 | 2.0305 | 0.0051328 | 1.2639 | 0 | 1.2639 | 0.0095299 | 2.3466 | 0 | 2.3466 | 0.010008 | 2.4643 | 0 | 2.4643 | 1.0322 | 0.6425 | 1.1929 | 1.2527 | 0.0095299 | 0.0048445 | 2.3466 | 1.1929 | 0 | 0 | 2.3466 | 1.1929 | [11 empty] | WLDFR | HFTD - Distribution - Tier 2 - 2QU CoRE ¦ 4QU LoRE | Red Flag Warning - Large Fires | 2051 | 0 | 0 | 7.4306e-08 | 7.3713 | 0.88759 | 4.1075 | 2.3763 | 0 | 0 | 0 | 4.8141e-05 |  | 0 | 0 | 0 | 0 | 0 | 0 | 5.4773e-07 | 0 | 5.4773e-07 | [16 empty] | 7.3.1.3 Ignition probability mapping showing the probability of ignition along the electric lines and equipmentWLDFRAggregatedAggregated | WLDFR | HFTD - Distribution - Tier 2 - 2QU CoRE ¦ 4QU LoRE | Seismic - Red Flag Warning - Catastrophic Fires | Aggregated | Aggregated | 2045 | 7.4204e-09 | 0 | 1130.0763 | 8.3856e-06 | 2045 | Mitigation | 0.08575 | 30 | 0 | esc | 0.0012005 | 8.9082e-12 | 0.00060025 | 4.4541e-12 | 0.0015435 | 1.1453e-11
[35 empty] | 7.3.1.3 Ignition probability mapping showing the probability of ignition along the electric lines and equipment | WLDFR | HFTD - Distribution - Tier 3 - 2QU CoRE ¦ 1QU LoRE | 2032 | 0.47509 | 0.0082461 | 2.0305 | 0 | 2.0305 | 0.0051328 | 1.2639 | 0 | 1.2639 | 0.0095299 | 2.3466 | 0 | 2.3466 | 0.010008 | 2.4643 | 0 | 2.4643 | 0.96468 | 0.60047 | 1.1149 | 1.1708 | 0.0095299 | 0.0045276 | 2.3466 | 1.1149 | 0 | 0 | 2.3466 | 1.1149 | [11 empty] | WLDFR | HFTD - Distribution - Tier 2 - 2QU CoRE ¦ 4QU LoRE | Red Flag Warning - Small Fires | 2020 | 5.2856e-07 | 0 | 0 | 0.077901 | 0.036425 | 0.0015809 | 0.039895 | 0 | 0 | 0 | 0.00044028 |  | 4.1175e-08 | 0 | 4.1175e-08 | 0 | 0 | 0 | 0 | 0 | 0 | [16 empty] | 7.3.1.3 Ignition probability mapping showing the probability of ignition along the electric lines and equipmentWLDFRAggregatedAggregated | WLDFR | HFTD - Distribution - Tier 2 - 2QU CoRE ¦ 4QU LoRE | Seismic - Red Flag Warning - Catastrophic Fires | Aggregated | Aggregated | 2046 | 7.4204e-09 | 0 | 1130.0763 | 8.3856e-06 | 2046 | Mitigation | 0.08575 | 30 | 0 | esc | 0.0012005 | 8.9082e-12 | 0.00060025 | 4.4541e-12 | 0.0015435 | 1.1453e-11
[35 empty] | 7.3.1.3 Ignition probability mapping showing the probability of ignition along the electric lines and equipment | WLDFR | HFTD - Distribution - Tier 3 - 2QU CoRE ¦ 1QU LoRE | 2033 | 0.44401 | 0.0082461 | 2.1267 | 0 | 2.1267 | 0.0051328 | 1.3238 | 0 | 1.3238 | 0.0095299 | 2.4578 | 0 | 2.4578 | 0.010008 | 2.5811 | 0 | 2.5811 | 0.94429 | 0.58778 | 1.0913 | 1.146 | 0.0095299 | 0.0042314 | 2.4578 | 1.0913 | 0 | 0 | 2.4578 | 1.0913 | [11 empty] | WLDFR | HFTD - Distribution - Tier 2 - 2QU CoRE ¦ 4QU LoRE | Red Flag Warning - Small Fires | 2021 | 5.2856e-07 | 2.6428e-07 | 0 | 0.077901 | 0.036425 | 0.0015809 | 0.039895 | 0 | 0 | 0 | 0.00044028 |  | 4.1175e-08 | 0 | 4.1175e-08 | 2.0588e-08 | 0 | 2.0588e-08 | 0 | 0 | 0 | [16 empty] | 7.3.1.3 Ignition probability mapping showing the probability of ignition along the electric lines and equipmentWLDFRAggregatedAggregated | WLDFR | HFTD - Distribution - Tier 2 - 2QU CoRE ¦ 4QU LoRE | Seismic - Red Flag Warning - Catastrophic Fires | Aggregated | Aggregated | 2047 | 7.4204e-09 | 0 | 1130.0763 | 8.3856e-06 | 2047 | Mitigation | 0.08575 | 30 | 0 | esc | 0.0012005 | 8.9082e-12 | 0.00060025 | 4.4541e-12 | 0.0015435 | 1.1453e-11
[35 empty] | 7.3.1.3 Ignition probability mapping showing the probability of ignition along the electric lines and equipment | WLDFR | HFTD - Distribution - Tier 3 - 2QU CoRE ¦ 1QU LoRE | 2034 | 0.41496 | 0.0082461 | 2.1267 | 0 | 2.1267 | 0.0051328 | 1.3238 | 0 | 1.3238 | 0.0095299 | 2.4578 | 0 | 2.4578 | 0.010008 | 2.5811 | 0 | 2.5811 | 0.88252 | 0.54933 | 1.0199 | 1.071 | 0.0095299 | 0.0039546 | 2.4578 | 1.0199 | 0 | 0 | 2.4578 | 1.0199 | [11 empty] | WLDFR | HFTD - Distribution - Tier 2 - 2QU CoRE ¦ 4QU LoRE | Red Flag Warning - Small Fires | 2022 | 5.2856e-07 | 2.6428e-07 | 6.7958e-07 | 0.077901 | 0.036425 | 0.0015809 | 0.039895 | 0 | 0 | 0 | 0.00044028 |  | 4.1175e-08 | 0 | 4.1175e-08 | 2.0588e-08 | 0 | 2.0588e-08 | 5.2939e-08 | 0 | 5.2939e-08 | [16 empty] | 7.3.1.3 Ignition probability mapping showing the probability of ignition along the electric lines and equipmentWLDFRAggregatedAggregated | WLDFR | HFTD - Distribution - Tier 2 - 2QU CoRE ¦ 4QU LoRE | Seismic - Red Flag Warning - Catastrophic Fires | Aggregated | Aggregated | 2048 | 7.4204e-09 | 0 | 1130.0763 | 8.3856e-06 | 2048 | Mitigation | 0.08575 | 30 | 0 | esc | 0.0012005 | 8.9082e-12 | 0.00060025 | 4.4541e-12 | 0.0015435 | 1.1453e-11
[35 empty] | 7.3.1.3 Ignition probability mapping showing the probability of ignition along the electric lines and equipment | WLDFR | HFTD - Distribution - Tier 3 - 2QU CoRE ¦ 1QU LoRE | 2035 | 0.38782 | 0.0082461 | 2.1267 | 0 | 2.1267 | 0.0051328 | 1.3238 | 0 | 1.3238 | 0.0095299 | 2.4578 | 0 | 2.4578 | 0.010008 | 2.5811 | 0 | 2.5811 | 0.82478 | 0.51339 | 0.95318 | 1.001 | 0.0095299 | 0.0036958 | 2.4578 | 0.95318 | 0 | 0 | 2.4578 | 0.95318 | [11 empty] | WLDFR | HFTD - Distribution - Tier 2 - 2QU CoRE ¦ 4QU LoRE | Red Flag Warning - Small Fires | 2023 | 5.2856e-07 | 2.6428e-07 | 6.7958e-07 | 0.080408 | 0.03759 | 0.0016314 | 0.041187 | 0 | 0 | 0 | 0.00044028 |  | 4.2501e-08 | 0 | 4.2501e-08 | 2.125e-08 | 0 | 2.125e-08 | 5.4644e-08 | 0 | 5.4644e-08 | [16 empty] | 7.3.1.3 Ignition probability mapping showing the probability of ignition along the electric lines and equipmentWLDFRAggregatedAggregated | WLDFR | HFTD - Distribution - Tier 2 - 2QU CoRE ¦ 4QU LoRE | Seismic - Red Flag Warning - Catastrophic Fires | Aggregated | Aggregated | 2049 | 7.4204e-09 | 0 | 1130.0763 | 8.3856e-06 | 2049 | Mitigation | 0.08575 | 30 | 0 | esc | 0.0012005 | 8.9082e-12 | 0.00060025 | 4.4541e-12 | 0.0015435 | 1.1453e-11
[35 empty] | 7.3.1.3 Ignition probability mapping showing the probability of ignition along the electric lines and equipment | WLDFR | HFTD - Distribution - Tier 3 - 2QU CoRE ¦ 1QU LoRE | 2036 | 0.36245 | 0.0082461 | 2.1267 | 0 | 2.1267 | 0.0051328 | 1.3238 | 0 | 1.3238 | 0.0095299 | 2.4578 | 0 | 2.4578 | 0.010008 | 2.5811 | 0 | 2.5811 | 0.77083 | 0.4798 | 0.89083 | 0.9355 | 0.0095299 | 0.0034541 | 2.4578 | 0.89083 | 0 | 0 | 2.4578 | 0.89083 | [11 empty] | WLDFR | HFTD - Distribution - Tier 2 - 2QU CoRE ¦ 4QU LoRE | Red Flag Warning - Small Fires | 2024 | 5.2856e-07 | 2.6428e-07 | 6.7958e-07 | 0.080408 | 0.03759 | 0.0016314 | 0.041187 | 0 | 0 | 0 | 0.00044028 |  | 4.2501e-08 | 0 | 4.2501e-08 | 2.125e-08 | 0 | 2.125e-08 | 5.4644e-08 | 0 | 5.4644e-08 | [16 empty] | 7.3.1.3 Ignition probability mapping showing the probability of ignition along the electric lines and equipmentWLDFRAggregatedAggregated | WLDFR | HFTD - Distribution - Tier 2 - 2QU CoRE ¦ 4QU LoRE | Seismic - Red Flag Warning - Catastrophic Fires | Aggregated | Aggregated | 2050 | 7.4204e-09 | 0 | 1130.0763 | 8.3856e-06 | 2050 | Mitigation | 0.08575 | 30 | 0 | esc | 0 | 0 | 0.00060025 | 4.4541e-12 | 0.0015435 | 1.1453e-11
[35 empty] | 7.3.1.3 Ignition probability mapping showing the probability of ignition along the electric lines and equipment | WLDFR | HFTD - Distribution - Tier 3 - 2QU CoRE ¦ 1QU LoRE | 2037 | 0.33873 | 0.0082461 | 2.1267 | 0 | 2.1267 | 0.0051328 | 1.3238 | 0 | 1.3238 | 0.0095299 | 2.4578 | 0 | 2.4578 | 0.010008 | 2.5811 | 0 | 2.5811 | 0.7204 | 0.44841 | 0.83255 | 0.8743 | 0.0095299 | 0.0032281 | 2.4578 | 0.83255 | 0 | 0 | 2.4578 | 0.83255 | [11 empty] | WLDFR | HFTD - Distribution - Tier 2 - 2QU CoRE ¦ 4QU LoRE | Red Flag Warning - Small Fires | 2025 | 5.2856e-07 | 2.6428e-07 | 6.7958e-07 | 0.080408 | 0.03759 | 0.0016314 | 0.041187 | 0 | 0 | 0 | 0.00044028 |  | 4.2501e-08 | 0 | 4.2501e-08 | 2.125e-08 | 0 | 2.125e-08 | 5.4644e-08 | 0 | 5.4644e-08 | [16 empty] | 7.3.1.3 Ignition probability mapping showing the probability of ignition along the electric lines and equipmentWLDFRAggregatedAggregated | WLDFR | HFTD - Distribution - Tier 2 - 2QU CoRE ¦ 4QU LoRE | Seismic - Red Flag Warning - Catastrophic Fires | Aggregated | Aggregated | 2051 | 7.4204e-09 | 0 | 1130.0763 | 8.3856e-06 | 2051 | Mitigation | 0.08575 | 30 | 0 | esc | 0 | 0 | 0 | 0 | 0.0015435 | 1.1453e-11
[35 empty] | 7.3.1.3 Ignition probability mapping showing the probability of ignition along the electric lines and equipment | WLDFR | HFTD - Distribution - Tier 3 - 2QU CoRE ¦ 1QU LoRE | 2038 | 0.31657 | 0.0082461 | 2.2312 | 0 | 2.2312 | 0.0051328 | 1.3888 | 0 | 1.3888 | 0.0095299 | 2.5785 | 0 | 2.5785 | 0.010008 | 2.7078 | 0 | 2.7078 | 0.70633 | 0.43966 | 0.81629 | 0.85722 | 0.0095299 | 0.0030169 | 2.5785 | 0.81629 | 0 | 0 | 2.5785 | 0.81629 | [11 empty] | WLDFR | HFTD - Distribution - Tier 2 - 2QU CoRE ¦ 4QU LoRE | Red Flag Warning - Small Fires | 2026 | 5.2856e-07 | 2.6428e-07 | 6.7958e-07 | 0.080408 | 0.03759 | 0.0016314 | 0.041187 | 0 | 0 | 0 | 0.00044028 |  | 4.2501e-08 | 0 | 4.2501e-08 | 2.125e-08 | 0 | 2.125e-08 | 5.4644e-08 | 0 | 5.4644e-08 | [16 empty] | 7.3.1.3 Ignition probability mapping showing the probability of ignition along the electric lines and equipmentWLDFRAggregatedAggregated | WLDFR | HFTD - Distribution - Tier 2 - 2QU CoRE ¦ 5QU LoRE | Non-Red Flag Warning - Catastrophic Fires | Aggregated | Aggregated | 2021 | 2.5993e-06 | 0 | 1453.2434 | 0.0037774 | 2021 | Mitigation | 0.08575 | 30 | 0 | esc | 0.0012005 | 3.1204e-09 | 0.00060025 | 1.5602e-09 | 0 | 0
[35 empty] | 7.3.1.3 Ignition probability mapping showing the probability of ignition along the electric lines and equipment | WLDFR | HFTD - Distribution - Tier 3 - 2QU CoRE ¦ 1QU LoRE | 2039 | 0.29586 | 0.0082461 | 2.2312 | 0 | 2.2312 | 0.0051328 | 1.3888 | 0 | 1.3888 | 0.0095299 | 2.5785 | 0 | 2.5785 | 0.010008 | 2.7078 | 0 | 2.7078 | 0.66012 | 0.4109 | 0.76289 | 0.80114 | 0.0095299 | 0.0028195 | 2.5785 | 0.76289 | 0 | 0 | 2.5785 | 0.76289 | [11 empty] | WLDFR | HFTD - Distribution - Tier 2 - 2QU CoRE ¦ 4QU LoRE | Red Flag Warning - Small Fires | 2027 | 5.2856e-07 | 2.6428e-07 | 6.7958e-07 | 0.080408 | 0.03759 | 0.0016314 | 0.041187 | 0 | 0 | 0 | 0.00044028 |  | 4.2501e-08 | 0 | 4.2501e-08 | 2.125e-08 | 0 | 2.125e-08 | 5.4644e-08 | 0 | 5.4644e-08 | [16 empty] | 7.3.1.3 Ignition probability mapping showing the probability of ignition along the electric lines and equipmentWLDFRAggregatedAggregated | WLDFR | HFTD - Distribution - Tier 2 - 2QU CoRE ¦ 5QU LoRE | Non-Red Flag Warning - Catastrophic Fires | Aggregated | Aggregated | 2022 | 2.5993e-06 | 0 | 1453.2434 | 0.0037774 | 2022 | Mitigation | 0.08575 | 30 | 0 | esc | 0.0012005 | 3.1204e-09 | 0.00060025 | 1.5602e-09 | 0.0015435 | 4.012e-09
[35 empty] | 7.3.1.3 Ignition probability mapping showing the probability of ignition along the electric lines and equipment | WLDFR | HFTD - Distribution - Tier 3 - 2QU CoRE ¦ 1QU LoRE | 2040 | 0.27651 | 0.0082461 | 2.2312 | 0 | 2.2312 | 0.0051328 | 1.3888 | 0 | 1.3888 | 0.0095299 | 2.5785 | 0 | 2.5785 | 0.010008 | 2.7078 | 0 | 2.7078 | 0.61694 | 0.38402 | 0.71298 | 0.74873 | 0.0095299 | 0.0026351 | 2.5785 | 0.71298 | 0 | 0 | 2.5785 | 0.71298 | [11 empty] | WLDFR | HFTD - Distribution - Tier 2 - 2QU CoRE ¦ 4QU LoRE | Red Flag Warning - Small Fires | 2028 | 5.2856e-07 | 2.6428e-07 | 6.7958e-07 | 0.083606 | 0.039055 | 0.001695 | 0.042856 | 0 | 0 | 0 | 0.00044028 |  | 4.4191e-08 | 0 | 4.4191e-08 | 2.2095e-08 | 0 | 2.2095e-08 | 5.6817e-08 | 0 | 5.6817e-08 | [16 empty] | 7.3.1.3 Ignition probability mapping showing the probability of ignition along the electric lines and equipmentWLDFRAggregatedAggregated | WLDFR | HFTD - Distribution - Tier 2 - 2QU CoRE ¦ 5QU LoRE | Non-Red Flag Warning - Catastrophic Fires | Aggregated | Aggregated | 2023 | 2.5993e-06 | 0 | 1453.2434 | 0.0037774 | 2023 | Mitigation | 0.08575 | 30 | 0 | esc | 0.0012005 | 3.1204e-09 | 0.00060025 | 1.5602e-09 | 0.0015435 | 4.012e-09
[35 empty] | 7.3.1.3 Ignition probability mapping showing the probability of ignition along the electric lines and equipment | WLDFR | HFTD - Distribution - Tier 3 - 2QU CoRE ¦ 1QU LoRE | 2041 | 0.25842 | 0.0082461 | 2.2312 | 0 | 2.2312 | 0.0051328 | 1.3888 | 0 | 1.3888 | 0.0095299 | 2.5785 | 0 | 2.5785 | 0.010008 | 2.7078 | 0 | 2.7078 | 0.57658 | 0.35889 | 0.66634 | 0.69975 | 0.0095299 | 0.0024627 | 2.5785 | 0.66634 | 0 | 0 | 2.5785 | 0.66634 | [11 empty] | WLDFR | HFTD - Distribution - Tier 2 - 2QU CoRE ¦ 4QU LoRE | Red Flag Warning - Small Fires | 2029 | 5.2856e-07 | 2.6428e-07 | 6.7958e-07 | 0.083606 | 0.039055 | 0.001695 | 0.042856 | 0 | 0 | 0 | 0.00044028 |  | 4.4191e-08 | 0 | 4.4191e-08 | 2.2095e-08 | 0 | 2.2095e-08 | 5.6817e-08 | 0 | 5.6817e-08 | [16 empty] | 7.3.1.3 Ignition probability mapping showing the probability of ignition along the electric lines and equipmentWLDFRAggregatedAggregated | WLDFR | HFTD - Distribution - Tier 2 - 2QU CoRE ¦ 5QU LoRE | Non-Red Flag Warning - Catastrophic Fires | Aggregated | Aggregated | 2024 | 2.5993e-06 | 0 | 1453.2434 | 0.0037774 | 2024 | Mitigation | 0.08575 | 30 | 0 | esc | 0.0012005 | 3.1204e-09 | 0.00060025 | 1.5602e-09 | 0.0015435 | 4.012e-09
[35 empty] | 7.3.1.3 Ignition probability mapping showing the probability of ignition along the electric lines and equipment | WLDFR | HFTD - Distribution - Tier 3 - 2QU CoRE ¦ 1QU LoRE | 2042 | 0.24151 | 0.0082461 | 2.2312 | 0 | 2.2312 | 0.0051328 | 1.3888 | 0 | 1.3888 | 0.0095299 | 2.5785 | 0 | 2.5785 | 0.010008 | 2.7078 | 0 | 2.7078 | 0.53886 | 0.33541 | 0.62275 | 0.65397 | 0.0095299 | 0.0023016 | 2.5785 | 0.62275 | 0 | 0 | 2.5785 | 0.62275 | [11 empty] | WLDFR | HFTD - Distribution - Tier 2 - 2QU CoRE ¦ 4QU LoRE | Red Flag Warning - Small Fires | 2030 | 5.2856e-07 | 2.6428e-07 | 6.7958e-07 | 0.083606 | 0.039055 | 0.001695 | 0.042856 | 0 | 0 | 0 | 0.00044028 |  | 4.4191e-08 | 0 | 4.4191e-08 | 2.2095e-08 | 0 | 2.2095e-08 | 5.6817e-08 | 0 | 5.6817e-08 | [16 empty] | 7.3.1.3 Ignition probability mapping showing the probability of ignition along the electric lines and equipmentWLDFRAggregatedAggregated | WLDFR | HFTD - Distribution - Tier 2 - 2QU CoRE ¦ 5QU LoRE | Non-Red Flag Warning - Catastrophic Fires | Aggregated | Aggregated | 2025 | 2.5993e-06 | 0 | 1453.2434 | 0.0037774 | 2025 | Mitigation | 0.08575 | 30 | 0 | esc | 0.0012005 | 3.1204e-09 | 0.00060025 | 1.5602e-09 | 0.0015435 | 4.012e-09
[35 empty] | 7.3.1.3 Ignition probability mapping showing the probability of ignition along the electric lines and equipment | WLDFR | HFTD - Distribution - Tier 3 - 2QU CoRE ¦ 1QU LoRE | 2043 | 0.22571 | 0.0082461 | 2.3424 | 0 | 2.3424 | 0.0051328 | 1.458 | 0 | 1.458 | 0.0095299 | 2.7071 | 0 | 2.7071 | 0.010008 | 2.8428 | 0 | 2.8428 | 0.52872 | 0.3291 | 0.61102 | 0.64166 | 0.0095299 | 0.002151 | 2.7071 | 0.61102 | 0 | 0 | 2.7071 | 0.61102 | [11 empty] | WLDFR | HFTD - Distribution - Tier 2 - 2QU CoRE ¦ 4QU LoRE | Red Flag Warning - Small Fires | 2031 | 5.2856e-07 | 2.6428e-07 | 6.7958e-07 | 0.083606 | 0.039055 | 0.001695 | 0.042856 | 0 | 0 | 0 | 0.00044028 |  | 4.4191e-08 | 0 | 4.4191e-08 | 2.2095e-08 | 0 | 2.2095e-08 | 5.6817e-08 | 0 | 5.6817e-08 | [16 empty] | 7.3.1.3 Ignition probability mapping showing the probability of ignition along the electric lines and equipmentWLDFRAggregatedAggregated | WLDFR | HFTD - Distribution - Tier 2 - 2QU CoRE ¦ 5QU LoRE | Non-Red Flag Warning - Catastrophic Fires | Aggregated | Aggregated | 2026 | 2.5993e-06 | 0 | 1453.2434 | 0.0037774 | 2026 | Mitigation | 0.08575 | 30 | 0 | esc | 0.0012005 | 3.1204e-09 | 0.00060025 | 1.5602e-09 | 0.0015435 | 4.012e-09
[35 empty] | 7.3.1.3 Ignition probability mapping showing the probability of ignition along the electric lines and equipment | WLDFR | HFTD - Distribution - Tier 3 - 2QU CoRE ¦ 1QU LoRE | 2044 | 0.21095 | 0.0082461 | 2.3424 | 0 | 2.3424 | 0.0051328 | 1.458 | 0 | 1.458 | 0.0095299 | 2.7071 | 0 | 2.7071 | 0.010008 | 2.8428 | 0 | 2.8428 | 0.49413 | 0.30757 | 0.57105 | 0.59969 | 0.0095299 | 0.0020103 | 2.7071 | 0.57105 | 0 | 0 | 2.7071 | 0.57105 | [11 empty] | WLDFR | HFTD - Distribution - Tier 2 - 2QU CoRE ¦ 4QU LoRE | Red Flag Warning - Small Fires | 2032 | 5.2856e-07 | 2.6428e-07 | 6.7958e-07 | 0.083606 | 0.039055 | 0.001695 | 0.042856 | 0 | 0 | 0 | 0.00044028 |  | 4.4191e-08 | 0 | 4.4191e-08 | 2.2095e-08 | 0 | 2.2095e-08 | 5.6817e-08 | 0 | 5.6817e-08 | [16 empty] | 7.3.1.3 Ignition probability mapping showing the probability of ignition along the electric lines and equipmentWLDFRAggregatedAggregated | WLDFR | HFTD - Distribution - Tier 2 - 2QU CoRE ¦ 5QU LoRE | Non-Red Flag Warning - Catastrophic Fires | Aggregated | Aggregated | 2027 | 2.5993e-06 | 0 | 1453.2434 | 0.0037774 | 2027 | Mitigation | 0.08575 | 30 | 0 | esc | 0.0012005 | 3.1204e-09 | 0.00060025 | 1.5602e-09 | 0.0015435 | 4.012e-09
[35 empty] | 7.3.1.3 Ignition probability mapping showing the probability of ignition along the electric lines and equipment | WLDFR | HFTD - Distribution - Tier 3 - 2QU CoRE ¦ 1QU LoRE | 2045 | 0.19715 | 0.0082461 | 2.3424 | 0 | 2.3424 | 0.0051328 | 1.458 | 0 | 1.458 | 0.0095299 | 2.7071 | 0 | 2.7071 | 0.010008 | 2.8428 | 0 | 2.8428 | 0.4618 | 0.28745 | 0.53369 | 0.56045 | 0.0095299 | 0.0018788 | 2.7071 | 0.53369 | 0 | 0 | 2.7071 | 0.53369 | [11 empty] | WLDFR | HFTD - Distribution - Tier 2 - 2QU CoRE ¦ 4QU LoRE | Red Flag Warning - Small Fires | 2033 | 5.2856e-07 | 2.6428e-07 | 6.7958e-07 | 0.087211 | 0.040679 | 0.0017655 | 0.044766 | 0 | 0 | 0 | 0.00044028 |  | 4.6096e-08 | 0 | 4.6096e-08 | 2.3048e-08 | 0 | 2.3048e-08 | 5.9267e-08 | 0 | 5.9267e-08 | [16 empty] | 7.3.1.3 Ignition probability mapping showing the probability of ignition along the electric lines and equipmentWLDFRAggregatedAggregated | WLDFR | HFTD - Distribution - Tier 2 - 2QU CoRE ¦ 5QU LoRE | Non-Red Flag Warning - Catastrophic Fires | Aggregated | Aggregated | 2028 | 2.5993e-06 | 0 | 1453.2434 | 0.0037774 | 2028 | Mitigation | 0.08575 | 30 | 0 | esc | 0.0012005 | 3.1204e-09 | 0.00060025 | 1.5602e-09 | 0.0015435 | 4.012e-09
[35 empty] | 7.3.1.3 Ignition probability mapping showing the probability of ignition along the electric lines and equipment | WLDFR | HFTD - Distribution - Tier 3 - 2QU CoRE ¦ 1QU LoRE | 2046 | 0.18425 | 0.0082461 | 2.3424 | 0 | 2.3424 | 0.0051328 | 1.458 | 0 | 1.458 | 0.0095299 | 2.7071 | 0 | 2.7071 | 0.010008 | 2.8428 | 0 | 2.8428 | 0.43159 | 0.26864 | 0.49878 | 0.52379 | 0.0095299 | 0.0017559 | 2.7071 | 0.49878 | 0 | 0 | 2.7071 | 0.49878 | [11 empty] | WLDFR | HFTD - Distribution - Tier 2 - 2QU CoRE ¦ 4QU LoRE | Red Flag Warning - Small Fires | 2034 | 5.2856e-07 | 2.6428e-07 | 6.7958e-07 | 0.087211 | 0.040679 | 0.0017655 | 0.044766 | 0 | 0 | 0 | 0.00044028 |  | 4.6096e-08 | 0 | 4.6096e-08 | 2.3048e-08 | 0 | 2.3048e-08 | 5.9267e-08 | 0 | 5.9267e-08 | [16 empty] | 7.3.1.3 Ignition probability mapping showing the probability of ignition along the electric lines and equipmentWLDFRAggregatedAggregated | WLDFR | HFTD - Distribution - Tier 2 - 2QU CoRE ¦ 5QU LoRE | Non-Red Flag Warning - Catastrophic Fires | Aggregated | Aggregated | 2029 | 2.5993e-06 | 0 | 1453.2434 | 0.0037774 | 2029 | Mitigation | 0.08575 | 30 | 0 | esc | 0.0012005 | 3.1204e-09 | 0.00060025 | 1.5602e-09 | 0.0015435 | 4.012e-09
[35 empty] | 7.3.1.3 Ignition probability mapping showing the probability of ignition along the electric lines and equipment | WLDFR | HFTD - Distribution - Tier 3 - 2QU CoRE ¦ 1QU LoRE | 2047 | 0.1722 | 0.0082461 | 2.3424 | 0 | 2.3424 | 0.0051328 | 1.458 | 0 | 1.458 | 0.0095299 | 2.7071 | 0 | 2.7071 | 0.010008 | 2.8428 | 0 | 2.8428 | 0.40335 | 0.25107 | 0.46615 | 0.48952 | 0.0095299 | 0.001641 | 2.7071 | 0.46615 | 0 | 0 | 2.7071 | 0.46615 | [11 empty] | WLDFR | HFTD - Distribution - Tier 2 - 2QU CoRE ¦ 4QU LoRE | Red Flag Warning - Small Fires | 2035 | 5.2856e-07 | 2.6428e-07 | 6.7958e-07 | 0.087211 | 0.040679 | 0.0017655 | 0.044766 | 0 | 0 | 0 | 0.00044028 |  | 4.6096e-08 | 0 | 4.6096e-08 | 2.3048e-08 | 0 | 2.3048e-08 | 5.9267e-08 | 0 | 5.9267e-08 | [16 empty] | 7.3.1.3 Ignition probability mapping showing the probability of ignition along the electric lines and equipmentWLDFRAggregatedAggregated | WLDFR | HFTD - Distribution - Tier 2 - 2QU CoRE ¦ 5QU LoRE | Non-Red Flag Warning - Catastrophic Fires | Aggregated | Aggregated | 2030 | 2.5993e-06 | 0 | 1453.2434 | 0.0037774 | 2030 | Mitigation | 0.08575 | 30 | 0 | esc | 0.0012005 | 3.1204e-09 | 0.00060025 | 1.5602e-09 | 0.0015435 | 4.012e-09
[35 empty] | 7.3.1.3 Ignition probability mapping showing the probability of ignition along the electric lines and equipment | WLDFR | HFTD - Distribution - Tier 3 - 2QU CoRE ¦ 1QU LoRE | 2048 | 0.16093 | 0.0082461 | 2.459 | 0 | 2.459 | 0.0051328 | 1.5306 | 0 | 1.5306 | 0.0095299 | 2.8418 | 0 | 2.8418 | 0.010008 | 2.9843 | 0 | 2.9843 | 0.39573 | 0.24633 | 0.45734 | 0.48027 | 0.0095299 | 0.0015336 | 2.8418 | 0.45734 | 0 | 0 | 2.8418 | 0.45734 | [11 empty] | WLDFR | HFTD - Distribution - Tier 2 - 2QU CoRE ¦ 4QU LoRE | Red Flag Warning - Small Fires | 2036 | 5.2856e-07 | 2.6428e-07 | 6.7958e-07 | 0.087211 | 0.040679 | 0.0017655 | 0.044766 | 0 | 0 | 0 | 0.00044028 |  | 4.6096e-08 | 0 | 4.6096e-08 | 2.3048e-08 | 0 | 2.3048e-08 | 5.9267e-08 | 0 | 5.9267e-08 | [16 empty] | 7.3.1.3 Ignition probability mapping showing the probability of ignition along the electric lines and equipmentWLDFRAggregatedAggregated | WLDFR | HFTD - Distribution - Tier 2 - 2QU CoRE ¦ 5QU LoRE | Non-Red Flag Warning - Catastrophic Fires | Aggregated | Aggregated | 2031 | 2.5993e-06 | 0 | 1453.2434 | 0.0037774 | 2031 | Mitigation | 0.08575 | 30 | 0 | esc | 0.0012005 | 3.1204e-09 | 0.00060025 | 1.5602e-09 | 0.0015435 | 4.012e-09
[35 empty] | 7.3.1.3 Ignition probability mapping showing the probability of ignition along the electric lines and equipment | WLDFR | HFTD - Distribution - Tier 3 - 2QU CoRE ¦ 1QU LoRE | 2049 | 0.1504 | 0.0082461 | 2.459 | 0 | 2.459 | 0.0051328 | 1.5306 | 0 | 1.5306 | 0.0095299 | 2.8418 | 0 | 2.8418 | 0.010008 | 2.9843 | 0 | 2.9843 | 0.36984 | 0.23021 | 0.42742 | 0.44885 | 0.0095299 | 0.0014333 | 2.8418 | 0.42742 | 0 | 0 | 2.8418 | 0.42742 | [11 empty] | WLDFR | HFTD - Distribution - Tier 2 - 2QU CoRE ¦ 4QU LoRE | Red Flag Warning - Small Fires | 2037 | 5.2856e-07 | 2.6428e-07 | 6.7958e-07 | 0.087211 | 0.040679 | 0.0017655 | 0.044766 | 0 | 0 | 0 | 0.00044028 |  | 4.6096e-08 | 0 | 4.6096e-08 | 2.3048e-08 | 0 | 2.3048e-08 | 5.9267e-08 | 0 | 5.9267e-08 | [16 empty] | 7.3.1.3 Ignition probability mapping showing the probability of ignition along the electric lines and equipmentWLDFRAggregatedAggregated | WLDFR | HFTD - Distribution - Tier 2 - 2QU CoRE ¦ 5QU LoRE | Non-Red Flag Warning - Catastrophic Fires | Aggregated | Aggregated | 2032 | 2.5993e-06 | 0 | 1453.2434 | 0.0037774 | 2032 | Mitigation | 0.08575 | 30 | 0 | esc | 0.0012005 | 3.1204e-09 | 0.00060025 | 1.5602e-09 | 0.0015435 | 4.012e-09
[35 empty] | 7.3.1.3 Ignition probability mapping showing the probability of ignition along the electric lines and equipment | WLDFR | HFTD - Distribution - Tier 3 - 2QU CoRE ¦ 1QU LoRE | 2050 | 0.14056 | 0 | 0 | 0 | 0 | 0.0051328 | 1.5306 | 0 | 1.5306 | 0.0095299 | 2.8418 | 0 | 2.8418 | 0.010008 | 2.9843 | 0 | 2.9843 | 0 | 0.21515 | 0.39946 | 0.41949 | 0.0095299 | 0.0013395 | 2.8418 | 0.39946 | 0 | 0 | 2.8418 | 0.39946 | [11 empty] | WLDFR | HFTD - Distribution - Tier 2 - 2QU CoRE ¦ 4QU LoRE | Red Flag Warning - Small Fires | 2038 | 5.2856e-07 | 2.6428e-07 | 6.7958e-07 | 0.091184 | 0.042438 | 0.0018418 | 0.046905 | 0 | 0 | 0 | 0.00044028 |  | 4.8196e-08 | 0 | 4.8196e-08 | 2.4098e-08 | 0 | 2.4098e-08 | 6.1967e-08 | 0 | 6.1967e-08 | [16 empty] | 7.3.1.3 Ignition probability mapping showing the probability of ignition along the electric lines and equipmentWLDFRAggregatedAggregated | WLDFR | HFTD - Distribution - Tier 2 - 2QU CoRE ¦ 5QU LoRE | Non-Red Flag Warning - Catastrophic Fires | Aggregated | Aggregated | 2033 | 2.5993e-06 | 0 | 1453.2434 | 0.0037774 | 2033 | Mitigation | 0.08575 | 30 | 0 | esc | 0.0012005 | 3.1204e-09 | 0.00060025 | 1.5602e-09 | 0.0015435 | 4.012e-09
[35 empty] | 7.3.1.3 Ignition probability mapping showing the probability of ignition along the electric lines and equipment | WLDFR | HFTD - Distribution - Tier 3 - 2QU CoRE ¦ 1QU LoRE | 2051 | 0.13137 | 0 | 0 | 0 | 0 | 0 | 0 | 0 | 0 | 0.0095299 | 2.8418 | 0 | 2.8418 | 0.010008 | 2.9843 | 0 | 2.9843 | 0 | 0 | 0.37333 | 0.39205 | 0.0095299 | 0.0012519 | 2.8418 | 0.37333 | 0 | 0 | 2.8418 | 0.37333 | [11 empty] | WLDFR | HFTD - Distribution - Tier 2 - 2QU CoRE ¦ 4QU LoRE | Red Flag Warning - Small Fires | 2039 | 5.2856e-07 | 2.6428e-07 | 6.7958e-07 | 0.091184 | 0.042438 | 0.0018418 | 0.046905 | 0 | 0 | 0 | 0.00044028 |  | 4.8196e-08 | 0 | 4.8196e-08 | 2.4098e-08 | 0 | 2.4098e-08 | 6.1967e-08 | 0 | 6.1967e-08 | [16 empty] | 7.3.1.3 Ignition probability mapping showing the probability of ignition along the electric lines and equipmentWLDFRAggregatedAggregated | WLDFR | HFTD - Distribution - Tier 2 - 2QU CoRE ¦ 5QU LoRE | Non-Red Flag Warning - Catastrophic Fires | Aggregated | Aggregated | 2034 | 2.5993e-06 | 0 | 1453.2434 | 0.0037774 | 2034 | Mitigation | 0.08575 | 30 | 0 | esc | 0.0012005 | 3.1204e-09 | 0.00060025 | 1.5602e-09 | 0.0015435 | 4.012e-09
[35 empty] | 7.3.1.3 Ignition probability mapping showing the probability of ignition along the electric lines and equipment | WLDFR | HFTD - Distribution - Tier 3 - 2QU CoRE ¦ 1QU LoRE | 2052 | 0.12277 | 0 | 0 | 0 | 0 | 0 | 0 | 0 | 0 | 0 | 0 | 0 | 0 | 0.010008 | 2.9843 | 0 | 2.9843 | 0 | 0 | 0 | 0.3664 | 0 | 0 | 0 | 0 | 0 | 0 | 0 | 0 | [11 empty] | WLDFR | HFTD - Distribution - Tier 2 - 2QU CoRE ¦ 4QU LoRE | Red Flag Warning - Small Fires | 2040 | 5.2856e-07 | 2.6428e-07 | 6.7958e-07 | 0.091184 | 0.042438 | 0.0018418 | 0.046905 | 0 | 0 | 0 | 0.00044028 |  | 4.8196e-08 | 0 | 4.8196e-08 | 2.4098e-08 | 0 | 2.4098e-08 | 6.1967e-08 | 0 | 6.1967e-08 | [16 empty] | 7.3.1.3 Ignition probability mapping showing the probability of ignition along the electric lines and equipmentWLDFRAggregatedAggregated | WLDFR | HFTD - Distribution - Tier 2 - 2QU CoRE ¦ 5QU LoRE | Non-Red Flag Warning - Catastrophic Fires | Aggregated | Aggregated | 2035 | 2.5993e-06 | 0 | 1453.2434 | 0.0037774 | 2035 | Mitigation | 0.08575 | 30 | 0 | esc | 0.0012005 | 3.1204e-09 | 0.00060025 | 1.5602e-09 | 0.0015435 | 4.012e-09
[35 empty] | 7.3.1.3 Ignition probability mapping showing the probability of ignition along the electric lines and equipment | WLDFR | HFTD - Distribution - Tier 3 - 2QU CoRE ¦ 2QU LoRE | 2020 | 1 | 0.0080326 | 1.7179 | 0 | 1.7179 | 0 | 0 | 0 | 0 | 0 | 0 | 0 | 0 | 0 | 0 | 0 | 0 | 1.7179 | 0 | 0 | 0 | 0 | 0 | 0 | 0 | 0 | 0 | 0 | 0 | [11 empty] | WLDFR | HFTD - Distribution - Tier 2 - 2QU CoRE ¦ 4QU LoRE | Red Flag Warning - Small Fires | 2041 | 5.2856e-07 | 2.6428e-07 | 6.7958e-07 | 0.091184 | 0.042438 | 0.0018418 | 0.046905 | 0 | 0 | 0 | 0.00044028 |  | 4.8196e-08 | 0 | 4.8196e-08 | 2.4098e-08 | 0 | 2.4098e-08 | 6.1967e-08 | 0 | 6.1967e-08 | [16 empty] | 7.3.1.3 Ignition probability mapping showing the probability of ignition along the electric lines and equipmentWLDFRAggregatedAggregated | WLDFR | HFTD - Distribution - Tier 2 - 2QU CoRE ¦ 5QU LoRE | Non-Red Flag Warning - Catastrophic Fires | Aggregated | Aggregated | 2036 | 2.5993e-06 | 0 | 1453.2434 | 0.0037774 | 2036 | Mitigation | 0.08575 | 30 | 0 | esc | 0.0012005 | 3.1204e-09 | 0.00060025 | 1.5602e-09 | 0.0015435 | 4.012e-09
[35 empty] | 7.3.1.3 Ignition probability mapping showing the probability of ignition along the electric lines and equipment | WLDFR | HFTD - Distribution - Tier 3 - 2QU CoRE ¦ 2QU LoRE | 2021 | 1 | 0.0080326 | 1.7179 | 0 | 1.7179 | 0.0049999 | 1.0693 | 0 | 1.0693 | 0 | 0 | 0 | 0 | 0 | 0 | 0 | 0 | 1.7179 | 1.0693 | 0 | 0 | 0 | 0 | 0 | 0 | 0 | 0 | 0 | 0 | [11 empty] | WLDFR | HFTD - Distribution - Tier 2 - 2QU CoRE ¦ 4QU LoRE | Red Flag Warning - Small Fires | 2042 | 5.2856e-07 | 2.6428e-07 | 6.7958e-07 | 0.091184 | 0.042438 | 0.0018418 | 0.046905 | 0 | 0 | 0 | 0.00044028 |  | 4.8196e-08 | 0 | 4.8196e-08 | 2.4098e-08 | 0 | 2.4098e-08 | 6.1967e-08 | 0 | 6.1967e-08 | [16 empty] | 7.3.1.3 Ignition probability mapping showing the probability of ignition along the electric lines and equipmentWLDFRAggregatedAggregated | WLDFR | HFTD - Distribution - Tier 2 - 2QU CoRE ¦ 5QU LoRE | Non-Red Flag Warning - Catastrophic Fires | Aggregated | Aggregated | 2037 | 2.5993e-06 | 0 | 1453.2434 | 0.0037774 | 2037 | Mitigation | 0.08575 | 30 | 0 | esc | 0.0012005 | 3.1204e-09 | 0.00060025 | 1.5602e-09 | 0.0015435 | 4.012e-09
[35 empty] | 7.3.1.3 Ignition probability mapping showing the probability of ignition along the electric lines and equipment | WLDFR | HFTD - Distribution - Tier 3 - 2QU CoRE ¦ 2QU LoRE | 2022 | 0.93458 | 0.0083436 | 1.8211 | 0 | 1.8211 | 0.0051935 | 1.1335 | 0 | 1.1335 | 0.010054 | 2.1945 | 0 | 2.1945 | 0 | 0 | 0 | 0 | 1.702 | 1.0594 | 2.0509 | 0 | 0.010054 | 0.0093965 | 2.1945 | 2.0509 | 0 | 0 | 2.1945 | 2.0509 | [11 empty] | WLDFR | HFTD - Distribution - Tier 2 - 2QU CoRE ¦ 4QU LoRE | Red Flag Warning - Small Fires | 2043 | 5.2856e-07 | 2.6428e-07 | 6.7958e-07 | 0.095486 | 0.044306 | 0.0019228 | 0.049257 | 0 | 0 | 0 | 0.00044028 |  | 5.047e-08 | 0 | 5.047e-08 | 2.5235e-08 | 0 | 2.5235e-08 | 6.489e-08 | 0 | 6.489e-08 | [16 empty] | 7.3.1.3 Ignition probability mapping showing the probability of ignition along the electric lines and equipmentWLDFRAggregatedAggregated | WLDFR | HFTD - Distribution - Tier 2 - 2QU CoRE ¦ 5QU LoRE | Non-Red Flag Warning - Catastrophic Fires | Aggregated | Aggregated | 2038 | 2.5993e-06 | 0 | 1453.2434 | 0.0037774 | 2038 | Mitigation | 0.08575 | 30 | 0 | esc | 0.0012005 | 3.1204e-09 | 0.00060025 | 1.5602e-09 | 0.0015435 | 4.012e-09
[35 empty] | 7.3.1.3 Ignition probability mapping showing the probability of ignition along the electric lines and equipment | WLDFR | HFTD - Distribution - Tier 3 - 2QU CoRE ¦ 2QU LoRE | 2023 | 0.87344 | 0.0083436 | 1.8878 | 0 | 1.8878 | 0.0051935 | 1.1751 | 0 | 1.1751 | 0.010054 | 2.2749 | 0 | 2.2749 | 0.010558 | 2.389 | 0 | 2.389 | 1.6489 | 1.0264 | 1.987 | 2.0866 | 0.010054 | 0.0087818 | 2.2749 | 1.987 | 0 | 0 | 2.2749 | 1.987 | [11 empty] | WLDFR | HFTD - Distribution - Tier 2 - 2QU CoRE ¦ 4QU LoRE | Red Flag Warning - Small Fires | 2044 | 5.2856e-07 | 2.6428e-07 | 6.7958e-07 | 0.095486 | 0.044306 | 0.0019228 | 0.049257 | 0 | 0 | 0 | 0.00044028 |  | 5.047e-08 | 0 | 5.047e-08 | 2.5235e-08 | 0 | 2.5235e-08 | 6.489e-08 | 0 | 6.489e-08 | [16 empty] | 7.3.1.3 Ignition probability mapping showing the probability of ignition along the electric lines and equipmentWLDFRAggregatedAggregated | WLDFR | HFTD - Distribution - Tier 2 - 2QU CoRE ¦ 5QU LoRE | Non-Red Flag Warning - Catastrophic Fires | Aggregated | Aggregated | 2039 | 2.5993e-06 | 0 | 1453.2434 | 0.0037774 | 2039 | Mitigation | 0.08575 | 30 | 0 | esc | 0.0012005 | 3.1204e-09 | 0.00060025 | 1.5602e-09 | 0.0015435 | 4.012e-09
[35 empty] | 7.3.1.3 Ignition probability mapping showing the probability of ignition along the electric lines and equipment | WLDFR | HFTD - Distribution - Tier 3 - 2QU CoRE ¦ 2QU LoRE | 2024 | 0.8163 | 0.0083436 | 1.8878 | 0 | 1.8878 | 0.0051935 | 1.1751 | 0 | 1.1751 | 0.010054 | 2.2749 | 0 | 2.2749 | 0.010558 | 2.389 | 0 | 2.389 | 1.541 | 0.95922 | 1.857 | 1.9501 | 0.010054 | 0.0082073 | 2.2749 | 1.857 | 0 | 0 | 2.2749 | 1.857 | [11 empty] | WLDFR | HFTD - Distribution - Tier 2 - 2QU CoRE ¦ 4QU LoRE | Red Flag Warning - Small Fires | 2045 | 5.2856e-07 | 2.6428e-07 | 6.7958e-07 | 0.095486 | 0.044306 | 0.0019228 | 0.049257 | 0 | 0 | 0 | 0.00044028 |  | 5.047e-08 | 0 | 5.047e-08 | 2.5235e-08 | 0 | 2.5235e-08 | 6.489e-08 | 0 | 6.489e-08 | [16 empty] | 7.3.1.3 Ignition probability mapping showing the probability of ignition along the electric lines and equipmentWLDFRAggregatedAggregated | WLDFR | HFTD - Distribution - Tier 2 - 2QU CoRE ¦ 5QU LoRE | Non-Red Flag Warning - Catastrophic Fires | Aggregated | Aggregated | 2040 | 2.5993e-06 | 0 | 1453.2434 | 0.0037774 | 2040 | Mitigation | 0.08575 | 30 | 0 | esc | 0.0012005 | 3.1204e-09 | 0.00060025 | 1.5602e-09 | 0.0015435 | 4.012e-09
[35 empty] | 7.3.1.3 Ignition probability mapping showing the probability of ignition along the electric lines and equipment | WLDFR | HFTD - Distribution - Tier 3 - 2QU CoRE ¦ 2QU LoRE | 2025 | 0.7629 | 0.0083436 | 1.8878 | 0 | 1.8878 | 0.0051935 | 1.1751 | 0 | 1.1751 | 0.010054 | 2.2749 | 0 | 2.2749 | 0.010558 | 2.389 | 0 | 2.389 | 1.4402 | 0.89646 | 1.7355 | 1.8225 | 0.010054 | 0.0076704 | 2.2749 | 1.7355 | 0 | 0 | 2.2749 | 1.7355 | [11 empty] | WLDFR | HFTD - Distribution - Tier 2 - 2QU CoRE ¦ 4QU LoRE | Red Flag Warning - Small Fires | 2046 | 5.2856e-07 | 2.6428e-07 | 6.7958e-07 | 0.095486 | 0.044306 | 0.0019228 | 0.049257 | 0 | 0 | 0 | 0.00044028 |  | 5.047e-08 | 0 | 5.047e-08 | 2.5235e-08 | 0 | 2.5235e-08 | 6.489e-08 | 0 | 6.489e-08 | [16 empty] | 7.3.1.3 Ignition probability mapping showing the probability of ignition along the electric lines and equipmentWLDFRAggregatedAggregated | WLDFR | HFTD - Distribution - Tier 2 - 2QU CoRE ¦ 5QU LoRE | Non-Red Flag Warning - Catastrophic Fires | Aggregated | Aggregated | 2041 | 2.5993e-06 | 0 | 1453.2434 | 0.0037774 | 2041 | Mitigation | 0.08575 | 30 | 0 | esc | 0.0012005 | 3.1204e-09 | 0.00060025 | 1.5602e-09 | 0.0015435 | 4.012e-09
[35 empty] | 7.3.1.3 Ignition probability mapping showing the probability of ignition along the electric lines and equipment | WLDFR | HFTD - Distribution - Tier 3 - 2QU CoRE ¦ 2QU LoRE | 2026 | 0.71299 | 0.0083436 | 1.8878 | 0 | 1.8878 | 0.0051935 | 1.1751 | 0 | 1.1751 | 0.010054 | 2.2749 | 0 | 2.2749 | 0.010558 | 2.389 | 0 | 2.389 | 1.346 | 0.83782 | 1.622 | 1.7033 | 0.010054 | 0.0071686 | 2.2749 | 1.622 | 0 | 0 | 2.2749 | 1.622 | [11 empty] | WLDFR | HFTD - Distribution - Tier 2 - 2QU CoRE ¦ 4QU LoRE | Red Flag Warning - Small Fires | 2047 | 5.2856e-07 | 2.6428e-07 | 6.7958e-07 | 0.095486 | 0.044306 | 0.0019228 | 0.049257 | 0 | 0 | 0 | 0.00044028 |  | 5.047e-08 | 0 | 5.047e-08 | 2.5235e-08 | 0 | 2.5235e-08 | 6.489e-08 | 0 | 6.489e-08 | [16 empty] | 7.3.1.3 Ignition probability mapping showing the probability of ignition along the electric lines and equipmentWLDFRAggregatedAggregated | WLDFR | HFTD - Distribution - Tier 2 - 2QU CoRE ¦ 5QU LoRE | Non-Red Flag Warning - Catastrophic Fires | Aggregated | Aggregated | 2042 | 2.5993e-06 | 0 | 1453.2434 | 0.0037774 | 2042 | Mitigation | 0.08575 | 30 | 0 | esc | 0.0012005 | 3.1204e-09 | 0.00060025 | 1.5602e-09 | 0.0015435 | 4.012e-09
[35 empty] | 7.3.1.3 Ignition probability mapping showing the probability of ignition along the electric lines and equipment | WLDFR | HFTD - Distribution - Tier 3 - 2QU CoRE ¦ 2QU LoRE | 2027 | 0.66634 | 0.0083436 | 1.8878 | 0 | 1.8878 | 0.0051935 | 1.1751 | 0 | 1.1751 | 0.010054 | 2.2749 | 0 | 2.2749 | 0.010558 | 2.389 | 0 | 2.389 | 1.2579 | 0.78301 | 1.5159 | 1.5919 | 0.010054 | 0.0066996 | 2.2749 | 1.5159 | 0 | 0 | 2.2749 | 1.5159 | [11 empty] | WLDFR | HFTD - Distribution - Tier 2 - 2QU CoRE ¦ 4QU LoRE | Red Flag Warning - Small Fires | 2048 | 5.2856e-07 | 2.6428e-07 | 6.7958e-07 | 0.10007 | 0.04626 | 0.0020076 | 0.051804 | 0 | 0 | 0 | 0.00044028 |  | 5.2894e-08 | 0 | 5.2894e-08 | 2.6447e-08 | 0 | 2.6447e-08 | 6.8006e-08 | 0 | 6.8006e-08 | [16 empty] | 7.3.1.3 Ignition probability mapping showing the probability of ignition along the electric lines and equipmentWLDFRAggregatedAggregated | WLDFR | HFTD - Distribution - Tier 2 - 2QU CoRE ¦ 5QU LoRE | Non-Red Flag Warning - Catastrophic Fires | Aggregated | Aggregated | 2043 | 2.5993e-06 | 0 | 1453.2434 | 0.0037774 | 2043 | Mitigation | 0.08575 | 30 | 0 | esc | 0.0012005 | 3.1204e-09 | 0.00060025 | 1.5602e-09 | 0.0015435 | 4.012e-09
[35 empty] | 7.3.1.3 Ignition probability mapping showing the probability of ignition along the electric lines and equipment | WLDFR | HFTD - Distribution - Tier 3 - 2QU CoRE ¦ 2QU LoRE | 2028 | 0.62275 | 0.0083436 | 1.9719 | 0 | 1.9719 | 0.0051935 | 1.2274 | 0 | 1.2274 | 0.010054 | 2.3762 | 0 | 2.3762 | 0.010558 | 2.4954 | 0 | 2.4954 | 1.228 | 0.76437 | 1.4798 | 1.554 | 0.010054 | 0.0062613 | 2.3762 | 1.4798 | 0 | 0 | 2.3762 | 1.4798 | [11 empty] | WLDFR | HFTD - Distribution - Tier 2 - 2QU CoRE ¦ 4QU LoRE | Red Flag Warning - Small Fires | 2049 | 5.2856e-07 | 2.6428e-07 | 6.7958e-07 | 0.10007 | 0.04626 | 0.0020076 | 0.051804 | 0 | 0 | 0 | 0.00044028 |  | 5.2894e-08 | 0 | 5.2894e-08 | 2.6447e-08 | 0 | 2.6447e-08 | 6.8006e-08 | 0 | 6.8006e-08 | [16 empty] | 7.3.1.3 Ignition probability mapping showing the probability of ignition along the electric lines and equipmentWLDFRAggregatedAggregated | WLDFR | HFTD - Distribution - Tier 2 - 2QU CoRE ¦ 5QU LoRE | Non-Red Flag Warning - Catastrophic Fires | Aggregated | Aggregated | 2044 | 2.5993e-06 | 0 | 1453.2434 | 0.0037774 | 2044 | Mitigation | 0.08575 | 30 | 0 | esc | 0.0012005 | 3.1204e-09 | 0.00060025 | 1.5602e-09 | 0.0015435 | 4.012e-09
[35 empty] | 7.3.1.3 Ignition probability mapping showing the probability of ignition along the electric lines and equipment | WLDFR | HFTD - Distribution - Tier 3 - 2QU CoRE ¦ 2QU LoRE | 2029 | 0.58201 | 0.0083436 | 1.9719 | 0 | 1.9719 | 0.0051935 | 1.2274 | 0 | 1.2274 | 0.010054 | 2.3762 | 0 | 2.3762 | 0.010558 | 2.4954 | 0 | 2.4954 | 1.1477 | 0.71437 | 1.383 | 1.4523 | 0.010054 | 0.0058517 | 2.3762 | 1.383 | 0 | 0 | 2.3762 | 1.383 | [11 empty] | WLDFR | HFTD - Distribution - Tier 2 - 2QU CoRE ¦ 4QU LoRE | Red Flag Warning - Small Fires | 2050 | 0 | 2.6428e-07 | 6.7958e-07 | 0.10007 | 0.04626 | 0.0020076 | 0.051804 | 0 | 0 | 0 | 0.00044028 |  | 0 | 0 | 0 | 2.6447e-08 | 0 | 2.6447e-08 | 6.8006e-08 | 0 | 6.8006e-08 | [16 empty] | 7.3.1.3 Ignition probability mapping showing the probability of ignition along the electric lines and equipmentWLDFRAggregatedAggregated | WLDFR | HFTD - Distribution - Tier 2 - 2QU CoRE ¦ 5QU LoRE | Non-Red Flag Warning - Catastrophic Fires | Aggregated | Aggregated | 2045 | 2.5993e-06 | 0 | 1453.2434 | 0.0037774 | 2045 | Mitigation | 0.08575 | 30 | 0 | esc | 0.0012005 | 3.1204e-09 | 0.00060025 | 1.5602e-09 | 0.0015435 | 4.012e-09
[35 empty] | 7.3.1.3 Ignition probability mapping showing the probability of ignition along the electric lines and equipment | WLDFR | HFTD - Distribution - Tier 3 - 2QU CoRE ¦ 2QU LoRE | 2030 | 0.54393 | 0.0083436 | 1.9719 | 0 | 1.9719 | 0.0051935 | 1.2274 | 0 | 1.2274 | 0.010054 | 2.3762 | 0 | 2.3762 | 0.010558 | 2.4954 | 0 | 2.4954 | 1.0726 | 0.66763 | 1.2925 | 1.3573 | 0.010054 | 0.0054689 | 2.3762 | 1.2925 | 0 | 0 | 2.3762 | 1.2925 | [11 empty] | WLDFR | HFTD - Distribution - Tier 2 - 2QU CoRE ¦ 4QU LoRE | Red Flag Warning - Small Fires | 2051 | 0 | 0 | 6.7958e-07 | 0.10007 | 0.04626 | 0.0020076 | 0.051804 | 0 | 0 | 0 | 0.00044028 |  | 0 | 0 | 0 | 0 | 0 | 0 | 6.8006e-08 | 0 | 6.8006e-08 | [16 empty] | 7.3.1.3 Ignition probability mapping showing the probability of ignition along the electric lines and equipmentWLDFRAggregatedAggregated | WLDFR | HFTD - Distribution - Tier 2 - 2QU CoRE ¦ 5QU LoRE | Non-Red Flag Warning - Catastrophic Fires | Aggregated | Aggregated | 2046 | 2.5993e-06 | 0 | 1453.2434 | 0.0037774 | 2046 | Mitigation | 0.08575 | 30 | 0 | esc | 0.0012005 | 3.1204e-09 | 0.00060025 | 1.5602e-09 | 0.0015435 | 4.012e-09
[35 empty] | 7.3.1.3 Ignition probability mapping showing the probability of ignition along the electric lines and equipment | WLDFR | HFTD - Distribution - Tier 3 - 2QU CoRE ¦ 2QU LoRE | 2031 | 0.50835 | 0.0083436 | 1.9719 | 0 | 1.9719 | 0.0051935 | 1.2274 | 0 | 1.2274 | 0.010054 | 2.3762 | 0 | 2.3762 | 0.010558 | 2.4954 | 0 | 2.4954 | 1.0024 | 0.62396 | 1.2079 | 1.2685 | 0.010054 | 0.0051111 | 2.3762 | 1.2079 | 0 | 0 | 2.3762 | 1.2079 | [11 empty] | WLDFR | HFTD - Distribution - Tier 2 - 2QU CoRE ¦ 4QU LoRE | Seismic - Non-Red Flag Warning - Catastrophic Fires | 2020 | 2.0655e-13 | 0 | 0 | 21083.8428 | 409.2237 | 13469.0878 | 7205.5313 | 0 | 0 | 0 | 1.7205e-10 |  | 4.3548e-09 | 0 | 4.3548e-09 | 0 | 0 | 0 | 0 | 0 | 0 | [16 empty] | 7.3.1.3 Ignition probability mapping showing the probability of ignition along the electric lines and equipmentWLDFRAggregatedAggregated | WLDFR | HFTD - Distribution - Tier 2 - 2QU CoRE ¦ 5QU LoRE | Non-Red Flag Warning - Catastrophic Fires | Aggregated | Aggregated | 2047 | 2.5993e-06 | 0 | 1453.2434 | 0.0037774 | 2047 | Mitigation | 0.08575 | 30 | 0 | esc | 0.0012005 | 3.1204e-09 | 0.00060025 | 1.5602e-09 | 0.0015435 | 4.012e-09
[35 empty] | 7.3.1.3 Ignition probability mapping showing the probability of ignition along the electric lines and equipment | WLDFR | HFTD - Distribution - Tier 3 - 2QU CoRE ¦ 2QU LoRE | 2032 | 0.47509 | 0.0083436 | 1.9719 | 0 | 1.9719 | 0.0051935 | 1.2274 | 0 | 1.2274 | 0.010054 | 2.3762 | 0 | 2.3762 | 0.010558 | 2.4954 | 0 | 2.4954 | 0.93684 | 0.58314 | 1.1289 | 1.1855 | 0.010054 | 0.0047767 | 2.3762 | 1.1289 | 0 | 0 | 2.3762 | 1.1289 | [11 empty] | WLDFR | HFTD - Distribution - Tier 2 - 2QU CoRE ¦ 4QU LoRE | Seismic - Non-Red Flag Warning - Catastrophic Fires | 2021 | 2.0655e-13 | 1.0327e-13 | 0 | 21083.8428 | 409.2237 | 13469.0878 | 7205.5313 | 0 | 0 | 0 | 1.7205e-10 |  | 4.3548e-09 | 0 | 4.3548e-09 | 2.1774e-09 | 0 | 2.1774e-09 | 0 | 0 | 0 | [16 empty] | 7.3.1.3 Ignition probability mapping showing the probability of ignition along the electric lines and equipmentWLDFRAggregatedAggregated | WLDFR | HFTD - Distribution - Tier 2 - 2QU CoRE ¦ 5QU LoRE | Non-Red Flag Warning - Catastrophic Fires | Aggregated | Aggregated | 2048 | 2.5993e-06 | 0 | 1453.2434 | 0.0037774 | 2048 | Mitigation | 0.08575 | 30 | 0 | esc | 0.0012005 | 3.1204e-09 | 0.00060025 | 1.5602e-09 | 0.0015435 | 4.012e-09
[35 empty] | 7.3.1.3 Ignition probability mapping showing the probability of ignition along the electric lines and equipment | WLDFR | HFTD - Distribution - Tier 3 - 2QU CoRE ¦ 2QU LoRE | 2033 | 0.44401 | 0.0083436 | 2.0653 | 0 | 2.0653 | 0.0051935 | 1.2856 | 0 | 1.2856 | 0.010054 | 2.4888 | 0 | 2.4888 | 0.010558 | 2.6136 | 0 | 2.6136 | 0.91704 | 0.57081 | 1.1051 | 1.1605 | 0.010054 | 0.0044642 | 2.4888 | 1.1051 | 0 | 0 | 2.4888 | 1.1051 | [11 empty] | WLDFR | HFTD - Distribution - Tier 2 - 2QU CoRE ¦ 4QU LoRE | Seismic - Non-Red Flag Warning - Catastrophic Fires | 2022 | 2.0655e-13 | 1.0327e-13 | 2.6556e-13 | 21083.8428 | 409.2237 | 13469.0878 | 7205.5313 | 0 | 0 | 0 | 1.7205e-10 |  | 4.3548e-09 | 0 | 4.3548e-09 | 2.1774e-09 | 0 | 2.1774e-09 | 5.5991e-09 | 0 | 5.5991e-09 | [16 empty] | 7.3.1.3 Ignition probability mapping showing the probability of ignition along the electric lines and equipmentWLDFRAggregatedAggregated | WLDFR | HFTD - Distribution - Tier 2 - 2QU CoRE ¦ 5QU LoRE | Non-Red Flag Warning - Catastrophic Fires | Aggregated | Aggregated | 2049 | 2.5993e-06 | 0 | 1453.2434 | 0.0037774 | 2049 | Mitigation | 0.08575 | 30 | 0 | esc | 0.0012005 | 3.1204e-09 | 0.00060025 | 1.5602e-09 | 0.0015435 | 4.012e-09
[35 empty] | 7.3.1.3 Ignition probability mapping showing the probability of ignition along the electric lines and equipment | WLDFR | HFTD - Distribution - Tier 3 - 2QU CoRE ¦ 2QU LoRE | 2034 | 0.41496 | 0.0083436 | 2.0653 | 0 | 2.0653 | 0.0051935 | 1.2856 | 0 | 1.2856 | 0.010054 | 2.4888 | 0 | 2.4888 | 0.010558 | 2.6136 | 0 | 2.6136 | 0.85704 | 0.53347 | 1.0328 | 1.0846 | 0.010054 | 0.0041722 | 2.4888 | 1.0328 | 0 | 0 | 2.4888 | 1.0328 | [11 empty] | WLDFR | HFTD - Distribution - Tier 2 - 2QU CoRE ¦ 4QU LoRE | Seismic - Non-Red Flag Warning - Catastrophic Fires | 2023 | 2.0655e-13 | 1.0327e-13 | 2.6556e-13 | 21835.9781 | 428.6023 | 13939.561 | 7467.8148 | 0 | 0 | 0 | 1.7205e-10 |  | 4.5102e-09 | 0 | 4.5102e-09 | 2.2551e-09 | 0 | 2.2551e-09 | 5.7988e-09 | 0 | 5.7988e-09 | [16 empty] | 7.3.1.3 Ignition probability mapping showing the probability of ignition along the electric lines and equipmentWLDFRAggregatedAggregated | WLDFR | HFTD - Distribution - Tier 2 - 2QU CoRE ¦ 5QU LoRE | Non-Red Flag Warning - Catastrophic Fires | Aggregated | Aggregated | 2050 | 2.5993e-06 | 0 | 1453.2434 | 0.0037774 | 2050 | Mitigation | 0.08575 | 30 | 0 | esc | 0 | 0 | 0.00060025 | 1.5602e-09 | 0.0015435 | 4.012e-09
[35 empty] | 7.3.1.3 Ignition probability mapping showing the probability of ignition along the electric lines and equipment | WLDFR | HFTD - Distribution - Tier 3 - 2QU CoRE ¦ 2QU LoRE | 2035 | 0.38782 | 0.0083436 | 2.0653 | 0 | 2.0653 | 0.0051935 | 1.2856 | 0 | 1.2856 | 0.010054 | 2.4888 | 0 | 2.4888 | 0.010558 | 2.6136 | 0 | 2.6136 | 0.80098 | 0.49857 | 0.9652 | 1.0136 | 0.010054 | 0.0038992 | 2.4888 | 0.9652 | 0 | 0 | 2.4888 | 0.9652 | [11 empty] | WLDFR | HFTD - Distribution - Tier 2 - 2QU CoRE ¦ 4QU LoRE | Seismic - Non-Red Flag Warning - Catastrophic Fires | 2024 | 2.0655e-13 | 1.0327e-13 | 2.6556e-13 | 21835.9781 | 428.6023 | 13939.561 | 7467.8148 | 0 | 0 | 0 | 1.7205e-10 |  | 4.5102e-09 | 0 | 4.5102e-09 | 2.2551e-09 | 0 | 2.2551e-09 | 5.7988e-09 | 0 | 5.7988e-09 | [16 empty] | 7.3.1.3 Ignition probability mapping showing the probability of ignition along the electric lines and equipmentWLDFRAggregatedAggregated | WLDFR | HFTD - Distribution - Tier 2 - 2QU CoRE ¦ 5QU LoRE | Non-Red Flag Warning - Catastrophic Fires | Aggregated | Aggregated | 2051 | 2.5993e-06 | 0 | 1453.2434 | 0.0037774 | 2051 | Mitigation | 0.08575 | 30 | 0 | esc | 0 | 0 | 0 | 0 | 0.0015435 | 4.012e-09
[35 empty] | 7.3.1.3 Ignition probability mapping showing the probability of ignition along the electric lines and equipment | WLDFR | HFTD - Distribution - Tier 3 - 2QU CoRE ¦ 2QU LoRE | 2036 | 0.36245 | 0.0083436 | 2.0653 | 0 | 2.0653 | 0.0051935 | 1.2856 | 0 | 1.2856 | 0.010054 | 2.4888 | 0 | 2.4888 | 0.010558 | 2.6136 | 0 | 2.6136 | 0.74858 | 0.46595 | 0.90206 | 0.94729 | 0.010054 | 0.0036441 | 2.4888 | 0.90206 | 0 | 0 | 2.4888 | 0.90206 | [11 empty] | WLDFR | HFTD - Distribution - Tier 2 - 2QU CoRE ¦ 4QU LoRE | Seismic - Non-Red Flag Warning - Catastrophic Fires | 2025 | 2.0655e-13 | 1.0327e-13 | 2.6556e-13 | 21835.9781 | 428.6023 | 13939.561 | 7467.8148 | 0 | 0 | 0 | 1.7205e-10 |  | 4.5102e-09 | 0 | 4.5102e-09 | 2.2551e-09 | 0 | 2.2551e-09 | 5.7988e-09 | 0 | 5.7988e-09 | [16 empty] | 7.3.1.3 Ignition probability mapping showing the probability of ignition along the electric lines and equipmentWLDFRAggregatedAggregated | WLDFR | HFTD - Distribution - Tier 2 - 2QU CoRE ¦ 5QU LoRE | Non-Red Flag Warning - Destructive Fires | Aggregated | Aggregated | 2021 | 2.3653e-06 | 0 | 1453.2434 | 0.0034374 | 2021 | Mitigation | 0.08575 | 30 | 0 | esc | 0.0012005 | 2.8396e-09 | 0.00060025 | 1.4198e-09 | 0 | 0
[35 empty] | 7.3.1.3 Ignition probability mapping showing the probability of ignition along the electric lines and equipment | WLDFR | HFTD - Distribution - Tier 3 - 2QU CoRE ¦ 2QU LoRE | 2037 | 0.33873 | 0.0083436 | 2.0653 | 0 | 2.0653 | 0.0051935 | 1.2856 | 0 | 1.2856 | 0.010054 | 2.4888 | 0 | 2.4888 | 0.010558 | 2.6136 | 0 | 2.6136 | 0.6996 | 0.43547 | 0.84305 | 0.88532 | 0.010054 | 0.0034057 | 2.4888 | 0.84305 | 0 | 0 | 2.4888 | 0.84305 | [11 empty] | WLDFR | HFTD - Distribution - Tier 2 - 2QU CoRE ¦ 4QU LoRE | Seismic - Non-Red Flag Warning - Catastrophic Fires | 2026 | 2.0655e-13 | 1.0327e-13 | 2.6556e-13 | 21835.9781 | 428.6023 | 13939.561 | 7467.8148 | 0 | 0 | 0 | 1.7205e-10 |  | 4.5102e-09 | 0 | 4.5102e-09 | 2.2551e-09 | 0 | 2.2551e-09 | 5.7988e-09 | 0 | 5.7988e-09 | [16 empty] | 7.3.1.3 Ignition probability mapping showing the probability of ignition along the electric lines and equipmentWLDFRAggregatedAggregated | WLDFR | HFTD - Distribution - Tier 2 - 2QU CoRE ¦ 5QU LoRE | Non-Red Flag Warning - Destructive Fires | Aggregated | Aggregated | 2022 | 2.3653e-06 | 0 | 1453.2434 | 0.0034374 | 2022 | Mitigation | 0.08575 | 30 | 0 | esc | 0.0012005 | 2.8396e-09 | 0.00060025 | 1.4198e-09 | 0.0015435 | 3.6509e-09
[35 empty] | 7.3.1.3 Ignition probability mapping showing the probability of ignition along the electric lines and equipment | WLDFR | HFTD - Distribution - Tier 3 - 2QU CoRE ¦ 2QU LoRE | 2038 | 0.31657 | 0.0083436 | 2.1668 | 0 | 2.1668 | 0.0051935 | 1.3487 | 0 | 1.3487 | 0.010054 | 2.611 | 0 | 2.611 | 0.010558 | 2.742 | 0 | 2.742 | 0.68594 | 0.42697 | 0.82659 | 0.86804 | 0.010054 | 0.0031829 | 2.611 | 0.82659 | 0 | 0 | 2.611 | 0.82659 | [11 empty] | WLDFR | HFTD - Distribution - Tier 2 - 2QU CoRE ¦ 4QU LoRE | Seismic - Non-Red Flag Warning - Catastrophic Fires | 2027 | 2.0655e-13 | 1.0327e-13 | 2.6556e-13 | 21835.9781 | 428.6023 | 13939.561 | 7467.8148 | 0 | 0 | 0 | 1.7205e-10 |  | 4.5102e-09 | 0 | 4.5102e-09 | 2.2551e-09 | 0 | 2.2551e-09 | 5.7988e-09 | 0 | 5.7988e-09 | [16 empty] | 7.3.1.3 Ignition probability mapping showing the probability of ignition along the electric lines and equipmentWLDFRAggregatedAggregated | WLDFR | HFTD - Distribution - Tier 2 - 2QU CoRE ¦ 5QU LoRE | Non-Red Flag Warning - Destructive Fires | Aggregated | Aggregated | 2023 | 2.3653e-06 | 0 | 1453.2434 | 0.0034374 | 2023 | Mitigation | 0.08575 | 30 | 0 | esc | 0.0012005 | 2.8396e-09 | 0.00060025 | 1.4198e-09 | 0.0015435 | 3.6509e-09
[35 empty] | 7.3.1.3 Ignition probability mapping showing the probability of ignition along the electric lines and equipment | WLDFR | HFTD - Distribution - Tier 3 - 2QU CoRE ¦ 2QU LoRE | 2039 | 0.29586 | 0.0083436 | 2.1668 | 0 | 2.1668 | 0.0051935 | 1.3487 | 0 | 1.3487 | 0.010054 | 2.611 | 0 | 2.611 | 0.010558 | 2.742 | 0 | 2.742 | 0.64107 | 0.39904 | 0.77251 | 0.81125 | 0.010054 | 0.0029747 | 2.611 | 0.77251 | 0 | 0 | 2.611 | 0.77251 | [11 empty] | WLDFR | HFTD - Distribution - Tier 2 - 2QU CoRE ¦ 4QU LoRE | Seismic - Non-Red Flag Warning - Catastrophic Fires | 2028 | 2.0655e-13 | 1.0327e-13 | 2.6556e-13 | 22783.187 | 453.261 | 14531.3357 | 7798.5904 | 0 | 0 | 0 | 1.7205e-10 |  | 4.7058e-09 | 0 | 4.7058e-09 | 2.3529e-09 | 0 | 2.3529e-09 | 6.0504e-09 | 0 | 6.0504e-09 | [16 empty] | 7.3.1.3 Ignition probability mapping showing the probability of ignition along the electric lines and equipmentWLDFRAggregatedAggregated | WLDFR | HFTD - Distribution - Tier 2 - 2QU CoRE ¦ 5QU LoRE | Non-Red Flag Warning - Destructive Fires | Aggregated | Aggregated | 2024 | 2.3653e-06 | 0 | 1453.2434 | 0.0034374 | 2024 | Mitigation | 0.08575 | 30 | 0 | esc | 0.0012005 | 2.8396e-09 | 0.00060025 | 1.4198e-09 | 0.0015435 | 3.6509e-09
[35 empty] | 7.3.1.3 Ignition probability mapping showing the probability of ignition along the electric lines and equipment | WLDFR | HFTD - Distribution - Tier 3 - 2QU CoRE ¦ 2QU LoRE | 2040 | 0.27651 | 0.0083436 | 2.1668 | 0 | 2.1668 | 0.0051935 | 1.3487 | 0 | 1.3487 | 0.010054 | 2.611 | 0 | 2.611 | 0.010558 | 2.742 | 0 | 2.742 | 0.59913 | 0.37293 | 0.72197 | 0.75818 | 0.010054 | 0.0027801 | 2.611 | 0.72197 | 0 | 0 | 2.611 | 0.72197 | [11 empty] | WLDFR | HFTD - Distribution - Tier 2 - 2QU CoRE ¦ 4QU LoRE | Seismic - Non-Red Flag Warning - Catastrophic Fires | 2029 | 2.0655e-13 | 1.0327e-13 | 2.6556e-13 | 22783.187 | 453.261 | 14531.3357 | 7798.5904 | 0 | 0 | 0 | 1.7205e-10 |  | 4.7058e-09 | 0 | 4.7058e-09 | 2.3529e-09 | 0 | 2.3529e-09 | 6.0504e-09 | 0 | 6.0504e-09 | [16 empty] | 7.3.1.3 Ignition probability mapping showing the probability of ignition along the electric lines and equipmentWLDFRAggregatedAggregated | WLDFR | HFTD - Distribution - Tier 2 - 2QU CoRE ¦ 5QU LoRE | Non-Red Flag Warning - Destructive Fires | Aggregated | Aggregated | 2025 | 2.3653e-06 | 0 | 1453.2434 | 0.0034374 | 2025 | Mitigation | 0.08575 | 30 | 0 | esc | 0.0012005 | 2.8396e-09 | 0.00060025 | 1.4198e-09 | 0.0015435 | 3.6509e-09
[35 empty] | 7.3.1.3 Ignition probability mapping showing the probability of ignition along the electric lines and equipment | WLDFR | HFTD - Distribution - Tier 3 - 2QU CoRE ¦ 2QU LoRE | 2041 | 0.25842 | 0.0083436 | 2.1668 | 0 | 2.1668 | 0.0051935 | 1.3487 | 0 | 1.3487 | 0.010054 | 2.611 | 0 | 2.611 | 0.010558 | 2.742 | 0 | 2.742 | 0.55994 | 0.34853 | 0.67474 | 0.70858 | 0.010054 | 0.0025982 | 2.611 | 0.67474 | 0 | 0 | 2.611 | 0.67474 | [11 empty] | WLDFR | HFTD - Distribution - Tier 2 - 2QU CoRE ¦ 4QU LoRE | Seismic - Non-Red Flag Warning - Catastrophic Fires | 2030 | 2.0655e-13 | 1.0327e-13 | 2.6556e-13 | 22783.187 | 453.261 | 14531.3357 | 7798.5904 | 0 | 0 | 0 | 1.7205e-10 |  | 4.7058e-09 | 0 | 4.7058e-09 | 2.3529e-09 | 0 | 2.3529e-09 | 6.0504e-09 | 0 | 6.0504e-09 | [16 empty] | 7.3.1.3 Ignition probability mapping showing the probability of ignition along the electric lines and equipmentWLDFRAggregatedAggregated | WLDFR | HFTD - Distribution - Tier 2 - 2QU CoRE ¦ 5QU LoRE | Non-Red Flag Warning - Destructive Fires | Aggregated | Aggregated | 2026 | 2.3653e-06 | 0 | 1453.2434 | 0.0034374 | 2026 | Mitigation | 0.08575 | 30 | 0 | esc | 0.0012005 | 2.8396e-09 | 0.00060025 | 1.4198e-09 | 0.0015435 | 3.6509e-09
[35 empty] | 7.3.1.3 Ignition probability mapping showing the probability of ignition along the electric lines and equipment | WLDFR | HFTD - Distribution - Tier 3 - 2QU CoRE ¦ 2QU LoRE | 2042 | 0.24151 | 0.0083436 | 2.1668 | 0 | 2.1668 | 0.0051935 | 1.3487 | 0 | 1.3487 | 0.010054 | 2.611 | 0 | 2.611 | 0.010558 | 2.742 | 0 | 2.742 | 0.5233 | 0.32573 | 0.6306 | 0.66222 | 0.010054 | 0.0024282 | 2.611 | 0.6306 | 0 | 0 | 2.611 | 0.6306 | [11 empty] | WLDFR | HFTD - Distribution - Tier 2 - 2QU CoRE ¦ 4QU LoRE | Seismic - Non-Red Flag Warning - Catastrophic Fires | 2031 | 2.0655e-13 | 1.0327e-13 | 2.6556e-13 | 22783.187 | 453.261 | 14531.3357 | 7798.5904 | 0 | 0 | 0 | 1.7205e-10 |  | 4.7058e-09 | 0 | 4.7058e-09 | 2.3529e-09 | 0 | 2.3529e-09 | 6.0504e-09 | 0 | 6.0504e-09 | [16 empty] | 7.3.1.3 Ignition probability mapping showing the probability of ignition along the electric lines and equipmentWLDFRAggregatedAggregated | WLDFR | HFTD - Distribution - Tier 2 - 2QU CoRE ¦ 5QU LoRE | Non-Red Flag Warning - Destructive Fires | Aggregated | Aggregated | 2027 | 2.3653e-06 | 0 | 1453.2434 | 0.0034374 | 2027 | Mitigation | 0.08575 | 30 | 0 | esc | 0.0012005 | 2.8396e-09 | 0.00060025 | 1.4198e-09 | 0.0015435 | 3.6509e-09
[35 empty] | 7.3.1.3 Ignition probability mapping showing the probability of ignition along the electric lines and equipment | WLDFR | HFTD - Distribution - Tier 3 - 2QU CoRE ¦ 2QU LoRE | 2043 | 0.22571 | 0.0083436 | 2.2748 | 0 | 2.2748 | 0.0051935 | 1.416 | 0 | 1.416 | 0.010054 | 2.7412 | 0 | 2.7412 | 0.010558 | 2.8787 | 0 | 2.8787 | 0.51345 | 0.3196 | 0.61873 | 0.64976 | 0.010054 | 0.0022694 | 2.7412 | 0.61873 | 0 | 0 | 2.7412 | 0.61873 | [11 empty] | WLDFR | HFTD - Distribution - Tier 2 - 2QU CoRE ¦ 4QU LoRE | Seismic - Non-Red Flag Warning - Catastrophic Fires | 2032 | 2.0655e-13 | 1.0327e-13 | 2.6556e-13 | 22783.187 | 453.261 | 14531.3357 | 7798.5904 | 0 | 0 | 0 | 1.7205e-10 |  | 4.7058e-09 | 0 | 4.7058e-09 | 2.3529e-09 | 0 | 2.3529e-09 | 6.0504e-09 | 0 | 6.0504e-09 | [16 empty] | 7.3.1.3 Ignition probability mapping showing the probability of ignition along the electric lines and equipmentWLDFRAggregatedAggregated | WLDFR | HFTD - Distribution - Tier 2 - 2QU CoRE ¦ 5QU LoRE | Non-Red Flag Warning - Destructive Fires | Aggregated | Aggregated | 2028 | 2.3653e-06 | 0 | 1453.2434 | 0.0034374 | 2028 | Mitigation | 0.08575 | 30 | 0 | esc | 0.0012005 | 2.8396e-09 | 0.00060025 | 1.4198e-09 | 0.0015435 | 3.6509e-09
[35 empty] | 7.3.1.3 Ignition probability mapping showing the probability of ignition along the electric lines and equipment | WLDFR | HFTD - Distribution - Tier 3 - 2QU CoRE ¦ 2QU LoRE | 2044 | 0.21095 | 0.0083436 | 2.2748 | 0 | 2.2748 | 0.0051935 | 1.416 | 0 | 1.416 | 0.010054 | 2.7412 | 0 | 2.7412 | 0.010558 | 2.8787 | 0 | 2.8787 | 0.47986 | 0.29869 | 0.57825 | 0.60725 | 0.010054 | 0.0021209 | 2.7412 | 0.57825 | 0 | 0 | 2.7412 | 0.57825 | [11 empty] | WLDFR | HFTD - Distribution - Tier 2 - 2QU CoRE ¦ 4QU LoRE | Seismic - Non-Red Flag Warning - Catastrophic Fires | 2033 | 2.0655e-13 | 1.0327e-13 | 2.6556e-13 | 23835.2641 | 480.9649 | 15187.7294 | 8166.5698 | 0 | 0 | 0 | 1.7205e-10 |  | 4.9231e-09 | 0 | 4.9231e-09 | 2.4616e-09 | 0 | 2.4616e-09 | 6.3298e-09 | 0 | 6.3298e-09 | [16 empty] | 7.3.1.3 Ignition probability mapping showing the probability of ignition along the electric lines and equipmentWLDFRAggregatedAggregated | WLDFR | HFTD - Distribution - Tier 2 - 2QU CoRE ¦ 5QU LoRE | Non-Red Flag Warning - Destructive Fires | Aggregated | Aggregated | 2029 | 2.3653e-06 | 0 | 1453.2434 | 0.0034374 | 2029 | Mitigation | 0.08575 | 30 | 0 | esc | 0.0012005 | 2.8396e-09 | 0.00060025 | 1.4198e-09 | 0.0015435 | 3.6509e-09
[35 empty] | 7.3.1.3 Ignition probability mapping showing the probability of ignition along the electric lines and equipment | WLDFR | HFTD - Distribution - Tier 3 - 2QU CoRE ¦ 2QU LoRE | 2045 | 0.19715 | 0.0083436 | 2.2748 | 0 | 2.2748 | 0.0051935 | 1.416 | 0 | 1.416 | 0.010054 | 2.7412 | 0 | 2.7412 | 0.010558 | 2.8787 | 0 | 2.8787 | 0.44847 | 0.27915 | 0.54042 | 0.56752 | 0.010054 | 0.0019822 | 2.7412 | 0.54042 | 0 | 0 | 2.7412 | 0.54042 | [11 empty] | WLDFR | HFTD - Distribution - Tier 2 - 2QU CoRE ¦ 4QU LoRE | Seismic - Non-Red Flag Warning - Catastrophic Fires | 2034 | 2.0655e-13 | 1.0327e-13 | 2.6556e-13 | 23835.2641 | 480.9649 | 15187.7294 | 8166.5698 | 0 | 0 | 0 | 1.7205e-10 |  | 4.9231e-09 | 0 | 4.9231e-09 | 2.4616e-09 | 0 | 2.4616e-09 | 6.3298e-09 | 0 | 6.3298e-09 | [16 empty] | 7.3.1.3 Ignition probability mapping showing the probability of ignition along the electric lines and equipmentWLDFRAggregatedAggregated | WLDFR | HFTD - Distribution - Tier 2 - 2QU CoRE ¦ 5QU LoRE | Non-Red Flag Warning - Destructive Fires | Aggregated | Aggregated | 2030 | 2.3653e-06 | 0 | 1453.2434 | 0.0034374 | 2030 | Mitigation | 0.08575 | 30 | 0 | esc | 0.0012005 | 2.8396e-09 | 0.00060025 | 1.4198e-09 | 0.0015435 | 3.6509e-09
[35 empty] | 7.3.1.3 Ignition probability mapping showing the probability of ignition along the electric lines and equipment | WLDFR | HFTD - Distribution - Tier 3 - 2QU CoRE ¦ 2QU LoRE | 2046 | 0.18425 | 0.0083436 | 2.2748 | 0 | 2.2748 | 0.0051935 | 1.416 | 0 | 1.416 | 0.010054 | 2.7412 | 0 | 2.7412 | 0.010558 | 2.8787 | 0 | 2.8787 | 0.41913 | 0.26089 | 0.50507 | 0.53039 | 0.010054 | 0.0018525 | 2.7412 | 0.50507 | 0 | 0 | 2.7412 | 0.50507 | [11 empty] | WLDFR | HFTD - Distribution - Tier 2 - 2QU CoRE ¦ 4QU LoRE | Seismic - Non-Red Flag Warning - Catastrophic Fires | 2035 | 2.0655e-13 | 1.0327e-13 | 2.6556e-13 | 23835.2641 | 480.9649 | 15187.7294 | 8166.5698 | 0 | 0 | 0 | 1.7205e-10 |  | 4.9231e-09 | 0 | 4.9231e-09 | 2.4616e-09 | 0 | 2.4616e-09 | 6.3298e-09 | 0 | 6.3298e-09 | [16 empty] | 7.3.1.3 Ignition probability mapping showing the probability of ignition along the electric lines and equipmentWLDFRAggregatedAggregated | WLDFR | HFTD - Distribution - Tier 2 - 2QU CoRE ¦ 5QU LoRE | Non-Red Flag Warning - Destructive Fires | Aggregated | Aggregated | 2031 | 2.3653e-06 | 0 | 1453.2434 | 0.0034374 | 2031 | Mitigation | 0.08575 | 30 | 0 | esc | 0.0012005 | 2.8396e-09 | 0.00060025 | 1.4198e-09 | 0.0015435 | 3.6509e-09
[35 empty] | 7.3.1.3 Ignition probability mapping showing the probability of ignition along the electric lines and equipment | WLDFR | HFTD - Distribution - Tier 3 - 2QU CoRE ¦ 2QU LoRE | 2047 | 0.1722 | 0.0083436 | 2.2748 | 0 | 2.2748 | 0.0051935 | 1.416 | 0 | 1.416 | 0.010054 | 2.7412 | 0 | 2.7412 | 0.010558 | 2.8787 | 0 | 2.8787 | 0.39171 | 0.24382 | 0.47203 | 0.4957 | 0.010054 | 0.0017313 | 2.7412 | 0.47203 | 0 | 0 | 2.7412 | 0.47203 | [11 empty] | WLDFR | HFTD - Distribution - Tier 2 - 2QU CoRE ¦ 4QU LoRE | Seismic - Non-Red Flag Warning - Catastrophic Fires | 2036 | 2.0655e-13 | 1.0327e-13 | 2.6556e-13 | 23835.2641 | 480.9649 | 15187.7294 | 8166.5698 | 0 | 0 | 0 | 1.7205e-10 |  | 4.9231e-09 | 0 | 4.9231e-09 | 2.4616e-09 | 0 | 2.4616e-09 | 6.3298e-09 | 0 | 6.3298e-09 | [16 empty] | 7.3.1.3 Ignition probability mapping showing the probability of ignition along the electric lines and equipmentWLDFRAggregatedAggregated | WLDFR | HFTD - Distribution - Tier 2 - 2QU CoRE ¦ 5QU LoRE | Non-Red Flag Warning - Destructive Fires | Aggregated | Aggregated | 2032 | 2.3653e-06 | 0 | 1453.2434 | 0.0034374 | 2032 | Mitigation | 0.08575 | 30 | 0 | esc | 0.0012005 | 2.8396e-09 | 0.00060025 | 1.4198e-09 | 0.0015435 | 3.6509e-09
[35 empty] | 7.3.1.3 Ignition probability mapping showing the probability of ignition along the electric lines and equipment | WLDFR | HFTD - Distribution - Tier 3 - 2QU CoRE ¦ 2QU LoRE | 2048 | 0.16093 | 0.0083436 | 2.3881 | 0 | 2.3881 | 0.0051935 | 1.4865 | 0 | 1.4865 | 0.010054 | 2.8777 | 0 | 2.8777 | 0.010558 | 3.022 | 0 | 3.022 | 0.38431 | 0.23922 | 0.46311 | 0.48633 | 0.010054 | 0.001618 | 2.8777 | 0.46311 | 0 | 0 | 2.8777 | 0.46311 | [11 empty] | WLDFR | HFTD - Distribution - Tier 2 - 2QU CoRE ¦ 4QU LoRE | Seismic - Non-Red Flag Warning - Catastrophic Fires | 2037 | 2.0655e-13 | 1.0327e-13 | 2.6556e-13 | 23835.2641 | 480.9649 | 15187.7294 | 8166.5698 | 0 | 0 | 0 | 1.7205e-10 |  | 4.9231e-09 | 0 | 4.9231e-09 | 2.4616e-09 | 0 | 2.4616e-09 | 6.3298e-09 | 0 | 6.3298e-09 | [16 empty] | 7.3.1.3 Ignition probability mapping showing the probability of ignition along the electric lines and equipmentWLDFRAggregatedAggregated | WLDFR | HFTD - Distribution - Tier 2 - 2QU CoRE ¦ 5QU LoRE | Non-Red Flag Warning - Destructive Fires | Aggregated | Aggregated | 2033 | 2.3653e-06 | 0 | 1453.2434 | 0.0034374 | 2033 | Mitigation | 0.08575 | 30 | 0 | esc | 0.0012005 | 2.8396e-09 | 0.00060025 | 1.4198e-09 | 0.0015435 | 3.6509e-09
[35 empty] | 7.3.1.3 Ignition probability mapping showing the probability of ignition along the electric lines and equipment | WLDFR | HFTD - Distribution - Tier 3 - 2QU CoRE ¦ 2QU LoRE | 2049 | 0.1504 | 0.0083436 | 2.3881 | 0 | 2.3881 | 0.0051935 | 1.4865 | 0 | 1.4865 | 0.010054 | 2.8777 | 0 | 2.8777 | 0.010558 | 3.022 | 0 | 3.022 | 0.35917 | 0.22357 | 0.43281 | 0.45451 | 0.010054 | 0.0015122 | 2.8777 | 0.43281 | 0 | 0 | 2.8777 | 0.43281 | [11 empty] | WLDFR | HFTD - Distribution - Tier 2 - 2QU CoRE ¦ 4QU LoRE | Seismic - Non-Red Flag Warning - Catastrophic Fires | 2038 | 2.0655e-13 | 1.0327e-13 | 2.6556e-13 | 24976.6418 | 511.3745 | 15898.8237 | 8566.4437 | 0 | 0 | 0 | 1.7205e-10 |  | 5.1589e-09 | 0 | 5.1589e-09 | 2.5794e-09 | 0 | 2.5794e-09 | 6.6329e-09 | 0 | 6.6329e-09 | [16 empty] | 7.3.1.3 Ignition probability mapping showing the probability of ignition along the electric lines and equipmentWLDFRAggregatedAggregated | WLDFR | HFTD - Distribution - Tier 2 - 2QU CoRE ¦ 5QU LoRE | Non-Red Flag Warning - Destructive Fires | Aggregated | Aggregated | 2034 | 2.3653e-06 | 0 | 1453.2434 | 0.0034374 | 2034 | Mitigation | 0.08575 | 30 | 0 | esc | 0.0012005 | 2.8396e-09 | 0.00060025 | 1.4198e-09 | 0.0015435 | 3.6509e-09
[35 empty] | 7.3.1.3 Ignition probability mapping showing the probability of ignition along the electric lines and equipment | WLDFR | HFTD - Distribution - Tier 3 - 2QU CoRE ¦ 2QU LoRE | 2050 | 0.14056 | 0 | 0 | 0 | 0 | 0.0051935 | 1.4865 | 0 | 1.4865 | 0.010054 | 2.8777 | 0 | 2.8777 | 0.010558 | 3.022 | 0 | 3.022 | 0 | 0.20894 | 0.4045 | 0.42478 | 0.010054 | 0.0014133 | 2.8777 | 0.4045 | 0 | 0 | 2.8777 | 0.4045 | [11 empty] | WLDFR | HFTD - Distribution - Tier 2 - 2QU CoRE ¦ 4QU LoRE | Seismic - Non-Red Flag Warning - Catastrophic Fires | 2039 | 2.0655e-13 | 1.0327e-13 | 2.6556e-13 | 24976.6418 | 511.3745 | 15898.8237 | 8566.4437 | 0 | 0 | 0 | 1.7205e-10 |  | 5.1589e-09 | 0 | 5.1589e-09 | 2.5794e-09 | 0 | 2.5794e-09 | 6.6329e-09 | 0 | 6.6329e-09 | [16 empty] | 7.3.1.3 Ignition probability mapping showing the probability of ignition along the electric lines and equipmentWLDFRAggregatedAggregated | WLDFR | HFTD - Distribution - Tier 2 - 2QU CoRE ¦ 5QU LoRE | Non-Red Flag Warning - Destructive Fires | Aggregated | Aggregated | 2035 | 2.3653e-06 | 0 | 1453.2434 | 0.0034374 | 2035 | Mitigation | 0.08575 | 30 | 0 | esc | 0.0012005 | 2.8396e-09 | 0.00060025 | 1.4198e-09 | 0.0015435 | 3.6509e-09
[35 empty] | 7.3.1.3 Ignition probability mapping showing the probability of ignition along the electric lines and equipment | WLDFR | HFTD - Distribution - Tier 3 - 2QU CoRE ¦ 2QU LoRE | 2051 | 0.13137 | 0 | 0 | 0 | 0 | 0 | 0 | 0 | 0 | 0.010054 | 2.8777 | 0 | 2.8777 | 0.010558 | 3.022 | 0 | 3.022 | 0 | 0 | 0.37803 | 0.39699 | 0.010054 | 0.0013208 | 2.8777 | 0.37803 | 0 | 0 | 2.8777 | 0.37803 | [11 empty] | WLDFR | HFTD - Distribution - Tier 2 - 2QU CoRE ¦ 4QU LoRE | Seismic - Non-Red Flag Warning - Catastrophic Fires | 2040 | 2.0655e-13 | 1.0327e-13 | 2.6556e-13 | 24976.6418 | 511.3745 | 15898.8237 | 8566.4437 | 0 | 0 | 0 | 1.7205e-10 |  | 5.1589e-09 | 0 | 5.1589e-09 | 2.5794e-09 | 0 | 2.5794e-09 | 6.6329e-09 | 0 | 6.6329e-09 | [16 empty] | 7.3.1.3 Ignition probability mapping showing the probability of ignition along the electric lines and equipmentWLDFRAggregatedAggregated | WLDFR | HFTD - Distribution - Tier 2 - 2QU CoRE ¦ 5QU LoRE | Non-Red Flag Warning - Destructive Fires | Aggregated | Aggregated | 2036 | 2.3653e-06 | 0 | 1453.2434 | 0.0034374 | 2036 | Mitigation | 0.08575 | 30 | 0 | esc | 0.0012005 | 2.8396e-09 | 0.00060025 | 1.4198e-09 | 0.0015435 | 3.6509e-09
[35 empty] | 7.3.1.3 Ignition probability mapping showing the probability of ignition along the electric lines and equipment | WLDFR | HFTD - Distribution - Tier 3 - 2QU CoRE ¦ 2QU LoRE | 2052 | 0.12277 | 0 | 0 | 0 | 0 | 0 | 0 | 0 | 0 | 0 | 0 | 0 | 0 | 0.010558 | 3.022 | 0 | 3.022 | 0 | 0 | 0 | 0.37102 | 0 | 0 | 0 | 0 | 0 | 0 | 0 | 0 | [11 empty] | WLDFR | HFTD - Distribution - Tier 2 - 2QU CoRE ¦ 4QU LoRE | Seismic - Non-Red Flag Warning - Catastrophic Fires | 2041 | 2.0655e-13 | 1.0327e-13 | 2.6556e-13 | 24976.6418 | 511.3745 | 15898.8237 | 8566.4437 | 0 | 0 | 0 | 1.7205e-10 |  | 5.1589e-09 | 0 | 5.1589e-09 | 2.5794e-09 | 0 | 2.5794e-09 | 6.6329e-09 | 0 | 6.6329e-09 | [16 empty] | 7.3.1.3 Ignition probability mapping showing the probability of ignition along the electric lines and equipmentWLDFRAggregatedAggregated | WLDFR | HFTD - Distribution - Tier 2 - 2QU CoRE ¦ 5QU LoRE | Non-Red Flag Warning - Destructive Fires | Aggregated | Aggregated | 2037 | 2.3653e-06 | 0 | 1453.2434 | 0.0034374 | 2037 | Mitigation | 0.08575 | 30 | 0 | esc | 0.0012005 | 2.8396e-09 | 0.00060025 | 1.4198e-09 | 0.0015435 | 3.6509e-09
[35 empty] | 7.3.1.3 Ignition probability mapping showing the probability of ignition along the electric lines and equipment | WLDFR | HFTD - Distribution - Tier 3 - 2QU CoRE ¦ 3QU LoRE | 2020 | 1 | 0.004519 | 1.0675 | 0 | 1.0675 | 0 | 0 | 0 | 0 | 0 | 0 | 0 | 0 | 0 | 0 | 0 | 0 | 1.0675 | 0 | 0 | 0 | 0 | 0 | 0 | 0 | 0 | 0 | 0 | 0 | [11 empty] | WLDFR | HFTD - Distribution - Tier 2 - 2QU CoRE ¦ 4QU LoRE | Seismic - Non-Red Flag Warning - Catastrophic Fires | 2042 | 2.0655e-13 | 1.0327e-13 | 2.6556e-13 | 24976.6418 | 511.3745 | 15898.8237 | 8566.4437 | 0 | 0 | 0 | 1.7205e-10 |  | 5.1589e-09 | 0 | 5.1589e-09 | 2.5794e-09 | 0 | 2.5794e-09 | 6.6329e-09 | 0 | 6.6329e-09 | [16 empty] | 7.3.1.3 Ignition probability mapping showing the probability of ignition along the electric lines and equipmentWLDFRAggregatedAggregated | WLDFR | HFTD - Distribution - Tier 2 - 2QU CoRE ¦ 5QU LoRE | Non-Red Flag Warning - Destructive Fires | Aggregated | Aggregated | 2038 | 2.3653e-06 | 0 | 1453.2434 | 0.0034374 | 2038 | Mitigation | 0.08575 | 30 | 0 | esc | 0.0012005 | 2.8396e-09 | 0.00060025 | 1.4198e-09 | 0.0015435 | 3.6509e-09
[35 empty] | 7.3.1.3 Ignition probability mapping showing the probability of ignition along the electric lines and equipment | WLDFR | HFTD - Distribution - Tier 3 - 2QU CoRE ¦ 3QU LoRE | 2021 | 1 | 0.004519 | 1.0675 | 0 | 1.0675 | 0.0028129 | 0.66445 | 0 | 0.66445 | 0 | 0 | 0 | 0 | 0 | 0 | 0 | 0 | 1.0675 | 0.66445 | 0 | 0 | 0 | 0 | 0 | 0 | 0 | 0 | 0 | 0 | [11 empty] | WLDFR | HFTD - Distribution - Tier 2 - 2QU CoRE ¦ 4QU LoRE | Seismic - Non-Red Flag Warning - Catastrophic Fires | 2043 | 2.0655e-13 | 1.0327e-13 | 2.6556e-13 | 26191.7278 | 544.1291 | 16654.7414 | 8992.8573 | 0 | 0 | 0 | 1.7205e-10 |  | 5.4099e-09 | 0 | 5.4099e-09 | 2.7049e-09 | 0 | 2.7049e-09 | 6.9555e-09 | 0 | 6.9555e-09 | [16 empty] | 7.3.1.3 Ignition probability mapping showing the probability of ignition along the electric lines and equipmentWLDFRAggregatedAggregated | WLDFR | HFTD - Distribution - Tier 2 - 2QU CoRE ¦ 5QU LoRE | Non-Red Flag Warning - Destructive Fires | Aggregated | Aggregated | 2039 | 2.3653e-06 | 0 | 1453.2434 | 0.0034374 | 2039 | Mitigation | 0.08575 | 30 | 0 | esc | 0.0012005 | 2.8396e-09 | 0.00060025 | 1.4198e-09 | 0.0015435 | 3.6509e-09
[35 empty] | 7.3.1.3 Ignition probability mapping showing the probability of ignition along the electric lines and equipment | WLDFR | HFTD - Distribution - Tier 3 - 2QU CoRE ¦ 3QU LoRE | 2022 | 0.93458 | 0.0046543 | 1.0446 | 0 | 1.0446 | 0.0028971 | 0.65023 | 0 | 0.65023 | 0.0082399 | 1.8494 | 0 | 1.8494 | 0 | 0 | 0 | 0 | 0.97629 | 0.60769 | 1.7284 | 0 | 0.0082399 | 0.0077009 | 1.8494 | 1.7284 | 0 | 0 | 1.8494 | 1.7284 | [11 empty] | WLDFR | HFTD - Distribution - Tier 2 - 2QU CoRE ¦ 4QU LoRE | Seismic - Non-Red Flag Warning - Catastrophic Fires | 2044 | 2.0655e-13 | 1.0327e-13 | 2.6556e-13 | 26191.7278 | 544.1291 | 16654.7414 | 8992.8573 | 0 | 0 | 0 | 1.7205e-10 |  | 5.4099e-09 | 0 | 5.4099e-09 | 2.7049e-09 | 0 | 2.7049e-09 | 6.9555e-09 | 0 | 6.9555e-09 | [16 empty] | 7.3.1.3 Ignition probability mapping showing the probability of ignition along the electric lines and equipmentWLDFRAggregatedAggregated | WLDFR | HFTD - Distribution - Tier 2 - 2QU CoRE ¦ 5QU LoRE | Non-Red Flag Warning - Destructive Fires | Aggregated | Aggregated | 2040 | 2.3653e-06 | 0 | 1453.2434 | 0.0034374 | 2040 | Mitigation | 0.08575 | 30 | 0 | esc | 0.0012005 | 2.8396e-09 | 0.00060025 | 1.4198e-09 | 0.0015435 | 3.6509e-09
[35 empty] | 7.3.1.3 Ignition probability mapping showing the probability of ignition along the electric lines and equipment | WLDFR | HFTD - Distribution - Tier 3 - 2QU CoRE ¦ 3QU LoRE | 2023 | 0.87344 | 0.0046543 | 1.0829 | 0 | 1.0829 | 0.0028971 | 0.67406 | 0 | 0.67406 | 0.0082399 | 1.9172 | 0 | 1.9172 | 0.0086531 | 2.0133 | 0 | 2.0133 | 0.94585 | 0.58875 | 1.6745 | 1.7585 | 0.0082399 | 0.0071971 | 1.9172 | 1.6745 | 0 | 0 | 1.9172 | 1.6745 | [11 empty] | WLDFR | HFTD - Distribution - Tier 2 - 2QU CoRE ¦ 4QU LoRE | Seismic - Non-Red Flag Warning - Catastrophic Fires | 2045 | 2.0655e-13 | 1.0327e-13 | 2.6556e-13 | 26191.7278 | 544.1291 | 16654.7414 | 8992.8573 | 0 | 0 | 0 | 1.7205e-10 |  | 5.4099e-09 | 0 | 5.4099e-09 | 2.7049e-09 | 0 | 2.7049e-09 | 6.9555e-09 | 0 | 6.9555e-09 | [16 empty] | 7.3.1.3 Ignition probability mapping showing the probability of ignition along the electric lines and equipmentWLDFRAggregatedAggregated | WLDFR | HFTD - Distribution - Tier 2 - 2QU CoRE ¦ 5QU LoRE | Non-Red Flag Warning - Destructive Fires | Aggregated | Aggregated | 2041 | 2.3653e-06 | 0 | 1453.2434 | 0.0034374 | 2041 | Mitigation | 0.08575 | 30 | 0 | esc | 0.0012005 | 2.8396e-09 | 0.00060025 | 1.4198e-09 | 0.0015435 | 3.6509e-09
[35 empty] | 7.3.1.3 Ignition probability mapping showing the probability of ignition along the electric lines and equipment | WLDFR | HFTD - Distribution - Tier 3 - 2QU CoRE ¦ 3QU LoRE | 2024 | 0.8163 | 0.0046543 | 1.0829 | 0 | 1.0829 | 0.0028971 | 0.67406 | 0 | 0.67406 | 0.0082399 | 1.9172 | 0 | 1.9172 | 0.0086531 | 2.0133 | 0 | 2.0133 | 0.88397 | 0.55023 | 1.565 | 1.6434 | 0.0082399 | 0.0067262 | 1.9172 | 1.565 | 0 | 0 | 1.9172 | 1.565 | [11 empty] | WLDFR | HFTD - Distribution - Tier 2 - 2QU CoRE ¦ 4QU LoRE | Seismic - Non-Red Flag Warning - Catastrophic Fires | 2046 | 2.0655e-13 | 1.0327e-13 | 2.6556e-13 | 26191.7278 | 544.1291 | 16654.7414 | 8992.8573 | 0 | 0 | 0 | 1.7205e-10 |  | 5.4099e-09 | 0 | 5.4099e-09 | 2.7049e-09 | 0 | 2.7049e-09 | 6.9555e-09 | 0 | 6.9555e-09 | [16 empty] | 7.3.1.3 Ignition probability mapping showing the probability of ignition along the electric lines and equipmentWLDFRAggregatedAggregated | WLDFR | HFTD - Distribution - Tier 2 - 2QU CoRE ¦ 5QU LoRE | Non-Red Flag Warning - Destructive Fires | Aggregated | Aggregated | 2042 | 2.3653e-06 | 0 | 1453.2434 | 0.0034374 | 2042 | Mitigation | 0.08575 | 30 | 0 | esc | 0.0012005 | 2.8396e-09 | 0.00060025 | 1.4198e-09 | 0.0015435 | 3.6509e-09
[35 empty] | 7.3.1.3 Ignition probability mapping showing the probability of ignition along the electric lines and equipment | WLDFR | HFTD - Distribution - Tier 3 - 2QU CoRE ¦ 3QU LoRE | 2025 | 0.7629 | 0.0046543 | 1.0829 | 0 | 1.0829 | 0.0028971 | 0.67406 | 0 | 0.67406 | 0.0082399 | 1.9172 | 0 | 1.9172 | 0.0086531 | 2.0133 | 0 | 2.0133 | 0.82614 | 0.51424 | 1.4626 | 1.5359 | 0.0082399 | 0.0062862 | 1.9172 | 1.4626 | 0 | 0 | 1.9172 | 1.4626 | [11 empty] | WLDFR | HFTD - Distribution - Tier 2 - 2QU CoRE ¦ 4QU LoRE | Seismic - Non-Red Flag Warning - Catastrophic Fires | 2047 | 2.0655e-13 | 1.0327e-13 | 2.6556e-13 | 26191.7278 | 544.1291 | 16654.7414 | 8992.8573 | 0 | 0 | 0 | 1.7205e-10 |  | 5.4099e-09 | 0 | 5.4099e-09 | 2.7049e-09 | 0 | 2.7049e-09 | 6.9555e-09 | 0 | 6.9555e-09 | [16 empty] | 7.3.1.3 Ignition probability mapping showing the probability of ignition along the electric lines and equipmentWLDFRAggregatedAggregated | WLDFR | HFTD - Distribution - Tier 2 - 2QU CoRE ¦ 5QU LoRE | Non-Red Flag Warning - Destructive Fires | Aggregated | Aggregated | 2043 | 2.3653e-06 | 0 | 1453.2434 | 0.0034374 | 2043 | Mitigation | 0.08575 | 30 | 0 | esc | 0.0012005 | 2.8396e-09 | 0.00060025 | 1.4198e-09 | 0.0015435 | 3.6509e-09
[35 empty] | 7.3.1.3 Ignition probability mapping showing the probability of ignition along the electric lines and equipment | WLDFR | HFTD - Distribution - Tier 3 - 2QU CoRE ¦ 3QU LoRE | 2026 | 0.71299 | 0.0046543 | 1.0829 | 0 | 1.0829 | 0.0028971 | 0.67406 | 0 | 0.67406 | 0.0082399 | 1.9172 | 0 | 1.9172 | 0.0086531 | 2.0133 | 0 | 2.0133 | 0.7721 | 0.48059 | 1.3669 | 1.4354 | 0.0082399 | 0.0058749 | 1.9172 | 1.3669 | 0 | 0 | 1.9172 | 1.3669 | [11 empty] | WLDFR | HFTD - Distribution - Tier 2 - 2QU CoRE ¦ 4QU LoRE | Seismic - Non-Red Flag Warning - Catastrophic Fires | 2048 | 2.0655e-13 | 1.0327e-13 | 2.6556e-13 | 27464.7227 | 578.8407 | 17445.538 | 9440.3441 | 0 | 0 | 0 | 1.7205e-10 |  | 5.6728e-09 | 0 | 5.6728e-09 | 2.8364e-09 | 0 | 2.8364e-09 | 7.2936e-09 | 0 | 7.2936e-09 | [16 empty] | 7.3.1.3 Ignition probability mapping showing the probability of ignition along the electric lines and equipmentWLDFRAggregatedAggregated | WLDFR | HFTD - Distribution - Tier 2 - 2QU CoRE ¦ 5QU LoRE | Non-Red Flag Warning - Destructive Fires | Aggregated | Aggregated | 2044 | 2.3653e-06 | 0 | 1453.2434 | 0.0034374 | 2044 | Mitigation | 0.08575 | 30 | 0 | esc | 0.0012005 | 2.8396e-09 | 0.00060025 | 1.4198e-09 | 0.0015435 | 3.6509e-09
[35 empty] | 7.3.1.3 Ignition probability mapping showing the probability of ignition along the electric lines and equipment | WLDFR | HFTD - Distribution - Tier 3 - 2QU CoRE ¦ 3QU LoRE | 2027 | 0.66634 | 0.0046543 | 1.0829 | 0 | 1.0829 | 0.0028971 | 0.67406 | 0 | 0.67406 | 0.0082399 | 1.9172 | 0 | 1.9172 | 0.0086531 | 2.0133 | 0 | 2.0133 | 0.72159 | 0.44915 | 1.2775 | 1.3415 | 0.0082399 | 0.0054906 | 1.9172 | 1.2775 | 0 | 0 | 1.9172 | 1.2775 | [11 empty] | WLDFR | HFTD - Distribution - Tier 2 - 2QU CoRE ¦ 4QU LoRE | Seismic - Non-Red Flag Warning - Catastrophic Fires | 2049 | 2.0655e-13 | 1.0327e-13 | 2.6556e-13 | 27464.7227 | 578.8407 | 17445.538 | 9440.3441 | 0 | 0 | 0 | 1.7205e-10 |  | 5.6728e-09 | 0 | 5.6728e-09 | 2.8364e-09 | 0 | 2.8364e-09 | 7.2936e-09 | 0 | 7.2936e-09 | [16 empty] | 7.3.1.3 Ignition probability mapping showing the probability of ignition along the electric lines and equipmentWLDFRAggregatedAggregated | WLDFR | HFTD - Distribution - Tier 2 - 2QU CoRE ¦ 5QU LoRE | Non-Red Flag Warning - Destructive Fires | Aggregated | Aggregated | 2045 | 2.3653e-06 | 0 | 1453.2434 | 0.0034374 | 2045 | Mitigation | 0.08575 | 30 | 0 | esc | 0.0012005 | 2.8396e-09 | 0.00060025 | 1.4198e-09 | 0.0015435 | 3.6509e-09
[35 empty] | 7.3.1.3 Ignition probability mapping showing the probability of ignition along the electric lines and equipment | WLDFR | HFTD - Distribution - Tier 3 - 2QU CoRE ¦ 3QU LoRE | 2028 | 0.62275 | 0.0046543 | 1.1311 | 0 | 1.1311 | 0.0028971 | 0.70408 | 0 | 0.70408 | 0.0082399 | 2.0025 | 0 | 2.0025 | 0.0086531 | 2.103 | 0 | 2.103 | 0.70441 | 0.43847 | 1.2471 | 1.3096 | 0.0082399 | 0.0051314 | 2.0025 | 1.2471 | 0 | 0 | 2.0025 | 1.2471 | [11 empty] | WLDFR | HFTD - Distribution - Tier 2 - 2QU CoRE ¦ 4QU LoRE | Seismic - Non-Red Flag Warning - Catastrophic Fires | 2050 | 0 | 1.0327e-13 | 2.6556e-13 | 27464.7227 | 578.8407 | 17445.538 | 9440.3441 | 0 | 0 | 0 | 1.7205e-10 |  | 0 | 0 | 0 | 2.8364e-09 | 0 | 2.8364e-09 | 7.2936e-09 | 0 | 7.2936e-09 | [16 empty] | 7.3.1.3 Ignition probability mapping showing the probability of ignition along the electric lines and equipmentWLDFRAggregatedAggregated | WLDFR | HFTD - Distribution - Tier 2 - 2QU CoRE ¦ 5QU LoRE | Non-Red Flag Warning - Destructive Fires | Aggregated | Aggregated | 2046 | 2.3653e-06 | 0 | 1453.2434 | 0.0034374 | 2046 | Mitigation | 0.08575 | 30 | 0 | esc | 0.0012005 | 2.8396e-09 | 0.00060025 | 1.4198e-09 | 0.0015435 | 3.6509e-09
[35 empty] | 7.3.1.3 Ignition probability mapping showing the probability of ignition along the electric lines and equipment | WLDFR | HFTD - Distribution - Tier 3 - 2QU CoRE ¦ 3QU LoRE | 2029 | 0.58201 | 0.0046543 | 1.1311 | 0 | 1.1311 | 0.0028971 | 0.70408 | 0 | 0.70408 | 0.0082399 | 2.0025 | 0 | 2.0025 | 0.0086531 | 2.103 | 0 | 2.103 | 0.65833 | 0.40978 | 1.1655 | 1.2239 | 0.0082399 | 0.0047957 | 2.0025 | 1.1655 | 0 | 0 | 2.0025 | 1.1655 | [11 empty] | WLDFR | HFTD - Distribution - Tier 2 - 2QU CoRE ¦ 4QU LoRE | Seismic - Non-Red Flag Warning - Catastrophic Fires | 2051 | 0 | 0 | 2.6556e-13 | 27464.7227 | 578.8407 | 17445.538 | 9440.3441 | 0 | 0 | 0 | 1.7205e-10 |  | 0 | 0 | 0 | 0 | 0 | 0 | 7.2936e-09 | 0 | 7.2936e-09 | [16 empty] | 7.3.1.3 Ignition probability mapping showing the probability of ignition along the electric lines and equipmentWLDFRAggregatedAggregated | WLDFR | HFTD - Distribution - Tier 2 - 2QU CoRE ¦ 5QU LoRE | Non-Red Flag Warning - Destructive Fires | Aggregated | Aggregated | 2047 | 2.3653e-06 | 0 | 1453.2434 | 0.0034374 | 2047 | Mitigation | 0.08575 | 30 | 0 | esc | 0.0012005 | 2.8396e-09 | 0.00060025 | 1.4198e-09 | 0.0015435 | 3.6509e-09
[35 empty] | 7.3.1.3 Ignition probability mapping showing the probability of ignition along the electric lines and equipment | WLDFR | HFTD - Distribution - Tier 3 - 2QU CoRE ¦ 3QU LoRE | 2030 | 0.54393 | 0.0046543 | 1.1311 | 0 | 1.1311 | 0.0028971 | 0.70408 | 0 | 0.70408 | 0.0082399 | 2.0025 | 0 | 2.0025 | 0.0086531 | 2.103 | 0 | 2.103 | 0.61526 | 0.38297 | 1.0893 | 1.1439 | 0.0082399 | 0.004482 | 2.0025 | 1.0893 | 0 | 0 | 2.0025 | 1.0893 | [11 empty] | WLDFR | HFTD - Distribution - Tier 2 - 2QU CoRE ¦ 4QU LoRE | Seismic - Red Flag Warning - Catastrophic Fires | 2020 | 8.9082e-12 | 0 | 0 | 21083.8428 | 409.2237 | 13469.0878 | 7205.5313 | 0 | 0 | 0 | 7.4204e-09 |  | 1.8782e-07 | 0 | 1.8782e-07 | 0 | 0 | 0 | 0 | 0 | 0 | [16 empty] | 7.3.1.3 Ignition probability mapping showing the probability of ignition along the electric lines and equipmentWLDFRAggregatedAggregated | WLDFR | HFTD - Distribution - Tier 2 - 2QU CoRE ¦ 5QU LoRE | Non-Red Flag Warning - Destructive Fires | Aggregated | Aggregated | 2048 | 2.3653e-06 | 0 | 1453.2434 | 0.0034374 | 2048 | Mitigation | 0.08575 | 30 | 0 | esc | 0.0012005 | 2.8396e-09 | 0.00060025 | 1.4198e-09 | 0.0015435 | 3.6509e-09
[35 empty] | 7.3.1.3 Ignition probability mapping showing the probability of ignition along the electric lines and equipment | WLDFR | HFTD - Distribution - Tier 3 - 2QU CoRE ¦ 3QU LoRE | 2031 | 0.50835 | 0.0046543 | 1.1311 | 0 | 1.1311 | 0.0028971 | 0.70408 | 0 | 0.70408 | 0.0082399 | 2.0025 | 0 | 2.0025 | 0.0086531 | 2.103 | 0 | 2.103 | 0.57501 | 0.35792 | 1.018 | 1.069 | 0.0082399 | 0.0041888 | 2.0025 | 1.018 | 0 | 0 | 2.0025 | 1.018 | [11 empty] | WLDFR | HFTD - Distribution - Tier 2 - 2QU CoRE ¦ 4QU LoRE | Seismic - Red Flag Warning - Catastrophic Fires | 2021 | 8.9082e-12 | 4.4541e-12 | 0 | 21083.8428 | 409.2237 | 13469.0878 | 7205.5313 | 0 | 0 | 0 | 7.4204e-09 |  | 1.8782e-07 | 0 | 1.8782e-07 | 9.3909e-08 | 0 | 9.3909e-08 | 0 | 0 | 0 | [16 empty] | 7.3.1.3 Ignition probability mapping showing the probability of ignition along the electric lines and equipmentWLDFRAggregatedAggregated | WLDFR | HFTD - Distribution - Tier 2 - 2QU CoRE ¦ 5QU LoRE | Non-Red Flag Warning - Destructive Fires | Aggregated | Aggregated | 2049 | 2.3653e-06 | 0 | 1453.2434 | 0.0034374 | 2049 | Mitigation | 0.08575 | 30 | 0 | esc | 0.0012005 | 2.8396e-09 | 0.00060025 | 1.4198e-09 | 0.0015435 | 3.6509e-09
[35 empty] | 7.3.1.3 Ignition probability mapping showing the probability of ignition along the electric lines and equipment | WLDFR | HFTD - Distribution - Tier 3 - 2QU CoRE ¦ 3QU LoRE | 2032 | 0.47509 | 0.0046543 | 1.1311 | 0 | 1.1311 | 0.0028971 | 0.70408 | 0 | 0.70408 | 0.0082399 | 2.0025 | 0 | 2.0025 | 0.0086531 | 2.103 | 0 | 2.103 | 0.53739 | 0.3345 | 0.95139 | 0.9991 | 0.0082399 | 0.0039147 | 2.0025 | 0.95139 | 0 | 0 | 2.0025 | 0.95139 | [11 empty] | WLDFR | HFTD - Distribution - Tier 2 - 2QU CoRE ¦ 4QU LoRE | Seismic - Red Flag Warning - Catastrophic Fires | 2022 | 8.9082e-12 | 4.4541e-12 | 1.1453e-11 | 21083.8428 | 409.2237 | 13469.0878 | 7205.5313 | 0 | 0 | 0 | 7.4204e-09 |  | 1.8782e-07 | 0 | 1.8782e-07 | 9.3909e-08 | 0 | 9.3909e-08 | 2.4148e-07 | 0 | 2.4148e-07 | [16 empty] | 7.3.1.3 Ignition probability mapping showing the probability of ignition along the electric lines and equipmentWLDFRAggregatedAggregated | WLDFR | HFTD - Distribution - Tier 2 - 2QU CoRE ¦ 5QU LoRE | Non-Red Flag Warning - Destructive Fires | Aggregated | Aggregated | 2050 | 2.3653e-06 | 0 | 1453.2434 | 0.0034374 | 2050 | Mitigation | 0.08575 | 30 | 0 | esc | 0 | 0 | 0.00060025 | 1.4198e-09 | 0.0015435 | 3.6509e-09
[35 empty] | 7.3.1.3 Ignition probability mapping showing the probability of ignition along the electric lines and equipment | WLDFR | HFTD - Distribution - Tier 3 - 2QU CoRE ¦ 3QU LoRE | 2033 | 0.44401 | 0.0046543 | 1.1847 | 0 | 1.1847 | 0.0028971 | 0.73744 | 0 | 0.73744 | 0.0082399 | 2.0974 | 0 | 2.0974 | 0.0086531 | 2.2026 | 0 | 2.2026 | 0.52604 | 0.32743 | 0.93129 | 0.97799 | 0.0082399 | 0.0036586 | 2.0974 | 0.93129 | 0 | 0 | 2.0974 | 0.93129 | [11 empty] | WLDFR | HFTD - Distribution - Tier 2 - 2QU CoRE ¦ 4QU LoRE | Seismic - Red Flag Warning - Catastrophic Fires | 2023 | 8.9082e-12 | 4.4541e-12 | 1.1453e-11 | 21835.9781 | 428.6023 | 13939.561 | 7467.8148 | 0 | 0 | 0 | 7.4204e-09 |  | 1.9452e-07 | 0 | 1.9452e-07 | 9.726e-08 | 0 | 9.726e-08 | 2.501e-07 | 0 | 2.501e-07 | [16 empty] | 7.3.1.3 Ignition probability mapping showing the probability of ignition along the electric lines and equipmentWLDFRAggregatedAggregated | WLDFR | HFTD - Distribution - Tier 2 - 2QU CoRE ¦ 5QU LoRE | Non-Red Flag Warning - Destructive Fires | Aggregated | Aggregated | 2051 | 2.3653e-06 | 0 | 1453.2434 | 0.0034374 | 2051 | Mitigation | 0.08575 | 30 | 0 | esc | 0 | 0 | 0 | 0 | 0.0015435 | 3.6509e-09
[35 empty] | 7.3.1.3 Ignition probability mapping showing the probability of ignition along the electric lines and equipment | WLDFR | HFTD - Distribution - Tier 3 - 2QU CoRE ¦ 3QU LoRE | 2034 | 0.41496 | 0.0046543 | 1.1847 | 0 | 1.1847 | 0.0028971 | 0.73744 | 0 | 0.73744 | 0.0082399 | 2.0974 | 0 | 2.0974 | 0.0086531 | 2.2026 | 0 | 2.2026 | 0.49162 | 0.30601 | 0.87036 | 0.914 | 0.0082399 | 0.0034193 | 2.0974 | 0.87036 | 0 | 0 | 2.0974 | 0.87036 | [11 empty] | WLDFR | HFTD - Distribution - Tier 2 - 2QU CoRE ¦ 4QU LoRE | Seismic - Red Flag Warning - Catastrophic Fires | 2024 | 8.9082e-12 | 4.4541e-12 | 1.1453e-11 | 21835.9781 | 428.6023 | 13939.561 | 7467.8148 | 0 | 0 | 0 | 7.4204e-09 |  | 1.9452e-07 | 0 | 1.9452e-07 | 9.726e-08 | 0 | 9.726e-08 | 2.501e-07 | 0 | 2.501e-07 | [16 empty] | 7.3.1.3 Ignition probability mapping showing the probability of ignition along the electric lines and equipmentWLDFRAggregatedAggregated | WLDFR | HFTD - Distribution - Tier 2 - 2QU CoRE ¦ 5QU LoRE | Non-Red Flag Warning - Large Fires | Aggregated | Aggregated | 2021 | 2.2048e-05 | 0 | 1453.2434 | 0.03204 | 2021 | Mitigation | 0.08575 | 30 | 0 | esc | 0.0012005 | 2.6468e-08 | 0.00060025 | 1.3234e-08 | 0 | 0
[35 empty] | 7.3.1.3 Ignition probability mapping showing the probability of ignition along the electric lines and equipment | WLDFR | HFTD - Distribution - Tier 3 - 2QU CoRE ¦ 3QU LoRE | 2035 | 0.38782 | 0.0046543 | 1.1847 | 0 | 1.1847 | 0.0028971 | 0.73744 | 0 | 0.73744 | 0.0082399 | 2.0974 | 0 | 2.0974 | 0.0086531 | 2.2026 | 0 | 2.2026 | 0.45946 | 0.28599 | 0.81342 | 0.85421 | 0.0082399 | 0.0031956 | 2.0974 | 0.81342 | 0 | 0 | 2.0974 | 0.81342 | [11 empty] | WLDFR | HFTD - Distribution - Tier 2 - 2QU CoRE ¦ 4QU LoRE | Seismic - Red Flag Warning - Catastrophic Fires | 2025 | 8.9082e-12 | 4.4541e-12 | 1.1453e-11 | 21835.9781 | 428.6023 | 13939.561 | 7467.8148 | 0 | 0 | 0 | 7.4204e-09 |  | 1.9452e-07 | 0 | 1.9452e-07 | 9.726e-08 | 0 | 9.726e-08 | 2.501e-07 | 0 | 2.501e-07 | [16 empty] | 7.3.1.3 Ignition probability mapping showing the probability of ignition along the electric lines and equipmentWLDFRAggregatedAggregated | WLDFR | HFTD - Distribution - Tier 2 - 2QU CoRE ¦ 5QU LoRE | Non-Red Flag Warning - Large Fires | Aggregated | Aggregated | 2022 | 2.2048e-05 | 0 | 1453.2434 | 0.03204 | 2022 | Mitigation | 0.08575 | 30 | 0 | esc | 0.0012005 | 2.6468e-08 | 0.00060025 | 1.3234e-08 | 0.0015435 | 3.403e-08
[35 empty] | 7.3.1.3 Ignition probability mapping showing the probability of ignition along the electric lines and equipment | WLDFR | HFTD - Distribution - Tier 3 - 2QU CoRE ¦ 3QU LoRE | 2036 | 0.36245 | 0.0046543 | 1.1847 | 0 | 1.1847 | 0.0028971 | 0.73744 | 0 | 0.73744 | 0.0082399 | 2.0974 | 0 | 2.0974 | 0.0086531 | 2.2026 | 0 | 2.2026 | 0.4294 | 0.26728 | 0.76021 | 0.79833 | 0.0082399 | 0.0029865 | 2.0974 | 0.76021 | 0 | 0 | 2.0974 | 0.76021 | [11 empty] | WLDFR | HFTD - Distribution - Tier 2 - 2QU CoRE ¦ 4QU LoRE | Seismic - Red Flag Warning - Catastrophic Fires | 2026 | 8.9082e-12 | 4.4541e-12 | 1.1453e-11 | 21835.9781 | 428.6023 | 13939.561 | 7467.8148 | 0 | 0 | 0 | 7.4204e-09 |  | 1.9452e-07 | 0 | 1.9452e-07 | 9.726e-08 | 0 | 9.726e-08 | 2.501e-07 | 0 | 2.501e-07 | [16 empty] | 7.3.1.3 Ignition probability mapping showing the probability of ignition along the electric lines and equipmentWLDFRAggregatedAggregated | WLDFR | HFTD - Distribution - Tier 2 - 2QU CoRE ¦ 5QU LoRE | Non-Red Flag Warning - Large Fires | Aggregated | Aggregated | 2023 | 2.2048e-05 | 0 | 1453.2434 | 0.03204 | 2023 | Mitigation | 0.08575 | 30 | 0 | esc | 0.0012005 | 2.6468e-08 | 0.00060025 | 1.3234e-08 | 0.0015435 | 3.403e-08
[35 empty] | 7.3.1.3 Ignition probability mapping showing the probability of ignition along the electric lines and equipment | WLDFR | HFTD - Distribution - Tier 3 - 2QU CoRE ¦ 3QU LoRE | 2037 | 0.33873 | 0.0046543 | 1.1847 | 0 | 1.1847 | 0.0028971 | 0.73744 | 0 | 0.73744 | 0.0082399 | 2.0974 | 0 | 2.0974 | 0.0086531 | 2.2026 | 0 | 2.2026 | 0.40131 | 0.2498 | 0.71047 | 0.7461 | 0.0082399 | 0.0027911 | 2.0974 | 0.71047 | 0 | 0 | 2.0974 | 0.71047 | [11 empty] | WLDFR | HFTD - Distribution - Tier 2 - 2QU CoRE ¦ 4QU LoRE | Seismic - Red Flag Warning - Catastrophic Fires | 2027 | 8.9082e-12 | 4.4541e-12 | 1.1453e-11 | 21835.9781 | 428.6023 | 13939.561 | 7467.8148 | 0 | 0 | 0 | 7.4204e-09 |  | 1.9452e-07 | 0 | 1.9452e-07 | 9.726e-08 | 0 | 9.726e-08 | 2.501e-07 | 0 | 2.501e-07 | [16 empty] | 7.3.1.3 Ignition probability mapping showing the probability of ignition along the electric lines and equipmentWLDFRAggregatedAggregated | WLDFR | HFTD - Distribution - Tier 2 - 2QU CoRE ¦ 5QU LoRE | Non-Red Flag Warning - Large Fires | Aggregated | Aggregated | 2024 | 2.2048e-05 | 0 | 1453.2434 | 0.03204 | 2024 | Mitigation | 0.08575 | 30 | 0 | esc | 0.0012005 | 2.6468e-08 | 0.00060025 | 1.3234e-08 | 0.0015435 | 3.403e-08
[35 empty] | 7.3.1.3 Ignition probability mapping showing the probability of ignition along the electric lines and equipment | WLDFR | HFTD - Distribution - Tier 3 - 2QU CoRE ¦ 3QU LoRE | 2038 | 0.31657 | 0.0046543 | 1.2429 | 0 | 1.2429 | 0.0028971 | 0.77366 | 0 | 0.77366 | 0.0082399 | 2.2004 | 0 | 2.2004 | 0.0086531 | 2.3108 | 0 | 2.3108 | 0.39348 | 0.24492 | 0.6966 | 0.73153 | 0.0082399 | 0.0026085 | 2.2004 | 0.6966 | 0 | 0 | 2.2004 | 0.6966 | [11 empty] | WLDFR | HFTD - Distribution - Tier 2 - 2QU CoRE ¦ 4QU LoRE | Seismic - Red Flag Warning - Catastrophic Fires | 2028 | 8.9082e-12 | 4.4541e-12 | 1.1453e-11 | 22783.187 | 453.261 | 14531.3357 | 7798.5904 | 0 | 0 | 0 | 7.4204e-09 |  | 2.0296e-07 | 0 | 2.0296e-07 | 1.0148e-07 | 0 | 1.0148e-07 | 2.6094e-07 | 0 | 2.6094e-07 | [16 empty] | 7.3.1.3 Ignition probability mapping showing the probability of ignition along the electric lines and equipmentWLDFRAggregatedAggregated | WLDFR | HFTD - Distribution - Tier 2 - 2QU CoRE ¦ 5QU LoRE | Non-Red Flag Warning - Large Fires | Aggregated | Aggregated | 2025 | 2.2048e-05 | 0 | 1453.2434 | 0.03204 | 2025 | Mitigation | 0.08575 | 30 | 0 | esc | 0.0012005 | 2.6468e-08 | 0.00060025 | 1.3234e-08 | 0.0015435 | 3.403e-08
[35 empty] | 7.3.1.3 Ignition probability mapping showing the probability of ignition along the electric lines and equipment | WLDFR | HFTD - Distribution - Tier 3 - 2QU CoRE ¦ 3QU LoRE | 2039 | 0.29586 | 0.0046543 | 1.2429 | 0 | 1.2429 | 0.0028971 | 0.77366 | 0 | 0.77366 | 0.0082399 | 2.2004 | 0 | 2.2004 | 0.0086531 | 2.3108 | 0 | 2.3108 | 0.36773 | 0.2289 | 0.65103 | 0.68368 | 0.0082399 | 0.0024379 | 2.2004 | 0.65103 | 0 | 0 | 2.2004 | 0.65103 | [11 empty] | WLDFR | HFTD - Distribution - Tier 2 - 2QU CoRE ¦ 4QU LoRE | Seismic - Red Flag Warning - Catastrophic Fires | 2029 | 8.9082e-12 | 4.4541e-12 | 1.1453e-11 | 22783.187 | 453.261 | 14531.3357 | 7798.5904 | 0 | 0 | 0 | 7.4204e-09 |  | 2.0296e-07 | 0 | 2.0296e-07 | 1.0148e-07 | 0 | 1.0148e-07 | 2.6094e-07 | 0 | 2.6094e-07 | [16 empty] | 7.3.1.3 Ignition probability mapping showing the probability of ignition along the electric lines and equipmentWLDFRAggregatedAggregated | WLDFR | HFTD - Distribution - Tier 2 - 2QU CoRE ¦ 5QU LoRE | Non-Red Flag Warning - Large Fires | Aggregated | Aggregated | 2026 | 2.2048e-05 | 0 | 1453.2434 | 0.03204 | 2026 | Mitigation | 0.08575 | 30 | 0 | esc | 0.0012005 | 2.6468e-08 | 0.00060025 | 1.3234e-08 | 0.0015435 | 3.403e-08
[35 empty] | 7.3.1.3 Ignition probability mapping showing the probability of ignition along the electric lines and equipment | WLDFR | HFTD - Distribution - Tier 3 - 2QU CoRE ¦ 3QU LoRE | 2040 | 0.27651 | 0.0046543 | 1.2429 | 0 | 1.2429 | 0.0028971 | 0.77366 | 0 | 0.77366 | 0.0082399 | 2.2004 | 0 | 2.2004 | 0.0086531 | 2.3108 | 0 | 2.3108 | 0.34368 | 0.21392 | 0.60844 | 0.63895 | 0.0082399 | 0.0022784 | 2.2004 | 0.60844 | 0 | 0 | 2.2004 | 0.60844 | [11 empty] | WLDFR | HFTD - Distribution - Tier 2 - 2QU CoRE ¦ 4QU LoRE | Seismic - Red Flag Warning - Catastrophic Fires | 2030 | 8.9082e-12 | 4.4541e-12 | 1.1453e-11 | 22783.187 | 453.261 | 14531.3357 | 7798.5904 | 0 | 0 | 0 | 7.4204e-09 |  | 2.0296e-07 | 0 | 2.0296e-07 | 1.0148e-07 | 0 | 1.0148e-07 | 2.6094e-07 | 0 | 2.6094e-07 | [16 empty] | 7.3.1.3 Ignition probability mapping showing the probability of ignition along the electric lines and equipmentWLDFRAggregatedAggregated | WLDFR | HFTD - Distribution - Tier 2 - 2QU CoRE ¦ 5QU LoRE | Non-Red Flag Warning - Large Fires | Aggregated | Aggregated | 2027 | 2.2048e-05 | 0 | 1453.2434 | 0.03204 | 2027 | Mitigation | 0.08575 | 30 | 0 | esc | 0.0012005 | 2.6468e-08 | 0.00060025 | 1.3234e-08 | 0.0015435 | 3.403e-08
[35 empty] | 7.3.1.3 Ignition probability mapping showing the probability of ignition along the electric lines and equipment | WLDFR | HFTD - Distribution - Tier 3 - 2QU CoRE ¦ 3QU LoRE | 2041 | 0.25842 | 0.0046543 | 1.2429 | 0 | 1.2429 | 0.0028971 | 0.77366 | 0 | 0.77366 | 0.0082399 | 2.2004 | 0 | 2.2004 | 0.0086531 | 2.3108 | 0 | 2.3108 | 0.32119 | 0.19993 | 0.56864 | 0.59715 | 0.0082399 | 0.0021294 | 2.2004 | 0.56864 | 0 | 0 | 2.2004 | 0.56864 | [11 empty] | WLDFR | HFTD - Distribution - Tier 2 - 2QU CoRE ¦ 4QU LoRE | Seismic - Red Flag Warning - Catastrophic Fires | 2031 | 8.9082e-12 | 4.4541e-12 | 1.1453e-11 | 22783.187 | 453.261 | 14531.3357 | 7798.5904 | 0 | 0 | 0 | 7.4204e-09 |  | 2.0296e-07 | 0 | 2.0296e-07 | 1.0148e-07 | 0 | 1.0148e-07 | 2.6094e-07 | 0 | 2.6094e-07 | [16 empty] | 7.3.1.3 Ignition probability mapping showing the probability of ignition along the electric lines and equipmentWLDFRAggregatedAggregated | WLDFR | HFTD - Distribution - Tier 2 - 2QU CoRE ¦ 5QU LoRE | Non-Red Flag Warning - Large Fires | Aggregated | Aggregated | 2028 | 2.2048e-05 | 0 | 1453.2434 | 0.03204 | 2028 | Mitigation | 0.08575 | 30 | 0 | esc | 0.0012005 | 2.6468e-08 | 0.00060025 | 1.3234e-08 | 0.0015435 | 3.403e-08
[35 empty] | 7.3.1.3 Ignition probability mapping showing the probability of ignition along the electric lines and equipment | WLDFR | HFTD - Distribution - Tier 3 - 2QU CoRE ¦ 3QU LoRE | 2042 | 0.24151 | 0.0046543 | 1.2429 | 0 | 1.2429 | 0.0028971 | 0.77366 | 0 | 0.77366 | 0.0082399 | 2.2004 | 0 | 2.2004 | 0.0086531 | 2.3108 | 0 | 2.3108 | 0.30018 | 0.18685 | 0.53144 | 0.55808 | 0.0082399 | 0.00199 | 2.2004 | 0.53144 | 0 | 0 | 2.2004 | 0.53144 | [11 empty] | WLDFR | HFTD - Distribution - Tier 2 - 2QU CoRE ¦ 4QU LoRE | Seismic - Red Flag Warning - Catastrophic Fires | 2032 | 8.9082e-12 | 4.4541e-12 | 1.1453e-11 | 22783.187 | 453.261 | 14531.3357 | 7798.5904 | 0 | 0 | 0 | 7.4204e-09 |  | 2.0296e-07 | 0 | 2.0296e-07 | 1.0148e-07 | 0 | 1.0148e-07 | 2.6094e-07 | 0 | 2.6094e-07 | [16 empty] | 7.3.1.3 Ignition probability mapping showing the probability of ignition along the electric lines and equipmentWLDFRAggregatedAggregated | WLDFR | HFTD - Distribution - Tier 2 - 2QU CoRE ¦ 5QU LoRE | Non-Red Flag Warning - Large Fires | Aggregated | Aggregated | 2029 | 2.2048e-05 | 0 | 1453.2434 | 0.03204 | 2029 | Mitigation | 0.08575 | 30 | 0 | esc | 0.0012005 | 2.6468e-08 | 0.00060025 | 1.3234e-08 | 0.0015435 | 3.403e-08
[35 empty] | 7.3.1.3 Ignition probability mapping showing the probability of ignition along the electric lines and equipment | WLDFR | HFTD - Distribution - Tier 3 - 2QU CoRE ¦ 3QU LoRE | 2043 | 0.22571 | 0.0046543 | 1.3049 | 0 | 1.3049 | 0.0028971 | 0.81224 | 0 | 0.81224 | 0.0082399 | 2.3102 | 0 | 2.3102 | 0.0086531 | 2.426 | 0 | 2.426 | 0.29453 | 0.18333 | 0.52143 | 0.54758 | 0.0082399 | 0.0018599 | 2.3102 | 0.52143 | 0 | 0 | 2.3102 | 0.52143 | [11 empty] | WLDFR | HFTD - Distribution - Tier 2 - 2QU CoRE ¦ 4QU LoRE | Seismic - Red Flag Warning - Catastrophic Fires | 2033 | 8.9082e-12 | 4.4541e-12 | 1.1453e-11 | 23835.2641 | 480.9649 | 15187.7294 | 8166.5698 | 0 | 0 | 0 | 7.4204e-09 |  | 2.1233e-07 | 0 | 2.1233e-07 | 1.0616e-07 | 0 | 1.0616e-07 | 2.7299e-07 | 0 | 2.7299e-07 | [16 empty] | 7.3.1.3 Ignition probability mapping showing the probability of ignition along the electric lines and equipmentWLDFRAggregatedAggregated | WLDFR | HFTD - Distribution - Tier 2 - 2QU CoRE ¦ 5QU LoRE | Non-Red Flag Warning - Large Fires | Aggregated | Aggregated | 2030 | 2.2048e-05 | 0 | 1453.2434 | 0.03204 | 2030 | Mitigation | 0.08575 | 30 | 0 | esc | 0.0012005 | 2.6468e-08 | 0.00060025 | 1.3234e-08 | 0.0015435 | 3.403e-08
[35 empty] | 7.3.1.3 Ignition probability mapping showing the probability of ignition along the electric lines and equipment | WLDFR | HFTD - Distribution - Tier 3 - 2QU CoRE ¦ 3QU LoRE | 2044 | 0.21095 | 0.0046543 | 1.3049 | 0 | 1.3049 | 0.0028971 | 0.81224 | 0 | 0.81224 | 0.0082399 | 2.3102 | 0 | 2.3102 | 0.0086531 | 2.426 | 0 | 2.426 | 0.27526 | 0.17134 | 0.48732 | 0.51176 | 0.0082399 | 0.0017382 | 2.3102 | 0.48732 | 0 | 0 | 2.3102 | 0.48732 | [11 empty] | WLDFR | HFTD - Distribution - Tier 2 - 2QU CoRE ¦ 4QU LoRE | Seismic - Red Flag Warning - Catastrophic Fires | 2034 | 8.9082e-12 | 4.4541e-12 | 1.1453e-11 | 23835.2641 | 480.9649 | 15187.7294 | 8166.5698 | 0 | 0 | 0 | 7.4204e-09 |  | 2.1233e-07 | 0 | 2.1233e-07 | 1.0616e-07 | 0 | 1.0616e-07 | 2.7299e-07 | 0 | 2.7299e-07 | [16 empty] | 7.3.1.3 Ignition probability mapping showing the probability of ignition along the electric lines and equipmentWLDFRAggregatedAggregated | WLDFR | HFTD - Distribution - Tier 2 - 2QU CoRE ¦ 5QU LoRE | Non-Red Flag Warning - Large Fires | Aggregated | Aggregated | 2031 | 2.2048e-05 | 0 | 1453.2434 | 0.03204 | 2031 | Mitigation | 0.08575 | 30 | 0 | esc | 0.0012005 | 2.6468e-08 | 0.00060025 | 1.3234e-08 | 0.0015435 | 3.403e-08
[35 empty] | 7.3.1.3 Ignition probability mapping showing the probability of ignition along the electric lines and equipment | WLDFR | HFTD - Distribution - Tier 3 - 2QU CoRE ¦ 3QU LoRE | 2045 | 0.19715 | 0.0046543 | 1.3049 | 0 | 1.3049 | 0.0028971 | 0.81224 | 0 | 0.81224 | 0.0082399 | 2.3102 | 0 | 2.3102 | 0.0086531 | 2.426 | 0 | 2.426 | 0.25726 | 0.16013 | 0.45544 | 0.47828 | 0.0082399 | 0.0016245 | 2.3102 | 0.45544 | 0 | 0 | 2.3102 | 0.45544 | [11 empty] | WLDFR | HFTD - Distribution - Tier 2 - 2QU CoRE ¦ 4QU LoRE | Seismic - Red Flag Warning - Catastrophic Fires | 2035 | 8.9082e-12 | 4.4541e-12 | 1.1453e-11 | 23835.2641 | 480.9649 | 15187.7294 | 8166.5698 | 0 | 0 | 0 | 7.4204e-09 |  | 2.1233e-07 | 0 | 2.1233e-07 | 1.0616e-07 | 0 | 1.0616e-07 | 2.7299e-07 | 0 | 2.7299e-07 | [16 empty] | 7.3.1.3 Ignition probability mapping showing the probability of ignition along the electric lines and equipmentWLDFRAggregatedAggregated | WLDFR | HFTD - Distribution - Tier 2 - 2QU CoRE ¦ 5QU LoRE | Non-Red Flag Warning - Large Fires | Aggregated | Aggregated | 2032 | 2.2048e-05 | 0 | 1453.2434 | 0.03204 | 2032 | Mitigation | 0.08575 | 30 | 0 | esc | 0.0012005 | 2.6468e-08 | 0.00060025 | 1.3234e-08 | 0.0015435 | 3.403e-08
[35 empty] | 7.3.1.3 Ignition probability mapping showing the probability of ignition along the electric lines and equipment | WLDFR | HFTD - Distribution - Tier 3 - 2QU CoRE ¦ 3QU LoRE | 2046 | 0.18425 | 0.0046543 | 1.3049 | 0 | 1.3049 | 0.0028971 | 0.81224 | 0 | 0.81224 | 0.0082399 | 2.3102 | 0 | 2.3102 | 0.0086531 | 2.426 | 0 | 2.426 | 0.24043 | 0.14965 | 0.42564 | 0.44699 | 0.0082399 | 0.0015182 | 2.3102 | 0.42564 | 0 | 0 | 2.3102 | 0.42564 | [11 empty] | WLDFR | HFTD - Distribution - Tier 2 - 2QU CoRE ¦ 4QU LoRE | Seismic - Red Flag Warning - Catastrophic Fires | 2036 | 8.9082e-12 | 4.4541e-12 | 1.1453e-11 | 23835.2641 | 480.9649 | 15187.7294 | 8166.5698 | 0 | 0 | 0 | 7.4204e-09 |  | 2.1233e-07 | 0 | 2.1233e-07 | 1.0616e-07 | 0 | 1.0616e-07 | 2.7299e-07 | 0 | 2.7299e-07 | [16 empty] | 7.3.1.3 Ignition probability mapping showing the probability of ignition along the electric lines and equipmentWLDFRAggregatedAggregated | WLDFR | HFTD - Distribution - Tier 2 - 2QU CoRE ¦ 5QU LoRE | Non-Red Flag Warning - Large Fires | Aggregated | Aggregated | 2033 | 2.2048e-05 | 0 | 1453.2434 | 0.03204 | 2033 | Mitigation | 0.08575 | 30 | 0 | esc | 0.0012005 | 2.6468e-08 | 0.00060025 | 1.3234e-08 | 0.0015435 | 3.403e-08
[35 empty] | 7.3.1.3 Ignition probability mapping showing the probability of ignition along the electric lines and equipment | WLDFR | HFTD - Distribution - Tier 3 - 2QU CoRE ¦ 3QU LoRE | 2047 | 0.1722 | 0.0046543 | 1.3049 | 0 | 1.3049 | 0.0028971 | 0.81224 | 0 | 0.81224 | 0.0082399 | 2.3102 | 0 | 2.3102 | 0.0086531 | 2.426 | 0 | 2.426 | 0.2247 | 0.13986 | 0.3978 | 0.41775 | 0.0082399 | 0.0014189 | 2.3102 | 0.3978 | 0 | 0 | 2.3102 | 0.3978 | [11 empty] | WLDFR | HFTD - Distribution - Tier 2 - 2QU CoRE ¦ 4QU LoRE | Seismic - Red Flag Warning - Catastrophic Fires | 2037 | 8.9082e-12 | 4.4541e-12 | 1.1453e-11 | 23835.2641 | 480.9649 | 15187.7294 | 8166.5698 | 0 | 0 | 0 | 7.4204e-09 |  | 2.1233e-07 | 0 | 2.1233e-07 | 1.0616e-07 | 0 | 1.0616e-07 | 2.7299e-07 | 0 | 2.7299e-07 | [16 empty] | 7.3.1.3 Ignition probability mapping showing the probability of ignition along the electric lines and equipmentWLDFRAggregatedAggregated | WLDFR | HFTD - Distribution - Tier 2 - 2QU CoRE ¦ 5QU LoRE | Non-Red Flag Warning - Large Fires | Aggregated | Aggregated | 2034 | 2.2048e-05 | 0 | 1453.2434 | 0.03204 | 2034 | Mitigation | 0.08575 | 30 | 0 | esc | 0.0012005 | 2.6468e-08 | 0.00060025 | 1.3234e-08 | 0.0015435 | 3.403e-08
[35 empty] | 7.3.1.3 Ignition probability mapping showing the probability of ignition along the electric lines and equipment | WLDFR | HFTD - Distribution - Tier 3 - 2QU CoRE ¦ 3QU LoRE | 2048 | 0.16093 | 0.0046543 | 1.3699 | 0 | 1.3699 | 0.0028971 | 0.85267 | 0 | 0.85267 | 0.0082399 | 2.4252 | 0 | 2.4252 | 0.0086531 | 2.5468 | 0 | 2.5468 | 0.22045 | 0.13722 | 0.39028 | 0.40985 | 0.0082399 | 0.0013261 | 2.4252 | 0.39028 | 0 | 0 | 2.4252 | 0.39028 | [11 empty] | WLDFR | HFTD - Distribution - Tier 2 - 2QU CoRE ¦ 4QU LoRE | Seismic - Red Flag Warning - Catastrophic Fires | 2038 | 8.9082e-12 | 4.4541e-12 | 1.1453e-11 | 24976.6418 | 511.3745 | 15898.8237 | 8566.4437 | 0 | 0 | 0 | 7.4204e-09 |  | 2.225e-07 | 0 | 2.225e-07 | 1.1125e-07 | 0 | 1.1125e-07 | 2.8607e-07 | 0 | 2.8607e-07 | [16 empty] | 7.3.1.3 Ignition probability mapping showing the probability of ignition along the electric lines and equipmentWLDFRAggregatedAggregated | WLDFR | HFTD - Distribution - Tier 2 - 2QU CoRE ¦ 5QU LoRE | Non-Red Flag Warning - Large Fires | Aggregated | Aggregated | 2035 | 2.2048e-05 | 0 | 1453.2434 | 0.03204 | 2035 | Mitigation | 0.08575 | 30 | 0 | esc | 0.0012005 | 2.6468e-08 | 0.00060025 | 1.3234e-08 | 0.0015435 | 3.403e-08
[35 empty] | 7.3.1.3 Ignition probability mapping showing the probability of ignition along the electric lines and equipment | WLDFR | HFTD - Distribution - Tier 3 - 2QU CoRE ¦ 3QU LoRE | 2049 | 0.1504 | 0.0046543 | 1.3699 | 0 | 1.3699 | 0.0028971 | 0.85267 | 0 | 0.85267 | 0.0082399 | 2.4252 | 0 | 2.4252 | 0.0086531 | 2.5468 | 0 | 2.5468 | 0.20603 | 0.12824 | 0.36475 | 0.38304 | 0.0082399 | 0.0012393 | 2.4252 | 0.36475 | 0 | 0 | 2.4252 | 0.36475 | [11 empty] | WLDFR | HFTD - Distribution - Tier 2 - 2QU CoRE ¦ 4QU LoRE | Seismic - Red Flag Warning - Catastrophic Fires | 2039 | 8.9082e-12 | 4.4541e-12 | 1.1453e-11 | 24976.6418 | 511.3745 | 15898.8237 | 8566.4437 | 0 | 0 | 0 | 7.4204e-09 |  | 2.225e-07 | 0 | 2.225e-07 | 1.1125e-07 | 0 | 1.1125e-07 | 2.8607e-07 | 0 | 2.8607e-07 | [16 empty] | 7.3.1.3 Ignition probability mapping showing the probability of ignition along the electric lines and equipmentWLDFRAggregatedAggregated | WLDFR | HFTD - Distribution - Tier 2 - 2QU CoRE ¦ 5QU LoRE | Non-Red Flag Warning - Large Fires | Aggregated | Aggregated | 2036 | 2.2048e-05 | 0 | 1453.2434 | 0.03204 | 2036 | Mitigation | 0.08575 | 30 | 0 | esc | 0.0012005 | 2.6468e-08 | 0.00060025 | 1.3234e-08 | 0.0015435 | 3.403e-08
[35 empty] | 7.3.1.3 Ignition probability mapping showing the probability of ignition along the electric lines and equipment | WLDFR | HFTD - Distribution - Tier 3 - 2QU CoRE ¦ 3QU LoRE | 2050 | 0.14056 | 0 | 0 | 0 | 0 | 0.0028971 | 0.85267 | 0 | 0.85267 | 0.0082399 | 2.4252 | 0 | 2.4252 | 0.0086531 | 2.5468 | 0 | 2.5468 | 0 | 0.11985 | 0.34089 | 0.35798 | 0.0082399 | 0.0011582 | 2.4252 | 0.34089 | 0 | 0 | 2.4252 | 0.34089 | [11 empty] | WLDFR | HFTD - Distribution - Tier 2 - 2QU CoRE ¦ 4QU LoRE | Seismic - Red Flag Warning - Catastrophic Fires | 2040 | 8.9082e-12 | 4.4541e-12 | 1.1453e-11 | 24976.6418 | 511.3745 | 15898.8237 | 8566.4437 | 0 | 0 | 0 | 7.4204e-09 |  | 2.225e-07 | 0 | 2.225e-07 | 1.1125e-07 | 0 | 1.1125e-07 | 2.8607e-07 | 0 | 2.8607e-07 | [16 empty] | 7.3.1.3 Ignition probability mapping showing the probability of ignition along the electric lines and equipmentWLDFRAggregatedAggregated | WLDFR | HFTD - Distribution - Tier 2 - 2QU CoRE ¦ 5QU LoRE | Non-Red Flag Warning - Large Fires | Aggregated | Aggregated | 2037 | 2.2048e-05 | 0 | 1453.2434 | 0.03204 | 2037 | Mitigation | 0.08575 | 30 | 0 | esc | 0.0012005 | 2.6468e-08 | 0.00060025 | 1.3234e-08 | 0.0015435 | 3.403e-08
[35 empty] | 7.3.1.3 Ignition probability mapping showing the probability of ignition along the electric lines and equipment | WLDFR | HFTD - Distribution - Tier 3 - 2QU CoRE ¦ 3QU LoRE | 2051 | 0.13137 | 0 | 0 | 0 | 0 | 0 | 0 | 0 | 0 | 0.0082399 | 2.4252 | 0 | 2.4252 | 0.0086531 | 2.5468 | 0 | 2.5468 | 0 | 0 | 0.31859 | 0.33456 | 0.0082399 | 0.0010825 | 2.4252 | 0.31859 | 0 | 0 | 2.4252 | 0.31859 | [11 empty] | WLDFR | HFTD - Distribution - Tier 2 - 2QU CoRE ¦ 4QU LoRE | Seismic - Red Flag Warning - Catastrophic Fires | 2041 | 8.9082e-12 | 4.4541e-12 | 1.1453e-11 | 24976.6418 | 511.3745 | 15898.8237 | 8566.4437 | 0 | 0 | 0 | 7.4204e-09 |  | 2.225e-07 | 0 | 2.225e-07 | 1.1125e-07 | 0 | 1.1125e-07 | 2.8607e-07 | 0 | 2.8607e-07 | [16 empty] | 7.3.1.3 Ignition probability mapping showing the probability of ignition along the electric lines and equipmentWLDFRAggregatedAggregated | WLDFR | HFTD - Distribution - Tier 2 - 2QU CoRE ¦ 5QU LoRE | Non-Red Flag Warning - Large Fires | Aggregated | Aggregated | 2038 | 2.2048e-05 | 0 | 1453.2434 | 0.03204 | 2038 | Mitigation | 0.08575 | 30 | 0 | esc | 0.0012005 | 2.6468e-08 | 0.00060025 | 1.3234e-08 | 0.0015435 | 3.403e-08
[35 empty] | 7.3.1.3 Ignition probability mapping showing the probability of ignition along the electric lines and equipment | WLDFR | HFTD - Distribution - Tier 3 - 2QU CoRE ¦ 3QU LoRE | 2052 | 0.12277 | 0 | 0 | 0 | 0 | 0 | 0 | 0 | 0 | 0 | 0 | 0 | 0 | 0.0086531 | 2.5468 | 0 | 2.5468 | 0 | 0 | 0 | 0.31268 | 0 | 0 | 0 | 0 | 0 | 0 | 0 | 0 | [11 empty] | WLDFR | HFTD - Distribution - Tier 2 - 2QU CoRE ¦ 4QU LoRE | Seismic - Red Flag Warning - Catastrophic Fires | 2042 | 8.9082e-12 | 4.4541e-12 | 1.1453e-11 | 24976.6418 | 511.3745 | 15898.8237 | 8566.4437 | 0 | 0 | 0 | 7.4204e-09 |  | 2.225e-07 | 0 | 2.225e-07 | 1.1125e-07 | 0 | 1.1125e-07 | 2.8607e-07 | 0 | 2.8607e-07 | [16 empty] | 7.3.1.3 Ignition probability mapping showing the probability of ignition along the electric lines and equipmentWLDFRAggregatedAggregated | WLDFR | HFTD - Distribution - Tier 2 - 2QU CoRE ¦ 5QU LoRE | Non-Red Flag Warning - Large Fires | Aggregated | Aggregated | 2039 | 2.2048e-05 | 0 | 1453.2434 | 0.03204 | 2039 | Mitigation | 0.08575 | 30 | 0 | esc | 0.0012005 | 2.6468e-08 | 0.00060025 | 1.3234e-08 | 0.0015435 | 3.403e-08
[35 empty] | 7.3.1.3 Ignition probability mapping showing the probability of ignition along the electric lines and equipment | WLDFR | HFTD - Distribution - Tier 3 - 2QU CoRE ¦ 4QU LoRE | 2020 | 1 | 0.0012141 | 0.2929 | 0 | 0.2929 | 0 | 0 | 0 | 0 | 0 | 0 | 0 | 0 | 0 | 0 | 0 | 0 | 0.2929 | 0 | 0 | 0 | 0 | 0 | 0 | 0 | 0 | 0 | 0 | 0 | [11 empty] | WLDFR | HFTD - Distribution - Tier 2 - 2QU CoRE ¦ 4QU LoRE | Seismic - Red Flag Warning - Catastrophic Fires | 2043 | 8.9082e-12 | 4.4541e-12 | 1.1453e-11 | 26191.7278 | 544.1291 | 16654.7414 | 8992.8573 | 0 | 0 | 0 | 7.4204e-09 |  | 2.3332e-07 | 0 | 2.3332e-07 | 1.1666e-07 | 0 | 1.1666e-07 | 2.9998e-07 | 0 | 2.9998e-07 | [16 empty] | 7.3.1.3 Ignition probability mapping showing the probability of ignition along the electric lines and equipmentWLDFRAggregatedAggregated | WLDFR | HFTD - Distribution - Tier 2 - 2QU CoRE ¦ 5QU LoRE | Non-Red Flag Warning - Large Fires | Aggregated | Aggregated | 2040 | 2.2048e-05 | 0 | 1453.2434 | 0.03204 | 2040 | Mitigation | 0.08575 | 30 | 0 | esc | 0.0012005 | 2.6468e-08 | 0.00060025 | 1.3234e-08 | 0.0015435 | 3.403e-08
[35 empty] | 7.3.1.3 Ignition probability mapping showing the probability of ignition along the electric lines and equipment | WLDFR | HFTD - Distribution - Tier 3 - 2QU CoRE ¦ 4QU LoRE | 2021 | 1 | 0.0012141 | 0.2929 | 0 | 0.2929 | 0.00075572 | 0.18232 | 0 | 0.18232 | 0 | 0 | 0 | 0 | 0 | 0 | 0 | 0 | 0.2929 | 0.18232 | 0 | 0 | 0 | 0 | 0 | 0 | 0 | 0 | 0 | 0 | [11 empty] | WLDFR | HFTD - Distribution - Tier 2 - 2QU CoRE ¦ 4QU LoRE | Seismic - Red Flag Warning - Catastrophic Fires | 2044 | 8.9082e-12 | 4.4541e-12 | 1.1453e-11 | 26191.7278 | 544.1291 | 16654.7414 | 8992.8573 | 0 | 0 | 0 | 7.4204e-09 |  | 2.3332e-07 | 0 | 2.3332e-07 | 1.1666e-07 | 0 | 1.1666e-07 | 2.9998e-07 | 0 | 2.9998e-07 | [16 empty] | 7.3.1.3 Ignition probability mapping showing the probability of ignition along the electric lines and equipmentWLDFRAggregatedAggregated | WLDFR | HFTD - Distribution - Tier 2 - 2QU CoRE ¦ 5QU LoRE | Non-Red Flag Warning - Large Fires | Aggregated | Aggregated | 2041 | 2.2048e-05 | 0 | 1453.2434 | 0.03204 | 2041 | Mitigation | 0.08575 | 30 | 0 | esc | 0.0012005 | 2.6468e-08 | 0.00060025 | 1.3234e-08 | 0.0015435 | 3.403e-08
[35 empty] | 7.3.1.3 Ignition probability mapping showing the probability of ignition along the electric lines and equipment | WLDFR | HFTD - Distribution - Tier 3 - 2QU CoRE ¦ 4QU LoRE | 2022 | 0.93458 | 0.0011773 | 0.26486 | 0 | 0.26486 | 0.00073284 | 0.16486 | 0 | 0.16486 | 0.002635 | 0.59279 | 0 | 0.59279 | 0 | 0 | 0 | 0 | 0.24753 | 0.15408 | 0.55401 | 0 | 0.002635 | 0.0024626 | 0.59279 | 0.55401 | 0 | 0 | 0.59279 | 0.55401 | [11 empty] | WLDFR | HFTD - Distribution - Tier 2 - 2QU CoRE ¦ 4QU LoRE | Seismic - Red Flag Warning - Catastrophic Fires | 2045 | 8.9082e-12 | 4.4541e-12 | 1.1453e-11 | 26191.7278 | 544.1291 | 16654.7414 | 8992.8573 | 0 | 0 | 0 | 7.4204e-09 |  | 2.3332e-07 | 0 | 2.3332e-07 | 1.1666e-07 | 0 | 1.1666e-07 | 2.9998e-07 | 0 | 2.9998e-07 | [16 empty] | 7.3.1.3 Ignition probability mapping showing the probability of ignition along the electric lines and equipmentWLDFRAggregatedAggregated | WLDFR | HFTD - Distribution - Tier 2 - 2QU CoRE ¦ 5QU LoRE | Non-Red Flag Warning - Large Fires | Aggregated | Aggregated | 2042 | 2.2048e-05 | 0 | 1453.2434 | 0.03204 | 2042 | Mitigation | 0.08575 | 30 | 0 | esc | 0.0012005 | 2.6468e-08 | 0.00060025 | 1.3234e-08 | 0.0015435 | 3.403e-08
[35 empty] | 7.3.1.3 Ignition probability mapping showing the probability of ignition along the electric lines and equipment | WLDFR | HFTD - Distribution - Tier 3 - 2QU CoRE ¦ 4QU LoRE | 2023 | 0.87344 | 0.0011773 | 0.27457 | 0 | 0.27457 | 0.00073284 | 0.17091 | 0 | 0.17091 | 0.002635 | 0.61451 | 0 | 0.61451 | 0.0027671 | 0.64532 | 0 | 0.64532 | 0.23982 | 0.14928 | 0.53674 | 0.56365 | 0.002635 | 0.0023015 | 0.61451 | 0.53674 | 0 | 0 | 0.61451 | 0.53674 | [11 empty] | WLDFR | HFTD - Distribution - Tier 2 - 2QU CoRE ¦ 4QU LoRE | Seismic - Red Flag Warning - Catastrophic Fires | 2046 | 8.9082e-12 | 4.4541e-12 | 1.1453e-11 | 26191.7278 | 544.1291 | 16654.7414 | 8992.8573 | 0 | 0 | 0 | 7.4204e-09 |  | 2.3332e-07 | 0 | 2.3332e-07 | 1.1666e-07 | 0 | 1.1666e-07 | 2.9998e-07 | 0 | 2.9998e-07 | [16 empty] | 7.3.1.3 Ignition probability mapping showing the probability of ignition along the electric lines and equipmentWLDFRAggregatedAggregated | WLDFR | HFTD - Distribution - Tier 2 - 2QU CoRE ¦ 5QU LoRE | Non-Red Flag Warning - Large Fires | Aggregated | Aggregated | 2043 | 2.2048e-05 | 0 | 1453.2434 | 0.03204 | 2043 | Mitigation | 0.08575 | 30 | 0 | esc | 0.0012005 | 2.6468e-08 | 0.00060025 | 1.3234e-08 | 0.0015435 | 3.403e-08
[35 empty] | 7.3.1.3 Ignition probability mapping showing the probability of ignition along the electric lines and equipment | WLDFR | HFTD - Distribution - Tier 3 - 2QU CoRE ¦ 4QU LoRE | 2024 | 0.8163 | 0.0011773 | 0.27457 | 0 | 0.27457 | 0.00073284 | 0.17091 | 0 | 0.17091 | 0.002635 | 0.61451 | 0 | 0.61451 | 0.0027671 | 0.64532 | 0 | 0.64532 | 0.22413 | 0.13951 | 0.50162 | 0.52678 | 0.002635 | 0.0021509 | 0.61451 | 0.50162 | 0 | 0 | 0.61451 | 0.50162 | [11 empty] | WLDFR | HFTD - Distribution - Tier 2 - 2QU CoRE ¦ 4QU LoRE | Seismic - Red Flag Warning - Catastrophic Fires | 2047 | 8.9082e-12 | 4.4541e-12 | 1.1453e-11 | 26191.7278 | 544.1291 | 16654.7414 | 8992.8573 | 0 | 0 | 0 | 7.4204e-09 |  | 2.3332e-07 | 0 | 2.3332e-07 | 1.1666e-07 | 0 | 1.1666e-07 | 2.9998e-07 | 0 | 2.9998e-07 | [16 empty] | 7.3.1.3 Ignition probability mapping showing the probability of ignition along the electric lines and equipmentWLDFRAggregatedAggregated | WLDFR | HFTD - Distribution - Tier 2 - 2QU CoRE ¦ 5QU LoRE | Non-Red Flag Warning - Large Fires | Aggregated | Aggregated | 2044 | 2.2048e-05 | 0 | 1453.2434 | 0.03204 | 2044 | Mitigation | 0.08575 | 30 | 0 | esc | 0.0012005 | 2.6468e-08 | 0.00060025 | 1.3234e-08 | 0.0015435 | 3.403e-08
[35 empty] | 7.3.1.3 Ignition probability mapping showing the probability of ignition along the electric lines and equipment | WLDFR | HFTD - Distribution - Tier 3 - 2QU CoRE ¦ 4QU LoRE | 2025 | 0.7629 | 0.0011773 | 0.27457 | 0 | 0.27457 | 0.00073284 | 0.17091 | 0 | 0.17091 | 0.002635 | 0.61451 | 0 | 0.61451 | 0.0027671 | 0.64532 | 0 | 0.64532 | 0.20947 | 0.13038 | 0.46881 | 0.49232 | 0.002635 | 0.0020102 | 0.61451 | 0.46881 | 0 | 0 | 0.61451 | 0.46881 | [11 empty] | WLDFR | HFTD - Distribution - Tier 2 - 2QU CoRE ¦ 4QU LoRE | Seismic - Red Flag Warning - Catastrophic Fires | 2048 | 8.9082e-12 | 4.4541e-12 | 1.1453e-11 | 27464.7227 | 578.8407 | 17445.538 | 9440.3441 | 0 | 0 | 0 | 7.4204e-09 |  | 2.4466e-07 | 0 | 2.4466e-07 | 1.2233e-07 | 0 | 1.2233e-07 | 3.1456e-07 | 0 | 3.1456e-07 | [16 empty] | 7.3.1.3 Ignition probability mapping showing the probability of ignition along the electric lines and equipmentWLDFRAggregatedAggregated | WLDFR | HFTD - Distribution - Tier 2 - 2QU CoRE ¦ 5QU LoRE | Non-Red Flag Warning - Large Fires | Aggregated | Aggregated | 2045 | 2.2048e-05 | 0 | 1453.2434 | 0.03204 | 2045 | Mitigation | 0.08575 | 30 | 0 | esc | 0.0012005 | 2.6468e-08 | 0.00060025 | 1.3234e-08 | 0.0015435 | 3.403e-08
[35 empty] | 7.3.1.3 Ignition probability mapping showing the probability of ignition along the electric lines and equipment | WLDFR | HFTD - Distribution - Tier 3 - 2QU CoRE ¦ 4QU LoRE | 2026 | 0.71299 | 0.0011773 | 0.27457 | 0 | 0.27457 | 0.00073284 | 0.17091 | 0 | 0.17091 | 0.002635 | 0.61451 | 0 | 0.61451 | 0.0027671 | 0.64532 | 0 | 0.64532 | 0.19576 | 0.12185 | 0.43814 | 0.46011 | 0.002635 | 0.0018787 | 0.61451 | 0.43814 | 0 | 0 | 0.61451 | 0.43814 | [11 empty] | WLDFR | HFTD - Distribution - Tier 2 - 2QU CoRE ¦ 4QU LoRE | Seismic - Red Flag Warning - Catastrophic Fires | 2049 | 8.9082e-12 | 4.4541e-12 | 1.1453e-11 | 27464.7227 | 578.8407 | 17445.538 | 9440.3441 | 0 | 0 | 0 | 7.4204e-09 |  | 2.4466e-07 | 0 | 2.4466e-07 | 1.2233e-07 | 0 | 1.2233e-07 | 3.1456e-07 | 0 | 3.1456e-07 | [16 empty] | 7.3.1.3 Ignition probability mapping showing the probability of ignition along the electric lines and equipmentWLDFRAggregatedAggregated | WLDFR | HFTD - Distribution - Tier 2 - 2QU CoRE ¦ 5QU LoRE | Non-Red Flag Warning - Large Fires | Aggregated | Aggregated | 2046 | 2.2048e-05 | 0 | 1453.2434 | 0.03204 | 2046 | Mitigation | 0.08575 | 30 | 0 | esc | 0.0012005 | 2.6468e-08 | 0.00060025 | 1.3234e-08 | 0.0015435 | 3.403e-08
[35 empty] | 7.3.1.3 Ignition probability mapping showing the probability of ignition along the electric lines and equipment | WLDFR | HFTD - Distribution - Tier 3 - 2QU CoRE ¦ 4QU LoRE | 2027 | 0.66634 | 0.0011773 | 0.27457 | 0 | 0.27457 | 0.00073284 | 0.17091 | 0 | 0.17091 | 0.002635 | 0.61451 | 0 | 0.61451 | 0.0027671 | 0.64532 | 0 | 0.64532 | 0.18296 | 0.11388 | 0.40947 | 0.43001 | 0.002635 | 0.0017558 | 0.61451 | 0.40947 | 0 | 0 | 0.61451 | 0.40947 | [11 empty] | WLDFR | HFTD - Distribution - Tier 2 - 2QU CoRE ¦ 4QU LoRE | Seismic - Red Flag Warning - Catastrophic Fires | 2050 | 0 | 4.4541e-12 | 1.1453e-11 | 27464.7227 | 578.8407 | 17445.538 | 9440.3441 | 0 | 0 | 0 | 7.4204e-09 |  | 0 | 0 | 0 | 1.2233e-07 | 0 | 1.2233e-07 | 3.1456e-07 | 0 | 3.1456e-07 | [16 empty] | 7.3.1.3 Ignition probability mapping showing the probability of ignition along the electric lines and equipmentWLDFRAggregatedAggregated | WLDFR | HFTD - Distribution - Tier 2 - 2QU CoRE ¦ 5QU LoRE | Non-Red Flag Warning - Large Fires | Aggregated | Aggregated | 2047 | 2.2048e-05 | 0 | 1453.2434 | 0.03204 | 2047 | Mitigation | 0.08575 | 30 | 0 | esc | 0.0012005 | 2.6468e-08 | 0.00060025 | 1.3234e-08 | 0.0015435 | 3.403e-08
[35 empty] | 7.3.1.3 Ignition probability mapping showing the probability of ignition along the electric lines and equipment | WLDFR | HFTD - Distribution - Tier 3 - 2QU CoRE ¦ 4QU LoRE | 2028 | 0.62275 | 0.0011773 | 0.2868 | 0 | 0.2868 | 0.00073284 | 0.17852 | 0 | 0.17852 | 0.002635 | 0.64188 | 0 | 0.64188 | 0.0027671 | 0.67407 | 0 | 0.67407 | 0.1786 | 0.11117 | 0.39973 | 0.41977 | 0.002635 | 0.0016409 | 0.64188 | 0.39973 | 0 | 0 | 0.64188 | 0.39973 | [11 empty] | WLDFR | HFTD - Distribution - Tier 2 - 2QU CoRE ¦ 4QU LoRE | Seismic - Red Flag Warning - Catastrophic Fires | 2051 | 0 | 0 | 1.1453e-11 | 27464.7227 | 578.8407 | 17445.538 | 9440.3441 | 0 | 0 | 0 | 7.4204e-09 |  | 0 | 0 | 0 | 0 | 0 | 0 | 3.1456e-07 | 0 | 3.1456e-07 | [16 empty] | 7.3.1.3 Ignition probability mapping showing the probability of ignition along the electric lines and equipmentWLDFRAggregatedAggregated | WLDFR | HFTD - Distribution - Tier 2 - 2QU CoRE ¦ 5QU LoRE | Non-Red Flag Warning - Large Fires | Aggregated | Aggregated | 2048 | 2.2048e-05 | 0 | 1453.2434 | 0.03204 | 2048 | Mitigation | 0.08575 | 30 | 0 | esc | 0.0012005 | 2.6468e-08 | 0.00060025 | 1.3234e-08 | 0.0015435 | 3.403e-08
[35 empty] | 7.3.1.3 Ignition probability mapping showing the probability of ignition along the electric lines and equipment | WLDFR | HFTD - Distribution - Tier 3 - 2QU CoRE ¦ 4QU LoRE | 2029 | 0.58201 | 0.0011773 | 0.2868 | 0 | 0.2868 | 0.00073284 | 0.17852 | 0 | 0.17852 | 0.002635 | 0.64188 | 0 | 0.64188 | 0.0027671 | 0.67407 | 0 | 0.67407 | 0.16692 | 0.1039 | 0.37358 | 0.39231 | 0.002635 | 0.0015336 | 0.64188 | 0.37358 | 0 | 0 | 0.64188 | 0.37358 | [11 empty] | WLDFR | HFTD - Distribution - Tier 2 - 2QU CoRE ¦ 5QU LoRE | Non-Red Flag Warning - Catastrophic Fires | 2020 | 3.1204e-09 | 0 | 0 | 14146.1306 | 222.2294 | 8585.7228 | 5338.1784 | 0 | 0 | 0 | 2.5993e-06 |  | 4.4142e-05 | 0 | 4.4142e-05 | 0 | 0 | 0 | 0 | 0 | 0 | [16 empty] | 7.3.1.3 Ignition probability mapping showing the probability of ignition along the electric lines and equipmentWLDFRAggregatedAggregated | WLDFR | HFTD - Distribution - Tier 2 - 2QU CoRE ¦ 5QU LoRE | Non-Red Flag Warning - Large Fires | Aggregated | Aggregated | 2049 | 2.2048e-05 | 0 | 1453.2434 | 0.03204 | 2049 | Mitigation | 0.08575 | 30 | 0 | esc | 0.0012005 | 2.6468e-08 | 0.00060025 | 1.3234e-08 | 0.0015435 | 3.403e-08
[35 empty] | 7.3.1.3 Ignition probability mapping showing the probability of ignition along the electric lines and equipment | WLDFR | HFTD - Distribution - Tier 3 - 2QU CoRE ¦ 4QU LoRE | 2030 | 0.54393 | 0.0011773 | 0.2868 | 0 | 0.2868 | 0.00073284 | 0.17852 | 0 | 0.17852 | 0.002635 | 0.64188 | 0 | 0.64188 | 0.0027671 | 0.67407 | 0 | 0.67407 | 0.156 | 0.097102 | 0.34914 | 0.36665 | 0.002635 | 0.0014333 | 0.64188 | 0.34914 | 0 | 0 | 0.64188 | 0.34914 | [11 empty] | WLDFR | HFTD - Distribution - Tier 2 - 2QU CoRE ¦ 5QU LoRE | Non-Red Flag Warning - Catastrophic Fires | 2021 | 3.1204e-09 | 1.5602e-09 | 0 | 14146.1306 | 222.2294 | 8585.7228 | 5338.1784 | 0 | 0 | 0 | 2.5993e-06 |  | 4.4142e-05 | 0 | 4.4142e-05 | 2.2071e-05 | 0 | 2.2071e-05 | 0 | 0 | 0 | [16 empty] | 7.3.1.3 Ignition probability mapping showing the probability of ignition along the electric lines and equipmentWLDFRAggregatedAggregated | WLDFR | HFTD - Distribution - Tier 2 - 2QU CoRE ¦ 5QU LoRE | Non-Red Flag Warning - Large Fires | Aggregated | Aggregated | 2050 | 2.2048e-05 | 0 | 1453.2434 | 0.03204 | 2050 | Mitigation | 0.08575 | 30 | 0 | esc | 0 | 0 | 0.00060025 | 1.3234e-08 | 0.0015435 | 3.403e-08
[35 empty] | 7.3.1.3 Ignition probability mapping showing the probability of ignition along the electric lines and equipment | WLDFR | HFTD - Distribution - Tier 3 - 2QU CoRE ¦ 4QU LoRE | 2031 | 0.50835 | 0.0011773 | 0.2868 | 0 | 0.2868 | 0.00073284 | 0.17852 | 0 | 0.17852 | 0.002635 | 0.64188 | 0 | 0.64188 | 0.0027671 | 0.67407 | 0 | 0.67407 | 0.14579 | 0.090749 | 0.3263 | 0.34266 | 0.002635 | 0.0013395 | 0.64188 | 0.3263 | 0 | 0 | 0.64188 | 0.3263 | [11 empty] | WLDFR | HFTD - Distribution - Tier 2 - 2QU CoRE ¦ 5QU LoRE | Non-Red Flag Warning - Catastrophic Fires | 2022 | 3.1204e-09 | 1.5602e-09 | 4.012e-09 | 14146.1306 | 222.2294 | 8585.7228 | 5338.1784 | 0 | 0 | 0 | 2.5993e-06 |  | 4.4142e-05 | 0 | 4.4142e-05 | 2.2071e-05 | 0 | 2.2071e-05 | 5.6754e-05 | 0 | 5.6754e-05 | [16 empty] | 7.3.1.3 Ignition probability mapping showing the probability of ignition along the electric lines and equipmentWLDFRAggregatedAggregated | WLDFR | HFTD - Distribution - Tier 2 - 2QU CoRE ¦ 5QU LoRE | Non-Red Flag Warning - Large Fires | Aggregated | Aggregated | 2051 | 2.2048e-05 | 0 | 1453.2434 | 0.03204 | 2051 | Mitigation | 0.08575 | 30 | 0 | esc | 0 | 0 | 0 | 0 | 0.0015435 | 3.403e-08
[35 empty] | 7.3.1.3 Ignition probability mapping showing the probability of ignition along the electric lines and equipment | WLDFR | HFTD - Distribution - Tier 3 - 2QU CoRE ¦ 4QU LoRE | 2032 | 0.47509 | 0.0011773 | 0.2868 | 0 | 0.2868 | 0.00073284 | 0.17852 | 0 | 0.17852 | 0.002635 | 0.64188 | 0 | 0.64188 | 0.0027671 | 0.67407 | 0 | 0.67407 | 0.13625 | 0.084812 | 0.30495 | 0.32024 | 0.002635 | 0.0012519 | 0.64188 | 0.30495 | 0 | 0 | 0.64188 | 0.30495 | [11 empty] | WLDFR | HFTD - Distribution - Tier 2 - 2QU CoRE ¦ 5QU LoRE | Non-Red Flag Warning - Catastrophic Fires | 2023 | 3.1204e-09 | 1.5602e-09 | 4.012e-09 | 14664.6376 | 233.2301 | 8896.516 | 5534.8915 | 0 | 0 | 0 | 2.5993e-06 |  | 4.576e-05 | 0 | 4.576e-05 | 2.288e-05 | 0 | 2.288e-05 | 5.8835e-05 | 0 | 5.8835e-05 | [16 empty] | 7.3.1.3 Ignition probability mapping showing the probability of ignition along the electric lines and equipmentWLDFRAggregatedAggregated | WLDFR | HFTD - Distribution - Tier 2 - 2QU CoRE ¦ 5QU LoRE | Non-Red Flag Warning - Small Fires | Aggregated | Aggregated | 2021 | 0.00239 | 0 | 1453.2434 | 3.4732 | 2021 | Mitigation | 0.08575 | 30 | 0 | esc | 0.0012005 | 2.8691e-06 | 0.00060025 | 1.4346e-06 | 0 | 0
[35 empty] | 7.3.1.3 Ignition probability mapping showing the probability of ignition along the electric lines and equipment | WLDFR | HFTD - Distribution - Tier 3 - 2QU CoRE ¦ 4QU LoRE | 2033 | 0.44401 | 0.0011773 | 0.30039 | 0 | 0.30039 | 0.00073284 | 0.18698 | 0 | 0.18698 | 0.002635 | 0.67229 | 0 | 0.67229 | 0.0027671 | 0.70601 | 0 | 0.70601 | 0.13338 | 0.08302 | 0.29851 | 0.31348 | 0.002635 | 0.00117 | 0.67229 | 0.29851 | 0 | 0 | 0.67229 | 0.29851 | [11 empty] | WLDFR | HFTD - Distribution - Tier 2 - 2QU CoRE ¦ 5QU LoRE | Non-Red Flag Warning - Catastrophic Fires | 2024 | 3.1204e-09 | 1.5602e-09 | 4.012e-09 | 14664.6376 | 233.2301 | 8896.516 | 5534.8915 | 0 | 0 | 0 | 2.5993e-06 |  | 4.576e-05 | 0 | 4.576e-05 | 2.288e-05 | 0 | 2.288e-05 | 5.8835e-05 | 0 | 5.8835e-05 | [16 empty] | 7.3.1.3 Ignition probability mapping showing the probability of ignition along the electric lines and equipmentWLDFRAggregatedAggregated | WLDFR | HFTD - Distribution - Tier 2 - 2QU CoRE ¦ 5QU LoRE | Non-Red Flag Warning - Small Fires | Aggregated | Aggregated | 2022 | 0.00239 | 0 | 1453.2434 | 3.4732 | 2022 | Mitigation | 0.08575 | 30 | 0 | esc | 0.0012005 | 2.8691e-06 | 0.00060025 | 1.4346e-06 | 0.0015435 | 3.6889e-06
[35 empty] | 7.3.1.3 Ignition probability mapping showing the probability of ignition along the electric lines and equipment | WLDFR | HFTD - Distribution - Tier 3 - 2QU CoRE ¦ 4QU LoRE | 2034 | 0.41496 | 0.0011773 | 0.30039 | 0 | 0.30039 | 0.00073284 | 0.18698 | 0 | 0.18698 | 0.002635 | 0.67229 | 0 | 0.67229 | 0.0027671 | 0.70601 | 0 | 0.70601 | 0.12465 | 0.077589 | 0.27898 | 0.29297 | 0.002635 | 0.0010934 | 0.67229 | 0.27898 | 0 | 0 | 0.67229 | 0.27898 | [11 empty] | WLDFR | HFTD - Distribution - Tier 2 - 2QU CoRE ¦ 5QU LoRE | Non-Red Flag Warning - Catastrophic Fires | 2025 | 3.1204e-09 | 1.5602e-09 | 4.012e-09 | 14664.6376 | 233.2301 | 8896.516 | 5534.8915 | 0 | 0 | 0 | 2.5993e-06 |  | 4.576e-05 | 0 | 4.576e-05 | 2.288e-05 | 0 | 2.288e-05 | 5.8835e-05 | 0 | 5.8835e-05 | [16 empty] | 7.3.1.3 Ignition probability mapping showing the probability of ignition along the electric lines and equipmentWLDFRAggregatedAggregated | WLDFR | HFTD - Distribution - Tier 2 - 2QU CoRE ¦ 5QU LoRE | Non-Red Flag Warning - Small Fires | Aggregated | Aggregated | 2023 | 0.00239 | 0 | 1453.2434 | 3.4732 | 2023 | Mitigation | 0.08575 | 30 | 0 | esc | 0.0012005 | 2.8691e-06 | 0.00060025 | 1.4346e-06 | 0.0015435 | 3.6889e-06
[35 empty] | 7.3.1.3 Ignition probability mapping showing the probability of ignition along the electric lines and equipment | WLDFR | HFTD - Distribution - Tier 3 - 2QU CoRE ¦ 4QU LoRE | 2035 | 0.38782 | 0.0011773 | 0.30039 | 0 | 0.30039 | 0.00073284 | 0.18698 | 0 | 0.18698 | 0.002635 | 0.67229 | 0 | 0.67229 | 0.0027671 | 0.70601 | 0 | 0.70601 | 0.11649 | 0.072513 | 0.26073 | 0.2738 | 0.002635 | 0.0010219 | 0.67229 | 0.26073 | 0 | 0 | 0.67229 | 0.26073 | [11 empty] | WLDFR | HFTD - Distribution - Tier 2 - 2QU CoRE ¦ 5QU LoRE | Non-Red Flag Warning - Catastrophic Fires | 2026 | 3.1204e-09 | 1.5602e-09 | 4.012e-09 | 14664.6376 | 233.2301 | 8896.516 | 5534.8915 | 0 | 0 | 0 | 2.5993e-06 |  | 4.576e-05 | 0 | 4.576e-05 | 2.288e-05 | 0 | 2.288e-05 | 5.8835e-05 | 0 | 5.8835e-05 | [16 empty] | 7.3.1.3 Ignition probability mapping showing the probability of ignition along the electric lines and equipmentWLDFRAggregatedAggregated | WLDFR | HFTD - Distribution - Tier 2 - 2QU CoRE ¦ 5QU LoRE | Non-Red Flag Warning - Small Fires | Aggregated | Aggregated | 2024 | 0.00239 | 0 | 1453.2434 | 3.4732 | 2024 | Mitigation | 0.08575 | 30 | 0 | esc | 0.0012005 | 2.8691e-06 | 0.00060025 | 1.4346e-06 | 0.0015435 | 3.6889e-06
[35 empty] | 7.3.1.3 Ignition probability mapping showing the probability of ignition along the electric lines and equipment | WLDFR | HFTD - Distribution - Tier 3 - 2QU CoRE ¦ 4QU LoRE | 2036 | 0.36245 | 0.0011773 | 0.30039 | 0 | 0.30039 | 0.00073284 | 0.18698 | 0 | 0.18698 | 0.002635 | 0.67229 | 0 | 0.67229 | 0.0027671 | 0.70601 | 0 | 0.70601 | 0.10887 | 0.067769 | 0.24367 | 0.25589 | 0.002635 | 0.00095505 | 0.67229 | 0.24367 | 0 | 0 | 0.67229 | 0.24367 | [11 empty] | WLDFR | HFTD - Distribution - Tier 2 - 2QU CoRE ¦ 5QU LoRE | Non-Red Flag Warning - Catastrophic Fires | 2027 | 3.1204e-09 | 1.5602e-09 | 4.012e-09 | 14664.6376 | 233.2301 | 8896.516 | 5534.8915 | 0 | 0 | 0 | 2.5993e-06 |  | 4.576e-05 | 0 | 4.576e-05 | 2.288e-05 | 0 | 2.288e-05 | 5.8835e-05 | 0 | 5.8835e-05 | [16 empty] | 7.3.1.3 Ignition probability mapping showing the probability of ignition along the electric lines and equipmentWLDFRAggregatedAggregated | WLDFR | HFTD - Distribution - Tier 2 - 2QU CoRE ¦ 5QU LoRE | Non-Red Flag Warning - Small Fires | Aggregated | Aggregated | 2025 | 0.00239 | 0 | 1453.2434 | 3.4732 | 2025 | Mitigation | 0.08575 | 30 | 0 | esc | 0.0012005 | 2.8691e-06 | 0.00060025 | 1.4346e-06 | 0.0015435 | 3.6889e-06
[35 empty] | 7.3.1.3 Ignition probability mapping showing the probability of ignition along the electric lines and equipment | WLDFR | HFTD - Distribution - Tier 3 - 2QU CoRE ¦ 4QU LoRE | 2037 | 0.33873 | 0.0011773 | 0.30039 | 0 | 0.30039 | 0.00073284 | 0.18698 | 0 | 0.18698 | 0.002635 | 0.67229 | 0 | 0.67229 | 0.0027671 | 0.70601 | 0 | 0.70601 | 0.10175 | 0.063335 | 0.22773 | 0.23915 | 0.002635 | 0.00089257 | 0.67229 | 0.22773 | 0 | 0 | 0.67229 | 0.22773 | [11 empty] | WLDFR | HFTD - Distribution - Tier 2 - 2QU CoRE ¦ 5QU LoRE | Non-Red Flag Warning - Catastrophic Fires | 2028 | 3.1204e-09 | 1.5602e-09 | 4.012e-09 | 15317.9909 | 247.273 | 9287.6491 | 5783.0689 | 0 | 0 | 0 | 2.5993e-06 |  | 4.7799e-05 | 0 | 4.7799e-05 | 2.3899e-05 | 0 | 2.3899e-05 | 6.1456e-05 | 0 | 6.1456e-05 | [16 empty] | 7.3.1.3 Ignition probability mapping showing the probability of ignition along the electric lines and equipmentWLDFRAggregatedAggregated | WLDFR | HFTD - Distribution - Tier 2 - 2QU CoRE ¦ 5QU LoRE | Non-Red Flag Warning - Small Fires | Aggregated | Aggregated | 2026 | 0.00239 | 0 | 1453.2434 | 3.4732 | 2026 | Mitigation | 0.08575 | 30 | 0 | esc | 0.0012005 | 2.8691e-06 | 0.00060025 | 1.4346e-06 | 0.0015435 | 3.6889e-06
[35 empty] | 7.3.1.3 Ignition probability mapping showing the probability of ignition along the electric lines and equipment | WLDFR | HFTD - Distribution - Tier 3 - 2QU CoRE ¦ 4QU LoRE | 2038 | 0.31657 | 0.0011773 | 0.31514 | 0 | 0.31514 | 0.00073284 | 0.19616 | 0 | 0.19616 | 0.002635 | 0.70531 | 0 | 0.70531 | 0.0027671 | 0.74068 | 0 | 0.74068 | 0.099765 | 0.062099 | 0.22328 | 0.23448 | 0.002635 | 0.00083417 | 0.70531 | 0.22328 | 0 | 0 | 0.70531 | 0.22328 | [11 empty] | WLDFR | HFTD - Distribution - Tier 2 - 2QU CoRE ¦ 5QU LoRE | Non-Red Flag Warning - Catastrophic Fires | 2029 | 3.1204e-09 | 1.5602e-09 | 4.012e-09 | 15317.9909 | 247.273 | 9287.6491 | 5783.0689 | 0 | 0 | 0 | 2.5993e-06 |  | 4.7799e-05 | 0 | 4.7799e-05 | 2.3899e-05 | 0 | 2.3899e-05 | 6.1456e-05 | 0 | 6.1456e-05 | [16 empty] | 7.3.1.3 Ignition probability mapping showing the probability of ignition along the electric lines and equipmentWLDFRAggregatedAggregated | WLDFR | HFTD - Distribution - Tier 2 - 2QU CoRE ¦ 5QU LoRE | Non-Red Flag Warning - Small Fires | Aggregated | Aggregated | 2027 | 0.00239 | 0 | 1453.2434 | 3.4732 | 2027 | Mitigation | 0.08575 | 30 | 0 | esc | 0.0012005 | 2.8691e-06 | 0.00060025 | 1.4346e-06 | 0.0015435 | 3.6889e-06
[35 empty] | 7.3.1.3 Ignition probability mapping showing the probability of ignition along the electric lines and equipment | WLDFR | HFTD - Distribution - Tier 3 - 2QU CoRE ¦ 4QU LoRE | 2039 | 0.29586 | 0.0011773 | 0.31514 | 0 | 0.31514 | 0.00073284 | 0.19616 | 0 | 0.19616 | 0.002635 | 0.70531 | 0 | 0.70531 | 0.0027671 | 0.74068 | 0 | 0.74068 | 0.093238 | 0.058036 | 0.20868 | 0.21914 | 0.002635 | 0.0007796 | 0.70531 | 0.20868 | 0 | 0 | 0.70531 | 0.20868 | [11 empty] | WLDFR | HFTD - Distribution - Tier 2 - 2QU CoRE ¦ 5QU LoRE | Non-Red Flag Warning - Catastrophic Fires | 2030 | 3.1204e-09 | 1.5602e-09 | 4.012e-09 | 15317.9909 | 247.273 | 9287.6491 | 5783.0689 | 0 | 0 | 0 | 2.5993e-06 |  | 4.7799e-05 | 0 | 4.7799e-05 | 2.3899e-05 | 0 | 2.3899e-05 | 6.1456e-05 | 0 | 6.1456e-05 | [16 empty] | 7.3.1.3 Ignition probability mapping showing the probability of ignition along the electric lines and equipmentWLDFRAggregatedAggregated | WLDFR | HFTD - Distribution - Tier 2 - 2QU CoRE ¦ 5QU LoRE | Non-Red Flag Warning - Small Fires | Aggregated | Aggregated | 2028 | 0.00239 | 0 | 1453.2434 | 3.4732 | 2028 | Mitigation | 0.08575 | 30 | 0 | esc | 0.0012005 | 2.8691e-06 | 0.00060025 | 1.4346e-06 | 0.0015435 | 3.6889e-06
[35 empty] | 7.3.1.3 Ignition probability mapping showing the probability of ignition along the electric lines and equipment | WLDFR | HFTD - Distribution - Tier 3 - 2QU CoRE ¦ 4QU LoRE | 2040 | 0.27651 | 0.0011773 | 0.31514 | 0 | 0.31514 | 0.00073284 | 0.19616 | 0 | 0.19616 | 0.002635 | 0.70531 | 0 | 0.70531 | 0.0027671 | 0.74068 | 0 | 0.74068 | 0.087138 | 0.05424 | 0.19502 | 0.2048 | 0.002635 | 0.0007286 | 0.70531 | 0.19502 | 0 | 0 | 0.70531 | 0.19502 | [11 empty] | WLDFR | HFTD - Distribution - Tier 2 - 2QU CoRE ¦ 5QU LoRE | Non-Red Flag Warning - Catastrophic Fires | 2031 | 3.1204e-09 | 1.5602e-09 | 4.012e-09 | 15317.9909 | 247.273 | 9287.6491 | 5783.0689 | 0 | 0 | 0 | 2.5993e-06 |  | 4.7799e-05 | 0 | 4.7799e-05 | 2.3899e-05 | 0 | 2.3899e-05 | 6.1456e-05 | 0 | 6.1456e-05 | [16 empty] | 7.3.1.3 Ignition probability mapping showing the probability of ignition along the electric lines and equipmentWLDFRAggregatedAggregated | WLDFR | HFTD - Distribution - Tier 2 - 2QU CoRE ¦ 5QU LoRE | Non-Red Flag Warning - Small Fires | Aggregated | Aggregated | 2029 | 0.00239 | 0 | 1453.2434 | 3.4732 | 2029 | Mitigation | 0.08575 | 30 | 0 | esc | 0.0012005 | 2.8691e-06 | 0.00060025 | 1.4346e-06 | 0.0015435 | 3.6889e-06
[35 empty] | 7.3.1.3 Ignition probability mapping showing the probability of ignition along the electric lines and equipment | WLDFR | HFTD - Distribution - Tier 3 - 2QU CoRE ¦ 4QU LoRE | 2041 | 0.25842 | 0.0011773 | 0.31514 | 0 | 0.31514 | 0.00073284 | 0.19616 | 0 | 0.19616 | 0.002635 | 0.70531 | 0 | 0.70531 | 0.0027671 | 0.74068 | 0 | 0.74068 | 0.081438 | 0.050691 | 0.18227 | 0.19141 | 0.002635 | 0.00068093 | 0.70531 | 0.18227 | 0 | 0 | 0.70531 | 0.18227 | [11 empty] | WLDFR | HFTD - Distribution - Tier 2 - 2QU CoRE ¦ 5QU LoRE | Non-Red Flag Warning - Catastrophic Fires | 2032 | 3.1204e-09 | 1.5602e-09 | 4.012e-09 | 15317.9909 | 247.273 | 9287.6491 | 5783.0689 | 0 | 0 | 0 | 2.5993e-06 |  | 4.7799e-05 | 0 | 4.7799e-05 | 2.3899e-05 | 0 | 2.3899e-05 | 6.1456e-05 | 0 | 6.1456e-05 | [16 empty] | 7.3.1.3 Ignition probability mapping showing the probability of ignition along the electric lines and equipmentWLDFRAggregatedAggregated | WLDFR | HFTD - Distribution - Tier 2 - 2QU CoRE ¦ 5QU LoRE | Non-Red Flag Warning - Small Fires | Aggregated | Aggregated | 2030 | 0.00239 | 0 | 1453.2434 | 3.4732 | 2030 | Mitigation | 0.08575 | 30 | 0 | esc | 0.0012005 | 2.8691e-06 | 0.00060025 | 1.4346e-06 | 0.0015435 | 3.6889e-06
[35 empty] | 7.3.1.3 Ignition probability mapping showing the probability of ignition along the electric lines and equipment | WLDFR | HFTD - Distribution - Tier 3 - 2QU CoRE ¦ 4QU LoRE | 2042 | 0.24151 | 0.0011773 | 0.31514 | 0 | 0.31514 | 0.00073284 | 0.19616 | 0 | 0.19616 | 0.002635 | 0.70531 | 0 | 0.70531 | 0.0027671 | 0.74068 | 0 | 0.74068 | 0.07611 | 0.047375 | 0.17034 | 0.17888 | 0.002635 | 0.00063639 | 0.70531 | 0.17034 | 0 | 0 | 0.70531 | 0.17034 | [11 empty] | WLDFR | HFTD - Distribution - Tier 2 - 2QU CoRE ¦ 5QU LoRE | Non-Red Flag Warning - Catastrophic Fires | 2033 | 3.1204e-09 | 1.5602e-09 | 4.012e-09 | 16044.1264 | 263.1074 | 9721.74 | 6059.2791 | 0 | 0 | 0 | 2.5993e-06 |  | 5.0065e-05 | 0 | 5.0065e-05 | 2.5032e-05 | 0 | 2.5032e-05 | 6.4369e-05 | 0 | 6.4369e-05 | [16 empty] | 7.3.1.3 Ignition probability mapping showing the probability of ignition along the electric lines and equipmentWLDFRAggregatedAggregated | WLDFR | HFTD - Distribution - Tier 2 - 2QU CoRE ¦ 5QU LoRE | Non-Red Flag Warning - Small Fires | Aggregated | Aggregated | 2031 | 0.00239 | 0 | 1453.2434 | 3.4732 | 2031 | Mitigation | 0.08575 | 30 | 0 | esc | 0.0012005 | 2.8691e-06 | 0.00060025 | 1.4346e-06 | 0.0015435 | 3.6889e-06
[35 empty] | 7.3.1.3 Ignition probability mapping showing the probability of ignition along the electric lines and equipment | WLDFR | HFTD - Distribution - Tier 3 - 2QU CoRE ¦ 4QU LoRE | 2043 | 0.22571 | 0.0011773 | 0.33085 | 0 | 0.33085 | 0.00073284 | 0.20594 | 0 | 0.20594 | 0.002635 | 0.74048 | 0 | 0.74048 | 0.0027671 | 0.77761 | 0 | 0.77761 | 0.074677 | 0.046483 | 0.16714 | 0.17552 | 0.002635 | 0.00059475 | 0.74048 | 0.16714 | 0 | 0 | 0.74048 | 0.16714 | [11 empty] | WLDFR | HFTD - Distribution - Tier 2 - 2QU CoRE ¦ 5QU LoRE | Non-Red Flag Warning - Catastrophic Fires | 2034 | 3.1204e-09 | 1.5602e-09 | 4.012e-09 | 16044.1264 | 263.1074 | 9721.74 | 6059.2791 | 0 | 0 | 0 | 2.5993e-06 |  | 5.0065e-05 | 0 | 5.0065e-05 | 2.5032e-05 | 0 | 2.5032e-05 | 6.4369e-05 | 0 | 6.4369e-05 | [16 empty] | 7.3.1.3 Ignition probability mapping showing the probability of ignition along the electric lines and equipmentWLDFRAggregatedAggregated | WLDFR | HFTD - Distribution - Tier 2 - 2QU CoRE ¦ 5QU LoRE | Non-Red Flag Warning - Small Fires | Aggregated | Aggregated | 2032 | 0.00239 | 0 | 1453.2434 | 3.4732 | 2032 | Mitigation | 0.08575 | 30 | 0 | esc | 0.0012005 | 2.8691e-06 | 0.00060025 | 1.4346e-06 | 0.0015435 | 3.6889e-06
[35 empty] | 7.3.1.3 Ignition probability mapping showing the probability of ignition along the electric lines and equipment | WLDFR | HFTD - Distribution - Tier 3 - 2QU CoRE ¦ 4QU LoRE | 2044 | 0.21095 | 0.0011773 | 0.33085 | 0 | 0.33085 | 0.00073284 | 0.20594 | 0 | 0.20594 | 0.002635 | 0.74048 | 0 | 0.74048 | 0.0027671 | 0.77761 | 0 | 0.77761 | 0.069792 | 0.043442 | 0.1562 | 0.16403 | 0.002635 | 0.00055585 | 0.74048 | 0.1562 | 0 | 0 | 0.74048 | 0.1562 | [11 empty] | WLDFR | HFTD - Distribution - Tier 2 - 2QU CoRE ¦ 5QU LoRE | Non-Red Flag Warning - Catastrophic Fires | 2035 | 3.1204e-09 | 1.5602e-09 | 4.012e-09 | 16044.1264 | 263.1074 | 9721.74 | 6059.2791 | 0 | 0 | 0 | 2.5993e-06 |  | 5.0065e-05 | 0 | 5.0065e-05 | 2.5032e-05 | 0 | 2.5032e-05 | 6.4369e-05 | 0 | 6.4369e-05 | [16 empty] | 7.3.1.3 Ignition probability mapping showing the probability of ignition along the electric lines and equipmentWLDFRAggregatedAggregated | WLDFR | HFTD - Distribution - Tier 2 - 2QU CoRE ¦ 5QU LoRE | Non-Red Flag Warning - Small Fires | Aggregated | Aggregated | 2033 | 0.00239 | 0 | 1453.2434 | 3.4732 | 2033 | Mitigation | 0.08575 | 30 | 0 | esc | 0.0012005 | 2.8691e-06 | 0.00060025 | 1.4346e-06 | 0.0015435 | 3.6889e-06
[35 empty] | 7.3.1.3 Ignition probability mapping showing the probability of ignition along the electric lines and equipment | WLDFR | HFTD - Distribution - Tier 3 - 2QU CoRE ¦ 4QU LoRE | 2045 | 0.19715 | 0.0011773 | 0.33085 | 0 | 0.33085 | 0.00073284 | 0.20594 | 0 | 0.20594 | 0.002635 | 0.74048 | 0 | 0.74048 | 0.0027671 | 0.77761 | 0 | 0.77761 | 0.065226 | 0.0406 | 0.14598 | 0.1533 | 0.002635 | 0.00051948 | 0.74048 | 0.14598 | 0 | 0 | 0.74048 | 0.14598 | [11 empty] | WLDFR | HFTD - Distribution - Tier 2 - 2QU CoRE ¦ 5QU LoRE | Non-Red Flag Warning - Catastrophic Fires | 2036 | 3.1204e-09 | 1.5602e-09 | 4.012e-09 | 16044.1264 | 263.1074 | 9721.74 | 6059.2791 | 0 | 0 | 0 | 2.5993e-06 |  | 5.0065e-05 | 0 | 5.0065e-05 | 2.5032e-05 | 0 | 2.5032e-05 | 6.4369e-05 | 0 | 6.4369e-05 | [16 empty] | 7.3.1.3 Ignition probability mapping showing the probability of ignition along the electric lines and equipmentWLDFRAggregatedAggregated | WLDFR | HFTD - Distribution - Tier 2 - 2QU CoRE ¦ 5QU LoRE | Non-Red Flag Warning - Small Fires | Aggregated | Aggregated | 2034 | 0.00239 | 0 | 1453.2434 | 3.4732 | 2034 | Mitigation | 0.08575 | 30 | 0 | esc | 0.0012005 | 2.8691e-06 | 0.00060025 | 1.4346e-06 | 0.0015435 | 3.6889e-06
[35 empty] | 7.3.1.3 Ignition probability mapping showing the probability of ignition along the electric lines and equipment | WLDFR | HFTD - Distribution - Tier 3 - 2QU CoRE ¦ 4QU LoRE | 2046 | 0.18425 | 0.0011773 | 0.33085 | 0 | 0.33085 | 0.00073284 | 0.20594 | 0 | 0.20594 | 0.002635 | 0.74048 | 0 | 0.74048 | 0.0027671 | 0.77761 | 0 | 0.77761 | 0.060959 | 0.037944 | 0.13643 | 0.14327 | 0.002635 | 0.0004855 | 0.74048 | 0.13643 | 0 | 0 | 0.74048 | 0.13643 | [11 empty] | WLDFR | HFTD - Distribution - Tier 2 - 2QU CoRE ¦ 5QU LoRE | Non-Red Flag Warning - Catastrophic Fires | 2037 | 3.1204e-09 | 1.5602e-09 | 4.012e-09 | 16044.1264 | 263.1074 | 9721.74 | 6059.2791 | 0 | 0 | 0 | 2.5993e-06 |  | 5.0065e-05 | 0 | 5.0065e-05 | 2.5032e-05 | 0 | 2.5032e-05 | 6.4369e-05 | 0 | 6.4369e-05 | [16 empty] | 7.3.1.3 Ignition probability mapping showing the probability of ignition along the electric lines and equipmentWLDFRAggregatedAggregated | WLDFR | HFTD - Distribution - Tier 2 - 2QU CoRE ¦ 5QU LoRE | Non-Red Flag Warning - Small Fires | Aggregated | Aggregated | 2035 | 0.00239 | 0 | 1453.2434 | 3.4732 | 2035 | Mitigation | 0.08575 | 30 | 0 | esc | 0.0012005 | 2.8691e-06 | 0.00060025 | 1.4346e-06 | 0.0015435 | 3.6889e-06
[35 empty] | 7.3.1.3 Ignition probability mapping showing the probability of ignition along the electric lines and equipment | WLDFR | HFTD - Distribution - Tier 3 - 2QU CoRE ¦ 4QU LoRE | 2047 | 0.1722 | 0.0011773 | 0.33085 | 0 | 0.33085 | 0.00073284 | 0.20594 | 0 | 0.20594 | 0.002635 | 0.74048 | 0 | 0.74048 | 0.0027671 | 0.77761 | 0 | 0.77761 | 0.056971 | 0.035462 | 0.12751 | 0.1339 | 0.002635 | 0.00045374 | 0.74048 | 0.12751 | 0 | 0 | 0.74048 | 0.12751 | [11 empty] | WLDFR | HFTD - Distribution - Tier 2 - 2QU CoRE ¦ 5QU LoRE | Non-Red Flag Warning - Catastrophic Fires | 2038 | 3.1204e-09 | 1.5602e-09 | 4.012e-09 | 16832.3912 | 280.5544 | 10192.2718 | 6359.5651 | 0 | 0 | 0 | 2.5993e-06 |  | 5.2525e-05 | 0 | 5.2525e-05 | 2.6262e-05 | 0 | 2.6262e-05 | 6.7532e-05 | 0 | 6.7532e-05 | [16 empty] | 7.3.1.3 Ignition probability mapping showing the probability of ignition along the electric lines and equipmentWLDFRAggregatedAggregated | WLDFR | HFTD - Distribution - Tier 2 - 2QU CoRE ¦ 5QU LoRE | Non-Red Flag Warning - Small Fires | Aggregated | Aggregated | 2036 | 0.00239 | 0 | 1453.2434 | 3.4732 | 2036 | Mitigation | 0.08575 | 30 | 0 | esc | 0.0012005 | 2.8691e-06 | 0.00060025 | 1.4346e-06 | 0.0015435 | 3.6889e-06
[35 empty] | 7.3.1.3 Ignition probability mapping showing the probability of ignition along the electric lines and equipment | WLDFR | HFTD - Distribution - Tier 3 - 2QU CoRE ¦ 4QU LoRE | 2048 | 0.16093 | 0.0011773 | 0.34732 | 0 | 0.34732 | 0.00073284 | 0.21619 | 0 | 0.21619 | 0.002635 | 0.77734 | 0 | 0.77734 | 0.0027671 | 0.81632 | 0 | 0.81632 | 0.055895 | 0.034792 | 0.1251 | 0.13137 | 0.002635 | 0.00042405 | 0.77734 | 0.1251 | 0 | 0 | 0.77734 | 0.1251 | [11 empty] | WLDFR | HFTD - Distribution - Tier 2 - 2QU CoRE ¦ 5QU LoRE | Non-Red Flag Warning - Catastrophic Fires | 2039 | 3.1204e-09 | 1.5602e-09 | 4.012e-09 | 16832.3912 | 280.5544 | 10192.2718 | 6359.5651 | 0 | 0 | 0 | 2.5993e-06 |  | 5.2525e-05 | 0 | 5.2525e-05 | 2.6262e-05 | 0 | 2.6262e-05 | 6.7532e-05 | 0 | 6.7532e-05 | [16 empty] | 7.3.1.3 Ignition probability mapping showing the probability of ignition along the electric lines and equipmentWLDFRAggregatedAggregated | WLDFR | HFTD - Distribution - Tier 2 - 2QU CoRE ¦ 5QU LoRE | Non-Red Flag Warning - Small Fires | Aggregated | Aggregated | 2037 | 0.00239 | 0 | 1453.2434 | 3.4732 | 2037 | Mitigation | 0.08575 | 30 | 0 | esc | 0.0012005 | 2.8691e-06 | 0.00060025 | 1.4346e-06 | 0.0015435 | 3.6889e-06
[35 empty] | 7.3.1.3 Ignition probability mapping showing the probability of ignition along the electric lines and equipment | WLDFR | HFTD - Distribution - Tier 3 - 2QU CoRE ¦ 4QU LoRE | 2049 | 0.1504 | 0.0011773 | 0.34732 | 0 | 0.34732 | 0.00073284 | 0.21619 | 0 | 0.21619 | 0.002635 | 0.77734 | 0 | 0.77734 | 0.0027671 | 0.81632 | 0 | 0.81632 | 0.052238 | 0.032516 | 0.11691 | 0.12278 | 0.002635 | 0.00039631 | 0.77734 | 0.11691 | 0 | 0 | 0.77734 | 0.11691 | [11 empty] | WLDFR | HFTD - Distribution - Tier 2 - 2QU CoRE ¦ 5QU LoRE | Non-Red Flag Warning - Catastrophic Fires | 2040 | 3.1204e-09 | 1.5602e-09 | 4.012e-09 | 16832.3912 | 280.5544 | 10192.2718 | 6359.5651 | 0 | 0 | 0 | 2.5993e-06 |  | 5.2525e-05 | 0 | 5.2525e-05 | 2.6262e-05 | 0 | 2.6262e-05 | 6.7532e-05 | 0 | 6.7532e-05 | [16 empty] | 7.3.1.3 Ignition probability mapping showing the probability of ignition along the electric lines and equipmentWLDFRAggregatedAggregated | WLDFR | HFTD - Distribution - Tier 2 - 2QU CoRE ¦ 5QU LoRE | Non-Red Flag Warning - Small Fires | Aggregated | Aggregated | 2038 | 0.00239 | 0 | 1453.2434 | 3.4732 | 2038 | Mitigation | 0.08575 | 30 | 0 | esc | 0.0012005 | 2.8691e-06 | 0.00060025 | 1.4346e-06 | 0.0015435 | 3.6889e-06
[35 empty] | 7.3.1.3 Ignition probability mapping showing the probability of ignition along the electric lines and equipment | WLDFR | HFTD - Distribution - Tier 3 - 2QU CoRE ¦ 4QU LoRE | 2050 | 0.14056 | 0 | 0 | 0 | 0 | 0.00073284 | 0.21619 | 0 | 0.21619 | 0.002635 | 0.77734 | 0 | 0.77734 | 0.0027671 | 0.81632 | 0 | 0.81632 | 0 | 0.030388 | 0.10927 | 0.11474 | 0.002635 | 0.00037038 | 0.77734 | 0.10927 | 0 | 0 | 0.77734 | 0.10927 | [11 empty] | WLDFR | HFTD - Distribution - Tier 2 - 2QU CoRE ¦ 5QU LoRE | Non-Red Flag Warning - Catastrophic Fires | 2041 | 3.1204e-09 | 1.5602e-09 | 4.012e-09 | 16832.3912 | 280.5544 | 10192.2718 | 6359.5651 | 0 | 0 | 0 | 2.5993e-06 |  | 5.2525e-05 | 0 | 5.2525e-05 | 2.6262e-05 | 0 | 2.6262e-05 | 6.7532e-05 | 0 | 6.7532e-05 | [16 empty] | 7.3.1.3 Ignition probability mapping showing the probability of ignition along the electric lines and equipmentWLDFRAggregatedAggregated | WLDFR | HFTD - Distribution - Tier 2 - 2QU CoRE ¦ 5QU LoRE | Non-Red Flag Warning - Small Fires | Aggregated | Aggregated | 2039 | 0.00239 | 0 | 1453.2434 | 3.4732 | 2039 | Mitigation | 0.08575 | 30 | 0 | esc | 0.0012005 | 2.8691e-06 | 0.00060025 | 1.4346e-06 | 0.0015435 | 3.6889e-06
[35 empty] | 7.3.1.3 Ignition probability mapping showing the probability of ignition along the electric lines and equipment | WLDFR | HFTD - Distribution - Tier 3 - 2QU CoRE ¦ 4QU LoRE | 2051 | 0.13137 | 0 | 0 | 0 | 0 | 0 | 0 | 0 | 0 | 0.002635 | 0.77734 | 0 | 0.77734 | 0.0027671 | 0.81632 | 0 | 0.81632 | 0 | 0 | 0.10212 | 0.10724 | 0.002635 | 0.00034615 | 0.77734 | 0.10212 | 0 | 0 | 0.77734 | 0.10212 | [11 empty] | WLDFR | HFTD - Distribution - Tier 2 - 2QU CoRE ¦ 5QU LoRE | Non-Red Flag Warning - Catastrophic Fires | 2042 | 3.1204e-09 | 1.5602e-09 | 4.012e-09 | 16832.3912 | 280.5544 | 10192.2718 | 6359.5651 | 0 | 0 | 0 | 2.5993e-06 |  | 5.2525e-05 | 0 | 5.2525e-05 | 2.6262e-05 | 0 | 2.6262e-05 | 6.7532e-05 | 0 | 6.7532e-05 | [16 empty] | 7.3.1.3 Ignition probability mapping showing the probability of ignition along the electric lines and equipmentWLDFRAggregatedAggregated | WLDFR | HFTD - Distribution - Tier 2 - 2QU CoRE ¦ 5QU LoRE | Non-Red Flag Warning - Small Fires | Aggregated | Aggregated | 2040 | 0.00239 | 0 | 1453.2434 | 3.4732 | 2040 | Mitigation | 0.08575 | 30 | 0 | esc | 0.0012005 | 2.8691e-06 | 0.00060025 | 1.4346e-06 | 0.0015435 | 3.6889e-06
[35 empty] | 7.3.1.3 Ignition probability mapping showing the probability of ignition along the electric lines and equipment | WLDFR | HFTD - Distribution - Tier 3 - 2QU CoRE ¦ 4QU LoRE | 2052 | 0.12277 | 0 | 0 | 0 | 0 | 0 | 0 | 0 | 0 | 0 | 0 | 0 | 0 | 0.0027671 | 0.81632 | 0 | 0.81632 | 0 | 0 | 0 | 0.10022 | 0 | 0 | 0 | 0 | 0 | 0 | 0 | 0 | [11 empty] | WLDFR | HFTD - Distribution - Tier 2 - 2QU CoRE ¦ 5QU LoRE | Non-Red Flag Warning - Catastrophic Fires | 2043 | 3.1204e-09 | 1.5602e-09 | 4.012e-09 | 17672.0852 | 299.42 | 10692.7362 | 6679.929 | 0 | 0 | 0 | 2.5993e-06 |  | 5.5145e-05 | 0 | 5.5145e-05 | 2.7572e-05 | 0 | 2.7572e-05 | 7.09e-05 | 0 | 7.09e-05 | [16 empty] | 7.3.1.3 Ignition probability mapping showing the probability of ignition along the electric lines and equipmentWLDFRAggregatedAggregated | WLDFR | HFTD - Distribution - Tier 2 - 2QU CoRE ¦ 5QU LoRE | Non-Red Flag Warning - Small Fires | Aggregated | Aggregated | 2041 | 0.00239 | 0 | 1453.2434 | 3.4732 | 2041 | Mitigation | 0.08575 | 30 | 0 | esc | 0.0012005 | 2.8691e-06 | 0.00060025 | 1.4346e-06 | 0.0015435 | 3.6889e-06
[35 empty] | 7.3.1.3 Ignition probability mapping showing the probability of ignition along the electric lines and equipment | WLDFR | HFTD - Distribution - Tier 3 - 2QU CoRE ¦ 5QU LoRE | 2020 | 1 | 0.00037083 | 0.10645 | 0 | 0.10645 | 0 | 0 | 0 | 0 | 0 | 0 | 0 | 0 | 0 | 0 | 0 | 0 | 0.10645 | 0 | 0 | 0 | 0 | 0 | 0 | 0 | 0 | 0 | 0 | 0 | [11 empty] | WLDFR | HFTD - Distribution - Tier 2 - 2QU CoRE ¦ 5QU LoRE | Non-Red Flag Warning - Catastrophic Fires | 2044 | 3.1204e-09 | 1.5602e-09 | 4.012e-09 | 17672.0852 | 299.42 | 10692.7362 | 6679.929 | 0 | 0 | 0 | 2.5993e-06 |  | 5.5145e-05 | 0 | 5.5145e-05 | 2.7572e-05 | 0 | 2.7572e-05 | 7.09e-05 | 0 | 7.09e-05 | [16 empty] | 7.3.1.3 Ignition probability mapping showing the probability of ignition along the electric lines and equipmentWLDFRAggregatedAggregated | WLDFR | HFTD - Distribution - Tier 2 - 2QU CoRE ¦ 5QU LoRE | Non-Red Flag Warning - Small Fires | Aggregated | Aggregated | 2042 | 0.00239 | 0 | 1453.2434 | 3.4732 | 2042 | Mitigation | 0.08575 | 30 | 0 | esc | 0.0012005 | 2.8691e-06 | 0.00060025 | 1.4346e-06 | 0.0015435 | 3.6889e-06
[35 empty] | 7.3.1.3 Ignition probability mapping showing the probability of ignition along the electric lines and equipment | WLDFR | HFTD - Distribution - Tier 3 - 2QU CoRE ¦ 5QU LoRE | 2021 | 1 | 0.00037083 | 0.10645 | 0 | 0.10645 | 0.00023082 | 0.066263 | 0 | 0.066263 | 0 | 0 | 0 | 0 | 0 | 0 | 0 | 0 | 0.10645 | 0.066263 | 0 | 0 | 0 | 0 | 0 | 0 | 0 | 0 | 0 | 0 | [11 empty] | WLDFR | HFTD - Distribution - Tier 2 - 2QU CoRE ¦ 5QU LoRE | Non-Red Flag Warning - Catastrophic Fires | 2045 | 3.1204e-09 | 1.5602e-09 | 4.012e-09 | 17672.0852 | 299.42 | 10692.7362 | 6679.929 | 0 | 0 | 0 | 2.5993e-06 |  | 5.5145e-05 | 0 | 5.5145e-05 | 2.7572e-05 | 0 | 2.7572e-05 | 7.09e-05 | 0 | 7.09e-05 | [16 empty] | 7.3.1.3 Ignition probability mapping showing the probability of ignition along the electric lines and equipmentWLDFRAggregatedAggregated | WLDFR | HFTD - Distribution - Tier 2 - 2QU CoRE ¦ 5QU LoRE | Non-Red Flag Warning - Small Fires | Aggregated | Aggregated | 2043 | 0.00239 | 0 | 1453.2434 | 3.4732 | 2043 | Mitigation | 0.08575 | 30 | 0 | esc | 0.0012005 | 2.8691e-06 | 0.00060025 | 1.4346e-06 | 0.0015435 | 3.6889e-06
[35 empty] | 7.3.1.3 Ignition probability mapping showing the probability of ignition along the electric lines and equipment | WLDFR | HFTD - Distribution - Tier 3 - 2QU CoRE ¦ 5QU LoRE | 2022 | 0.93458 | 0.00031634 | 0.087982 | 0 | 0.087982 | 0.00019691 | 0.054765 | 0 | 0.054765 | 0.00030481 | 0.084774 | 0 | 0.084774 | 0 | 0 | 0 | 0 | 0.082226 | 0.051182 | 0.079228 | 0 | 0.00030481 | 0.00028487 | 0.084774 | 0.079228 | 0 | 0 | 0.084774 | 0.079228 | [11 empty] | WLDFR | HFTD - Distribution - Tier 2 - 2QU CoRE ¦ 5QU LoRE | Non-Red Flag Warning - Catastrophic Fires | 2046 | 3.1204e-09 | 1.5602e-09 | 4.012e-09 | 17672.0852 | 299.42 | 10692.7362 | 6679.929 | 0 | 0 | 0 | 2.5993e-06 |  | 5.5145e-05 | 0 | 5.5145e-05 | 2.7572e-05 | 0 | 2.7572e-05 | 7.09e-05 | 0 | 7.09e-05 | [16 empty] | 7.3.1.3 Ignition probability mapping showing the probability of ignition along the electric lines and equipmentWLDFRAggregatedAggregated | WLDFR | HFTD - Distribution - Tier 2 - 2QU CoRE ¦ 5QU LoRE | Non-Red Flag Warning - Small Fires | Aggregated | Aggregated | 2044 | 0.00239 | 0 | 1453.2434 | 3.4732 | 2044 | Mitigation | 0.08575 | 30 | 0 | esc | 0.0012005 | 2.8691e-06 | 0.00060025 | 1.4346e-06 | 0.0015435 | 3.6889e-06
[35 empty] | 7.3.1.3 Ignition probability mapping showing the probability of ignition along the electric lines and equipment | WLDFR | HFTD - Distribution - Tier 3 - 2QU CoRE ¦ 5QU LoRE | 2023 | 0.87344 | 0.00031634 | 0.091206 | 0 | 0.091206 | 0.00019691 | 0.056771 | 0 | 0.056771 | 0.00030481 | 0.087881 | 0 | 0.087881 | 0.00032009 | 0.092287 | 0 | 0.092287 | 0.079663 | 0.049586 | 0.076758 | 0.080607 | 0.00030481 | 0.00026623 | 0.087881 | 0.076758 | 0 | 0 | 0.087881 | 0.076758 | [11 empty] | WLDFR | HFTD - Distribution - Tier 2 - 2QU CoRE ¦ 5QU LoRE | Non-Red Flag Warning - Catastrophic Fires | 2047 | 3.1204e-09 | 1.5602e-09 | 4.012e-09 | 17672.0852 | 299.42 | 10692.7362 | 6679.929 | 0 | 0 | 0 | 2.5993e-06 |  | 5.5145e-05 | 0 | 5.5145e-05 | 2.7572e-05 | 0 | 2.7572e-05 | 7.09e-05 | 0 | 7.09e-05 | [16 empty] | 7.3.1.3 Ignition probability mapping showing the probability of ignition along the electric lines and equipmentWLDFRAggregatedAggregated | WLDFR | HFTD - Distribution - Tier 2 - 2QU CoRE ¦ 5QU LoRE | Non-Red Flag Warning - Small Fires | Aggregated | Aggregated | 2045 | 0.00239 | 0 | 1453.2434 | 3.4732 | 2045 | Mitigation | 0.08575 | 30 | 0 | esc | 0.0012005 | 2.8691e-06 | 0.00060025 | 1.4346e-06 | 0.0015435 | 3.6889e-06
[35 empty] | 7.3.1.3 Ignition probability mapping showing the probability of ignition along the electric lines and equipment | WLDFR | HFTD - Distribution - Tier 3 - 2QU CoRE ¦ 5QU LoRE | 2024 | 0.8163 | 0.00031634 | 0.091206 | 0 | 0.091206 | 0.00019691 | 0.056771 | 0 | 0.056771 | 0.00030481 | 0.087881 | 0 | 0.087881 | 0.00032009 | 0.092287 | 0 | 0.092287 | 0.074451 | 0.046342 | 0.071737 | 0.075334 | 0.00030481 | 0.00024881 | 0.087881 | 0.071737 | 0 | 0 | 0.087881 | 0.071737 | [11 empty] | WLDFR | HFTD - Distribution - Tier 2 - 2QU CoRE ¦ 5QU LoRE | Non-Red Flag Warning - Catastrophic Fires | 2048 | 3.1204e-09 | 1.5602e-09 | 4.012e-09 | 18552.3348 | 319.4911 | 11216.5626 | 7016.281 | 0 | 0 | 0 | 2.5993e-06 |  | 5.7892e-05 | 0 | 5.7892e-05 | 2.8946e-05 | 0 | 2.8946e-05 | 7.4432e-05 | 0 | 7.4432e-05 | [16 empty] | 7.3.1.3 Ignition probability mapping showing the probability of ignition along the electric lines and equipmentWLDFRAggregatedAggregated | WLDFR | HFTD - Distribution - Tier 2 - 2QU CoRE ¦ 5QU LoRE | Non-Red Flag Warning - Small Fires | Aggregated | Aggregated | 2046 | 0.00239 | 0 | 1453.2434 | 3.4732 | 2046 | Mitigation | 0.08575 | 30 | 0 | esc | 0.0012005 | 2.8691e-06 | 0.00060025 | 1.4346e-06 | 0.0015435 | 3.6889e-06
[35 empty] | 7.3.1.3 Ignition probability mapping showing the probability of ignition along the electric lines and equipment | WLDFR | HFTD - Distribution - Tier 3 - 2QU CoRE ¦ 5QU LoRE | 2025 | 0.7629 | 0.00031634 | 0.091206 | 0 | 0.091206 | 0.00019691 | 0.056771 | 0 | 0.056771 | 0.00030481 | 0.087881 | 0 | 0.087881 | 0.00032009 | 0.092287 | 0 | 0.092287 | 0.06958 | 0.043311 | 0.067044 | 0.070406 | 0.00030481 | 0.00023254 | 0.087881 | 0.067044 | 0 | 0 | 0.087881 | 0.067044 | [11 empty] | WLDFR | HFTD - Distribution - Tier 2 - 2QU CoRE ¦ 5QU LoRE | Non-Red Flag Warning - Catastrophic Fires | 2049 | 3.1204e-09 | 1.5602e-09 | 4.012e-09 | 18552.3348 | 319.4911 | 11216.5626 | 7016.281 | 0 | 0 | 0 | 2.5993e-06 |  | 5.7892e-05 | 0 | 5.7892e-05 | 2.8946e-05 | 0 | 2.8946e-05 | 7.4432e-05 | 0 | 7.4432e-05 | [16 empty] | 7.3.1.3 Ignition probability mapping showing the probability of ignition along the electric lines and equipmentWLDFRAggregatedAggregated | WLDFR | HFTD - Distribution - Tier 2 - 2QU CoRE ¦ 5QU LoRE | Non-Red Flag Warning - Small Fires | Aggregated | Aggregated | 2047 | 0.00239 | 0 | 1453.2434 | 3.4732 | 2047 | Mitigation | 0.08575 | 30 | 0 | esc | 0.0012005 | 2.8691e-06 | 0.00060025 | 1.4346e-06 | 0.0015435 | 3.6889e-06
[35 empty] | 7.3.1.3 Ignition probability mapping showing the probability of ignition along the electric lines and equipment | WLDFR | HFTD - Distribution - Tier 3 - 2QU CoRE ¦ 5QU LoRE | 2026 | 0.71299 | 0.00031634 | 0.091206 | 0 | 0.091206 | 0.00019691 | 0.056771 | 0 | 0.056771 | 0.00030481 | 0.087881 | 0 | 0.087881 | 0.00032009 | 0.092287 | 0 | 0.092287 | 0.065028 | 0.040477 | 0.062658 | 0.0658 | 0.00030481 | 0.00021732 | 0.087881 | 0.062658 | 0 | 0 | 0.087881 | 0.062658 | [11 empty] | WLDFR | HFTD - Distribution - Tier 2 - 2QU CoRE ¦ 5QU LoRE | Non-Red Flag Warning - Catastrophic Fires | 2050 | 0 | 1.5602e-09 | 4.012e-09 | 18552.3348 | 319.4911 | 11216.5626 | 7016.281 | 0 | 0 | 0 | 2.5993e-06 |  | 0 | 0 | 0 | 2.8946e-05 | 0 | 2.8946e-05 | 7.4432e-05 | 0 | 7.4432e-05 | [16 empty] | 7.3.1.3 Ignition probability mapping showing the probability of ignition along the electric lines and equipmentWLDFRAggregatedAggregated | WLDFR | HFTD - Distribution - Tier 2 - 2QU CoRE ¦ 5QU LoRE | Non-Red Flag Warning - Small Fires | Aggregated | Aggregated | 2048 | 0.00239 | 0 | 1453.2434 | 3.4732 | 2048 | Mitigation | 0.08575 | 30 | 0 | esc | 0.0012005 | 2.8691e-06 | 0.00060025 | 1.4346e-06 | 0.0015435 | 3.6889e-06
[35 empty] | 7.3.1.3 Ignition probability mapping showing the probability of ignition along the electric lines and equipment | WLDFR | HFTD - Distribution - Tier 3 - 2QU CoRE ¦ 5QU LoRE | 2027 | 0.66634 | 0.00031634 | 0.091206 | 0 | 0.091206 | 0.00019691 | 0.056771 | 0 | 0.056771 | 0.00030481 | 0.087881 | 0 | 0.087881 | 0.00032009 | 0.092287 | 0 | 0.092287 | 0.060774 | 0.037829 | 0.058559 | 0.061495 | 0.00030481 | 0.00020311 | 0.087881 | 0.058559 | 0 | 0 | 0.087881 | 0.058559 | [11 empty] | WLDFR | HFTD - Distribution - Tier 2 - 2QU CoRE ¦ 5QU LoRE | Non-Red Flag Warning - Catastrophic Fires | 2051 | 0 | 0 | 4.012e-09 | 18552.3348 | 319.4911 | 11216.5626 | 7016.281 | 0 | 0 | 0 | 2.5993e-06 |  | 0 | 0 | 0 | 0 | 0 | 0 | 7.4432e-05 | 0 | 7.4432e-05 | [16 empty] | 7.3.1.3 Ignition probability mapping showing the probability of ignition along the electric lines and equipmentWLDFRAggregatedAggregated | WLDFR | HFTD - Distribution - Tier 2 - 2QU CoRE ¦ 5QU LoRE | Non-Red Flag Warning - Small Fires | Aggregated | Aggregated | 2049 | 0.00239 | 0 | 1453.2434 | 3.4732 | 2049 | Mitigation | 0.08575 | 30 | 0 | esc | 0.0012005 | 2.8691e-06 | 0.00060025 | 1.4346e-06 | 0.0015435 | 3.6889e-06
[35 empty] | 7.3.1.3 Ignition probability mapping showing the probability of ignition along the electric lines and equipment | WLDFR | HFTD - Distribution - Tier 3 - 2QU CoRE ¦ 5QU LoRE | 2028 | 0.62275 | 0.00031634 | 0.095268 | 0 | 0.095268 | 0.00019691 | 0.0593 | 0 | 0.0593 | 0.00030481 | 0.091795 | 0 | 0.091795 | 0.00032009 | 0.096398 | 0 | 0.096398 | 0.059328 | 0.036929 | 0.057165 | 0.060032 | 0.00030481 | 0.00018982 | 0.091795 | 0.057165 | 0 | 0 | 0.091795 | 0.057165 | [11 empty] | WLDFR | HFTD - Distribution - Tier 2 - 2QU CoRE ¦ 5QU LoRE | Non-Red Flag Warning - Destructive Fires | 2020 | 2.8396e-09 | 0 | 0 | 8807.9522 | 222.2294 | 8585.7228 | 0 | 0 | 0 | 0 | 2.3653e-06 |  | 2.5011e-05 | 0 | 2.5011e-05 | 0 | 0 | 0 | 0 | 0 | 0 | [16 empty] | 7.3.1.3 Ignition probability mapping showing the probability of ignition along the electric lines and equipmentWLDFRAggregatedAggregated | WLDFR | HFTD - Distribution - Tier 2 - 2QU CoRE ¦ 5QU LoRE | Non-Red Flag Warning - Small Fires | Aggregated | Aggregated | 2050 | 0.00239 | 0 | 1453.2434 | 3.4732 | 2050 | Mitigation | 0.08575 | 30 | 0 | esc | 0 | 0 | 0.00060025 | 1.4346e-06 | 0.0015435 | 3.6889e-06
[35 empty] | 7.3.1.3 Ignition probability mapping showing the probability of ignition along the electric lines and equipment | WLDFR | HFTD - Distribution - Tier 3 - 2QU CoRE ¦ 5QU LoRE | 2029 | 0.58201 | 0.00031634 | 0.095268 | 0 | 0.095268 | 0.00019691 | 0.0593 | 0 | 0.0593 | 0.00030481 | 0.091795 | 0 | 0.091795 | 0.00032009 | 0.096398 | 0 | 0.096398 | 0.055447 | 0.034513 | 0.053425 | 0.056104 | 0.00030481 | 0.0001774 | 0.091795 | 0.053425 | 0 | 0 | 0.091795 | 0.053425 | [11 empty] | WLDFR | HFTD - Distribution - Tier 2 - 2QU CoRE ¦ 5QU LoRE | Non-Red Flag Warning - Destructive Fires | 2021 | 2.8396e-09 | 1.4198e-09 | 0 | 8807.9522 | 222.2294 | 8585.7228 | 0 | 0 | 0 | 0 | 2.3653e-06 |  | 2.5011e-05 | 0 | 2.5011e-05 | 1.2505e-05 | 0 | 1.2505e-05 | 0 | 0 | 0 | [16 empty] | 7.3.1.3 Ignition probability mapping showing the probability of ignition along the electric lines and equipmentWLDFRAggregatedAggregated | WLDFR | HFTD - Distribution - Tier 2 - 2QU CoRE ¦ 5QU LoRE | Non-Red Flag Warning - Small Fires | Aggregated | Aggregated | 2051 | 0.00239 | 0 | 1453.2434 | 3.4732 | 2051 | Mitigation | 0.08575 | 30 | 0 | esc | 0 | 0 | 0 | 0 | 0.0015435 | 3.6889e-06
[35 empty] | 7.3.1.3 Ignition probability mapping showing the probability of ignition along the electric lines and equipment | WLDFR | HFTD - Distribution - Tier 3 - 2QU CoRE ¦ 5QU LoRE | 2030 | 0.54393 | 0.00031634 | 0.095268 | 0 | 0.095268 | 0.00019691 | 0.0593 | 0 | 0.0593 | 0.00030481 | 0.091795 | 0 | 0.091795 | 0.00032009 | 0.096398 | 0 | 0.096398 | 0.051819 | 0.032255 | 0.04993 | 0.052434 | 0.00030481 | 0.0001658 | 0.091795 | 0.04993 | 0 | 0 | 0.091795 | 0.04993 | [11 empty] | WLDFR | HFTD - Distribution - Tier 2 - 2QU CoRE ¦ 5QU LoRE | Non-Red Flag Warning - Destructive Fires | 2022 | 2.8396e-09 | 1.4198e-09 | 3.6509e-09 | 8807.9522 | 222.2294 | 8585.7228 | 0 | 0 | 0 | 0 | 2.3653e-06 |  | 2.5011e-05 | 0 | 2.5011e-05 | 1.2505e-05 | 0 | 1.2505e-05 | 3.2157e-05 | 0 | 3.2157e-05 | [16 empty] | 7.3.1.3 Ignition probability mapping showing the probability of ignition along the electric lines and equipmentWLDFRAggregatedAggregated | WLDFR | HFTD - Distribution - Tier 2 - 2QU CoRE ¦ 5QU LoRE | Red Flag Warning - Catastrophic Fires | Aggregated | Aggregated | 2021 | 4.1298e-05 | 0 | 1453.2434 | 0.060016 | 2021 | Mitigation | 0.08575 | 30 | 0 | esc | 0.0012005 | 4.9578e-08 | 0.00060025 | 2.4789e-08 | 0 | 0
[35 empty] | 7.3.1.3 Ignition probability mapping showing the probability of ignition along the electric lines and equipment | WLDFR | HFTD - Distribution - Tier 3 - 2QU CoRE ¦ 5QU LoRE | 2031 | 0.50835 | 0.00031634 | 0.095268 | 0 | 0.095268 | 0.00019691 | 0.0593 | 0 | 0.0593 | 0.00030481 | 0.091795 | 0 | 0.091795 | 0.00032009 | 0.096398 | 0 | 0.096398 | 0.048429 | 0.030145 | 0.046664 | 0.049004 | 0.00030481 | 0.00015495 | 0.091795 | 0.046664 | 0 | 0 | 0.091795 | 0.046664 | [11 empty] | WLDFR | HFTD - Distribution - Tier 2 - 2QU CoRE ¦ 5QU LoRE | Non-Red Flag Warning - Destructive Fires | 2023 | 2.8396e-09 | 1.4198e-09 | 3.6509e-09 | 9129.7461 | 233.2301 | 8896.516 | 0 | 0 | 0 | 0 | 2.3653e-06 |  | 2.5924e-05 | 0 | 2.5924e-05 | 1.2962e-05 | 0 | 1.2962e-05 | 3.3331e-05 | 0 | 3.3331e-05 | [16 empty] | 7.3.1.3 Ignition probability mapping showing the probability of ignition along the electric lines and equipmentWLDFRAggregatedAggregated | WLDFR | HFTD - Distribution - Tier 2 - 2QU CoRE ¦ 5QU LoRE | Red Flag Warning - Catastrophic Fires | Aggregated | Aggregated | 2022 | 4.1298e-05 | 0 | 1453.2434 | 0.060016 | 2022 | Mitigation | 0.08575 | 30 | 0 | esc | 0.0012005 | 4.9578e-08 | 0.00060025 | 2.4789e-08 | 0.0015435 | 6.3743e-08
[35 empty] | 7.3.1.3 Ignition probability mapping showing the probability of ignition along the electric lines and equipment | WLDFR | HFTD - Distribution - Tier 3 - 2QU CoRE ¦ 5QU LoRE | 2032 | 0.47509 | 0.00031634 | 0.095268 | 0 | 0.095268 | 0.00019691 | 0.0593 | 0 | 0.0593 | 0.00030481 | 0.091795 | 0 | 0.091795 | 0.00032009 | 0.096398 | 0 | 0.096398 | 0.045261 | 0.028173 | 0.043611 | 0.045798 | 0.00030481 | 0.00014481 | 0.091795 | 0.043611 | 0 | 0 | 0.091795 | 0.043611 | [11 empty] | WLDFR | HFTD - Distribution - Tier 2 - 2QU CoRE ¦ 5QU LoRE | Non-Red Flag Warning - Destructive Fires | 2024 | 2.8396e-09 | 1.4198e-09 | 3.6509e-09 | 9129.7461 | 233.2301 | 8896.516 | 0 | 0 | 0 | 0 | 2.3653e-06 |  | 2.5924e-05 | 0 | 2.5924e-05 | 1.2962e-05 | 0 | 1.2962e-05 | 3.3331e-05 | 0 | 3.3331e-05 | [16 empty] | 7.3.1.3 Ignition probability mapping showing the probability of ignition along the electric lines and equipmentWLDFRAggregatedAggregated | WLDFR | HFTD - Distribution - Tier 2 - 2QU CoRE ¦ 5QU LoRE | Red Flag Warning - Catastrophic Fires | Aggregated | Aggregated | 2023 | 4.1298e-05 | 0 | 1453.2434 | 0.060016 | 2023 | Mitigation | 0.08575 | 30 | 0 | esc | 0.0012005 | 4.9578e-08 | 0.00060025 | 2.4789e-08 | 0.0015435 | 6.3743e-08
[35 empty] | 7.3.1.3 Ignition probability mapping showing the probability of ignition along the electric lines and equipment | WLDFR | HFTD - Distribution - Tier 3 - 2QU CoRE ¦ 5QU LoRE | 2033 | 0.44401 | 0.00031634 | 0.099782 | 0 | 0.099782 | 0.00019691 | 0.06211 | 0 | 0.06211 | 0.00030481 | 0.096145 | 0 | 0.096145 | 0.00032009 | 0.10097 | 0 | 0.10097 | 0.044305 | 0.027578 | 0.042689 | 0.04483 | 0.00030481 | 0.00013534 | 0.096145 | 0.042689 | 0 | 0 | 0.096145 | 0.042689 | [11 empty] | WLDFR | HFTD - Distribution - Tier 2 - 2QU CoRE ¦ 5QU LoRE | Non-Red Flag Warning - Destructive Fires | 2025 | 2.8396e-09 | 1.4198e-09 | 3.6509e-09 | 9129.7461 | 233.2301 | 8896.516 | 0 | 0 | 0 | 0 | 2.3653e-06 |  | 2.5924e-05 | 0 | 2.5924e-05 | 1.2962e-05 | 0 | 1.2962e-05 | 3.3331e-05 | 0 | 3.3331e-05 | [16 empty] | 7.3.1.3 Ignition probability mapping showing the probability of ignition along the electric lines and equipmentWLDFRAggregatedAggregated | WLDFR | HFTD - Distribution - Tier 2 - 2QU CoRE ¦ 5QU LoRE | Red Flag Warning - Catastrophic Fires | Aggregated | Aggregated | 2024 | 4.1298e-05 | 0 | 1453.2434 | 0.060016 | 2024 | Mitigation | 0.08575 | 30 | 0 | esc | 0.0012005 | 4.9578e-08 | 0.00060025 | 2.4789e-08 | 0.0015435 | 6.3743e-08
[35 empty] | 7.3.1.3 Ignition probability mapping showing the probability of ignition along the electric lines and equipment | WLDFR | HFTD - Distribution - Tier 3 - 2QU CoRE ¦ 5QU LoRE | 2034 | 0.41496 | 0.00031634 | 0.099782 | 0 | 0.099782 | 0.00019691 | 0.06211 | 0 | 0.06211 | 0.00030481 | 0.096145 | 0 | 0.096145 | 0.00032009 | 0.10097 | 0 | 0.10097 | 0.041406 | 0.025773 | 0.039897 | 0.041897 | 0.00030481 | 0.00012648 | 0.096145 | 0.039897 | 0 | 0 | 0.096145 | 0.039897 | [11 empty] | WLDFR | HFTD - Distribution - Tier 2 - 2QU CoRE ¦ 5QU LoRE | Non-Red Flag Warning - Destructive Fires | 2026 | 2.8396e-09 | 1.4198e-09 | 3.6509e-09 | 9129.7461 | 233.2301 | 8896.516 | 0 | 0 | 0 | 0 | 2.3653e-06 |  | 2.5924e-05 | 0 | 2.5924e-05 | 1.2962e-05 | 0 | 1.2962e-05 | 3.3331e-05 | 0 | 3.3331e-05 | [16 empty] | 7.3.1.3 Ignition probability mapping showing the probability of ignition along the electric lines and equipmentWLDFRAggregatedAggregated | WLDFR | HFTD - Distribution - Tier 2 - 2QU CoRE ¦ 5QU LoRE | Red Flag Warning - Catastrophic Fires | Aggregated | Aggregated | 2025 | 4.1298e-05 | 0 | 1453.2434 | 0.060016 | 2025 | Mitigation | 0.08575 | 30 | 0 | esc | 0.0012005 | 4.9578e-08 | 0.00060025 | 2.4789e-08 | 0.0015435 | 6.3743e-08
[35 empty] | 7.3.1.3 Ignition probability mapping showing the probability of ignition along the electric lines and equipment | WLDFR | HFTD - Distribution - Tier 3 - 2QU CoRE ¦ 5QU LoRE | 2035 | 0.38782 | 0.00031634 | 0.099782 | 0 | 0.099782 | 0.00019691 | 0.06211 | 0 | 0.06211 | 0.00030481 | 0.096145 | 0 | 0.096145 | 0.00032009 | 0.10097 | 0 | 0.10097 | 0.038697 | 0.024087 | 0.037287 | 0.039156 | 0.00030481 | 0.00011821 | 0.096145 | 0.037287 | 0 | 0 | 0.096145 | 0.037287 | [11 empty] | WLDFR | HFTD - Distribution - Tier 2 - 2QU CoRE ¦ 5QU LoRE | Non-Red Flag Warning - Destructive Fires | 2027 | 2.8396e-09 | 1.4198e-09 | 3.6509e-09 | 9129.7461 | 233.2301 | 8896.516 | 0 | 0 | 0 | 0 | 2.3653e-06 |  | 2.5924e-05 | 0 | 2.5924e-05 | 1.2962e-05 | 0 | 1.2962e-05 | 3.3331e-05 | 0 | 3.3331e-05 | [16 empty] | 7.3.1.3 Ignition probability mapping showing the probability of ignition along the electric lines and equipmentWLDFRAggregatedAggregated | WLDFR | HFTD - Distribution - Tier 2 - 2QU CoRE ¦ 5QU LoRE | Red Flag Warning - Catastrophic Fires | Aggregated | Aggregated | 2026 | 4.1298e-05 | 0 | 1453.2434 | 0.060016 | 2026 | Mitigation | 0.08575 | 30 | 0 | esc | 0.0012005 | 4.9578e-08 | 0.00060025 | 2.4789e-08 | 0.0015435 | 6.3743e-08
[35 empty] | 7.3.1.3 Ignition probability mapping showing the probability of ignition along the electric lines and equipment | WLDFR | HFTD - Distribution - Tier 3 - 2QU CoRE ¦ 5QU LoRE | 2036 | 0.36245 | 0.00031634 | 0.099782 | 0 | 0.099782 | 0.00019691 | 0.06211 | 0 | 0.06211 | 0.00030481 | 0.096145 | 0 | 0.096145 | 0.00032009 | 0.10097 | 0 | 0.10097 | 0.036166 | 0.022511 | 0.034847 | 0.036595 | 0.00030481 | 0.00011048 | 0.096145 | 0.034847 | 0 | 0 | 0.096145 | 0.034847 | [11 empty] | WLDFR | HFTD - Distribution - Tier 2 - 2QU CoRE ¦ 5QU LoRE | Non-Red Flag Warning - Destructive Fires | 2028 | 2.8396e-09 | 1.4198e-09 | 3.6509e-09 | 9534.9221 | 247.273 | 9287.6491 | 0 | 0 | 0 | 0 | 2.3653e-06 |  | 2.7075e-05 | 0 | 2.7075e-05 | 1.3537e-05 | 0 | 1.3537e-05 | 3.4811e-05 | 0 | 3.4811e-05 | [16 empty] | 7.3.1.3 Ignition probability mapping showing the probability of ignition along the electric lines and equipmentWLDFRAggregatedAggregated | WLDFR | HFTD - Distribution - Tier 2 - 2QU CoRE ¦ 5QU LoRE | Red Flag Warning - Catastrophic Fires | Aggregated | Aggregated | 2027 | 4.1298e-05 | 0 | 1453.2434 | 0.060016 | 2027 | Mitigation | 0.08575 | 30 | 0 | esc | 0.0012005 | 4.9578e-08 | 0.00060025 | 2.4789e-08 | 0.0015435 | 6.3743e-08
[35 empty] | 7.3.1.3 Ignition probability mapping showing the probability of ignition along the electric lines and equipment | WLDFR | HFTD - Distribution - Tier 3 - 2QU CoRE ¦ 5QU LoRE | 2037 | 0.33873 | 0.00031634 | 0.099782 | 0 | 0.099782 | 0.00019691 | 0.06211 | 0 | 0.06211 | 0.00030481 | 0.096145 | 0 | 0.096145 | 0.00032009 | 0.10097 | 0 | 0.10097 | 0.0338 | 0.021039 | 0.032567 | 0.034201 | 0.00030481 | 0.00010325 | 0.096145 | 0.032567 | 0 | 0 | 0.096145 | 0.032567 | [11 empty] | WLDFR | HFTD - Distribution - Tier 2 - 2QU CoRE ¦ 5QU LoRE | Non-Red Flag Warning - Destructive Fires | 2029 | 2.8396e-09 | 1.4198e-09 | 3.6509e-09 | 9534.9221 | 247.273 | 9287.6491 | 0 | 0 | 0 | 0 | 2.3653e-06 |  | 2.7075e-05 | 0 | 2.7075e-05 | 1.3537e-05 | 0 | 1.3537e-05 | 3.4811e-05 | 0 | 3.4811e-05 | [16 empty] | 7.3.1.3 Ignition probability mapping showing the probability of ignition along the electric lines and equipmentWLDFRAggregatedAggregated | WLDFR | HFTD - Distribution - Tier 2 - 2QU CoRE ¦ 5QU LoRE | Red Flag Warning - Catastrophic Fires | Aggregated | Aggregated | 2028 | 4.1298e-05 | 0 | 1453.2434 | 0.060016 | 2028 | Mitigation | 0.08575 | 30 | 0 | esc | 0.0012005 | 4.9578e-08 | 0.00060025 | 2.4789e-08 | 0.0015435 | 6.3743e-08
[35 empty] | 7.3.1.3 Ignition probability mapping showing the probability of ignition along the electric lines and equipment | WLDFR | HFTD - Distribution - Tier 3 - 2QU CoRE ¦ 5QU LoRE | 2038 | 0.31657 | 0.00031634 | 0.10468 | 0 | 0.10468 | 0.00019691 | 0.06516 | 0 | 0.06516 | 0.00030481 | 0.10087 | 0 | 0.10087 | 0.00032009 | 0.10592 | 0 | 0.10592 | 0.03314 | 0.020628 | 0.031932 | 0.033533 | 0.00030481 | 9.6494e-05 | 0.10087 | 0.031932 | 0 | 0 | 0.10087 | 0.031932 | [11 empty] | WLDFR | HFTD - Distribution - Tier 2 - 2QU CoRE ¦ 5QU LoRE | Non-Red Flag Warning - Destructive Fires | 2030 | 2.8396e-09 | 1.4198e-09 | 3.6509e-09 | 9534.9221 | 247.273 | 9287.6491 | 0 | 0 | 0 | 0 | 2.3653e-06 |  | 2.7075e-05 | 0 | 2.7075e-05 | 1.3537e-05 | 0 | 1.3537e-05 | 3.4811e-05 | 0 | 3.4811e-05 | [16 empty] | 7.3.1.3 Ignition probability mapping showing the probability of ignition along the electric lines and equipmentWLDFRAggregatedAggregated | WLDFR | HFTD - Distribution - Tier 2 - 2QU CoRE ¦ 5QU LoRE | Red Flag Warning - Catastrophic Fires | Aggregated | Aggregated | 2029 | 4.1298e-05 | 0 | 1453.2434 | 0.060016 | 2029 | Mitigation | 0.08575 | 30 | 0 | esc | 0.0012005 | 4.9578e-08 | 0.00060025 | 2.4789e-08 | 0.0015435 | 6.3743e-08
[35 empty] | 7.3.1.3 Ignition probability mapping showing the probability of ignition along the electric lines and equipment | WLDFR | HFTD - Distribution - Tier 3 - 2QU CoRE ¦ 5QU LoRE | 2039 | 0.29586 | 0.00031634 | 0.10468 | 0 | 0.10468 | 0.00019691 | 0.06516 | 0 | 0.06516 | 0.00030481 | 0.10087 | 0 | 0.10087 | 0.00032009 | 0.10592 | 0 | 0.10592 | 0.030972 | 0.019279 | 0.029843 | 0.031339 | 0.00030481 | 9.0182e-05 | 0.10087 | 0.029843 | 0 | 0 | 0.10087 | 0.029843 | [11 empty] | WLDFR | HFTD - Distribution - Tier 2 - 2QU CoRE ¦ 5QU LoRE | Non-Red Flag Warning - Destructive Fires | 2031 | 2.8396e-09 | 1.4198e-09 | 3.6509e-09 | 9534.9221 | 247.273 | 9287.6491 | 0 | 0 | 0 | 0 | 2.3653e-06 |  | 2.7075e-05 | 0 | 2.7075e-05 | 1.3537e-05 | 0 | 1.3537e-05 | 3.4811e-05 | 0 | 3.4811e-05 | [16 empty] | 7.3.1.3 Ignition probability mapping showing the probability of ignition along the electric lines and equipmentWLDFRAggregatedAggregated | WLDFR | HFTD - Distribution - Tier 2 - 2QU CoRE ¦ 5QU LoRE | Red Flag Warning - Catastrophic Fires | Aggregated | Aggregated | 2030 | 4.1298e-05 | 0 | 1453.2434 | 0.060016 | 2030 | Mitigation | 0.08575 | 30 | 0 | esc | 0.0012005 | 4.9578e-08 | 0.00060025 | 2.4789e-08 | 0.0015435 | 6.3743e-08
[35 empty] | 7.3.1.3 Ignition probability mapping showing the probability of ignition along the electric lines and equipment | WLDFR | HFTD - Distribution - Tier 3 - 2QU CoRE ¦ 5QU LoRE | 2040 | 0.27651 | 0.00031634 | 0.10468 | 0 | 0.10468 | 0.00019691 | 0.06516 | 0 | 0.06516 | 0.00030481 | 0.10087 | 0 | 0.10087 | 0.00032009 | 0.10592 | 0 | 0.10592 | 0.028946 | 0.018017 | 0.02789 | 0.029289 | 0.00030481 | 8.4282e-05 | 0.10087 | 0.02789 | 0 | 0 | 0.10087 | 0.02789 | [11 empty] | WLDFR | HFTD - Distribution - Tier 2 - 2QU CoRE ¦ 5QU LoRE | Non-Red Flag Warning - Destructive Fires | 2032 | 2.8396e-09 | 1.4198e-09 | 3.6509e-09 | 9534.9221 | 247.273 | 9287.6491 | 0 | 0 | 0 | 0 | 2.3653e-06 |  | 2.7075e-05 | 0 | 2.7075e-05 | 1.3537e-05 | 0 | 1.3537e-05 | 3.4811e-05 | 0 | 3.4811e-05 | [16 empty] | 7.3.1.3 Ignition probability mapping showing the probability of ignition along the electric lines and equipmentWLDFRAggregatedAggregated | WLDFR | HFTD - Distribution - Tier 2 - 2QU CoRE ¦ 5QU LoRE | Red Flag Warning - Catastrophic Fires | Aggregated | Aggregated | 2031 | 4.1298e-05 | 0 | 1453.2434 | 0.060016 | 2031 | Mitigation | 0.08575 | 30 | 0 | esc | 0.0012005 | 4.9578e-08 | 0.00060025 | 2.4789e-08 | 0.0015435 | 6.3743e-08
[35 empty] | 7.3.1.3 Ignition probability mapping showing the probability of ignition along the electric lines and equipment | WLDFR | HFTD - Distribution - Tier 3 - 2QU CoRE ¦ 5QU LoRE | 2041 | 0.25842 | 0.00031634 | 0.10468 | 0 | 0.10468 | 0.00019691 | 0.06516 | 0 | 0.06516 | 0.00030481 | 0.10087 | 0 | 0.10087 | 0.00032009 | 0.10592 | 0 | 0.10592 | 0.027052 | 0.016839 | 0.026066 | 0.027373 | 0.00030481 | 7.8768e-05 | 0.10087 | 0.026066 | 0 | 0 | 0.10087 | 0.026066 | [11 empty] | WLDFR | HFTD - Distribution - Tier 2 - 2QU CoRE ¦ 5QU LoRE | Non-Red Flag Warning - Destructive Fires | 2033 | 2.8396e-09 | 1.4198e-09 | 3.6509e-09 | 9984.8474 | 263.1074 | 9721.74 | 0 | 0 | 0 | 0 | 2.3653e-06 |  | 2.8353e-05 | 0 | 2.8353e-05 | 1.4176e-05 | 0 | 1.4176e-05 | 3.6453e-05 | 0 | 3.6453e-05 | [16 empty] | 7.3.1.3 Ignition probability mapping showing the probability of ignition along the electric lines and equipmentWLDFRAggregatedAggregated | WLDFR | HFTD - Distribution - Tier 2 - 2QU CoRE ¦ 5QU LoRE | Red Flag Warning - Catastrophic Fires | Aggregated | Aggregated | 2032 | 4.1298e-05 | 0 | 1453.2434 | 0.060016 | 2032 | Mitigation | 0.08575 | 30 | 0 | esc | 0.0012005 | 4.9578e-08 | 0.00060025 | 2.4789e-08 | 0.0015435 | 6.3743e-08
[35 empty] | 7.3.1.3 Ignition probability mapping showing the probability of ignition along the electric lines and equipment | WLDFR | HFTD - Distribution - Tier 3 - 2QU CoRE ¦ 5QU LoRE | 2042 | 0.24151 | 0.00031634 | 0.10468 | 0 | 0.10468 | 0.00019691 | 0.06516 | 0 | 0.06516 | 0.00030481 | 0.10087 | 0 | 0.10087 | 0.00032009 | 0.10592 | 0 | 0.10592 | 0.025282 | 0.015737 | 0.024361 | 0.025582 | 0.00030481 | 7.3615e-05 | 0.10087 | 0.024361 | 0 | 0 | 0.10087 | 0.024361 | [11 empty] | WLDFR | HFTD - Distribution - Tier 2 - 2QU CoRE ¦ 5QU LoRE | Non-Red Flag Warning - Destructive Fires | 2034 | 2.8396e-09 | 1.4198e-09 | 3.6509e-09 | 9984.8474 | 263.1074 | 9721.74 | 0 | 0 | 0 | 0 | 2.3653e-06 |  | 2.8353e-05 | 0 | 2.8353e-05 | 1.4176e-05 | 0 | 1.4176e-05 | 3.6453e-05 | 0 | 3.6453e-05 | [16 empty] | 7.3.1.3 Ignition probability mapping showing the probability of ignition along the electric lines and equipmentWLDFRAggregatedAggregated | WLDFR | HFTD - Distribution - Tier 2 - 2QU CoRE ¦ 5QU LoRE | Red Flag Warning - Catastrophic Fires | Aggregated | Aggregated | 2033 | 4.1298e-05 | 0 | 1453.2434 | 0.060016 | 2033 | Mitigation | 0.08575 | 30 | 0 | esc | 0.0012005 | 4.9578e-08 | 0.00060025 | 2.4789e-08 | 0.0015435 | 6.3743e-08
[35 empty] | 7.3.1.3 Ignition probability mapping showing the probability of ignition along the electric lines and equipment | WLDFR | HFTD - Distribution - Tier 3 - 2QU CoRE ¦ 5QU LoRE | 2043 | 0.22571 | 0.00031634 | 0.1099 | 0 | 0.1099 | 0.00019691 | 0.068409 | 0 | 0.068409 | 0.00030481 | 0.1059 | 0 | 0.1059 | 0.00032009 | 0.11121 | 0 | 0.11121 | 0.024806 | 0.015441 | 0.023902 | 0.025101 | 0.00030481 | 6.8799e-05 | 0.1059 | 0.023902 | 0 | 0 | 0.1059 | 0.023902 | [11 empty] | WLDFR | HFTD - Distribution - Tier 2 - 2QU CoRE ¦ 5QU LoRE | Non-Red Flag Warning - Destructive Fires | 2035 | 2.8396e-09 | 1.4198e-09 | 3.6509e-09 | 9984.8474 | 263.1074 | 9721.74 | 0 | 0 | 0 | 0 | 2.3653e-06 |  | 2.8353e-05 | 0 | 2.8353e-05 | 1.4176e-05 | 0 | 1.4176e-05 | 3.6453e-05 | 0 | 3.6453e-05 | [16 empty] | 7.3.1.3 Ignition probability mapping showing the probability of ignition along the electric lines and equipmentWLDFRAggregatedAggregated | WLDFR | HFTD - Distribution - Tier 2 - 2QU CoRE ¦ 5QU LoRE | Red Flag Warning - Catastrophic Fires | Aggregated | Aggregated | 2034 | 4.1298e-05 | 0 | 1453.2434 | 0.060016 | 2034 | Mitigation | 0.08575 | 30 | 0 | esc | 0.0012005 | 4.9578e-08 | 0.00060025 | 2.4789e-08 | 0.0015435 | 6.3743e-08
[35 empty] | 7.3.1.3 Ignition probability mapping showing the probability of ignition along the electric lines and equipment | WLDFR | HFTD - Distribution - Tier 3 - 2QU CoRE ¦ 5QU LoRE | 2044 | 0.21095 | 0.00031634 | 0.1099 | 0 | 0.1099 | 0.00019691 | 0.068409 | 0 | 0.068409 | 0.00030481 | 0.1059 | 0 | 0.1059 | 0.00032009 | 0.11121 | 0 | 0.11121 | 0.023184 | 0.014431 | 0.022338 | 0.023459 | 0.00030481 | 6.4298e-05 | 0.1059 | 0.022338 | 0 | 0 | 0.1059 | 0.022338 | [11 empty] | WLDFR | HFTD - Distribution - Tier 2 - 2QU CoRE ¦ 5QU LoRE | Non-Red Flag Warning - Destructive Fires | 2036 | 2.8396e-09 | 1.4198e-09 | 3.6509e-09 | 9984.8474 | 263.1074 | 9721.74 | 0 | 0 | 0 | 0 | 2.3653e-06 |  | 2.8353e-05 | 0 | 2.8353e-05 | 1.4176e-05 | 0 | 1.4176e-05 | 3.6453e-05 | 0 | 3.6453e-05 | [16 empty] | 7.3.1.3 Ignition probability mapping showing the probability of ignition along the electric lines and equipmentWLDFRAggregatedAggregated | WLDFR | HFTD - Distribution - Tier 2 - 2QU CoRE ¦ 5QU LoRE | Red Flag Warning - Catastrophic Fires | Aggregated | Aggregated | 2035 | 4.1298e-05 | 0 | 1453.2434 | 0.060016 | 2035 | Mitigation | 0.08575 | 30 | 0 | esc | 0.0012005 | 4.9578e-08 | 0.00060025 | 2.4789e-08 | 0.0015435 | 6.3743e-08
[35 empty] | 7.3.1.3 Ignition probability mapping showing the probability of ignition along the electric lines and equipment | WLDFR | HFTD - Distribution - Tier 3 - 2QU CoRE ¦ 5QU LoRE | 2045 | 0.19715 | 0.00031634 | 0.1099 | 0 | 0.1099 | 0.00019691 | 0.068409 | 0 | 0.068409 | 0.00030481 | 0.1059 | 0 | 0.1059 | 0.00032009 | 0.11121 | 0 | 0.11121 | 0.021667 | 0.013487 | 0.020877 | 0.021924 | 0.00030481 | 6.0092e-05 | 0.1059 | 0.020877 | 0 | 0 | 0.1059 | 0.020877 | [11 empty] | WLDFR | HFTD - Distribution - Tier 2 - 2QU CoRE ¦ 5QU LoRE | Non-Red Flag Warning - Destructive Fires | 2037 | 2.8396e-09 | 1.4198e-09 | 3.6509e-09 | 9984.8474 | 263.1074 | 9721.74 | 0 | 0 | 0 | 0 | 2.3653e-06 |  | 2.8353e-05 | 0 | 2.8353e-05 | 1.4176e-05 | 0 | 1.4176e-05 | 3.6453e-05 | 0 | 3.6453e-05 | [16 empty] | 7.3.1.3 Ignition probability mapping showing the probability of ignition along the electric lines and equipmentWLDFRAggregatedAggregated | WLDFR | HFTD - Distribution - Tier 2 - 2QU CoRE ¦ 5QU LoRE | Red Flag Warning - Catastrophic Fires | Aggregated | Aggregated | 2036 | 4.1298e-05 | 0 | 1453.2434 | 0.060016 | 2036 | Mitigation | 0.08575 | 30 | 0 | esc | 0.0012005 | 4.9578e-08 | 0.00060025 | 2.4789e-08 | 0.0015435 | 6.3743e-08
[35 empty] | 7.3.1.3 Ignition probability mapping showing the probability of ignition along the electric lines and equipment | WLDFR | HFTD - Distribution - Tier 3 - 2QU CoRE ¦ 5QU LoRE | 2046 | 0.18425 | 0.00031634 | 0.1099 | 0 | 0.1099 | 0.00019691 | 0.068409 | 0 | 0.068409 | 0.00030481 | 0.1059 | 0 | 0.1059 | 0.00032009 | 0.11121 | 0 | 0.11121 | 0.020249 | 0.012604 | 0.019511 | 0.02049 | 0.00030481 | 5.6161e-05 | 0.1059 | 0.019511 | 0 | 0 | 0.1059 | 0.019511 | [11 empty] | WLDFR | HFTD - Distribution - Tier 2 - 2QU CoRE ¦ 5QU LoRE | Non-Red Flag Warning - Destructive Fires | 2038 | 2.8396e-09 | 1.4198e-09 | 3.6509e-09 | 10472.8261 | 280.5544 | 10192.2718 | 0 | 0 | 0 | 0 | 2.3653e-06 |  | 2.9738e-05 | 0 | 2.9738e-05 | 1.4869e-05 | 0 | 1.4869e-05 | 3.8235e-05 | 0 | 3.8235e-05 | [16 empty] | 7.3.1.3 Ignition probability mapping showing the probability of ignition along the electric lines and equipmentWLDFRAggregatedAggregated | WLDFR | HFTD - Distribution - Tier 2 - 2QU CoRE ¦ 5QU LoRE | Red Flag Warning - Catastrophic Fires | Aggregated | Aggregated | 2037 | 4.1298e-05 | 0 | 1453.2434 | 0.060016 | 2037 | Mitigation | 0.08575 | 30 | 0 | esc | 0.0012005 | 4.9578e-08 | 0.00060025 | 2.4789e-08 | 0.0015435 | 6.3743e-08
[35 empty] | 7.3.1.3 Ignition probability mapping showing the probability of ignition along the electric lines and equipment | WLDFR | HFTD - Distribution - Tier 3 - 2QU CoRE ¦ 5QU LoRE | 2047 | 0.1722 | 0.00031634 | 0.1099 | 0 | 0.1099 | 0.00019691 | 0.068409 | 0 | 0.068409 | 0.00030481 | 0.1059 | 0 | 0.1059 | 0.00032009 | 0.11121 | 0 | 0.11121 | 0.018925 | 0.01178 | 0.018235 | 0.019149 | 0.00030481 | 5.2487e-05 | 0.1059 | 0.018235 | 0 | 0 | 0.1059 | 0.018235 | [11 empty] | WLDFR | HFTD - Distribution - Tier 2 - 2QU CoRE ¦ 5QU LoRE | Non-Red Flag Warning - Destructive Fires | 2039 | 2.8396e-09 | 1.4198e-09 | 3.6509e-09 | 10472.8261 | 280.5544 | 10192.2718 | 0 | 0 | 0 | 0 | 2.3653e-06 |  | 2.9738e-05 | 0 | 2.9738e-05 | 1.4869e-05 | 0 | 1.4869e-05 | 3.8235e-05 | 0 | 3.8235e-05 | [16 empty] | 7.3.1.3 Ignition probability mapping showing the probability of ignition along the electric lines and equipmentWLDFRAggregatedAggregated | WLDFR | HFTD - Distribution - Tier 2 - 2QU CoRE ¦ 5QU LoRE | Red Flag Warning - Catastrophic Fires | Aggregated | Aggregated | 2038 | 4.1298e-05 | 0 | 1453.2434 | 0.060016 | 2038 | Mitigation | 0.08575 | 30 | 0 | esc | 0.0012005 | 4.9578e-08 | 0.00060025 | 2.4789e-08 | 0.0015435 | 6.3743e-08
[35 empty] | 7.3.1.3 Ignition probability mapping showing the probability of ignition along the electric lines and equipment | WLDFR | HFTD - Distribution - Tier 3 - 2QU CoRE ¦ 5QU LoRE | 2048 | 0.16093 | 0.00031634 | 0.11537 | 0 | 0.11537 | 0.00019691 | 0.071815 | 0 | 0.071815 | 0.00030481 | 0.11117 | 0 | 0.11117 | 0.00032009 | 0.11674 | 0 | 0.11674 | 0.018567 | 0.011557 | 0.01789 | 0.018787 | 0.00030481 | 4.9053e-05 | 0.11117 | 0.01789 | 0 | 0 | 0.11117 | 0.01789 | [11 empty] | WLDFR | HFTD - Distribution - Tier 2 - 2QU CoRE ¦ 5QU LoRE | Non-Red Flag Warning - Destructive Fires | 2040 | 2.8396e-09 | 1.4198e-09 | 3.6509e-09 | 10472.8261 | 280.5544 | 10192.2718 | 0 | 0 | 0 | 0 | 2.3653e-06 |  | 2.9738e-05 | 0 | 2.9738e-05 | 1.4869e-05 | 0 | 1.4869e-05 | 3.8235e-05 | 0 | 3.8235e-05 | [16 empty] | 7.3.1.3 Ignition probability mapping showing the probability of ignition along the electric lines and equipmentWLDFRAggregatedAggregated | WLDFR | HFTD - Distribution - Tier 2 - 2QU CoRE ¦ 5QU LoRE | Red Flag Warning - Catastrophic Fires | Aggregated | Aggregated | 2039 | 4.1298e-05 | 0 | 1453.2434 | 0.060016 | 2039 | Mitigation | 0.08575 | 30 | 0 | esc | 0.0012005 | 4.9578e-08 | 0.00060025 | 2.4789e-08 | 0.0015435 | 6.3743e-08
[35 empty] | 7.3.1.3 Ignition probability mapping showing the probability of ignition along the electric lines and equipment | WLDFR | HFTD - Distribution - Tier 3 - 2QU CoRE ¦ 5QU LoRE | 2049 | 0.1504 | 0.00031634 | 0.11537 | 0 | 0.11537 | 0.00019691 | 0.071815 | 0 | 0.071815 | 0.00030481 | 0.11117 | 0 | 0.11117 | 0.00032009 | 0.11674 | 0 | 0.11674 | 0.017352 | 0.010801 | 0.01672 | 0.017558 | 0.00030481 | 4.5844e-05 | 0.11117 | 0.01672 | 0 | 0 | 0.11117 | 0.01672 | [11 empty] | WLDFR | HFTD - Distribution - Tier 2 - 2QU CoRE ¦ 5QU LoRE | Non-Red Flag Warning - Destructive Fires | 2041 | 2.8396e-09 | 1.4198e-09 | 3.6509e-09 | 10472.8261 | 280.5544 | 10192.2718 | 0 | 0 | 0 | 0 | 2.3653e-06 |  | 2.9738e-05 | 0 | 2.9738e-05 | 1.4869e-05 | 0 | 1.4869e-05 | 3.8235e-05 | 0 | 3.8235e-05 | [16 empty] | 7.3.1.3 Ignition probability mapping showing the probability of ignition along the electric lines and equipmentWLDFRAggregatedAggregated | WLDFR | HFTD - Distribution - Tier 2 - 2QU CoRE ¦ 5QU LoRE | Red Flag Warning - Catastrophic Fires | Aggregated | Aggregated | 2040 | 4.1298e-05 | 0 | 1453.2434 | 0.060016 | 2040 | Mitigation | 0.08575 | 30 | 0 | esc | 0.0012005 | 4.9578e-08 | 0.00060025 | 2.4789e-08 | 0.0015435 | 6.3743e-08
[35 empty] | 7.3.1.3 Ignition probability mapping showing the probability of ignition along the electric lines and equipment | WLDFR | HFTD - Distribution - Tier 3 - 2QU CoRE ¦ 5QU LoRE | 2050 | 0.14056 | 0 | 0 | 0 | 0 | 0.00019691 | 0.071815 | 0 | 0.071815 | 0.00030481 | 0.11117 | 0 | 0.11117 | 0.00032009 | 0.11674 | 0 | 0.11674 | 0 | 0.010094 | 0.015626 | 0.01641 | 0.00030481 | 4.2845e-05 | 0.11117 | 0.015626 | 0 | 0 | 0.11117 | 0.015626 | [11 empty] | WLDFR | HFTD - Distribution - Tier 2 - 2QU CoRE ¦ 5QU LoRE | Non-Red Flag Warning - Destructive Fires | 2042 | 2.8396e-09 | 1.4198e-09 | 3.6509e-09 | 10472.8261 | 280.5544 | 10192.2718 | 0 | 0 | 0 | 0 | 2.3653e-06 |  | 2.9738e-05 | 0 | 2.9738e-05 | 1.4869e-05 | 0 | 1.4869e-05 | 3.8235e-05 | 0 | 3.8235e-05 | [16 empty] | 7.3.1.3 Ignition probability mapping showing the probability of ignition along the electric lines and equipmentWLDFRAggregatedAggregated | WLDFR | HFTD - Distribution - Tier 2 - 2QU CoRE ¦ 5QU LoRE | Red Flag Warning - Catastrophic Fires | Aggregated | Aggregated | 2041 | 4.1298e-05 | 0 | 1453.2434 | 0.060016 | 2041 | Mitigation | 0.08575 | 30 | 0 | esc | 0.0012005 | 4.9578e-08 | 0.00060025 | 2.4789e-08 | 0.0015435 | 6.3743e-08
[35 empty] | 7.3.1.3 Ignition probability mapping showing the probability of ignition along the electric lines and equipment | WLDFR | HFTD - Distribution - Tier 3 - 2QU CoRE ¦ 5QU LoRE | 2051 | 0.13137 | 0 | 0 | 0 | 0 | 0 | 0 | 0 | 0 | 0.00030481 | 0.11117 | 0 | 0.11117 | 0.00032009 | 0.11674 | 0 | 0.11674 | 0 | 0 | 0.014604 | 0.015336 | 0.00030481 | 4.0042e-05 | 0.11117 | 0.014604 | 0 | 0 | 0.11117 | 0.014604 | [11 empty] | WLDFR | HFTD - Distribution - Tier 2 - 2QU CoRE ¦ 5QU LoRE | Non-Red Flag Warning - Destructive Fires | 2043 | 2.8396e-09 | 1.4198e-09 | 3.6509e-09 | 10992.1562 | 299.42 | 10692.7362 | 0 | 0 | 0 | 0 | 2.3653e-06 |  | 3.1213e-05 | 0 | 3.1213e-05 | 1.5606e-05 | 0 | 1.5606e-05 | 4.0131e-05 | 0 | 4.0131e-05 | [16 empty] | 7.3.1.3 Ignition probability mapping showing the probability of ignition along the electric lines and equipmentWLDFRAggregatedAggregated | WLDFR | HFTD - Distribution - Tier 2 - 2QU CoRE ¦ 5QU LoRE | Red Flag Warning - Catastrophic Fires | Aggregated | Aggregated | 2042 | 4.1298e-05 | 0 | 1453.2434 | 0.060016 | 2042 | Mitigation | 0.08575 | 30 | 0 | esc | 0.0012005 | 4.9578e-08 | 0.00060025 | 2.4789e-08 | 0.0015435 | 6.3743e-08
[35 empty] | 7.3.1.3 Ignition probability mapping showing the probability of ignition along the electric lines and equipment | WLDFR | HFTD - Distribution - Tier 3 - 2QU CoRE ¦ 5QU LoRE | 2052 | 0.12277 | 0 | 0 | 0 | 0 | 0 | 0 | 0 | 0 | 0 | 0 | 0 | 0 | 0.00032009 | 0.11674 | 0 | 0.11674 | 0 | 0 | 0 | 0.014333 | 0 | 0 | 0 | 0 | 0 | 0 | 0 | 0 | [11 empty] | WLDFR | HFTD - Distribution - Tier 2 - 2QU CoRE ¦ 5QU LoRE | Non-Red Flag Warning - Destructive Fires | 2044 | 2.8396e-09 | 1.4198e-09 | 3.6509e-09 | 10992.1562 | 299.42 | 10692.7362 | 0 | 0 | 0 | 0 | 2.3653e-06 |  | 3.1213e-05 | 0 | 3.1213e-05 | 1.5606e-05 | 0 | 1.5606e-05 | 4.0131e-05 | 0 | 4.0131e-05 | [16 empty] | 7.3.1.3 Ignition probability mapping showing the probability of ignition along the electric lines and equipmentWLDFRAggregatedAggregated | WLDFR | HFTD - Distribution - Tier 2 - 2QU CoRE ¦ 5QU LoRE | Red Flag Warning - Catastrophic Fires | Aggregated | Aggregated | 2043 | 4.1298e-05 | 0 | 1453.2434 | 0.060016 | 2043 | Mitigation | 0.08575 | 30 | 0 | esc | 0.0012005 | 4.9578e-08 | 0.00060025 | 2.4789e-08 | 0.0015435 | 6.3743e-08
[35 empty] | 7.3.1.3 Ignition probability mapping showing the probability of ignition along the electric lines and equipment | WLDFR | HFTD - Distribution - Tier 3 - 3QU CoRE ¦ 1QU LoRE | 2020 | 1 | 0.015763 | 1.5729 | 0 | 1.5729 | 0 | 0 | 0 | 0 | 0 | 0 | 0 | 0 | 0 | 0 | 0 | 0 | 1.5729 | 0 | 0 | 0 | 0 | 0 | 0 | 0 | 0 | 0 | 0 | 0 | [11 empty] | WLDFR | HFTD - Distribution - Tier 2 - 2QU CoRE ¦ 5QU LoRE | Non-Red Flag Warning - Destructive Fires | 2045 | 2.8396e-09 | 1.4198e-09 | 3.6509e-09 | 10992.1562 | 299.42 | 10692.7362 | 0 | 0 | 0 | 0 | 2.3653e-06 |  | 3.1213e-05 | 0 | 3.1213e-05 | 1.5606e-05 | 0 | 1.5606e-05 | 4.0131e-05 | 0 | 4.0131e-05 | [16 empty] | 7.3.1.3 Ignition probability mapping showing the probability of ignition along the electric lines and equipmentWLDFRAggregatedAggregated | WLDFR | HFTD - Distribution - Tier 2 - 2QU CoRE ¦ 5QU LoRE | Red Flag Warning - Catastrophic Fires | Aggregated | Aggregated | 2044 | 4.1298e-05 | 0 | 1453.2434 | 0.060016 | 2044 | Mitigation | 0.08575 | 30 | 0 | esc | 0.0012005 | 4.9578e-08 | 0.00060025 | 2.4789e-08 | 0.0015435 | 6.3743e-08
[35 empty] | 7.3.1.3 Ignition probability mapping showing the probability of ignition along the electric lines and equipment | WLDFR | HFTD - Distribution - Tier 3 - 3QU CoRE ¦ 1QU LoRE | 2021 | 1 | 0.015763 | 1.5729 | 0 | 1.5729 | 0.0098115 | 0.97905 | 0 | 0.97905 | 0 | 0 | 0 | 0 | 0 | 0 | 0 | 0 | 1.5729 | 0.97905 | 0 | 0 | 0 | 0 | 0 | 0 | 0 | 0 | 0 | 0 | [11 empty] | WLDFR | HFTD - Distribution - Tier 2 - 2QU CoRE ¦ 5QU LoRE | Non-Red Flag Warning - Destructive Fires | 2046 | 2.8396e-09 | 1.4198e-09 | 3.6509e-09 | 10992.1562 | 299.42 | 10692.7362 | 0 | 0 | 0 | 0 | 2.3653e-06 |  | 3.1213e-05 | 0 | 3.1213e-05 | 1.5606e-05 | 0 | 1.5606e-05 | 4.0131e-05 | 0 | 4.0131e-05 | [16 empty] | 7.3.1.3 Ignition probability mapping showing the probability of ignition along the electric lines and equipmentWLDFRAggregatedAggregated | WLDFR | HFTD - Distribution - Tier 2 - 2QU CoRE ¦ 5QU LoRE | Red Flag Warning - Catastrophic Fires | Aggregated | Aggregated | 2045 | 4.1298e-05 | 0 | 1453.2434 | 0.060016 | 2045 | Mitigation | 0.08575 | 30 | 0 | esc | 0.0012005 | 4.9578e-08 | 0.00060025 | 2.4789e-08 | 0.0015435 | 6.3743e-08
[35 empty] | 7.3.1.3 Ignition probability mapping showing the probability of ignition along the electric lines and equipment | WLDFR | HFTD - Distribution - Tier 3 - 3QU CoRE ¦ 1QU LoRE | 2022 | 0.93458 | 0.015858 | 1.5256 | 0 | 1.5256 | 0.0098706 | 0.94959 | 0 | 0.94959 | 0.021224 | 2.0418 | 0 | 2.0418 | 0 | 0 | 0 | 0 | 1.4258 | 0.88747 | 1.9082 | 0 | 0.021224 | 0.019835 | 2.0418 | 1.9082 | 0 | 0 | 2.0418 | 1.9082 | [11 empty] | WLDFR | HFTD - Distribution - Tier 2 - 2QU CoRE ¦ 5QU LoRE | Non-Red Flag Warning - Destructive Fires | 2047 | 2.8396e-09 | 1.4198e-09 | 3.6509e-09 | 10992.1562 | 299.42 | 10692.7362 | 0 | 0 | 0 | 0 | 2.3653e-06 |  | 3.1213e-05 | 0 | 3.1213e-05 | 1.5606e-05 | 0 | 1.5606e-05 | 4.0131e-05 | 0 | 4.0131e-05 | [16 empty] | 7.3.1.3 Ignition probability mapping showing the probability of ignition along the electric lines and equipmentWLDFRAggregatedAggregated | WLDFR | HFTD - Distribution - Tier 2 - 2QU CoRE ¦ 5QU LoRE | Red Flag Warning - Catastrophic Fires | Aggregated | Aggregated | 2046 | 4.1298e-05 | 0 | 1453.2434 | 0.060016 | 2046 | Mitigation | 0.08575 | 30 | 0 | esc | 0.0012005 | 4.9578e-08 | 0.00060025 | 2.4789e-08 | 0.0015435 | 6.3743e-08
[35 empty] | 7.3.1.3 Ignition probability mapping showing the probability of ignition along the electric lines and equipment | WLDFR | HFTD - Distribution - Tier 3 - 3QU CoRE ¦ 1QU LoRE | 2023 | 0.87344 | 0.015858 | 1.5815 | 0 | 1.5815 | 0.0098706 | 0.98439 | 0 | 0.98439 | 0.021224 | 2.1166 | 0 | 2.1166 | 0.022288 | 2.2228 | 0 | 2.2228 | 1.3813 | 0.8598 | 1.8488 | 1.9415 | 0.021224 | 0.018538 | 2.1166 | 1.8488 | 0 | 0 | 2.1166 | 1.8488 | [11 empty] | WLDFR | HFTD - Distribution - Tier 2 - 2QU CoRE ¦ 5QU LoRE | Non-Red Flag Warning - Destructive Fires | 2048 | 2.8396e-09 | 1.4198e-09 | 3.6509e-09 | 11536.0538 | 319.4911 | 11216.5626 | 0 | 0 | 0 | 0 | 2.3653e-06 |  | 3.2757e-05 | 0 | 3.2757e-05 | 1.6379e-05 | 0 | 1.6379e-05 | 4.2117e-05 | 0 | 4.2117e-05 | [16 empty] | 7.3.1.3 Ignition probability mapping showing the probability of ignition along the electric lines and equipmentWLDFRAggregatedAggregated | WLDFR | HFTD - Distribution - Tier 2 - 2QU CoRE ¦ 5QU LoRE | Red Flag Warning - Catastrophic Fires | Aggregated | Aggregated | 2047 | 4.1298e-05 | 0 | 1453.2434 | 0.060016 | 2047 | Mitigation | 0.08575 | 30 | 0 | esc | 0.0012005 | 4.9578e-08 | 0.00060025 | 2.4789e-08 | 0.0015435 | 6.3743e-08
[35 empty] | 7.3.1.3 Ignition probability mapping showing the probability of ignition along the electric lines and equipment | WLDFR | HFTD - Distribution - Tier 3 - 3QU CoRE ¦ 1QU LoRE | 2024 | 0.8163 | 0.015858 | 1.5815 | 0 | 1.5815 | 0.0098706 | 0.98439 | 0 | 0.98439 | 0.021224 | 2.1166 | 0 | 2.1166 | 0.022288 | 2.2228 | 0 | 2.2228 | 1.2909 | 0.80355 | 1.7278 | 1.8144 | 0.021224 | 0.017325 | 2.1166 | 1.7278 | 0 | 0 | 2.1166 | 1.7278 | [11 empty] | WLDFR | HFTD - Distribution - Tier 2 - 2QU CoRE ¦ 5QU LoRE | Non-Red Flag Warning - Destructive Fires | 2049 | 2.8396e-09 | 1.4198e-09 | 3.6509e-09 | 11536.0538 | 319.4911 | 11216.5626 | 0 | 0 | 0 | 0 | 2.3653e-06 |  | 3.2757e-05 | 0 | 3.2757e-05 | 1.6379e-05 | 0 | 1.6379e-05 | 4.2117e-05 | 0 | 4.2117e-05 | [16 empty] | 7.3.1.3 Ignition probability mapping showing the probability of ignition along the electric lines and equipmentWLDFRAggregatedAggregated | WLDFR | HFTD - Distribution - Tier 2 - 2QU CoRE ¦ 5QU LoRE | Red Flag Warning - Catastrophic Fires | Aggregated | Aggregated | 2048 | 4.1298e-05 | 0 | 1453.2434 | 0.060016 | 2048 | Mitigation | 0.08575 | 30 | 0 | esc | 0.0012005 | 4.9578e-08 | 0.00060025 | 2.4789e-08 | 0.0015435 | 6.3743e-08
[35 empty] | 7.3.1.3 Ignition probability mapping showing the probability of ignition along the electric lines and equipment | WLDFR | HFTD - Distribution - Tier 3 - 3QU CoRE ¦ 1QU LoRE | 2025 | 0.7629 | 0.015858 | 1.5815 | 0 | 1.5815 | 0.0098706 | 0.98439 | 0 | 0.98439 | 0.021224 | 2.1166 | 0 | 2.1166 | 0.022288 | 2.2228 | 0 | 2.2228 | 1.2065 | 0.75098 | 1.6148 | 1.6957 | 0.021224 | 0.016192 | 2.1166 | 1.6148 | 0 | 0 | 2.1166 | 1.6148 | [11 empty] | WLDFR | HFTD - Distribution - Tier 2 - 2QU CoRE ¦ 5QU LoRE | Non-Red Flag Warning - Destructive Fires | 2050 | 0 | 1.4198e-09 | 3.6509e-09 | 11536.0538 | 319.4911 | 11216.5626 | 0 | 0 | 0 | 0 | 2.3653e-06 |  | 0 | 0 | 0 | 1.6379e-05 | 0 | 1.6379e-05 | 4.2117e-05 | 0 | 4.2117e-05 | [16 empty] | 7.3.1.3 Ignition probability mapping showing the probability of ignition along the electric lines and equipmentWLDFRAggregatedAggregated | WLDFR | HFTD - Distribution - Tier 2 - 2QU CoRE ¦ 5QU LoRE | Red Flag Warning - Catastrophic Fires | Aggregated | Aggregated | 2049 | 4.1298e-05 | 0 | 1453.2434 | 0.060016 | 2049 | Mitigation | 0.08575 | 30 | 0 | esc | 0.0012005 | 4.9578e-08 | 0.00060025 | 2.4789e-08 | 0.0015435 | 6.3743e-08
[35 empty] | 7.3.1.3 Ignition probability mapping showing the probability of ignition along the electric lines and equipment | WLDFR | HFTD - Distribution - Tier 3 - 3QU CoRE ¦ 1QU LoRE | 2026 | 0.71299 | 0.015858 | 1.5815 | 0 | 1.5815 | 0.0098706 | 0.98439 | 0 | 0.98439 | 0.021224 | 2.1166 | 0 | 2.1166 | 0.022288 | 2.2228 | 0 | 2.2228 | 1.1276 | 0.70185 | 1.5091 | 1.5848 | 0.021224 | 0.015132 | 2.1166 | 1.5091 | 0 | 0 | 2.1166 | 1.5091 | [11 empty] | WLDFR | HFTD - Distribution - Tier 2 - 2QU CoRE ¦ 5QU LoRE | Non-Red Flag Warning - Destructive Fires | 2051 | 0 | 0 | 3.6509e-09 | 11536.0538 | 319.4911 | 11216.5626 | 0 | 0 | 0 | 0 | 2.3653e-06 |  | 0 | 0 | 0 | 0 | 0 | 0 | 4.2117e-05 | 0 | 4.2117e-05 | [16 empty] | 7.3.1.3 Ignition probability mapping showing the probability of ignition along the electric lines and equipmentWLDFRAggregatedAggregated | WLDFR | HFTD - Distribution - Tier 2 - 2QU CoRE ¦ 5QU LoRE | Red Flag Warning - Catastrophic Fires | Aggregated | Aggregated | 2050 | 4.1298e-05 | 0 | 1453.2434 | 0.060016 | 2050 | Mitigation | 0.08575 | 30 | 0 | esc | 0 | 0 | 0.00060025 | 2.4789e-08 | 0.0015435 | 6.3743e-08
[35 empty] | 7.3.1.3 Ignition probability mapping showing the probability of ignition along the electric lines and equipment | WLDFR | HFTD - Distribution - Tier 3 - 3QU CoRE ¦ 1QU LoRE | 2027 | 0.66634 | 0.015858 | 1.5815 | 0 | 1.5815 | 0.0098706 | 0.98439 | 0 | 0.98439 | 0.021224 | 2.1166 | 0 | 2.1166 | 0.022288 | 2.2228 | 0 | 2.2228 | 1.0538 | 0.65594 | 1.4104 | 1.4811 | 0.021224 | 0.014142 | 2.1166 | 1.4104 | 0 | 0 | 2.1166 | 1.4104 | [11 empty] | WLDFR | HFTD - Distribution - Tier 2 - 2QU CoRE ¦ 5QU LoRE | Non-Red Flag Warning - Large Fires | 2020 | 2.6468e-08 | 0 | 0 | 5.2406 | 0.69642 | 2.942 | 1.6022 | 0 | 0 | 0 | 2.2048e-05 |  | 1.3871e-07 | 0 | 1.3871e-07 | 0 | 0 | 0 | 0 | 0 | 0 | [16 empty] | 7.3.1.3 Ignition probability mapping showing the probability of ignition along the electric lines and equipmentWLDFRAggregatedAggregated | WLDFR | HFTD - Distribution - Tier 2 - 2QU CoRE ¦ 5QU LoRE | Red Flag Warning - Catastrophic Fires | Aggregated | Aggregated | 2051 | 4.1298e-05 | 0 | 1453.2434 | 0.060016 | 2051 | Mitigation | 0.08575 | 30 | 0 | esc | 0 | 0 | 0 | 0 | 0.0015435 | 6.3743e-08
[35 empty] | 7.3.1.3 Ignition probability mapping showing the probability of ignition along the electric lines and equipment | WLDFR | HFTD - Distribution - Tier 3 - 3QU CoRE ¦ 1QU LoRE | 2028 | 0.62275 | 0.015858 | 1.6519 | 0 | 1.6519 | 0.0098706 | 1.0282 | 0 | 1.0282 | 0.021224 | 2.2109 | 0 | 2.2109 | 0.022288 | 2.3218 | 0 | 2.3218 | 1.0287 | 0.64033 | 1.3768 | 1.4459 | 0.021224 | 0.013217 | 2.2109 | 1.3768 | 0 | 0 | 2.2109 | 1.3768 | [11 empty] | WLDFR | HFTD - Distribution - Tier 2 - 2QU CoRE ¦ 5QU LoRE | Non-Red Flag Warning - Large Fires | 2021 | 2.6468e-08 | 1.3234e-08 | 0 | 5.2406 | 0.69642 | 2.942 | 1.6022 | 0 | 0 | 0 | 2.2048e-05 |  | 1.3871e-07 | 0 | 1.3871e-07 | 6.9354e-08 | 0 | 6.9354e-08 | 0 | 0 | 0 | [16 empty] | 7.3.1.3 Ignition probability mapping showing the probability of ignition along the electric lines and equipmentWLDFRAggregatedAggregated | WLDFR | HFTD - Distribution - Tier 2 - 2QU CoRE ¦ 5QU LoRE | Red Flag Warning - Destructive Fires | Aggregated | Aggregated | 2021 | 5.8619e-06 | 0 | 1453.2434 | 0.0085188 | 2021 | Mitigation | 0.08575 | 30 | 0 | esc | 0.0012005 | 7.0372e-09 | 0.00060025 | 3.5186e-09 | 0 | 0
[35 empty] | 7.3.1.3 Ignition probability mapping showing the probability of ignition along the electric lines and equipment | WLDFR | HFTD - Distribution - Tier 3 - 3QU CoRE ¦ 1QU LoRE | 2029 | 0.58201 | 0.015858 | 1.6519 | 0 | 1.6519 | 0.0098706 | 1.0282 | 0 | 1.0282 | 0.021224 | 2.2109 | 0 | 2.2109 | 0.022288 | 2.3218 | 0 | 2.3218 | 0.96142 | 0.59844 | 1.2868 | 1.3513 | 0.021224 | 0.012352 | 2.2109 | 1.2868 | 0 | 0 | 2.2109 | 1.2868 | [11 empty] | WLDFR | HFTD - Distribution - Tier 2 - 2QU CoRE ¦ 5QU LoRE | Non-Red Flag Warning - Large Fires | 2022 | 2.6468e-08 | 1.3234e-08 | 3.403e-08 | 5.2406 | 0.69642 | 2.942 | 1.6022 | 0 | 0 | 0 | 2.2048e-05 |  | 1.3871e-07 | 0 | 1.3871e-07 | 6.9354e-08 | 0 | 6.9354e-08 | 1.7834e-07 | 0 | 1.7834e-07 | [16 empty] | 7.3.1.3 Ignition probability mapping showing the probability of ignition along the electric lines and equipmentWLDFRAggregatedAggregated | WLDFR | HFTD - Distribution - Tier 2 - 2QU CoRE ¦ 5QU LoRE | Red Flag Warning - Destructive Fires | Aggregated | Aggregated | 2022 | 5.8619e-06 | 0 | 1453.2434 | 0.0085188 | 2022 | Mitigation | 0.08575 | 30 | 0 | esc | 0.0012005 | 7.0372e-09 | 0.00060025 | 3.5186e-09 | 0.0015435 | 9.0479e-09
[35 empty] | 7.3.1.3 Ignition probability mapping showing the probability of ignition along the electric lines and equipment | WLDFR | HFTD - Distribution - Tier 3 - 3QU CoRE ¦ 1QU LoRE | 2030 | 0.54393 | 0.015858 | 1.6519 | 0 | 1.6519 | 0.0098706 | 1.0282 | 0 | 1.0282 | 0.021224 | 2.2109 | 0 | 2.2109 | 0.022288 | 2.3218 | 0 | 2.3218 | 0.89852 | 0.55929 | 1.2026 | 1.2629 | 0.021224 | 0.011544 | 2.2109 | 1.2026 | 0 | 0 | 2.2109 | 1.2026 | [11 empty] | WLDFR | HFTD - Distribution - Tier 2 - 2QU CoRE ¦ 5QU LoRE | Non-Red Flag Warning - Large Fires | 2023 | 2.6468e-08 | 1.3234e-08 | 3.403e-08 | 5.475 | 0.71896 | 3.0715 | 1.6846 | 0 | 0 | 0 | 2.2048e-05 |  | 1.4491e-07 | 0 | 1.4491e-07 | 7.2457e-08 | 0 | 7.2457e-08 | 1.8632e-07 | 0 | 1.8632e-07 | [16 empty] | 7.3.1.3 Ignition probability mapping showing the probability of ignition along the electric lines and equipmentWLDFRAggregatedAggregated | WLDFR | HFTD - Distribution - Tier 2 - 2QU CoRE ¦ 5QU LoRE | Red Flag Warning - Destructive Fires | Aggregated | Aggregated | 2023 | 5.8619e-06 | 0 | 1453.2434 | 0.0085188 | 2023 | Mitigation | 0.08575 | 30 | 0 | esc | 0.0012005 | 7.0372e-09 | 0.00060025 | 3.5186e-09 | 0.0015435 | 9.0479e-09
[35 empty] | 7.3.1.3 Ignition probability mapping showing the probability of ignition along the electric lines and equipment | WLDFR | HFTD - Distribution - Tier 3 - 3QU CoRE ¦ 1QU LoRE | 2031 | 0.50835 | 0.015858 | 1.6519 | 0 | 1.6519 | 0.0098706 | 1.0282 | 0 | 1.0282 | 0.021224 | 2.2109 | 0 | 2.2109 | 0.022288 | 2.3218 | 0 | 2.3218 | 0.83974 | 0.5227 | 1.1239 | 1.1803 | 0.021224 | 0.010789 | 2.2109 | 1.1239 | 0 | 0 | 2.2109 | 1.1239 | [11 empty] | WLDFR | HFTD - Distribution - Tier 2 - 2QU CoRE ¦ 5QU LoRE | Non-Red Flag Warning - Large Fires | 2024 | 2.6468e-08 | 1.3234e-08 | 3.403e-08 | 5.475 | 0.71896 | 3.0715 | 1.6846 | 0 | 0 | 0 | 2.2048e-05 |  | 1.4491e-07 | 0 | 1.4491e-07 | 7.2457e-08 | 0 | 7.2457e-08 | 1.8632e-07 | 0 | 1.8632e-07 | [16 empty] | 7.3.1.3 Ignition probability mapping showing the probability of ignition along the electric lines and equipmentWLDFRAggregatedAggregated | WLDFR | HFTD - Distribution - Tier 2 - 2QU CoRE ¦ 5QU LoRE | Red Flag Warning - Destructive Fires | Aggregated | Aggregated | 2024 | 5.8619e-06 | 0 | 1453.2434 | 0.0085188 | 2024 | Mitigation | 0.08575 | 30 | 0 | esc | 0.0012005 | 7.0372e-09 | 0.00060025 | 3.5186e-09 | 0.0015435 | 9.0479e-09
[35 empty] | 7.3.1.3 Ignition probability mapping showing the probability of ignition along the electric lines and equipment | WLDFR | HFTD - Distribution - Tier 3 - 3QU CoRE ¦ 1QU LoRE | 2032 | 0.47509 | 0.015858 | 1.6519 | 0 | 1.6519 | 0.0098706 | 1.0282 | 0 | 1.0282 | 0.021224 | 2.2109 | 0 | 2.2109 | 0.022288 | 2.3218 | 0 | 2.3218 | 0.7848 | 0.4885 | 1.0504 | 1.1031 | 0.021224 | 0.010083 | 2.2109 | 1.0504 | 0 | 0 | 2.2109 | 1.0504 | [11 empty] | WLDFR | HFTD - Distribution - Tier 2 - 2QU CoRE ¦ 5QU LoRE | Non-Red Flag Warning - Large Fires | 2025 | 2.6468e-08 | 1.3234e-08 | 3.403e-08 | 5.475 | 0.71896 | 3.0715 | 1.6846 | 0 | 0 | 0 | 2.2048e-05 |  | 1.4491e-07 | 0 | 1.4491e-07 | 7.2457e-08 | 0 | 7.2457e-08 | 1.8632e-07 | 0 | 1.8632e-07 | [16 empty] | 7.3.1.3 Ignition probability mapping showing the probability of ignition along the electric lines and equipmentWLDFRAggregatedAggregated | WLDFR | HFTD - Distribution - Tier 2 - 2QU CoRE ¦ 5QU LoRE | Red Flag Warning - Destructive Fires | Aggregated | Aggregated | 2025 | 5.8619e-06 | 0 | 1453.2434 | 0.0085188 | 2025 | Mitigation | 0.08575 | 30 | 0 | esc | 0.0012005 | 7.0372e-09 | 0.00060025 | 3.5186e-09 | 0.0015435 | 9.0479e-09
[35 empty] | 7.3.1.3 Ignition probability mapping showing the probability of ignition along the electric lines and equipment | WLDFR | HFTD - Distribution - Tier 3 - 3QU CoRE ¦ 1QU LoRE | 2033 | 0.44401 | 0.015858 | 1.7302 | 0 | 1.7302 | 0.0098706 | 1.077 | 0 | 1.077 | 0.021224 | 2.3157 | 0 | 2.3157 | 0.022288 | 2.4318 | 0 | 2.4318 | 0.76822 | 0.47818 | 1.0282 | 1.0797 | 0.021224 | 0.0094236 | 2.3157 | 1.0282 | 0 | 0 | 2.3157 | 1.0282 | [11 empty] | WLDFR | HFTD - Distribution - Tier 2 - 2QU CoRE ¦ 5QU LoRE | Non-Red Flag Warning - Large Fires | 2026 | 2.6468e-08 | 1.3234e-08 | 3.403e-08 | 5.475 | 0.71896 | 3.0715 | 1.6846 | 0 | 0 | 0 | 2.2048e-05 |  | 1.4491e-07 | 0 | 1.4491e-07 | 7.2457e-08 | 0 | 7.2457e-08 | 1.8632e-07 | 0 | 1.8632e-07 | [16 empty] | 7.3.1.3 Ignition probability mapping showing the probability of ignition along the electric lines and equipmentWLDFRAggregatedAggregated | WLDFR | HFTD - Distribution - Tier 2 - 2QU CoRE ¦ 5QU LoRE | Red Flag Warning - Destructive Fires | Aggregated | Aggregated | 2026 | 5.8619e-06 | 0 | 1453.2434 | 0.0085188 | 2026 | Mitigation | 0.08575 | 30 | 0 | esc | 0.0012005 | 7.0372e-09 | 0.00060025 | 3.5186e-09 | 0.0015435 | 9.0479e-09
[35 empty] | 7.3.1.3 Ignition probability mapping showing the probability of ignition along the electric lines and equipment | WLDFR | HFTD - Distribution - Tier 3 - 3QU CoRE ¦ 1QU LoRE | 2034 | 0.41496 | 0.015858 | 1.7302 | 0 | 1.7302 | 0.0098706 | 1.077 | 0 | 1.077 | 0.021224 | 2.3157 | 0 | 2.3157 | 0.022288 | 2.4318 | 0 | 2.4318 | 0.71796 | 0.4469 | 0.96092 | 1.0091 | 0.021224 | 0.0088071 | 2.3157 | 0.96092 | 0 | 0 | 2.3157 | 0.96092 | [11 empty] | WLDFR | HFTD - Distribution - Tier 2 - 2QU CoRE ¦ 5QU LoRE | Non-Red Flag Warning - Large Fires | 2027 | 2.6468e-08 | 1.3234e-08 | 3.403e-08 | 5.475 | 0.71896 | 3.0715 | 1.6846 | 0 | 0 | 0 | 2.2048e-05 |  | 1.4491e-07 | 0 | 1.4491e-07 | 7.2457e-08 | 0 | 7.2457e-08 | 1.8632e-07 | 0 | 1.8632e-07 | [16 empty] | 7.3.1.3 Ignition probability mapping showing the probability of ignition along the electric lines and equipmentWLDFRAggregatedAggregated | WLDFR | HFTD - Distribution - Tier 2 - 2QU CoRE ¦ 5QU LoRE | Red Flag Warning - Destructive Fires | Aggregated | Aggregated | 2027 | 5.8619e-06 | 0 | 1453.2434 | 0.0085188 | 2027 | Mitigation | 0.08575 | 30 | 0 | esc | 0.0012005 | 7.0372e-09 | 0.00060025 | 3.5186e-09 | 0.0015435 | 9.0479e-09
[35 empty] | 7.3.1.3 Ignition probability mapping showing the probability of ignition along the electric lines and equipment | WLDFR | HFTD - Distribution - Tier 3 - 3QU CoRE ¦ 1QU LoRE | 2035 | 0.38782 | 0.015858 | 1.7302 | 0 | 1.7302 | 0.0098706 | 1.077 | 0 | 1.077 | 0.021224 | 2.3157 | 0 | 2.3157 | 0.022288 | 2.4318 | 0 | 2.4318 | 0.67099 | 0.41766 | 0.89806 | 0.94309 | 0.021224 | 0.008231 | 2.3157 | 0.89806 | 0 | 0 | 2.3157 | 0.89806 | [11 empty] | WLDFR | HFTD - Distribution - Tier 2 - 2QU CoRE ¦ 5QU LoRE | Non-Red Flag Warning - Large Fires | 2028 | 2.6468e-08 | 1.3234e-08 | 3.403e-08 | 5.777 | 0.74734 | 3.238 | 1.7917 | 0 | 0 | 0 | 2.2048e-05 |  | 1.5291e-07 | 0 | 1.5291e-07 | 7.6453e-08 | 0 | 7.6453e-08 | 1.9659e-07 | 0 | 1.9659e-07 | [16 empty] | 7.3.1.3 Ignition probability mapping showing the probability of ignition along the electric lines and equipmentWLDFRAggregatedAggregated | WLDFR | HFTD - Distribution - Tier 2 - 2QU CoRE ¦ 5QU LoRE | Red Flag Warning - Destructive Fires | Aggregated | Aggregated | 2028 | 5.8619e-06 | 0 | 1453.2434 | 0.0085188 | 2028 | Mitigation | 0.08575 | 30 | 0 | esc | 0.0012005 | 7.0372e-09 | 0.00060025 | 3.5186e-09 | 0.0015435 | 9.0479e-09
[35 empty] | 7.3.1.3 Ignition probability mapping showing the probability of ignition along the electric lines and equipment | WLDFR | HFTD - Distribution - Tier 3 - 3QU CoRE ¦ 1QU LoRE | 2036 | 0.36245 | 0.015858 | 1.7302 | 0 | 1.7302 | 0.0098706 | 1.077 | 0 | 1.077 | 0.021224 | 2.3157 | 0 | 2.3157 | 0.022288 | 2.4318 | 0 | 2.4318 | 0.62709 | 0.39034 | 0.83931 | 0.88139 | 0.021224 | 0.0076925 | 2.3157 | 0.83931 | 0 | 0 | 2.3157 | 0.83931 | [11 empty] | WLDFR | HFTD - Distribution - Tier 2 - 2QU CoRE ¦ 5QU LoRE | Non-Red Flag Warning - Large Fires | 2029 | 2.6468e-08 | 1.3234e-08 | 3.403e-08 | 5.777 | 0.74734 | 3.238 | 1.7917 | 0 | 0 | 0 | 2.2048e-05 |  | 1.5291e-07 | 0 | 1.5291e-07 | 7.6453e-08 | 0 | 7.6453e-08 | 1.9659e-07 | 0 | 1.9659e-07 | [16 empty] | 7.3.1.3 Ignition probability mapping showing the probability of ignition along the electric lines and equipmentWLDFRAggregatedAggregated | WLDFR | HFTD - Distribution - Tier 2 - 2QU CoRE ¦ 5QU LoRE | Red Flag Warning - Destructive Fires | Aggregated | Aggregated | 2029 | 5.8619e-06 | 0 | 1453.2434 | 0.0085188 | 2029 | Mitigation | 0.08575 | 30 | 0 | esc | 0.0012005 | 7.0372e-09 | 0.00060025 | 3.5186e-09 | 0.0015435 | 9.0479e-09
[35 empty] | 7.3.1.3 Ignition probability mapping showing the probability of ignition along the electric lines and equipment | WLDFR | HFTD - Distribution - Tier 3 - 3QU CoRE ¦ 1QU LoRE | 2037 | 0.33873 | 0.015858 | 1.7302 | 0 | 1.7302 | 0.0098706 | 1.077 | 0 | 1.077 | 0.021224 | 2.3157 | 0 | 2.3157 | 0.022288 | 2.4318 | 0 | 2.4318 | 0.58607 | 0.3648 | 0.7844 | 0.82373 | 0.021224 | 0.0071892 | 2.3157 | 0.7844 | 0 | 0 | 2.3157 | 0.7844 | [11 empty] | WLDFR | HFTD - Distribution - Tier 2 - 2QU CoRE ¦ 5QU LoRE | Non-Red Flag Warning - Large Fires | 2030 | 2.6468e-08 | 1.3234e-08 | 3.403e-08 | 5.777 | 0.74734 | 3.238 | 1.7917 | 0 | 0 | 0 | 2.2048e-05 |  | 1.5291e-07 | 0 | 1.5291e-07 | 7.6453e-08 | 0 | 7.6453e-08 | 1.9659e-07 | 0 | 1.9659e-07 | [16 empty] | 7.3.1.3 Ignition probability mapping showing the probability of ignition along the electric lines and equipmentWLDFRAggregatedAggregated | WLDFR | HFTD - Distribution - Tier 2 - 2QU CoRE ¦ 5QU LoRE | Red Flag Warning - Destructive Fires | Aggregated | Aggregated | 2030 | 5.8619e-06 | 0 | 1453.2434 | 0.0085188 | 2030 | Mitigation | 0.08575 | 30 | 0 | esc | 0.0012005 | 7.0372e-09 | 0.00060025 | 3.5186e-09 | 0.0015435 | 9.0479e-09
[35 empty] | 7.3.1.3 Ignition probability mapping showing the probability of ignition along the electric lines and equipment | WLDFR | HFTD - Distribution - Tier 3 - 3QU CoRE ¦ 1QU LoRE | 2038 | 0.31657 | 0.015858 | 1.8151 | 0 | 1.8151 | 0.0098706 | 1.1298 | 0 | 1.1298 | 0.021224 | 2.4294 | 0 | 2.4294 | 0.022288 | 2.5512 | 0 | 2.5512 | 0.57463 | 0.35768 | 0.76908 | 0.80765 | 0.021224 | 0.0067189 | 2.4294 | 0.76908 | 0 | 0 | 2.4294 | 0.76908 | [11 empty] | WLDFR | HFTD - Distribution - Tier 2 - 2QU CoRE ¦ 5QU LoRE | Non-Red Flag Warning - Large Fires | 2031 | 2.6468e-08 | 1.3234e-08 | 3.403e-08 | 5.777 | 0.74734 | 3.238 | 1.7917 | 0 | 0 | 0 | 2.2048e-05 |  | 1.5291e-07 | 0 | 1.5291e-07 | 7.6453e-08 | 0 | 7.6453e-08 | 1.9659e-07 | 0 | 1.9659e-07 | [16 empty] | 7.3.1.3 Ignition probability mapping showing the probability of ignition along the electric lines and equipmentWLDFRAggregatedAggregated | WLDFR | HFTD - Distribution - Tier 2 - 2QU CoRE ¦ 5QU LoRE | Red Flag Warning - Destructive Fires | Aggregated | Aggregated | 2031 | 5.8619e-06 | 0 | 1453.2434 | 0.0085188 | 2031 | Mitigation | 0.08575 | 30 | 0 | esc | 0.0012005 | 7.0372e-09 | 0.00060025 | 3.5186e-09 | 0.0015435 | 9.0479e-09
[35 empty] | 7.3.1.3 Ignition probability mapping showing the probability of ignition along the electric lines and equipment | WLDFR | HFTD - Distribution - Tier 3 - 3QU CoRE ¦ 1QU LoRE | 2039 | 0.29586 | 0.015858 | 1.8151 | 0 | 1.8151 | 0.0098706 | 1.1298 | 0 | 1.1298 | 0.021224 | 2.4294 | 0 | 2.4294 | 0.022288 | 2.5512 | 0 | 2.5512 | 0.53703 | 0.33428 | 0.71877 | 0.75481 | 0.021224 | 0.0062794 | 2.4294 | 0.71877 | 0 | 0 | 2.4294 | 0.71877 | [11 empty] | WLDFR | HFTD - Distribution - Tier 2 - 2QU CoRE ¦ 5QU LoRE | Non-Red Flag Warning - Large Fires | 2032 | 2.6468e-08 | 1.3234e-08 | 3.403e-08 | 5.777 | 0.74734 | 3.238 | 1.7917 | 0 | 0 | 0 | 2.2048e-05 |  | 1.5291e-07 | 0 | 1.5291e-07 | 7.6453e-08 | 0 | 7.6453e-08 | 1.9659e-07 | 0 | 1.9659e-07 | [16 empty] | 7.3.1.3 Ignition probability mapping showing the probability of ignition along the electric lines and equipmentWLDFRAggregatedAggregated | WLDFR | HFTD - Distribution - Tier 2 - 2QU CoRE ¦ 5QU LoRE | Red Flag Warning - Destructive Fires | Aggregated | Aggregated | 2032 | 5.8619e-06 | 0 | 1453.2434 | 0.0085188 | 2032 | Mitigation | 0.08575 | 30 | 0 | esc | 0.0012005 | 7.0372e-09 | 0.00060025 | 3.5186e-09 | 0.0015435 | 9.0479e-09
[35 empty] | 7.3.1.3 Ignition probability mapping showing the probability of ignition along the electric lines and equipment | WLDFR | HFTD - Distribution - Tier 3 - 3QU CoRE ¦ 1QU LoRE | 2040 | 0.27651 | 0.015858 | 1.8151 | 0 | 1.8151 | 0.0098706 | 1.1298 | 0 | 1.1298 | 0.021224 | 2.4294 | 0 | 2.4294 | 0.022288 | 2.5512 | 0 | 2.5512 | 0.5019 | 0.31241 | 0.67175 | 0.70543 | 0.021224 | 0.0058686 | 2.4294 | 0.67175 | 0 | 0 | 2.4294 | 0.67175 | [11 empty] | WLDFR | HFTD - Distribution - Tier 2 - 2QU CoRE ¦ 5QU LoRE | Non-Red Flag Warning - Large Fires | 2033 | 2.6468e-08 | 1.3234e-08 | 3.403e-08 | 6.1205 | 0.77885 | 3.4265 | 1.9151 | 0 | 0 | 0 | 2.2048e-05 |  | 1.62e-07 | 0 | 1.62e-07 | 8.0999e-08 | 0 | 8.0999e-08 | 2.0828e-07 | 0 | 2.0828e-07 | [16 empty] | 7.3.1.3 Ignition probability mapping showing the probability of ignition along the electric lines and equipmentWLDFRAggregatedAggregated | WLDFR | HFTD - Distribution - Tier 2 - 2QU CoRE ¦ 5QU LoRE | Red Flag Warning - Destructive Fires | Aggregated | Aggregated | 2033 | 5.8619e-06 | 0 | 1453.2434 | 0.0085188 | 2033 | Mitigation | 0.08575 | 30 | 0 | esc | 0.0012005 | 7.0372e-09 | 0.00060025 | 3.5186e-09 | 0.0015435 | 9.0479e-09
[35 empty] | 7.3.1.3 Ignition probability mapping showing the probability of ignition along the electric lines and equipment | WLDFR | HFTD - Distribution - Tier 3 - 3QU CoRE ¦ 1QU LoRE | 2041 | 0.25842 | 0.015858 | 1.8151 | 0 | 1.8151 | 0.0098706 | 1.1298 | 0 | 1.1298 | 0.021224 | 2.4294 | 0 | 2.4294 | 0.022288 | 2.5512 | 0 | 2.5512 | 0.46907 | 0.29197 | 0.6278 | 0.65928 | 0.021224 | 0.0054846 | 2.4294 | 0.6278 | 0 | 0 | 2.4294 | 0.6278 | [11 empty] | WLDFR | HFTD - Distribution - Tier 2 - 2QU CoRE ¦ 5QU LoRE | Non-Red Flag Warning - Large Fires | 2034 | 2.6468e-08 | 1.3234e-08 | 3.403e-08 | 6.1205 | 0.77885 | 3.4265 | 1.9151 | 0 | 0 | 0 | 2.2048e-05 |  | 1.62e-07 | 0 | 1.62e-07 | 8.0999e-08 | 0 | 8.0999e-08 | 2.0828e-07 | 0 | 2.0828e-07 | [16 empty] | 7.3.1.3 Ignition probability mapping showing the probability of ignition along the electric lines and equipmentWLDFRAggregatedAggregated | WLDFR | HFTD - Distribution - Tier 2 - 2QU CoRE ¦ 5QU LoRE | Red Flag Warning - Destructive Fires | Aggregated | Aggregated | 2034 | 5.8619e-06 | 0 | 1453.2434 | 0.0085188 | 2034 | Mitigation | 0.08575 | 30 | 0 | esc | 0.0012005 | 7.0372e-09 | 0.00060025 | 3.5186e-09 | 0.0015435 | 9.0479e-09
[35 empty] | 7.3.1.3 Ignition probability mapping showing the probability of ignition along the electric lines and equipment | WLDFR | HFTD - Distribution - Tier 3 - 3QU CoRE ¦ 1QU LoRE | 2042 | 0.24151 | 0.015858 | 1.8151 | 0 | 1.8151 | 0.0098706 | 1.1298 | 0 | 1.1298 | 0.021224 | 2.4294 | 0 | 2.4294 | 0.022288 | 2.5512 | 0 | 2.5512 | 0.43838 | 0.27287 | 0.58673 | 0.61615 | 0.021224 | 0.0051258 | 2.4294 | 0.58673 | 0 | 0 | 2.4294 | 0.58673 | [11 empty] | WLDFR | HFTD - Distribution - Tier 2 - 2QU CoRE ¦ 5QU LoRE | Non-Red Flag Warning - Large Fires | 2035 | 2.6468e-08 | 1.3234e-08 | 3.403e-08 | 6.1205 | 0.77885 | 3.4265 | 1.9151 | 0 | 0 | 0 | 2.2048e-05 |  | 1.62e-07 | 0 | 1.62e-07 | 8.0999e-08 | 0 | 8.0999e-08 | 2.0828e-07 | 0 | 2.0828e-07 | [16 empty] | 7.3.1.3 Ignition probability mapping showing the probability of ignition along the electric lines and equipmentWLDFRAggregatedAggregated | WLDFR | HFTD - Distribution - Tier 2 - 2QU CoRE ¦ 5QU LoRE | Red Flag Warning - Destructive Fires | Aggregated | Aggregated | 2035 | 5.8619e-06 | 0 | 1453.2434 | 0.0085188 | 2035 | Mitigation | 0.08575 | 30 | 0 | esc | 0.0012005 | 7.0372e-09 | 0.00060025 | 3.5186e-09 | 0.0015435 | 9.0479e-09
[35 empty] | 7.3.1.3 Ignition probability mapping showing the probability of ignition along the electric lines and equipment | WLDFR | HFTD - Distribution - Tier 3 - 3QU CoRE ¦ 1QU LoRE | 2043 | 0.22571 | 0.015858 | 1.9056 | 0 | 1.9056 | 0.0098706 | 1.1862 | 0 | 1.1862 | 0.021224 | 2.5505 | 0 | 2.5505 | 0.022288 | 2.6784 | 0 | 2.6784 | 0.43013 | 0.26773 | 0.57569 | 0.60455 | 0.021224 | 0.0047905 | 2.5505 | 0.57569 | 0 | 0 | 2.5505 | 0.57569 | [11 empty] | WLDFR | HFTD - Distribution - Tier 2 - 2QU CoRE ¦ 5QU LoRE | Non-Red Flag Warning - Large Fires | 2036 | 2.6468e-08 | 1.3234e-08 | 3.403e-08 | 6.1205 | 0.77885 | 3.4265 | 1.9151 | 0 | 0 | 0 | 2.2048e-05 |  | 1.62e-07 | 0 | 1.62e-07 | 8.0999e-08 | 0 | 8.0999e-08 | 2.0828e-07 | 0 | 2.0828e-07 | [16 empty] | 7.3.1.3 Ignition probability mapping showing the probability of ignition along the electric lines and equipmentWLDFRAggregatedAggregated | WLDFR | HFTD - Distribution - Tier 2 - 2QU CoRE ¦ 5QU LoRE | Red Flag Warning - Destructive Fires | Aggregated | Aggregated | 2036 | 5.8619e-06 | 0 | 1453.2434 | 0.0085188 | 2036 | Mitigation | 0.08575 | 30 | 0 | esc | 0.0012005 | 7.0372e-09 | 0.00060025 | 3.5186e-09 | 0.0015435 | 9.0479e-09
[35 empty] | 7.3.1.3 Ignition probability mapping showing the probability of ignition along the electric lines and equipment | WLDFR | HFTD - Distribution - Tier 3 - 3QU CoRE ¦ 1QU LoRE | 2044 | 0.21095 | 0.015858 | 1.9056 | 0 | 1.9056 | 0.0098706 | 1.1862 | 0 | 1.1862 | 0.021224 | 2.5505 | 0 | 2.5505 | 0.022288 | 2.6784 | 0 | 2.6784 | 0.40199 | 0.25022 | 0.53802 | 0.565 | 0.021224 | 0.0044771 | 2.5505 | 0.53802 | 0 | 0 | 2.5505 | 0.53802 | [11 empty] | WLDFR | HFTD - Distribution - Tier 2 - 2QU CoRE ¦ 5QU LoRE | Non-Red Flag Warning - Large Fires | 2037 | 2.6468e-08 | 1.3234e-08 | 3.403e-08 | 6.1205 | 0.77885 | 3.4265 | 1.9151 | 0 | 0 | 0 | 2.2048e-05 |  | 1.62e-07 | 0 | 1.62e-07 | 8.0999e-08 | 0 | 8.0999e-08 | 2.0828e-07 | 0 | 2.0828e-07 | [16 empty] | 7.3.1.3 Ignition probability mapping showing the probability of ignition along the electric lines and equipmentWLDFRAggregatedAggregated | WLDFR | HFTD - Distribution - Tier 2 - 2QU CoRE ¦ 5QU LoRE | Red Flag Warning - Destructive Fires | Aggregated | Aggregated | 2037 | 5.8619e-06 | 0 | 1453.2434 | 0.0085188 | 2037 | Mitigation | 0.08575 | 30 | 0 | esc | 0.0012005 | 7.0372e-09 | 0.00060025 | 3.5186e-09 | 0.0015435 | 9.0479e-09
[35 empty] | 7.3.1.3 Ignition probability mapping showing the probability of ignition along the electric lines and equipment | WLDFR | HFTD - Distribution - Tier 3 - 3QU CoRE ¦ 1QU LoRE | 2045 | 0.19715 | 0.015858 | 1.9056 | 0 | 1.9056 | 0.0098706 | 1.1862 | 0 | 1.1862 | 0.021224 | 2.5505 | 0 | 2.5505 | 0.022288 | 2.6784 | 0 | 2.6784 | 0.37569 | 0.23385 | 0.50283 | 0.52804 | 0.021224 | 0.0041842 | 2.5505 | 0.50283 | 0 | 0 | 2.5505 | 0.50283 | [11 empty] | WLDFR | HFTD - Distribution - Tier 2 - 2QU CoRE ¦ 5QU LoRE | Non-Red Flag Warning - Large Fires | 2038 | 2.6468e-08 | 1.3234e-08 | 3.403e-08 | 6.5028 | 0.81304 | 3.6355 | 2.0543 | 0 | 0 | 0 | 2.2048e-05 |  | 1.7212e-07 | 0 | 1.7212e-07 | 8.6059e-08 | 0 | 8.6059e-08 | 2.2129e-07 | 0 | 2.2129e-07 | [16 empty] | 7.3.1.3 Ignition probability mapping showing the probability of ignition along the electric lines and equipmentWLDFRAggregatedAggregated | WLDFR | HFTD - Distribution - Tier 2 - 2QU CoRE ¦ 5QU LoRE | Red Flag Warning - Destructive Fires | Aggregated | Aggregated | 2038 | 5.8619e-06 | 0 | 1453.2434 | 0.0085188 | 2038 | Mitigation | 0.08575 | 30 | 0 | esc | 0.0012005 | 7.0372e-09 | 0.00060025 | 3.5186e-09 | 0.0015435 | 9.0479e-09
[35 empty] | 7.3.1.3 Ignition probability mapping showing the probability of ignition along the electric lines and equipment | WLDFR | HFTD - Distribution - Tier 3 - 3QU CoRE ¦ 1QU LoRE | 2046 | 0.18425 | 0.015858 | 1.9056 | 0 | 1.9056 | 0.0098706 | 1.1862 | 0 | 1.1862 | 0.021224 | 2.5505 | 0 | 2.5505 | 0.022288 | 2.6784 | 0 | 2.6784 | 0.35111 | 0.21855 | 0.46993 | 0.4935 | 0.021224 | 0.0039105 | 2.5505 | 0.46993 | 0 | 0 | 2.5505 | 0.46993 | [11 empty] | WLDFR | HFTD - Distribution - Tier 2 - 2QU CoRE ¦ 5QU LoRE | Non-Red Flag Warning - Large Fires | 2039 | 2.6468e-08 | 1.3234e-08 | 3.403e-08 | 6.5028 | 0.81304 | 3.6355 | 2.0543 | 0 | 0 | 0 | 2.2048e-05 |  | 1.7212e-07 | 0 | 1.7212e-07 | 8.6059e-08 | 0 | 8.6059e-08 | 2.2129e-07 | 0 | 2.2129e-07 | [16 empty] | 7.3.1.3 Ignition probability mapping showing the probability of ignition along the electric lines and equipmentWLDFRAggregatedAggregated | WLDFR | HFTD - Distribution - Tier 2 - 2QU CoRE ¦ 5QU LoRE | Red Flag Warning - Destructive Fires | Aggregated | Aggregated | 2039 | 5.8619e-06 | 0 | 1453.2434 | 0.0085188 | 2039 | Mitigation | 0.08575 | 30 | 0 | esc | 0.0012005 | 7.0372e-09 | 0.00060025 | 3.5186e-09 | 0.0015435 | 9.0479e-09
[35 empty] | 7.3.1.3 Ignition probability mapping showing the probability of ignition along the electric lines and equipment | WLDFR | HFTD - Distribution - Tier 3 - 3QU CoRE ¦ 1QU LoRE | 2047 | 0.1722 | 0.015858 | 1.9056 | 0 | 1.9056 | 0.0098706 | 1.1862 | 0 | 1.1862 | 0.021224 | 2.5505 | 0 | 2.5505 | 0.022288 | 2.6784 | 0 | 2.6784 | 0.32814 | 0.20425 | 0.43919 | 0.46121 | 0.021224 | 0.0036546 | 2.5505 | 0.43919 | 0 | 0 | 2.5505 | 0.43919 | [11 empty] | WLDFR | HFTD - Distribution - Tier 2 - 2QU CoRE ¦ 5QU LoRE | Non-Red Flag Warning - Large Fires | 2040 | 2.6468e-08 | 1.3234e-08 | 3.403e-08 | 6.5028 | 0.81304 | 3.6355 | 2.0543 | 0 | 0 | 0 | 2.2048e-05 |  | 1.7212e-07 | 0 | 1.7212e-07 | 8.6059e-08 | 0 | 8.6059e-08 | 2.2129e-07 | 0 | 2.2129e-07 | [16 empty] | 7.3.1.3 Ignition probability mapping showing the probability of ignition along the electric lines and equipmentWLDFRAggregatedAggregated | WLDFR | HFTD - Distribution - Tier 2 - 2QU CoRE ¦ 5QU LoRE | Red Flag Warning - Destructive Fires | Aggregated | Aggregated | 2040 | 5.8619e-06 | 0 | 1453.2434 | 0.0085188 | 2040 | Mitigation | 0.08575 | 30 | 0 | esc | 0.0012005 | 7.0372e-09 | 0.00060025 | 3.5186e-09 | 0.0015435 | 9.0479e-09
[35 empty] | 7.3.1.3 Ignition probability mapping showing the probability of ignition along the electric lines and equipment | WLDFR | HFTD - Distribution - Tier 3 - 3QU CoRE ¦ 1QU LoRE | 2048 | 0.16093 | 0.015858 | 2.0005 | 0 | 2.0005 | 0.0098706 | 1.2452 | 0 | 1.2452 | 0.021224 | 2.6775 | 0 | 2.6775 | 0.022288 | 2.8118 | 0 | 2.8118 | 0.32194 | 0.20039 | 0.43089 | 0.4525 | 0.021224 | 0.0034156 | 2.6775 | 0.43089 | 0 | 0 | 2.6775 | 0.43089 | [11 empty] | WLDFR | HFTD - Distribution - Tier 2 - 2QU CoRE ¦ 5QU LoRE | Non-Red Flag Warning - Large Fires | 2041 | 2.6468e-08 | 1.3234e-08 | 3.403e-08 | 6.5028 | 0.81304 | 3.6355 | 2.0543 | 0 | 0 | 0 | 2.2048e-05 |  | 1.7212e-07 | 0 | 1.7212e-07 | 8.6059e-08 | 0 | 8.6059e-08 | 2.2129e-07 | 0 | 2.2129e-07 | [16 empty] | 7.3.1.3 Ignition probability mapping showing the probability of ignition along the electric lines and equipmentWLDFRAggregatedAggregated | WLDFR | HFTD - Distribution - Tier 2 - 2QU CoRE ¦ 5QU LoRE | Red Flag Warning - Destructive Fires | Aggregated | Aggregated | 2041 | 5.8619e-06 | 0 | 1453.2434 | 0.0085188 | 2041 | Mitigation | 0.08575 | 30 | 0 | esc | 0.0012005 | 7.0372e-09 | 0.00060025 | 3.5186e-09 | 0.0015435 | 9.0479e-09
[35 empty] | 7.3.1.3 Ignition probability mapping showing the probability of ignition along the electric lines and equipment | WLDFR | HFTD - Distribution - Tier 3 - 3QU CoRE ¦ 1QU LoRE | 2049 | 0.1504 | 0.015858 | 2.0005 | 0 | 2.0005 | 0.0098706 | 1.2452 | 0 | 1.2452 | 0.021224 | 2.6775 | 0 | 2.6775 | 0.022288 | 2.8118 | 0 | 2.8118 | 0.30088 | 0.18728 | 0.4027 | 0.42289 | 0.021224 | 0.0031921 | 2.6775 | 0.4027 | 0 | 0 | 2.6775 | 0.4027 | [11 empty] | WLDFR | HFTD - Distribution - Tier 2 - 2QU CoRE ¦ 5QU LoRE | Non-Red Flag Warning - Large Fires | 2042 | 2.6468e-08 | 1.3234e-08 | 3.403e-08 | 6.5028 | 0.81304 | 3.6355 | 2.0543 | 0 | 0 | 0 | 2.2048e-05 |  | 1.7212e-07 | 0 | 1.7212e-07 | 8.6059e-08 | 0 | 8.6059e-08 | 2.2129e-07 | 0 | 2.2129e-07 | [16 empty] | 7.3.1.3 Ignition probability mapping showing the probability of ignition along the electric lines and equipmentWLDFRAggregatedAggregated | WLDFR | HFTD - Distribution - Tier 2 - 2QU CoRE ¦ 5QU LoRE | Red Flag Warning - Destructive Fires | Aggregated | Aggregated | 2042 | 5.8619e-06 | 0 | 1453.2434 | 0.0085188 | 2042 | Mitigation | 0.08575 | 30 | 0 | esc | 0.0012005 | 7.0372e-09 | 0.00060025 | 3.5186e-09 | 0.0015435 | 9.0479e-09
[35 empty] | 7.3.1.3 Ignition probability mapping showing the probability of ignition along the electric lines and equipment | WLDFR | HFTD - Distribution - Tier 3 - 3QU CoRE ¦ 1QU LoRE | 2050 | 0.14056 | 0 | 0 | 0 | 0 | 0.0098706 | 1.2452 | 0 | 1.2452 | 0.021224 | 2.6775 | 0 | 2.6775 | 0.022288 | 2.8118 | 0 | 2.8118 | 0 | 0.17503 | 0.37636 | 0.39523 | 0.021224 | 0.0029833 | 2.6775 | 0.37636 | 0 | 0 | 2.6775 | 0.37636 | [11 empty] | WLDFR | HFTD - Distribution - Tier 2 - 2QU CoRE ¦ 5QU LoRE | Non-Red Flag Warning - Large Fires | 2043 | 2.6468e-08 | 1.3234e-08 | 3.403e-08 | 6.9209 | 0.84944 | 3.8632 | 2.2083 | 0 | 0 | 0 | 2.2048e-05 |  | 1.8318e-07 | 0 | 1.8318e-07 | 9.1592e-08 | 0 | 9.1592e-08 | 2.3552e-07 | 0 | 2.3552e-07 | [16 empty] | 7.3.1.3 Ignition probability mapping showing the probability of ignition along the electric lines and equipmentWLDFRAggregatedAggregated | WLDFR | HFTD - Distribution - Tier 2 - 2QU CoRE ¦ 5QU LoRE | Red Flag Warning - Destructive Fires | Aggregated | Aggregated | 2043 | 5.8619e-06 | 0 | 1453.2434 | 0.0085188 | 2043 | Mitigation | 0.08575 | 30 | 0 | esc | 0.0012005 | 7.0372e-09 | 0.00060025 | 3.5186e-09 | 0.0015435 | 9.0479e-09
[35 empty] | 7.3.1.3 Ignition probability mapping showing the probability of ignition along the electric lines and equipment | WLDFR | HFTD - Distribution - Tier 3 - 3QU CoRE ¦ 1QU LoRE | 2051 | 0.13137 | 0 | 0 | 0 | 0 | 0 | 0 | 0 | 0 | 0.021224 | 2.6775 | 0 | 2.6775 | 0.022288 | 2.8118 | 0 | 2.8118 | 0 | 0 | 0.35173 | 0.36937 | 0.021224 | 0.0027881 | 2.6775 | 0.35173 | 0 | 0 | 2.6775 | 0.35173 | [11 empty] | WLDFR | HFTD - Distribution - Tier 2 - 2QU CoRE ¦ 5QU LoRE | Non-Red Flag Warning - Large Fires | 2044 | 2.6468e-08 | 1.3234e-08 | 3.403e-08 | 6.9209 | 0.84944 | 3.8632 | 2.2083 | 0 | 0 | 0 | 2.2048e-05 |  | 1.8318e-07 | 0 | 1.8318e-07 | 9.1592e-08 | 0 | 9.1592e-08 | 2.3552e-07 | 0 | 2.3552e-07 | [16 empty] | 7.3.1.3 Ignition probability mapping showing the probability of ignition along the electric lines and equipmentWLDFRAggregatedAggregated | WLDFR | HFTD - Distribution - Tier 2 - 2QU CoRE ¦ 5QU LoRE | Red Flag Warning - Destructive Fires | Aggregated | Aggregated | 2044 | 5.8619e-06 | 0 | 1453.2434 | 0.0085188 | 2044 | Mitigation | 0.08575 | 30 | 0 | esc | 0.0012005 | 7.0372e-09 | 0.00060025 | 3.5186e-09 | 0.0015435 | 9.0479e-09
[35 empty] | 7.3.1.3 Ignition probability mapping showing the probability of ignition along the electric lines and equipment | WLDFR | HFTD - Distribution - Tier 3 - 3QU CoRE ¦ 1QU LoRE | 2052 | 0.12277 | 0 | 0 | 0 | 0 | 0 | 0 | 0 | 0 | 0 | 0 | 0 | 0 | 0.022288 | 2.8118 | 0 | 2.8118 | 0 | 0 | 0 | 0.34521 | 0 | 0 | 0 | 0 | 0 | 0 | 0 | 0 | [11 empty] | WLDFR | HFTD - Distribution - Tier 2 - 2QU CoRE ¦ 5QU LoRE | Non-Red Flag Warning - Large Fires | 2045 | 2.6468e-08 | 1.3234e-08 | 3.403e-08 | 6.9209 | 0.84944 | 3.8632 | 2.2083 | 0 | 0 | 0 | 2.2048e-05 |  | 1.8318e-07 | 0 | 1.8318e-07 | 9.1592e-08 | 0 | 9.1592e-08 | 2.3552e-07 | 0 | 2.3552e-07 | [16 empty] | 7.3.1.3 Ignition probability mapping showing the probability of ignition along the electric lines and equipmentWLDFRAggregatedAggregated | WLDFR | HFTD - Distribution - Tier 2 - 2QU CoRE ¦ 5QU LoRE | Red Flag Warning - Destructive Fires | Aggregated | Aggregated | 2045 | 5.8619e-06 | 0 | 1453.2434 | 0.0085188 | 2045 | Mitigation | 0.08575 | 30 | 0 | esc | 0.0012005 | 7.0372e-09 | 0.00060025 | 3.5186e-09 | 0.0015435 | 9.0479e-09
[35 empty] | 7.3.1.3 Ignition probability mapping showing the probability of ignition along the electric lines and equipment | WLDFR | HFTD - Distribution - Tier 3 - 3QU CoRE ¦ 2QU LoRE | 2020 | 1 | 0.015362 | 1.4724 | 0 | 1.4724 | 0 | 0 | 0 | 0 | 0 | 0 | 0 | 0 | 0 | 0 | 0 | 0 | 1.4724 | 0 | 0 | 0 | 0 | 0 | 0 | 0 | 0 | 0 | 0 | 0 | [11 empty] | WLDFR | HFTD - Distribution - Tier 2 - 2QU CoRE ¦ 5QU LoRE | Non-Red Flag Warning - Large Fires | 2046 | 2.6468e-08 | 1.3234e-08 | 3.403e-08 | 6.9209 | 0.84944 | 3.8632 | 2.2083 | 0 | 0 | 0 | 2.2048e-05 |  | 1.8318e-07 | 0 | 1.8318e-07 | 9.1592e-08 | 0 | 9.1592e-08 | 2.3552e-07 | 0 | 2.3552e-07 | [16 empty] | 7.3.1.3 Ignition probability mapping showing the probability of ignition along the electric lines and equipmentWLDFRAggregatedAggregated | WLDFR | HFTD - Distribution - Tier 2 - 2QU CoRE ¦ 5QU LoRE | Red Flag Warning - Destructive Fires | Aggregated | Aggregated | 2046 | 5.8619e-06 | 0 | 1453.2434 | 0.0085188 | 2046 | Mitigation | 0.08575 | 30 | 0 | esc | 0.0012005 | 7.0372e-09 | 0.00060025 | 3.5186e-09 | 0.0015435 | 9.0479e-09
[35 empty] | 7.3.1.3 Ignition probability mapping showing the probability of ignition along the electric lines and equipment | WLDFR | HFTD - Distribution - Tier 3 - 3QU CoRE ¦ 2QU LoRE | 2021 | 1 | 0.015362 | 1.4724 | 0 | 1.4724 | 0.009562 | 0.91649 | 0 | 0.91649 | 0 | 0 | 0 | 0 | 0 | 0 | 0 | 0 | 1.4724 | 0.91649 | 0 | 0 | 0 | 0 | 0 | 0 | 0 | 0 | 0 | 0 | [11 empty] | WLDFR | HFTD - Distribution - Tier 2 - 2QU CoRE ¦ 5QU LoRE | Non-Red Flag Warning - Large Fires | 2047 | 2.6468e-08 | 1.3234e-08 | 3.403e-08 | 6.9209 | 0.84944 | 3.8632 | 2.2083 | 0 | 0 | 0 | 2.2048e-05 |  | 1.8318e-07 | 0 | 1.8318e-07 | 9.1592e-08 | 0 | 9.1592e-08 | 2.3552e-07 | 0 | 2.3552e-07 | [16 empty] | 7.3.1.3 Ignition probability mapping showing the probability of ignition along the electric lines and equipmentWLDFRAggregatedAggregated | WLDFR | HFTD - Distribution - Tier 2 - 2QU CoRE ¦ 5QU LoRE | Red Flag Warning - Destructive Fires | Aggregated | Aggregated | 2047 | 5.8619e-06 | 0 | 1453.2434 | 0.0085188 | 2047 | Mitigation | 0.08575 | 30 | 0 | esc | 0.0012005 | 7.0372e-09 | 0.00060025 | 3.5186e-09 | 0.0015435 | 9.0479e-09
[35 empty] | 7.3.1.3 Ignition probability mapping showing the probability of ignition along the electric lines and equipment | WLDFR | HFTD - Distribution - Tier 3 - 3QU CoRE ¦ 2QU LoRE | 2022 | 0.93458 | 0.015292 | 1.507 | 0 | 1.507 | 0.0095184 | 0.93801 | 0 | 0.93801 | 0.022528 | 2.2201 | 0 | 2.2201 | 0 | 0 | 0 | 0 | 1.4084 | 0.87665 | 2.0749 | 0 | 0.022528 | 0.021055 | 2.2201 | 2.0749 | 0 | 0 | 2.2201 | 2.0749 | [11 empty] | WLDFR | HFTD - Distribution - Tier 2 - 2QU CoRE ¦ 5QU LoRE | Non-Red Flag Warning - Large Fires | 2048 | 2.6468e-08 | 1.3234e-08 | 3.403e-08 | 7.3713 | 0.88759 | 4.1075 | 2.3763 | 0 | 0 | 0 | 2.2048e-05 |  | 1.9511e-07 | 0 | 1.9511e-07 | 9.7553e-08 | 0 | 9.7553e-08 | 2.5085e-07 | 0 | 2.5085e-07 | [16 empty] | 7.3.1.3 Ignition probability mapping showing the probability of ignition along the electric lines and equipmentWLDFRAggregatedAggregated | WLDFR | HFTD - Distribution - Tier 2 - 2QU CoRE ¦ 5QU LoRE | Red Flag Warning - Destructive Fires | Aggregated | Aggregated | 2048 | 5.8619e-06 | 0 | 1453.2434 | 0.0085188 | 2048 | Mitigation | 0.08575 | 30 | 0 | esc | 0.0012005 | 7.0372e-09 | 0.00060025 | 3.5186e-09 | 0.0015435 | 9.0479e-09
[35 empty] | 7.3.1.3 Ignition probability mapping showing the probability of ignition along the electric lines and equipment | WLDFR | HFTD - Distribution - Tier 3 - 3QU CoRE ¦ 2QU LoRE | 2023 | 0.87344 | 0.015292 | 1.5622 | 0 | 1.5622 | 0.0095184 | 0.97238 | 0 | 0.97238 | 0.022528 | 2.3015 | 0 | 2.3015 | 0.023658 | 2.4169 | 0 | 2.4169 | 1.3645 | 0.84932 | 2.0102 | 2.111 | 0.022528 | 0.019677 | 2.3015 | 2.0102 | 0 | 0 | 2.3015 | 2.0102 | [11 empty] | WLDFR | HFTD - Distribution - Tier 2 - 2QU CoRE ¦ 5QU LoRE | Non-Red Flag Warning - Large Fires | 2049 | 2.6468e-08 | 1.3234e-08 | 3.403e-08 | 7.3713 | 0.88759 | 4.1075 | 2.3763 | 0 | 0 | 0 | 2.2048e-05 |  | 1.9511e-07 | 0 | 1.9511e-07 | 9.7553e-08 | 0 | 9.7553e-08 | 2.5085e-07 | 0 | 2.5085e-07 | [16 empty] | 7.3.1.3 Ignition probability mapping showing the probability of ignition along the electric lines and equipmentWLDFRAggregatedAggregated | WLDFR | HFTD - Distribution - Tier 2 - 2QU CoRE ¦ 5QU LoRE | Red Flag Warning - Destructive Fires | Aggregated | Aggregated | 2049 | 5.8619e-06 | 0 | 1453.2434 | 0.0085188 | 2049 | Mitigation | 0.08575 | 30 | 0 | esc | 0.0012005 | 7.0372e-09 | 0.00060025 | 3.5186e-09 | 0.0015435 | 9.0479e-09
[35 empty] | 7.3.1.3 Ignition probability mapping showing the probability of ignition along the electric lines and equipment | WLDFR | HFTD - Distribution - Tier 3 - 3QU CoRE ¦ 2QU LoRE | 2024 | 0.8163 | 0.015292 | 1.5622 | 0 | 1.5622 | 0.0095184 | 0.97238 | 0 | 0.97238 | 0.022528 | 2.3015 | 0 | 2.3015 | 0.023658 | 2.4169 | 0 | 2.4169 | 1.2752 | 0.79375 | 1.8787 | 1.9729 | 0.022528 | 0.01839 | 2.3015 | 1.8787 | 0 | 0 | 2.3015 | 1.8787 | [11 empty] | WLDFR | HFTD - Distribution - Tier 2 - 2QU CoRE ¦ 5QU LoRE | Non-Red Flag Warning - Large Fires | 2050 | 0 | 1.3234e-08 | 3.403e-08 | 7.3713 | 0.88759 | 4.1075 | 2.3763 | 0 | 0 | 0 | 2.2048e-05 |  | 0 | 0 | 0 | 9.7553e-08 | 0 | 9.7553e-08 | 2.5085e-07 | 0 | 2.5085e-07 | [16 empty] | 7.3.1.3 Ignition probability mapping showing the probability of ignition along the electric lines and equipmentWLDFRAggregatedAggregated | WLDFR | HFTD - Distribution - Tier 2 - 2QU CoRE ¦ 5QU LoRE | Red Flag Warning - Destructive Fires | Aggregated | Aggregated | 2050 | 5.8619e-06 | 0 | 1453.2434 | 0.0085188 | 2050 | Mitigation | 0.08575 | 30 | 0 | esc | 0 | 0 | 0.00060025 | 3.5186e-09 | 0.0015435 | 9.0479e-09
[35 empty] | 7.3.1.3 Ignition probability mapping showing the probability of ignition along the electric lines and equipment | WLDFR | HFTD - Distribution - Tier 3 - 3QU CoRE ¦ 2QU LoRE | 2025 | 0.7629 | 0.015292 | 1.5622 | 0 | 1.5622 | 0.0095184 | 0.97238 | 0 | 0.97238 | 0.022528 | 2.3015 | 0 | 2.3015 | 0.023658 | 2.4169 | 0 | 2.4169 | 1.1918 | 0.74183 | 1.7558 | 1.8438 | 0.022528 | 0.017187 | 2.3015 | 1.7558 | 0 | 0 | 2.3015 | 1.7558 | [11 empty] | WLDFR | HFTD - Distribution - Tier 2 - 2QU CoRE ¦ 5QU LoRE | Non-Red Flag Warning - Large Fires | 2051 | 0 | 0 | 3.403e-08 | 7.3713 | 0.88759 | 4.1075 | 2.3763 | 0 | 0 | 0 | 2.2048e-05 |  | 0 | 0 | 0 | 0 | 0 | 0 | 2.5085e-07 | 0 | 2.5085e-07 | [16 empty] | 7.3.1.3 Ignition probability mapping showing the probability of ignition along the electric lines and equipmentWLDFRAggregatedAggregated | WLDFR | HFTD - Distribution - Tier 2 - 2QU CoRE ¦ 5QU LoRE | Red Flag Warning - Destructive Fires | Aggregated | Aggregated | 2051 | 5.8619e-06 | 0 | 1453.2434 | 0.0085188 | 2051 | Mitigation | 0.08575 | 30 | 0 | esc | 0 | 0 | 0 | 0 | 0.0015435 | 9.0479e-09
[35 empty] | 7.3.1.3 Ignition probability mapping showing the probability of ignition along the electric lines and equipment | WLDFR | HFTD - Distribution - Tier 3 - 3QU CoRE ¦ 2QU LoRE | 2026 | 0.71299 | 0.015292 | 1.5622 | 0 | 1.5622 | 0.0095184 | 0.97238 | 0 | 0.97238 | 0.022528 | 2.3015 | 0 | 2.3015 | 0.023658 | 2.4169 | 0 | 2.4169 | 1.1138 | 0.69329 | 1.6409 | 1.7232 | 0.022528 | 0.016062 | 2.3015 | 1.6409 | 0 | 0 | 2.3015 | 1.6409 | [11 empty] | WLDFR | HFTD - Distribution - Tier 2 - 2QU CoRE ¦ 5QU LoRE | Non-Red Flag Warning - Small Fires | 2020 | 2.8691e-06 | 0 | 0 | 0.077901 | 0.036425 | 0.0015809 | 0.039895 | 0 | 0 | 0 | 0.00239 |  | 2.2351e-07 | 0 | 2.2351e-07 | 0 | 0 | 0 | 0 | 0 | 0 | [16 empty] | 7.3.1.3 Ignition probability mapping showing the probability of ignition along the electric lines and equipmentWLDFRAggregatedAggregated | WLDFR | HFTD - Distribution - Tier 2 - 2QU CoRE ¦ 5QU LoRE | Red Flag Warning - Large Fires | Aggregated | Aggregated | 2021 | 3.4967e-05 | 0 | 1453.2434 | 0.050816 | 2021 | Mitigation | 0.08575 | 30 | 0 | esc | 0.0012005 | 4.1978e-08 | 0.00060025 | 2.0989e-08 | 0 | 0
[35 empty] | 7.3.1.3 Ignition probability mapping showing the probability of ignition along the electric lines and equipment | WLDFR | HFTD - Distribution - Tier 3 - 3QU CoRE ¦ 2QU LoRE | 2027 | 0.66634 | 0.015292 | 1.5622 | 0 | 1.5622 | 0.0095184 | 0.97238 | 0 | 0.97238 | 0.022528 | 2.3015 | 0 | 2.3015 | 0.023658 | 2.4169 | 0 | 2.4169 | 1.0409 | 0.64794 | 1.5336 | 1.6105 | 0.022528 | 0.015012 | 2.3015 | 1.5336 | 0 | 0 | 2.3015 | 1.5336 | [11 empty] | WLDFR | HFTD - Distribution - Tier 2 - 2QU CoRE ¦ 5QU LoRE | Non-Red Flag Warning - Small Fires | 2021 | 2.8691e-06 | 1.4346e-06 | 0 | 0.077901 | 0.036425 | 0.0015809 | 0.039895 | 0 | 0 | 0 | 0.00239 |  | 2.2351e-07 | 0 | 2.2351e-07 | 1.1175e-07 | 0 | 1.1175e-07 | 0 | 0 | 0 | [16 empty] | 7.3.1.3 Ignition probability mapping showing the probability of ignition along the electric lines and equipmentWLDFRAggregatedAggregated | WLDFR | HFTD - Distribution - Tier 2 - 2QU CoRE ¦ 5QU LoRE | Red Flag Warning - Large Fires | Aggregated | Aggregated | 2022 | 3.4967e-05 | 0 | 1453.2434 | 0.050816 | 2022 | Mitigation | 0.08575 | 30 | 0 | esc | 0.0012005 | 4.1978e-08 | 0.00060025 | 2.0989e-08 | 0.0015435 | 5.3972e-08
[35 empty] | 7.3.1.3 Ignition probability mapping showing the probability of ignition along the electric lines and equipment | WLDFR | HFTD - Distribution - Tier 3 - 3QU CoRE ¦ 2QU LoRE | 2028 | 0.62275 | 0.015292 | 1.6317 | 0 | 1.6317 | 0.0095184 | 1.0157 | 0 | 1.0157 | 0.022528 | 2.404 | 0 | 2.404 | 0.023658 | 2.5245 | 0 | 2.5245 | 1.0162 | 0.63252 | 1.4971 | 1.5721 | 0.022528 | 0.01403 | 2.404 | 1.4971 | 0 | 0 | 2.404 | 1.4971 | [11 empty] | WLDFR | HFTD - Distribution - Tier 2 - 2QU CoRE ¦ 5QU LoRE | Non-Red Flag Warning - Small Fires | 2022 | 2.8691e-06 | 1.4346e-06 | 3.6889e-06 | 0.077901 | 0.036425 | 0.0015809 | 0.039895 | 0 | 0 | 0 | 0.00239 |  | 2.2351e-07 | 0 | 2.2351e-07 | 1.1175e-07 | 0 | 1.1175e-07 | 2.8737e-07 | 0 | 2.8737e-07 | [16 empty] | 7.3.1.3 Ignition probability mapping showing the probability of ignition along the electric lines and equipmentWLDFRAggregatedAggregated | WLDFR | HFTD - Distribution - Tier 2 - 2QU CoRE ¦ 5QU LoRE | Red Flag Warning - Large Fires | Aggregated | Aggregated | 2023 | 3.4967e-05 | 0 | 1453.2434 | 0.050816 | 2023 | Mitigation | 0.08575 | 30 | 0 | esc | 0.0012005 | 4.1978e-08 | 0.00060025 | 2.0989e-08 | 0.0015435 | 5.3972e-08
[35 empty] | 7.3.1.3 Ignition probability mapping showing the probability of ignition along the electric lines and equipment | WLDFR | HFTD - Distribution - Tier 3 - 3QU CoRE ¦ 2QU LoRE | 2029 | 0.58201 | 0.015292 | 1.6317 | 0 | 1.6317 | 0.0095184 | 1.0157 | 0 | 1.0157 | 0.022528 | 2.404 | 0 | 2.404 | 0.023658 | 2.5245 | 0 | 2.5245 | 0.94969 | 0.59114 | 1.3991 | 1.4693 | 0.022528 | 0.013112 | 2.404 | 1.3991 | 0 | 0 | 2.404 | 1.3991 | [11 empty] | WLDFR | HFTD - Distribution - Tier 2 - 2QU CoRE ¦ 5QU LoRE | Non-Red Flag Warning - Small Fires | 2023 | 2.8691e-06 | 1.4346e-06 | 3.6889e-06 | 0.080408 | 0.03759 | 0.0016314 | 0.041187 | 0 | 0 | 0 | 0.00239 |  | 2.307e-07 | 0 | 2.307e-07 | 1.1535e-07 | 0 | 1.1535e-07 | 2.9662e-07 | 0 | 2.9662e-07 | [16 empty] | 7.3.1.3 Ignition probability mapping showing the probability of ignition along the electric lines and equipmentWLDFRAggregatedAggregated | WLDFR | HFTD - Distribution - Tier 2 - 2QU CoRE ¦ 5QU LoRE | Red Flag Warning - Large Fires | Aggregated | Aggregated | 2024 | 3.4967e-05 | 0 | 1453.2434 | 0.050816 | 2024 | Mitigation | 0.08575 | 30 | 0 | esc | 0.0012005 | 4.1978e-08 | 0.00060025 | 2.0989e-08 | 0.0015435 | 5.3972e-08
[35 empty] | 7.3.1.3 Ignition probability mapping showing the probability of ignition along the electric lines and equipment | WLDFR | HFTD - Distribution - Tier 3 - 3QU CoRE ¦ 2QU LoRE | 2030 | 0.54393 | 0.015292 | 1.6317 | 0 | 1.6317 | 0.0095184 | 1.0157 | 0 | 1.0157 | 0.022528 | 2.404 | 0 | 2.404 | 0.023658 | 2.5245 | 0 | 2.5245 | 0.88756 | 0.55247 | 1.3076 | 1.3732 | 0.022528 | 0.012254 | 2.404 | 1.3076 | 0 | 0 | 2.404 | 1.3076 | [11 empty] | WLDFR | HFTD - Distribution - Tier 2 - 2QU CoRE ¦ 5QU LoRE | Non-Red Flag Warning - Small Fires | 2024 | 2.8691e-06 | 1.4346e-06 | 3.6889e-06 | 0.080408 | 0.03759 | 0.0016314 | 0.041187 | 0 | 0 | 0 | 0.00239 |  | 2.307e-07 | 0 | 2.307e-07 | 1.1535e-07 | 0 | 1.1535e-07 | 2.9662e-07 | 0 | 2.9662e-07 | [16 empty] | 7.3.1.3 Ignition probability mapping showing the probability of ignition along the electric lines and equipmentWLDFRAggregatedAggregated | WLDFR | HFTD - Distribution - Tier 2 - 2QU CoRE ¦ 5QU LoRE | Red Flag Warning - Large Fires | Aggregated | Aggregated | 2025 | 3.4967e-05 | 0 | 1453.2434 | 0.050816 | 2025 | Mitigation | 0.08575 | 30 | 0 | esc | 0.0012005 | 4.1978e-08 | 0.00060025 | 2.0989e-08 | 0.0015435 | 5.3972e-08
[35 empty] | 7.3.1.3 Ignition probability mapping showing the probability of ignition along the electric lines and equipment | WLDFR | HFTD - Distribution - Tier 3 - 3QU CoRE ¦ 2QU LoRE | 2031 | 0.50835 | 0.015292 | 1.6317 | 0 | 1.6317 | 0.0095184 | 1.0157 | 0 | 1.0157 | 0.022528 | 2.404 | 0 | 2.404 | 0.023658 | 2.5245 | 0 | 2.5245 | 0.8295 | 0.51632 | 1.2221 | 1.2833 | 0.022528 | 0.011452 | 2.404 | 1.2221 | 0 | 0 | 2.404 | 1.2221 | [11 empty] | WLDFR | HFTD - Distribution - Tier 2 - 2QU CoRE ¦ 5QU LoRE | Non-Red Flag Warning - Small Fires | 2025 | 2.8691e-06 | 1.4346e-06 | 3.6889e-06 | 0.080408 | 0.03759 | 0.0016314 | 0.041187 | 0 | 0 | 0 | 0.00239 |  | 2.307e-07 | 0 | 2.307e-07 | 1.1535e-07 | 0 | 1.1535e-07 | 2.9662e-07 | 0 | 2.9662e-07 | [16 empty] | 7.3.1.3 Ignition probability mapping showing the probability of ignition along the electric lines and equipmentWLDFRAggregatedAggregated | WLDFR | HFTD - Distribution - Tier 2 - 2QU CoRE ¦ 5QU LoRE | Red Flag Warning - Large Fires | Aggregated | Aggregated | 2026 | 3.4967e-05 | 0 | 1453.2434 | 0.050816 | 2026 | Mitigation | 0.08575 | 30 | 0 | esc | 0.0012005 | 4.1978e-08 | 0.00060025 | 2.0989e-08 | 0.0015435 | 5.3972e-08
[35 empty] | 7.3.1.3 Ignition probability mapping showing the probability of ignition along the electric lines and equipment | WLDFR | HFTD - Distribution - Tier 3 - 3QU CoRE ¦ 2QU LoRE | 2032 | 0.47509 | 0.015292 | 1.6317 | 0 | 1.6317 | 0.0095184 | 1.0157 | 0 | 1.0157 | 0.022528 | 2.404 | 0 | 2.404 | 0.023658 | 2.5245 | 0 | 2.5245 | 0.77523 | 0.48255 | 1.1421 | 1.1994 | 0.022528 | 0.010703 | 2.404 | 1.1421 | 0 | 0 | 2.404 | 1.1421 | [11 empty] | WLDFR | HFTD - Distribution - Tier 2 - 2QU CoRE ¦ 5QU LoRE | Non-Red Flag Warning - Small Fires | 2026 | 2.8691e-06 | 1.4346e-06 | 3.6889e-06 | 0.080408 | 0.03759 | 0.0016314 | 0.041187 | 0 | 0 | 0 | 0.00239 |  | 2.307e-07 | 0 | 2.307e-07 | 1.1535e-07 | 0 | 1.1535e-07 | 2.9662e-07 | 0 | 2.9662e-07 | [16 empty] | 7.3.1.3 Ignition probability mapping showing the probability of ignition along the electric lines and equipmentWLDFRAggregatedAggregated | WLDFR | HFTD - Distribution - Tier 2 - 2QU CoRE ¦ 5QU LoRE | Red Flag Warning - Large Fires | Aggregated | Aggregated | 2027 | 3.4967e-05 | 0 | 1453.2434 | 0.050816 | 2027 | Mitigation | 0.08575 | 30 | 0 | esc | 0.0012005 | 4.1978e-08 | 0.00060025 | 2.0989e-08 | 0.0015435 | 5.3972e-08
[35 empty] | 7.3.1.3 Ignition probability mapping showing the probability of ignition along the electric lines and equipment | WLDFR | HFTD - Distribution - Tier 3 - 3QU CoRE ¦ 2QU LoRE | 2033 | 0.44401 | 0.015292 | 1.7091 | 0 | 1.7091 | 0.0095184 | 1.0638 | 0 | 1.0638 | 0.022528 | 2.5179 | 0 | 2.5179 | 0.023658 | 2.6441 | 0 | 2.6441 | 0.75885 | 0.47235 | 1.118 | 1.174 | 0.022528 | 0.010003 | 2.5179 | 1.118 | 0 | 0 | 2.5179 | 1.118 | [11 empty] | WLDFR | HFTD - Distribution - Tier 2 - 2QU CoRE ¦ 5QU LoRE | Non-Red Flag Warning - Small Fires | 2027 | 2.8691e-06 | 1.4346e-06 | 3.6889e-06 | 0.080408 | 0.03759 | 0.0016314 | 0.041187 | 0 | 0 | 0 | 0.00239 |  | 2.307e-07 | 0 | 2.307e-07 | 1.1535e-07 | 0 | 1.1535e-07 | 2.9662e-07 | 0 | 2.9662e-07 | [16 empty] | 7.3.1.3 Ignition probability mapping showing the probability of ignition along the electric lines and equipmentWLDFRAggregatedAggregated | WLDFR | HFTD - Distribution - Tier 2 - 2QU CoRE ¦ 5QU LoRE | Red Flag Warning - Large Fires | Aggregated | Aggregated | 2028 | 3.4967e-05 | 0 | 1453.2434 | 0.050816 | 2028 | Mitigation | 0.08575 | 30 | 0 | esc | 0.0012005 | 4.1978e-08 | 0.00060025 | 2.0989e-08 | 0.0015435 | 5.3972e-08
[35 empty] | 7.3.1.3 Ignition probability mapping showing the probability of ignition along the electric lines and equipment | WLDFR | HFTD - Distribution - Tier 3 - 3QU CoRE ¦ 2QU LoRE | 2034 | 0.41496 | 0.015292 | 1.7091 | 0 | 1.7091 | 0.0095184 | 1.0638 | 0 | 1.0638 | 0.022528 | 2.5179 | 0 | 2.5179 | 0.023658 | 2.6441 | 0 | 2.6441 | 0.7092 | 0.44145 | 1.0448 | 1.0972 | 0.022528 | 0.0093485 | 2.5179 | 1.0448 | 0 | 0 | 2.5179 | 1.0448 | [11 empty] | WLDFR | HFTD - Distribution - Tier 2 - 2QU CoRE ¦ 5QU LoRE | Non-Red Flag Warning - Small Fires | 2028 | 2.8691e-06 | 1.4346e-06 | 3.6889e-06 | 0.083606 | 0.039055 | 0.001695 | 0.042856 | 0 | 0 | 0 | 0.00239 |  | 2.3988e-07 | 0 | 2.3988e-07 | 1.1994e-07 | 0 | 1.1994e-07 | 3.0841e-07 | 0 | 3.0841e-07 | [16 empty] | 7.3.1.3 Ignition probability mapping showing the probability of ignition along the electric lines and equipmentWLDFRAggregatedAggregated | WLDFR | HFTD - Distribution - Tier 2 - 2QU CoRE ¦ 5QU LoRE | Red Flag Warning - Large Fires | Aggregated | Aggregated | 2029 | 3.4967e-05 | 0 | 1453.2434 | 0.050816 | 2029 | Mitigation | 0.08575 | 30 | 0 | esc | 0.0012005 | 4.1978e-08 | 0.00060025 | 2.0989e-08 | 0.0015435 | 5.3972e-08
[35 empty] | 7.3.1.3 Ignition probability mapping showing the probability of ignition along the electric lines and equipment | WLDFR | HFTD - Distribution - Tier 3 - 3QU CoRE ¦ 2QU LoRE | 2035 | 0.38782 | 0.015292 | 1.7091 | 0 | 1.7091 | 0.0095184 | 1.0638 | 0 | 1.0638 | 0.022528 | 2.5179 | 0 | 2.5179 | 0.023658 | 2.6441 | 0 | 2.6441 | 0.66281 | 0.41257 | 0.97647 | 1.0254 | 0.022528 | 0.0087369 | 2.5179 | 0.97647 | 0 | 0 | 2.5179 | 0.97647 | [11 empty] | WLDFR | HFTD - Distribution - Tier 2 - 2QU CoRE ¦ 5QU LoRE | Non-Red Flag Warning - Small Fires | 2029 | 2.8691e-06 | 1.4346e-06 | 3.6889e-06 | 0.083606 | 0.039055 | 0.001695 | 0.042856 | 0 | 0 | 0 | 0.00239 |  | 2.3988e-07 | 0 | 2.3988e-07 | 1.1994e-07 | 0 | 1.1994e-07 | 3.0841e-07 | 0 | 3.0841e-07 | [16 empty] | 7.3.1.3 Ignition probability mapping showing the probability of ignition along the electric lines and equipmentWLDFRAggregatedAggregated | WLDFR | HFTD - Distribution - Tier 2 - 2QU CoRE ¦ 5QU LoRE | Red Flag Warning - Large Fires | Aggregated | Aggregated | 2030 | 3.4967e-05 | 0 | 1453.2434 | 0.050816 | 2030 | Mitigation | 0.08575 | 30 | 0 | esc | 0.0012005 | 4.1978e-08 | 0.00060025 | 2.0989e-08 | 0.0015435 | 5.3972e-08
[35 empty] | 7.3.1.3 Ignition probability mapping showing the probability of ignition along the electric lines and equipment | WLDFR | HFTD - Distribution - Tier 3 - 3QU CoRE ¦ 2QU LoRE | 2036 | 0.36245 | 0.015292 | 1.7091 | 0 | 1.7091 | 0.0095184 | 1.0638 | 0 | 1.0638 | 0.022528 | 2.5179 | 0 | 2.5179 | 0.023658 | 2.6441 | 0 | 2.6441 | 0.61945 | 0.38558 | 0.91259 | 0.95835 | 0.022528 | 0.0081654 | 2.5179 | 0.91259 | 0 | 0 | 2.5179 | 0.91259 | [11 empty] | WLDFR | HFTD - Distribution - Tier 2 - 2QU CoRE ¦ 5QU LoRE | Non-Red Flag Warning - Small Fires | 2030 | 2.8691e-06 | 1.4346e-06 | 3.6889e-06 | 0.083606 | 0.039055 | 0.001695 | 0.042856 | 0 | 0 | 0 | 0.00239 |  | 2.3988e-07 | 0 | 2.3988e-07 | 1.1994e-07 | 0 | 1.1994e-07 | 3.0841e-07 | 0 | 3.0841e-07 | [16 empty] | 7.3.1.3 Ignition probability mapping showing the probability of ignition along the electric lines and equipmentWLDFRAggregatedAggregated | WLDFR | HFTD - Distribution - Tier 2 - 2QU CoRE ¦ 5QU LoRE | Red Flag Warning - Large Fires | Aggregated | Aggregated | 2031 | 3.4967e-05 | 0 | 1453.2434 | 0.050816 | 2031 | Mitigation | 0.08575 | 30 | 0 | esc | 0.0012005 | 4.1978e-08 | 0.00060025 | 2.0989e-08 | 0.0015435 | 5.3972e-08
[35 empty] | 7.3.1.3 Ignition probability mapping showing the probability of ignition along the electric lines and equipment | WLDFR | HFTD - Distribution - Tier 3 - 3QU CoRE ¦ 2QU LoRE | 2037 | 0.33873 | 0.015292 | 1.7091 | 0 | 1.7091 | 0.0095184 | 1.0638 | 0 | 1.0638 | 0.022528 | 2.5179 | 0 | 2.5179 | 0.023658 | 2.6441 | 0 | 2.6441 | 0.57892 | 0.36035 | 0.85289 | 0.89566 | 0.022528 | 0.0076312 | 2.5179 | 0.85289 | 0 | 0 | 2.5179 | 0.85289 | [11 empty] | WLDFR | HFTD - Distribution - Tier 2 - 2QU CoRE ¦ 5QU LoRE | Non-Red Flag Warning - Small Fires | 2031 | 2.8691e-06 | 1.4346e-06 | 3.6889e-06 | 0.083606 | 0.039055 | 0.001695 | 0.042856 | 0 | 0 | 0 | 0.00239 |  | 2.3988e-07 | 0 | 2.3988e-07 | 1.1994e-07 | 0 | 1.1994e-07 | 3.0841e-07 | 0 | 3.0841e-07 | [16 empty] | 7.3.1.3 Ignition probability mapping showing the probability of ignition along the electric lines and equipmentWLDFRAggregatedAggregated | WLDFR | HFTD - Distribution - Tier 2 - 2QU CoRE ¦ 5QU LoRE | Red Flag Warning - Large Fires | Aggregated | Aggregated | 2032 | 3.4967e-05 | 0 | 1453.2434 | 0.050816 | 2032 | Mitigation | 0.08575 | 30 | 0 | esc | 0.0012005 | 4.1978e-08 | 0.00060025 | 2.0989e-08 | 0.0015435 | 5.3972e-08
[35 empty] | 7.3.1.3 Ignition probability mapping showing the probability of ignition along the electric lines and equipment | WLDFR | HFTD - Distribution - Tier 3 - 3QU CoRE ¦ 2QU LoRE | 2038 | 0.31657 | 0.015292 | 1.793 | 0 | 1.793 | 0.0095184 | 1.1161 | 0 | 1.1161 | 0.022528 | 2.6415 | 0 | 2.6415 | 0.023658 | 2.774 | 0 | 2.774 | 0.56762 | 0.35332 | 0.83624 | 0.87817 | 0.022528 | 0.0071319 | 2.6415 | 0.83624 | 0 | 0 | 2.6415 | 0.83624 | [11 empty] | WLDFR | HFTD - Distribution - Tier 2 - 2QU CoRE ¦ 5QU LoRE | Non-Red Flag Warning - Small Fires | 2032 | 2.8691e-06 | 1.4346e-06 | 3.6889e-06 | 0.083606 | 0.039055 | 0.001695 | 0.042856 | 0 | 0 | 0 | 0.00239 |  | 2.3988e-07 | 0 | 2.3988e-07 | 1.1994e-07 | 0 | 1.1994e-07 | 3.0841e-07 | 0 | 3.0841e-07 | [16 empty] | 7.3.1.3 Ignition probability mapping showing the probability of ignition along the electric lines and equipmentWLDFRAggregatedAggregated | WLDFR | HFTD - Distribution - Tier 2 - 2QU CoRE ¦ 5QU LoRE | Red Flag Warning - Large Fires | Aggregated | Aggregated | 2033 | 3.4967e-05 | 0 | 1453.2434 | 0.050816 | 2033 | Mitigation | 0.08575 | 30 | 0 | esc | 0.0012005 | 4.1978e-08 | 0.00060025 | 2.0989e-08 | 0.0015435 | 5.3972e-08
[35 empty] | 7.3.1.3 Ignition probability mapping showing the probability of ignition along the electric lines and equipment | WLDFR | HFTD - Distribution - Tier 3 - 3QU CoRE ¦ 2QU LoRE | 2039 | 0.29586 | 0.015292 | 1.793 | 0 | 1.793 | 0.0095184 | 1.1161 | 0 | 1.1161 | 0.022528 | 2.6415 | 0 | 2.6415 | 0.023658 | 2.774 | 0 | 2.774 | 0.53048 | 0.3302 | 0.78153 | 0.82072 | 0.022528 | 0.0066654 | 2.6415 | 0.78153 | 0 | 0 | 2.6415 | 0.78153 | [11 empty] | WLDFR | HFTD - Distribution - Tier 2 - 2QU CoRE ¦ 5QU LoRE | Non-Red Flag Warning - Small Fires | 2033 | 2.8691e-06 | 1.4346e-06 | 3.6889e-06 | 0.087211 | 0.040679 | 0.0017655 | 0.044766 | 0 | 0 | 0 | 0.00239 |  | 2.5022e-07 | 0 | 2.5022e-07 | 1.2511e-07 | 0 | 1.2511e-07 | 3.2171e-07 | 0 | 3.2171e-07 | [16 empty] | 7.3.1.3 Ignition probability mapping showing the probability of ignition along the electric lines and equipmentWLDFRAggregatedAggregated | WLDFR | HFTD - Distribution - Tier 2 - 2QU CoRE ¦ 5QU LoRE | Red Flag Warning - Large Fires | Aggregated | Aggregated | 2034 | 3.4967e-05 | 0 | 1453.2434 | 0.050816 | 2034 | Mitigation | 0.08575 | 30 | 0 | esc | 0.0012005 | 4.1978e-08 | 0.00060025 | 2.0989e-08 | 0.0015435 | 5.3972e-08
[35 empty] | 7.3.1.3 Ignition probability mapping showing the probability of ignition along the electric lines and equipment | WLDFR | HFTD - Distribution - Tier 3 - 3QU CoRE ¦ 2QU LoRE | 2040 | 0.27651 | 0.015292 | 1.793 | 0 | 1.793 | 0.0095184 | 1.1161 | 0 | 1.1161 | 0.022528 | 2.6415 | 0 | 2.6415 | 0.023658 | 2.774 | 0 | 2.774 | 0.49578 | 0.3086 | 0.7304 | 0.76703 | 0.022528 | 0.0062293 | 2.6415 | 0.7304 | 0 | 0 | 2.6415 | 0.7304 | [11 empty] | WLDFR | HFTD - Distribution - Tier 2 - 2QU CoRE ¦ 5QU LoRE | Non-Red Flag Warning - Small Fires | 2034 | 2.8691e-06 | 1.4346e-06 | 3.6889e-06 | 0.087211 | 0.040679 | 0.0017655 | 0.044766 | 0 | 0 | 0 | 0.00239 |  | 2.5022e-07 | 0 | 2.5022e-07 | 1.2511e-07 | 0 | 1.2511e-07 | 3.2171e-07 | 0 | 3.2171e-07 | [16 empty] | 7.3.1.3 Ignition probability mapping showing the probability of ignition along the electric lines and equipmentWLDFRAggregatedAggregated | WLDFR | HFTD - Distribution - Tier 2 - 2QU CoRE ¦ 5QU LoRE | Red Flag Warning - Large Fires | Aggregated | Aggregated | 2035 | 3.4967e-05 | 0 | 1453.2434 | 0.050816 | 2035 | Mitigation | 0.08575 | 30 | 0 | esc | 0.0012005 | 4.1978e-08 | 0.00060025 | 2.0989e-08 | 0.0015435 | 5.3972e-08
[35 empty] | 7.3.1.3 Ignition probability mapping showing the probability of ignition along the electric lines and equipment | WLDFR | HFTD - Distribution - Tier 3 - 3QU CoRE ¦ 2QU LoRE | 2041 | 0.25842 | 0.015292 | 1.793 | 0 | 1.793 | 0.0095184 | 1.1161 | 0 | 1.1161 | 0.022528 | 2.6415 | 0 | 2.6415 | 0.023658 | 2.774 | 0 | 2.774 | 0.46335 | 0.28841 | 0.68262 | 0.71685 | 0.022528 | 0.0058218 | 2.6415 | 0.68262 | 0 | 0 | 2.6415 | 0.68262 | [11 empty] | WLDFR | HFTD - Distribution - Tier 2 - 2QU CoRE ¦ 5QU LoRE | Non-Red Flag Warning - Small Fires | 2035 | 2.8691e-06 | 1.4346e-06 | 3.6889e-06 | 0.087211 | 0.040679 | 0.0017655 | 0.044766 | 0 | 0 | 0 | 0.00239 |  | 2.5022e-07 | 0 | 2.5022e-07 | 1.2511e-07 | 0 | 1.2511e-07 | 3.2171e-07 | 0 | 3.2171e-07 | [16 empty] | 7.3.1.3 Ignition probability mapping showing the probability of ignition along the electric lines and equipmentWLDFRAggregatedAggregated | WLDFR | HFTD - Distribution - Tier 2 - 2QU CoRE ¦ 5QU LoRE | Red Flag Warning - Large Fires | Aggregated | Aggregated | 2036 | 3.4967e-05 | 0 | 1453.2434 | 0.050816 | 2036 | Mitigation | 0.08575 | 30 | 0 | esc | 0.0012005 | 4.1978e-08 | 0.00060025 | 2.0989e-08 | 0.0015435 | 5.3972e-08
[35 empty] | 7.3.1.3 Ignition probability mapping showing the probability of ignition along the electric lines and equipment | WLDFR | HFTD - Distribution - Tier 3 - 3QU CoRE ¦ 2QU LoRE | 2042 | 0.24151 | 0.015292 | 1.793 | 0 | 1.793 | 0.0095184 | 1.1161 | 0 | 1.1161 | 0.022528 | 2.6415 | 0 | 2.6415 | 0.023658 | 2.774 | 0 | 2.774 | 0.43303 | 0.26954 | 0.63796 | 0.66995 | 0.022528 | 0.0054409 | 2.6415 | 0.63796 | 0 | 0 | 2.6415 | 0.63796 | [11 empty] | WLDFR | HFTD - Distribution - Tier 2 - 2QU CoRE ¦ 5QU LoRE | Non-Red Flag Warning - Small Fires | 2036 | 2.8691e-06 | 1.4346e-06 | 3.6889e-06 | 0.087211 | 0.040679 | 0.0017655 | 0.044766 | 0 | 0 | 0 | 0.00239 |  | 2.5022e-07 | 0 | 2.5022e-07 | 1.2511e-07 | 0 | 1.2511e-07 | 3.2171e-07 | 0 | 3.2171e-07 | [16 empty] | 7.3.1.3 Ignition probability mapping showing the probability of ignition along the electric lines and equipmentWLDFRAggregatedAggregated | WLDFR | HFTD - Distribution - Tier 2 - 2QU CoRE ¦ 5QU LoRE | Red Flag Warning - Large Fires | Aggregated | Aggregated | 2037 | 3.4967e-05 | 0 | 1453.2434 | 0.050816 | 2037 | Mitigation | 0.08575 | 30 | 0 | esc | 0.0012005 | 4.1978e-08 | 0.00060025 | 2.0989e-08 | 0.0015435 | 5.3972e-08
[35 empty] | 7.3.1.3 Ignition probability mapping showing the probability of ignition along the electric lines and equipment | WLDFR | HFTD - Distribution - Tier 3 - 3QU CoRE ¦ 2QU LoRE | 2043 | 0.22571 | 0.015292 | 1.8824 | 0 | 1.8824 | 0.0095184 | 1.1717 | 0 | 1.1717 | 0.022528 | 2.7732 | 0 | 2.7732 | 0.023658 | 2.9123 | 0 | 2.9123 | 0.42488 | 0.26447 | 0.62596 | 0.65734 | 0.022528 | 0.005085 | 2.7732 | 0.62596 | 0 | 0 | 2.7732 | 0.62596 | [11 empty] | WLDFR | HFTD - Distribution - Tier 2 - 2QU CoRE ¦ 5QU LoRE | Non-Red Flag Warning - Small Fires | 2037 | 2.8691e-06 | 1.4346e-06 | 3.6889e-06 | 0.087211 | 0.040679 | 0.0017655 | 0.044766 | 0 | 0 | 0 | 0.00239 |  | 2.5022e-07 | 0 | 2.5022e-07 | 1.2511e-07 | 0 | 1.2511e-07 | 3.2171e-07 | 0 | 3.2171e-07 | [16 empty] | 7.3.1.3 Ignition probability mapping showing the probability of ignition along the electric lines and equipmentWLDFRAggregatedAggregated | WLDFR | HFTD - Distribution - Tier 2 - 2QU CoRE ¦ 5QU LoRE | Red Flag Warning - Large Fires | Aggregated | Aggregated | 2038 | 3.4967e-05 | 0 | 1453.2434 | 0.050816 | 2038 | Mitigation | 0.08575 | 30 | 0 | esc | 0.0012005 | 4.1978e-08 | 0.00060025 | 2.0989e-08 | 0.0015435 | 5.3972e-08
[35 empty] | 7.3.1.3 Ignition probability mapping showing the probability of ignition along the electric lines and equipment | WLDFR | HFTD - Distribution - Tier 3 - 3QU CoRE ¦ 2QU LoRE | 2044 | 0.21095 | 0.015292 | 1.8824 | 0 | 1.8824 | 0.0095184 | 1.1717 | 0 | 1.1717 | 0.022528 | 2.7732 | 0 | 2.7732 | 0.023658 | 2.9123 | 0 | 2.9123 | 0.39709 | 0.24717 | 0.58501 | 0.61434 | 0.022528 | 0.0047523 | 2.7732 | 0.58501 | 0 | 0 | 2.7732 | 0.58501 | [11 empty] | WLDFR | HFTD - Distribution - Tier 2 - 2QU CoRE ¦ 5QU LoRE | Non-Red Flag Warning - Small Fires | 2038 | 2.8691e-06 | 1.4346e-06 | 3.6889e-06 | 0.091184 | 0.042438 | 0.0018418 | 0.046905 | 0 | 0 | 0 | 0.00239 |  | 2.6162e-07 | 0 | 2.6162e-07 | 1.3081e-07 | 0 | 1.3081e-07 | 3.3637e-07 | 0 | 3.3637e-07 | [16 empty] | 7.3.1.3 Ignition probability mapping showing the probability of ignition along the electric lines and equipmentWLDFRAggregatedAggregated | WLDFR | HFTD - Distribution - Tier 2 - 2QU CoRE ¦ 5QU LoRE | Red Flag Warning - Large Fires | Aggregated | Aggregated | 2039 | 3.4967e-05 | 0 | 1453.2434 | 0.050816 | 2039 | Mitigation | 0.08575 | 30 | 0 | esc | 0.0012005 | 4.1978e-08 | 0.00060025 | 2.0989e-08 | 0.0015435 | 5.3972e-08
[35 empty] | 7.3.1.3 Ignition probability mapping showing the probability of ignition along the electric lines and equipment | WLDFR | HFTD - Distribution - Tier 3 - 3QU CoRE ¦ 2QU LoRE | 2045 | 0.19715 | 0.015292 | 1.8824 | 0 | 1.8824 | 0.0095184 | 1.1717 | 0 | 1.1717 | 0.022528 | 2.7732 | 0 | 2.7732 | 0.023658 | 2.9123 | 0 | 2.9123 | 0.37111 | 0.231 | 0.54673 | 0.57415 | 0.022528 | 0.0044414 | 2.7732 | 0.54673 | 0 | 0 | 2.7732 | 0.54673 | [11 empty] | WLDFR | HFTD - Distribution - Tier 2 - 2QU CoRE ¦ 5QU LoRE | Non-Red Flag Warning - Small Fires | 2039 | 2.8691e-06 | 1.4346e-06 | 3.6889e-06 | 0.091184 | 0.042438 | 0.0018418 | 0.046905 | 0 | 0 | 0 | 0.00239 |  | 2.6162e-07 | 0 | 2.6162e-07 | 1.3081e-07 | 0 | 1.3081e-07 | 3.3637e-07 | 0 | 3.3637e-07 | [16 empty] | 7.3.1.3 Ignition probability mapping showing the probability of ignition along the electric lines and equipmentWLDFRAggregatedAggregated | WLDFR | HFTD - Distribution - Tier 2 - 2QU CoRE ¦ 5QU LoRE | Red Flag Warning - Large Fires | Aggregated | Aggregated | 2040 | 3.4967e-05 | 0 | 1453.2434 | 0.050816 | 2040 | Mitigation | 0.08575 | 30 | 0 | esc | 0.0012005 | 4.1978e-08 | 0.00060025 | 2.0989e-08 | 0.0015435 | 5.3972e-08
[35 empty] | 7.3.1.3 Ignition probability mapping showing the probability of ignition along the electric lines and equipment | WLDFR | HFTD - Distribution - Tier 3 - 3QU CoRE ¦ 2QU LoRE | 2046 | 0.18425 | 0.015292 | 1.8824 | 0 | 1.8824 | 0.0095184 | 1.1717 | 0 | 1.1717 | 0.022528 | 2.7732 | 0 | 2.7732 | 0.023658 | 2.9123 | 0 | 2.9123 | 0.34683 | 0.21589 | 0.51097 | 0.53659 | 0.022528 | 0.0041509 | 2.7732 | 0.51097 | 0 | 0 | 2.7732 | 0.51097 | [11 empty] | WLDFR | HFTD - Distribution - Tier 2 - 2QU CoRE ¦ 5QU LoRE | Non-Red Flag Warning - Small Fires | 2040 | 2.8691e-06 | 1.4346e-06 | 3.6889e-06 | 0.091184 | 0.042438 | 0.0018418 | 0.046905 | 0 | 0 | 0 | 0.00239 |  | 2.6162e-07 | 0 | 2.6162e-07 | 1.3081e-07 | 0 | 1.3081e-07 | 3.3637e-07 | 0 | 3.3637e-07 | [16 empty] | 7.3.1.3 Ignition probability mapping showing the probability of ignition along the electric lines and equipmentWLDFRAggregatedAggregated | WLDFR | HFTD - Distribution - Tier 2 - 2QU CoRE ¦ 5QU LoRE | Red Flag Warning - Large Fires | Aggregated | Aggregated | 2041 | 3.4967e-05 | 0 | 1453.2434 | 0.050816 | 2041 | Mitigation | 0.08575 | 30 | 0 | esc | 0.0012005 | 4.1978e-08 | 0.00060025 | 2.0989e-08 | 0.0015435 | 5.3972e-08
[35 empty] | 7.3.1.3 Ignition probability mapping showing the probability of ignition along the electric lines and equipment | WLDFR | HFTD - Distribution - Tier 3 - 3QU CoRE ¦ 2QU LoRE | 2047 | 0.1722 | 0.015292 | 1.8824 | 0 | 1.8824 | 0.0095184 | 1.1717 | 0 | 1.1717 | 0.022528 | 2.7732 | 0 | 2.7732 | 0.023658 | 2.9123 | 0 | 2.9123 | 0.32414 | 0.20176 | 0.47754 | 0.50148 | 0.022528 | 0.0038793 | 2.7732 | 0.47754 | 0 | 0 | 2.7732 | 0.47754 | [11 empty] | WLDFR | HFTD - Distribution - Tier 2 - 2QU CoRE ¦ 5QU LoRE | Non-Red Flag Warning - Small Fires | 2041 | 2.8691e-06 | 1.4346e-06 | 3.6889e-06 | 0.091184 | 0.042438 | 0.0018418 | 0.046905 | 0 | 0 | 0 | 0.00239 |  | 2.6162e-07 | 0 | 2.6162e-07 | 1.3081e-07 | 0 | 1.3081e-07 | 3.3637e-07 | 0 | 3.3637e-07 | [16 empty] | 7.3.1.3 Ignition probability mapping showing the probability of ignition along the electric lines and equipmentWLDFRAggregatedAggregated | WLDFR | HFTD - Distribution - Tier 2 - 2QU CoRE ¦ 5QU LoRE | Red Flag Warning - Large Fires | Aggregated | Aggregated | 2042 | 3.4967e-05 | 0 | 1453.2434 | 0.050816 | 2042 | Mitigation | 0.08575 | 30 | 0 | esc | 0.0012005 | 4.1978e-08 | 0.00060025 | 2.0989e-08 | 0.0015435 | 5.3972e-08
[35 empty] | 7.3.1.3 Ignition probability mapping showing the probability of ignition along the electric lines and equipment | WLDFR | HFTD - Distribution - Tier 3 - 3QU CoRE ¦ 2QU LoRE | 2048 | 0.16093 | 0.015292 | 1.9761 | 0 | 1.9761 | 0.0095184 | 1.23 | 0 | 1.23 | 0.022528 | 2.9113 | 0 | 2.9113 | 0.023658 | 3.0573 | 0 | 3.0573 | 0.31802 | 0.19795 | 0.46852 | 0.49201 | 0.022528 | 0.0036255 | 2.9113 | 0.46852 | 0 | 0 | 2.9113 | 0.46852 | [11 empty] | WLDFR | HFTD - Distribution - Tier 2 - 2QU CoRE ¦ 5QU LoRE | Non-Red Flag Warning - Small Fires | 2042 | 2.8691e-06 | 1.4346e-06 | 3.6889e-06 | 0.091184 | 0.042438 | 0.0018418 | 0.046905 | 0 | 0 | 0 | 0.00239 |  | 2.6162e-07 | 0 | 2.6162e-07 | 1.3081e-07 | 0 | 1.3081e-07 | 3.3637e-07 | 0 | 3.3637e-07 | [16 empty] | 7.3.1.3 Ignition probability mapping showing the probability of ignition along the electric lines and equipmentWLDFRAggregatedAggregated | WLDFR | HFTD - Distribution - Tier 2 - 2QU CoRE ¦ 5QU LoRE | Red Flag Warning - Large Fires | Aggregated | Aggregated | 2043 | 3.4967e-05 | 0 | 1453.2434 | 0.050816 | 2043 | Mitigation | 0.08575 | 30 | 0 | esc | 0.0012005 | 4.1978e-08 | 0.00060025 | 2.0989e-08 | 0.0015435 | 5.3972e-08
[35 empty] | 7.3.1.3 Ignition probability mapping showing the probability of ignition along the electric lines and equipment | WLDFR | HFTD - Distribution - Tier 3 - 3QU CoRE ¦ 2QU LoRE | 2049 | 0.1504 | 0.015292 | 1.9761 | 0 | 1.9761 | 0.0095184 | 1.23 | 0 | 1.23 | 0.022528 | 2.9113 | 0 | 2.9113 | 0.023658 | 3.0573 | 0 | 3.0573 | 0.29721 | 0.185 | 0.43787 | 0.45982 | 0.022528 | 0.0033883 | 2.9113 | 0.43787 | 0 | 0 | 2.9113 | 0.43787 | [11 empty] | WLDFR | HFTD - Distribution - Tier 2 - 2QU CoRE ¦ 5QU LoRE | Non-Red Flag Warning - Small Fires | 2043 | 2.8691e-06 | 1.4346e-06 | 3.6889e-06 | 0.095486 | 0.044306 | 0.0019228 | 0.049257 | 0 | 0 | 0 | 0.00239 |  | 2.7396e-07 | 0 | 2.7396e-07 | 1.3698e-07 | 0 | 1.3698e-07 | 3.5224e-07 | 0 | 3.5224e-07 | [16 empty] | 7.3.1.3 Ignition probability mapping showing the probability of ignition along the electric lines and equipmentWLDFRAggregatedAggregated | WLDFR | HFTD - Distribution - Tier 2 - 2QU CoRE ¦ 5QU LoRE | Red Flag Warning - Large Fires | Aggregated | Aggregated | 2044 | 3.4967e-05 | 0 | 1453.2434 | 0.050816 | 2044 | Mitigation | 0.08575 | 30 | 0 | esc | 0.0012005 | 4.1978e-08 | 0.00060025 | 2.0989e-08 | 0.0015435 | 5.3972e-08
[35 empty] | 7.3.1.3 Ignition probability mapping showing the probability of ignition along the electric lines and equipment | WLDFR | HFTD - Distribution - Tier 3 - 3QU CoRE ¦ 2QU LoRE | 2050 | 0.14056 | 0 | 0 | 0 | 0 | 0.0095184 | 1.23 | 0 | 1.23 | 0.022528 | 2.9113 | 0 | 2.9113 | 0.023658 | 3.0573 | 0 | 3.0573 | 0 | 0.1729 | 0.40922 | 0.42974 | 0.022528 | 0.0031667 | 2.9113 | 0.40922 | 0 | 0 | 2.9113 | 0.40922 | [11 empty] | WLDFR | HFTD - Distribution - Tier 2 - 2QU CoRE ¦ 5QU LoRE | Non-Red Flag Warning - Small Fires | 2044 | 2.8691e-06 | 1.4346e-06 | 3.6889e-06 | 0.095486 | 0.044306 | 0.0019228 | 0.049257 | 0 | 0 | 0 | 0.00239 |  | 2.7396e-07 | 0 | 2.7396e-07 | 1.3698e-07 | 0 | 1.3698e-07 | 3.5224e-07 | 0 | 3.5224e-07 | [16 empty] | 7.3.1.3 Ignition probability mapping showing the probability of ignition along the electric lines and equipmentWLDFRAggregatedAggregated | WLDFR | HFTD - Distribution - Tier 2 - 2QU CoRE ¦ 5QU LoRE | Red Flag Warning - Large Fires | Aggregated | Aggregated | 2045 | 3.4967e-05 | 0 | 1453.2434 | 0.050816 | 2045 | Mitigation | 0.08575 | 30 | 0 | esc | 0.0012005 | 4.1978e-08 | 0.00060025 | 2.0989e-08 | 0.0015435 | 5.3972e-08
[35 empty] | 7.3.1.3 Ignition probability mapping showing the probability of ignition along the electric lines and equipment | WLDFR | HFTD - Distribution - Tier 3 - 3QU CoRE ¦ 2QU LoRE | 2051 | 0.13137 | 0 | 0 | 0 | 0 | 0 | 0 | 0 | 0 | 0.022528 | 2.9113 | 0 | 2.9113 | 0.023658 | 3.0573 | 0 | 3.0573 | 0 | 0 | 0.38245 | 0.40163 | 0.022528 | 0.0029595 | 2.9113 | 0.38245 | 0 | 0 | 2.9113 | 0.38245 | [11 empty] | WLDFR | HFTD - Distribution - Tier 2 - 2QU CoRE ¦ 5QU LoRE | Non-Red Flag Warning - Small Fires | 2045 | 2.8691e-06 | 1.4346e-06 | 3.6889e-06 | 0.095486 | 0.044306 | 0.0019228 | 0.049257 | 0 | 0 | 0 | 0.00239 |  | 2.7396e-07 | 0 | 2.7396e-07 | 1.3698e-07 | 0 | 1.3698e-07 | 3.5224e-07 | 0 | 3.5224e-07 | [16 empty] | 7.3.1.3 Ignition probability mapping showing the probability of ignition along the electric lines and equipmentWLDFRAggregatedAggregated | WLDFR | HFTD - Distribution - Tier 2 - 2QU CoRE ¦ 5QU LoRE | Red Flag Warning - Large Fires | Aggregated | Aggregated | 2046 | 3.4967e-05 | 0 | 1453.2434 | 0.050816 | 2046 | Mitigation | 0.08575 | 30 | 0 | esc | 0.0012005 | 4.1978e-08 | 0.00060025 | 2.0989e-08 | 0.0015435 | 5.3972e-08
[35 empty] | 7.3.1.3 Ignition probability mapping showing the probability of ignition along the electric lines and equipment | WLDFR | HFTD - Distribution - Tier 3 - 3QU CoRE ¦ 2QU LoRE | 2052 | 0.12277 | 0 | 0 | 0 | 0 | 0 | 0 | 0 | 0 | 0 | 0 | 0 | 0 | 0.023658 | 3.0573 | 0 | 3.0573 | 0 | 0 | 0 | 0.37535 | 0 | 0 | 0 | 0 | 0 | 0 | 0 | 0 | [11 empty] | WLDFR | HFTD - Distribution - Tier 2 - 2QU CoRE ¦ 5QU LoRE | Non-Red Flag Warning - Small Fires | 2046 | 2.8691e-06 | 1.4346e-06 | 3.6889e-06 | 0.095486 | 0.044306 | 0.0019228 | 0.049257 | 0 | 0 | 0 | 0.00239 |  | 2.7396e-07 | 0 | 2.7396e-07 | 1.3698e-07 | 0 | 1.3698e-07 | 3.5224e-07 | 0 | 3.5224e-07 | [16 empty] | 7.3.1.3 Ignition probability mapping showing the probability of ignition along the electric lines and equipmentWLDFRAggregatedAggregated | WLDFR | HFTD - Distribution - Tier 2 - 2QU CoRE ¦ 5QU LoRE | Red Flag Warning - Large Fires | Aggregated | Aggregated | 2047 | 3.4967e-05 | 0 | 1453.2434 | 0.050816 | 2047 | Mitigation | 0.08575 | 30 | 0 | esc | 0.0012005 | 4.1978e-08 | 0.00060025 | 2.0989e-08 | 0.0015435 | 5.3972e-08
[35 empty] | 7.3.1.3 Ignition probability mapping showing the probability of ignition along the electric lines and equipment | WLDFR | HFTD - Distribution - Tier 3 - 3QU CoRE ¦ 3QU LoRE | 2020 | 1 | 0.0050105 | 0.46199 | 0 | 0.46199 | 0 | 0 | 0 | 0 | 0 | 0 | 0 | 0 | 0 | 0 | 0 | 0 | 0.46199 | 0 | 0 | 0 | 0 | 0 | 0 | 0 | 0 | 0 | 0 | 0 | [11 empty] | WLDFR | HFTD - Distribution - Tier 2 - 2QU CoRE ¦ 5QU LoRE | Non-Red Flag Warning - Small Fires | 2047 | 2.8691e-06 | 1.4346e-06 | 3.6889e-06 | 0.095486 | 0.044306 | 0.0019228 | 0.049257 | 0 | 0 | 0 | 0.00239 |  | 2.7396e-07 | 0 | 2.7396e-07 | 1.3698e-07 | 0 | 1.3698e-07 | 3.5224e-07 | 0 | 3.5224e-07 | [16 empty] | 7.3.1.3 Ignition probability mapping showing the probability of ignition along the electric lines and equipmentWLDFRAggregatedAggregated | WLDFR | HFTD - Distribution - Tier 2 - 2QU CoRE ¦ 5QU LoRE | Red Flag Warning - Large Fires | Aggregated | Aggregated | 2048 | 3.4967e-05 | 0 | 1453.2434 | 0.050816 | 2048 | Mitigation | 0.08575 | 30 | 0 | esc | 0.0012005 | 4.1978e-08 | 0.00060025 | 2.0989e-08 | 0.0015435 | 5.3972e-08
[35 empty] | 7.3.1.3 Ignition probability mapping showing the probability of ignition along the electric lines and equipment | WLDFR | HFTD - Distribution - Tier 3 - 3QU CoRE ¦ 3QU LoRE | 2021 | 1 | 0.0050105 | 0.46199 | 0 | 0.46199 | 0.0031188 | 0.28757 | 0 | 0.28757 | 0 | 0 | 0 | 0 | 0 | 0 | 0 | 0 | 0.46199 | 0.28757 | 0 | 0 | 0 | 0 | 0 | 0 | 0 | 0 | 0 | 0 | [11 empty] | WLDFR | HFTD - Distribution - Tier 2 - 2QU CoRE ¦ 5QU LoRE | Non-Red Flag Warning - Small Fires | 2048 | 2.8691e-06 | 1.4346e-06 | 3.6889e-06 | 0.10007 | 0.04626 | 0.0020076 | 0.051804 | 0 | 0 | 0 | 0.00239 |  | 2.8712e-07 | 0 | 2.8712e-07 | 1.4356e-07 | 0 | 1.4356e-07 | 3.6915e-07 | 0 | 3.6915e-07 | [16 empty] | 7.3.1.3 Ignition probability mapping showing the probability of ignition along the electric lines and equipmentWLDFRAggregatedAggregated | WLDFR | HFTD - Distribution - Tier 2 - 2QU CoRE ¦ 5QU LoRE | Red Flag Warning - Large Fires | Aggregated | Aggregated | 2049 | 3.4967e-05 | 0 | 1453.2434 | 0.050816 | 2049 | Mitigation | 0.08575 | 30 | 0 | esc | 0.0012005 | 4.1978e-08 | 0.00060025 | 2.0989e-08 | 0.0015435 | 5.3972e-08
[35 empty] | 7.3.1.3 Ignition probability mapping showing the probability of ignition along the electric lines and equipment | WLDFR | HFTD - Distribution - Tier 3 - 3QU CoRE ¦ 3QU LoRE | 2022 | 0.93458 | 0.0049416 | 0.45339 | 0 | 0.45339 | 0.0030759 | 0.28221 | 0 | 0.28221 | 0.0061108 | 0.56066 | 0 | 0.56066 | 0 | 0 | 0 | 0 | 0.42373 | 0.26375 | 0.52398 | 0 | 0.0061108 | 0.005711 | 0.56066 | 0.52398 | 0 | 0 | 0.56066 | 0.52398 | [11 empty] | WLDFR | HFTD - Distribution - Tier 2 - 2QU CoRE ¦ 5QU LoRE | Non-Red Flag Warning - Small Fires | 2049 | 2.8691e-06 | 1.4346e-06 | 3.6889e-06 | 0.10007 | 0.04626 | 0.0020076 | 0.051804 | 0 | 0 | 0 | 0.00239 |  | 2.8712e-07 | 0 | 2.8712e-07 | 1.4356e-07 | 0 | 1.4356e-07 | 3.6915e-07 | 0 | 3.6915e-07 | [16 empty] | 7.3.1.3 Ignition probability mapping showing the probability of ignition along the electric lines and equipmentWLDFRAggregatedAggregated | WLDFR | HFTD - Distribution - Tier 2 - 2QU CoRE ¦ 5QU LoRE | Red Flag Warning - Large Fires | Aggregated | Aggregated | 2050 | 3.4967e-05 | 0 | 1453.2434 | 0.050816 | 2050 | Mitigation | 0.08575 | 30 | 0 | esc | 0 | 0 | 0.00060025 | 2.0989e-08 | 0.0015435 | 5.3972e-08
[35 empty] | 7.3.1.3 Ignition probability mapping showing the probability of ignition along the electric lines and equipment | WLDFR | HFTD - Distribution - Tier 3 - 3QU CoRE ¦ 3QU LoRE | 2023 | 0.87344 | 0.0049416 | 0.47 | 0 | 0.47 | 0.0030759 | 0.29256 | 0 | 0.29256 | 0.0061108 | 0.5812 | 0 | 0.5812 | 0.0064172 | 0.61035 | 0 | 0.61035 | 0.41052 | 0.25553 | 0.50764 | 0.5331 | 0.0061108 | 0.0053374 | 0.5812 | 0.50764 | 0 | 0 | 0.5812 | 0.50764 | [11 empty] | WLDFR | HFTD - Distribution - Tier 2 - 2QU CoRE ¦ 5QU LoRE | Non-Red Flag Warning - Small Fires | 2050 | 0 | 1.4346e-06 | 3.6889e-06 | 0.10007 | 0.04626 | 0.0020076 | 0.051804 | 0 | 0 | 0 | 0.00239 |  | 0 | 0 | 0 | 1.4356e-07 | 0 | 1.4356e-07 | 3.6915e-07 | 0 | 3.6915e-07 | [16 empty] | 7.3.1.3 Ignition probability mapping showing the probability of ignition along the electric lines and equipmentWLDFRAggregatedAggregated | WLDFR | HFTD - Distribution - Tier 2 - 2QU CoRE ¦ 5QU LoRE | Red Flag Warning - Large Fires | Aggregated | Aggregated | 2051 | 3.4967e-05 | 0 | 1453.2434 | 0.050816 | 2051 | Mitigation | 0.08575 | 30 | 0 | esc | 0 | 0 | 0 | 0 | 0.0015435 | 5.3972e-08
[35 empty] | 7.3.1.3 Ignition probability mapping showing the probability of ignition along the electric lines and equipment | WLDFR | HFTD - Distribution - Tier 3 - 3QU CoRE ¦ 3QU LoRE | 2024 | 0.8163 | 0.0049416 | 0.47 | 0 | 0.47 | 0.0030759 | 0.29256 | 0 | 0.29256 | 0.0061108 | 0.5812 | 0 | 0.5812 | 0.0064172 | 0.61035 | 0 | 0.61035 | 0.38366 | 0.23881 | 0.47443 | 0.49822 | 0.0061108 | 0.0049882 | 0.5812 | 0.47443 | 0 | 0 | 0.5812 | 0.47443 | [11 empty] | WLDFR | HFTD - Distribution - Tier 2 - 2QU CoRE ¦ 5QU LoRE | Non-Red Flag Warning - Small Fires | 2051 | 0 | 0 | 3.6889e-06 | 0.10007 | 0.04626 | 0.0020076 | 0.051804 | 0 | 0 | 0 | 0.00239 |  | 0 | 0 | 0 | 0 | 0 | 0 | 3.6915e-07 | 0 | 3.6915e-07 | [16 empty] | 7.3.1.3 Ignition probability mapping showing the probability of ignition along the electric lines and equipmentWLDFRAggregatedAggregated | WLDFR | HFTD - Distribution - Tier 2 - 2QU CoRE ¦ 5QU LoRE | Red Flag Warning - Small Fires | Aggregated | Aggregated | 2021 | 0.0002825 | 0 | 1453.2434 | 0.41054 | 2021 | Mitigation | 0.08575 | 30 | 0 | esc | 0.0012005 | 3.3914e-07 | 0.00060025 | 1.6957e-07 | 0 | 0
[35 empty] | 7.3.1.3 Ignition probability mapping showing the probability of ignition along the electric lines and equipment | WLDFR | HFTD - Distribution - Tier 3 - 3QU CoRE ¦ 3QU LoRE | 2025 | 0.7629 | 0.0049416 | 0.47 | 0 | 0.47 | 0.0030759 | 0.29256 | 0 | 0.29256 | 0.0061108 | 0.5812 | 0 | 0.5812 | 0.0064172 | 0.61035 | 0 | 0.61035 | 0.35856 | 0.22319 | 0.4434 | 0.46563 | 0.0061108 | 0.0046619 | 0.5812 | 0.4434 | 0 | 0 | 0.5812 | 0.4434 | [11 empty] | WLDFR | HFTD - Distribution - Tier 2 - 2QU CoRE ¦ 5QU LoRE | Red Flag Warning - Catastrophic Fires | 2020 | 4.9578e-08 | 0 | 0 | 14146.1306 | 222.2294 | 8585.7228 | 5338.1784 | 0 | 0 | 0 | 4.1298e-05 |  | 0.00070134 | 0 | 0.00070134 | 0 | 0 | 0 | 0 | 0 | 0 | [16 empty] | 7.3.1.3 Ignition probability mapping showing the probability of ignition along the electric lines and equipmentWLDFRAggregatedAggregated | WLDFR | HFTD - Distribution - Tier 2 - 2QU CoRE ¦ 5QU LoRE | Red Flag Warning - Small Fires | Aggregated | Aggregated | 2022 | 0.0002825 | 0 | 1453.2434 | 0.41054 | 2022 | Mitigation | 0.08575 | 30 | 0 | esc | 0.0012005 | 3.3914e-07 | 0.00060025 | 1.6957e-07 | 0.0015435 | 4.3604e-07
[35 empty] | 7.3.1.3 Ignition probability mapping showing the probability of ignition along the electric lines and equipment | WLDFR | HFTD - Distribution - Tier 3 - 3QU CoRE ¦ 3QU LoRE | 2026 | 0.71299 | 0.0049416 | 0.47 | 0 | 0.47 | 0.0030759 | 0.29256 | 0 | 0.29256 | 0.0061108 | 0.5812 | 0 | 0.5812 | 0.0064172 | 0.61035 | 0 | 0.61035 | 0.33511 | 0.20859 | 0.41439 | 0.43517 | 0.0061108 | 0.0043569 | 0.5812 | 0.41439 | 0 | 0 | 0.5812 | 0.41439 | [11 empty] | WLDFR | HFTD - Distribution - Tier 2 - 2QU CoRE ¦ 5QU LoRE | Red Flag Warning - Catastrophic Fires | 2021 | 4.9578e-08 | 2.4789e-08 | 0 | 14146.1306 | 222.2294 | 8585.7228 | 5338.1784 | 0 | 0 | 0 | 4.1298e-05 |  | 0.00070134 | 0 | 0.00070134 | 0.00035067 | 0 | 0.00035067 | 0 | 0 | 0 | [16 empty] | 7.3.1.3 Ignition probability mapping showing the probability of ignition along the electric lines and equipmentWLDFRAggregatedAggregated | WLDFR | HFTD - Distribution - Tier 2 - 2QU CoRE ¦ 5QU LoRE | Red Flag Warning - Small Fires | Aggregated | Aggregated | 2023 | 0.0002825 | 0 | 1453.2434 | 0.41054 | 2023 | Mitigation | 0.08575 | 30 | 0 | esc | 0.0012005 | 3.3914e-07 | 0.00060025 | 1.6957e-07 | 0.0015435 | 4.3604e-07
[35 empty] | 7.3.1.3 Ignition probability mapping showing the probability of ignition along the electric lines and equipment | WLDFR | HFTD - Distribution - Tier 3 - 3QU CoRE ¦ 3QU LoRE | 2027 | 0.66634 | 0.0049416 | 0.47 | 0 | 0.47 | 0.0030759 | 0.29256 | 0 | 0.29256 | 0.0061108 | 0.5812 | 0 | 0.5812 | 0.0064172 | 0.61035 | 0 | 0.61035 | 0.31318 | 0.19494 | 0.38728 | 0.4067 | 0.0061108 | 0.0040719 | 0.5812 | 0.38728 | 0 | 0 | 0.5812 | 0.38728 | [11 empty] | WLDFR | HFTD - Distribution - Tier 2 - 2QU CoRE ¦ 5QU LoRE | Red Flag Warning - Catastrophic Fires | 2022 | 4.9578e-08 | 2.4789e-08 | 6.3743e-08 | 14146.1306 | 222.2294 | 8585.7228 | 5338.1784 | 0 | 0 | 0 | 4.1298e-05 |  | 0.00070134 | 0 | 0.00070134 | 0.00035067 | 0 | 0.00035067 | 0.00090172 | 0 | 0.00090172 | [16 empty] | 7.3.1.3 Ignition probability mapping showing the probability of ignition along the electric lines and equipmentWLDFRAggregatedAggregated | WLDFR | HFTD - Distribution - Tier 2 - 2QU CoRE ¦ 5QU LoRE | Red Flag Warning - Small Fires | Aggregated | Aggregated | 2024 | 0.0002825 | 0 | 1453.2434 | 0.41054 | 2024 | Mitigation | 0.08575 | 30 | 0 | esc | 0.0012005 | 3.3914e-07 | 0.00060025 | 1.6957e-07 | 0.0015435 | 4.3604e-07
[35 empty] | 7.3.1.3 Ignition probability mapping showing the probability of ignition along the electric lines and equipment | WLDFR | HFTD - Distribution - Tier 3 - 3QU CoRE ¦ 3QU LoRE | 2028 | 0.62275 | 0.0049416 | 0.49094 | 0 | 0.49094 | 0.0030759 | 0.30559 | 0 | 0.30559 | 0.0061108 | 0.60709 | 0 | 0.60709 | 0.0064172 | 0.63753 | 0 | 0.63753 | 0.30573 | 0.1903 | 0.37806 | 0.39702 | 0.0061108 | 0.0038055 | 0.60709 | 0.37806 | 0 | 0 | 0.60709 | 0.37806 | [11 empty] | WLDFR | HFTD - Distribution - Tier 2 - 2QU CoRE ¦ 5QU LoRE | Red Flag Warning - Catastrophic Fires | 2023 | 4.9578e-08 | 2.4789e-08 | 6.3743e-08 | 14664.6376 | 233.2301 | 8896.516 | 5534.8915 | 0 | 0 | 0 | 4.1298e-05 |  | 0.00072704 | 0 | 0.00072704 | 0.00036352 | 0 | 0.00036352 | 0.00093477 | 0 | 0.00093477 | [16 empty] | 7.3.1.3 Ignition probability mapping showing the probability of ignition along the electric lines and equipmentWLDFRAggregatedAggregated | WLDFR | HFTD - Distribution - Tier 2 - 2QU CoRE ¦ 5QU LoRE | Red Flag Warning - Small Fires | Aggregated | Aggregated | 2025 | 0.0002825 | 0 | 1453.2434 | 0.41054 | 2025 | Mitigation | 0.08575 | 30 | 0 | esc | 0.0012005 | 3.3914e-07 | 0.00060025 | 1.6957e-07 | 0.0015435 | 4.3604e-07
[35 empty] | 7.3.1.3 Ignition probability mapping showing the probability of ignition along the electric lines and equipment | WLDFR | HFTD - Distribution - Tier 3 - 3QU CoRE ¦ 3QU LoRE | 2029 | 0.58201 | 0.0049416 | 0.49094 | 0 | 0.49094 | 0.0030759 | 0.30559 | 0 | 0.30559 | 0.0061108 | 0.60709 | 0 | 0.60709 | 0.0064172 | 0.63753 | 0 | 0.63753 | 0.28573 | 0.17785 | 0.35333 | 0.37105 | 0.0061108 | 0.0035565 | 0.60709 | 0.35333 | 0 | 0 | 0.60709 | 0.35333 | [11 empty] | WLDFR | HFTD - Distribution - Tier 2 - 2QU CoRE ¦ 5QU LoRE | Red Flag Warning - Catastrophic Fires | 2024 | 4.9578e-08 | 2.4789e-08 | 6.3743e-08 | 14664.6376 | 233.2301 | 8896.516 | 5534.8915 | 0 | 0 | 0 | 4.1298e-05 |  | 0.00072704 | 0 | 0.00072704 | 0.00036352 | 0 | 0.00036352 | 0.00093477 | 0 | 0.00093477 | [16 empty] | 7.3.1.3 Ignition probability mapping showing the probability of ignition along the electric lines and equipmentWLDFRAggregatedAggregated | WLDFR | HFTD - Distribution - Tier 2 - 2QU CoRE ¦ 5QU LoRE | Red Flag Warning - Small Fires | Aggregated | Aggregated | 2026 | 0.0002825 | 0 | 1453.2434 | 0.41054 | 2026 | Mitigation | 0.08575 | 30 | 0 | esc | 0.0012005 | 3.3914e-07 | 0.00060025 | 1.6957e-07 | 0.0015435 | 4.3604e-07
[35 empty] | 7.3.1.3 Ignition probability mapping showing the probability of ignition along the electric lines and equipment | WLDFR | HFTD - Distribution - Tier 3 - 3QU CoRE ¦ 3QU LoRE | 2030 | 0.54393 | 0.0049416 | 0.49094 | 0 | 0.49094 | 0.0030759 | 0.30559 | 0 | 0.30559 | 0.0061108 | 0.60709 | 0 | 0.60709 | 0.0064172 | 0.63753 | 0 | 0.63753 | 0.26704 | 0.16622 | 0.33022 | 0.34677 | 0.0061108 | 0.0033239 | 0.60709 | 0.33022 | 0 | 0 | 0.60709 | 0.33022 | [11 empty] | WLDFR | HFTD - Distribution - Tier 2 - 2QU CoRE ¦ 5QU LoRE | Red Flag Warning - Catastrophic Fires | 2025 | 4.9578e-08 | 2.4789e-08 | 6.3743e-08 | 14664.6376 | 233.2301 | 8896.516 | 5534.8915 | 0 | 0 | 0 | 4.1298e-05 |  | 0.00072704 | 0 | 0.00072704 | 0.00036352 | 0 | 0.00036352 | 0.00093477 | 0 | 0.00093477 | [16 empty] | 7.3.1.3 Ignition probability mapping showing the probability of ignition along the electric lines and equipmentWLDFRAggregatedAggregated | WLDFR | HFTD - Distribution - Tier 2 - 2QU CoRE ¦ 5QU LoRE | Red Flag Warning - Small Fires | Aggregated | Aggregated | 2027 | 0.0002825 | 0 | 1453.2434 | 0.41054 | 2027 | Mitigation | 0.08575 | 30 | 0 | esc | 0.0012005 | 3.3914e-07 | 0.00060025 | 1.6957e-07 | 0.0015435 | 4.3604e-07
[35 empty] | 7.3.1.3 Ignition probability mapping showing the probability of ignition along the electric lines and equipment | WLDFR | HFTD - Distribution - Tier 3 - 3QU CoRE ¦ 3QU LoRE | 2031 | 0.50835 | 0.0049416 | 0.49094 | 0 | 0.49094 | 0.0030759 | 0.30559 | 0 | 0.30559 | 0.0061108 | 0.60709 | 0 | 0.60709 | 0.0064172 | 0.63753 | 0 | 0.63753 | 0.24957 | 0.15534 | 0.30861 | 0.32409 | 0.0061108 | 0.0031064 | 0.60709 | 0.30861 | 0 | 0 | 0.60709 | 0.30861 | [11 empty] | WLDFR | HFTD - Distribution - Tier 2 - 2QU CoRE ¦ 5QU LoRE | Red Flag Warning - Catastrophic Fires | 2026 | 4.9578e-08 | 2.4789e-08 | 6.3743e-08 | 14664.6376 | 233.2301 | 8896.516 | 5534.8915 | 0 | 0 | 0 | 4.1298e-05 |  | 0.00072704 | 0 | 0.00072704 | 0.00036352 | 0 | 0.00036352 | 0.00093477 | 0 | 0.00093477 | [16 empty] | 7.3.1.3 Ignition probability mapping showing the probability of ignition along the electric lines and equipmentWLDFRAggregatedAggregated | WLDFR | HFTD - Distribution - Tier 2 - 2QU CoRE ¦ 5QU LoRE | Red Flag Warning - Small Fires | Aggregated | Aggregated | 2028 | 0.0002825 | 0 | 1453.2434 | 0.41054 | 2028 | Mitigation | 0.08575 | 30 | 0 | esc | 0.0012005 | 3.3914e-07 | 0.00060025 | 1.6957e-07 | 0.0015435 | 4.3604e-07
[35 empty] | 7.3.1.3 Ignition probability mapping showing the probability of ignition along the electric lines and equipment | WLDFR | HFTD - Distribution - Tier 3 - 3QU CoRE ¦ 3QU LoRE | 2032 | 0.47509 | 0.0049416 | 0.49094 | 0 | 0.49094 | 0.0030759 | 0.30559 | 0 | 0.30559 | 0.0061108 | 0.60709 | 0 | 0.60709 | 0.0064172 | 0.63753 | 0 | 0.63753 | 0.23324 | 0.14518 | 0.28842 | 0.30289 | 0.0061108 | 0.0029032 | 0.60709 | 0.28842 | 0 | 0 | 0.60709 | 0.28842 | [11 empty] | WLDFR | HFTD - Distribution - Tier 2 - 2QU CoRE ¦ 5QU LoRE | Red Flag Warning - Catastrophic Fires | 2027 | 4.9578e-08 | 2.4789e-08 | 6.3743e-08 | 14664.6376 | 233.2301 | 8896.516 | 5534.8915 | 0 | 0 | 0 | 4.1298e-05 |  | 0.00072704 | 0 | 0.00072704 | 0.00036352 | 0 | 0.00036352 | 0.00093477 | 0 | 0.00093477 | [16 empty] | 7.3.1.3 Ignition probability mapping showing the probability of ignition along the electric lines and equipmentWLDFRAggregatedAggregated | WLDFR | HFTD - Distribution - Tier 2 - 2QU CoRE ¦ 5QU LoRE | Red Flag Warning - Small Fires | Aggregated | Aggregated | 2029 | 0.0002825 | 0 | 1453.2434 | 0.41054 | 2029 | Mitigation | 0.08575 | 30 | 0 | esc | 0.0012005 | 3.3914e-07 | 0.00060025 | 1.6957e-07 | 0.0015435 | 4.3604e-07
[35 empty] | 7.3.1.3 Ignition probability mapping showing the probability of ignition along the electric lines and equipment | WLDFR | HFTD - Distribution - Tier 3 - 3QU CoRE ¦ 3QU LoRE | 2033 | 0.44401 | 0.0049416 | 0.5142 | 0 | 0.5142 | 0.0030759 | 0.32007 | 0 | 0.32007 | 0.0061108 | 0.63586 | 0 | 0.63586 | 0.0064172 | 0.66774 | 0 | 0.66774 | 0.22831 | 0.14211 | 0.28233 | 0.29649 | 0.0061108 | 0.0027133 | 0.63586 | 0.28233 | 0 | 0 | 0.63586 | 0.28233 | [11 empty] | WLDFR | HFTD - Distribution - Tier 2 - 2QU CoRE ¦ 5QU LoRE | Red Flag Warning - Catastrophic Fires | 2028 | 4.9578e-08 | 2.4789e-08 | 6.3743e-08 | 15317.9909 | 247.273 | 9287.6491 | 5783.0689 | 0 | 0 | 0 | 4.1298e-05 |  | 0.00075944 | 0 | 0.00075944 | 0.00037972 | 0 | 0.00037972 | 0.00097642 | 0 | 0.00097642 | [16 empty] | 7.3.1.3 Ignition probability mapping showing the probability of ignition along the electric lines and equipmentWLDFRAggregatedAggregated | WLDFR | HFTD - Distribution - Tier 2 - 2QU CoRE ¦ 5QU LoRE | Red Flag Warning - Small Fires | Aggregated | Aggregated | 2030 | 0.0002825 | 0 | 1453.2434 | 0.41054 | 2030 | Mitigation | 0.08575 | 30 | 0 | esc | 0.0012005 | 3.3914e-07 | 0.00060025 | 1.6957e-07 | 0.0015435 | 4.3604e-07
[35 empty] | 7.3.1.3 Ignition probability mapping showing the probability of ignition along the electric lines and equipment | WLDFR | HFTD - Distribution - Tier 3 - 3QU CoRE ¦ 3QU LoRE | 2034 | 0.41496 | 0.0049416 | 0.5142 | 0 | 0.5142 | 0.0030759 | 0.32007 | 0 | 0.32007 | 0.0061108 | 0.63586 | 0 | 0.63586 | 0.0064172 | 0.66774 | 0 | 0.66774 | 0.21338 | 0.13282 | 0.26386 | 0.27709 | 0.0061108 | 0.0025358 | 0.63586 | 0.26386 | 0 | 0 | 0.63586 | 0.26386 | [11 empty] | WLDFR | HFTD - Distribution - Tier 2 - 2QU CoRE ¦ 5QU LoRE | Red Flag Warning - Catastrophic Fires | 2029 | 4.9578e-08 | 2.4789e-08 | 6.3743e-08 | 15317.9909 | 247.273 | 9287.6491 | 5783.0689 | 0 | 0 | 0 | 4.1298e-05 |  | 0.00075944 | 0 | 0.00075944 | 0.00037972 | 0 | 0.00037972 | 0.00097642 | 0 | 0.00097642 | [16 empty] | 7.3.1.3 Ignition probability mapping showing the probability of ignition along the electric lines and equipmentWLDFRAggregatedAggregated | WLDFR | HFTD - Distribution - Tier 2 - 2QU CoRE ¦ 5QU LoRE | Red Flag Warning - Small Fires | Aggregated | Aggregated | 2031 | 0.0002825 | 0 | 1453.2434 | 0.41054 | 2031 | Mitigation | 0.08575 | 30 | 0 | esc | 0.0012005 | 3.3914e-07 | 0.00060025 | 1.6957e-07 | 0.0015435 | 4.3604e-07
[35 empty] | 7.3.1.3 Ignition probability mapping showing the probability of ignition along the electric lines and equipment | WLDFR | HFTD - Distribution - Tier 3 - 3QU CoRE ¦ 3QU LoRE | 2035 | 0.38782 | 0.0049416 | 0.5142 | 0 | 0.5142 | 0.0030759 | 0.32007 | 0 | 0.32007 | 0.0061108 | 0.63586 | 0 | 0.63586 | 0.0064172 | 0.66774 | 0 | 0.66774 | 0.19942 | 0.12413 | 0.2466 | 0.25896 | 0.0061108 | 0.0023699 | 0.63586 | 0.2466 | 0 | 0 | 0.63586 | 0.2466 | [11 empty] | WLDFR | HFTD - Distribution - Tier 2 - 2QU CoRE ¦ 5QU LoRE | Red Flag Warning - Catastrophic Fires | 2030 | 4.9578e-08 | 2.4789e-08 | 6.3743e-08 | 15317.9909 | 247.273 | 9287.6491 | 5783.0689 | 0 | 0 | 0 | 4.1298e-05 |  | 0.00075944 | 0 | 0.00075944 | 0.00037972 | 0 | 0.00037972 | 0.00097642 | 0 | 0.00097642 | [16 empty] | 7.3.1.3 Ignition probability mapping showing the probability of ignition along the electric lines and equipmentWLDFRAggregatedAggregated | WLDFR | HFTD - Distribution - Tier 2 - 2QU CoRE ¦ 5QU LoRE | Red Flag Warning - Small Fires | Aggregated | Aggregated | 2032 | 0.0002825 | 0 | 1453.2434 | 0.41054 | 2032 | Mitigation | 0.08575 | 30 | 0 | esc | 0.0012005 | 3.3914e-07 | 0.00060025 | 1.6957e-07 | 0.0015435 | 4.3604e-07
[35 empty] | 7.3.1.3 Ignition probability mapping showing the probability of ignition along the electric lines and equipment | WLDFR | HFTD - Distribution - Tier 3 - 3QU CoRE ¦ 3QU LoRE | 2036 | 0.36245 | 0.0049416 | 0.5142 | 0 | 0.5142 | 0.0030759 | 0.32007 | 0 | 0.32007 | 0.0061108 | 0.63586 | 0 | 0.63586 | 0.0064172 | 0.66774 | 0 | 0.66774 | 0.18637 | 0.11601 | 0.23046 | 0.24202 | 0.0061108 | 0.0022148 | 0.63586 | 0.23046 | 0 | 0 | 0.63586 | 0.23046 | [11 empty] | WLDFR | HFTD - Distribution - Tier 2 - 2QU CoRE ¦ 5QU LoRE | Red Flag Warning - Catastrophic Fires | 2031 | 4.9578e-08 | 2.4789e-08 | 6.3743e-08 | 15317.9909 | 247.273 | 9287.6491 | 5783.0689 | 0 | 0 | 0 | 4.1298e-05 |  | 0.00075944 | 0 | 0.00075944 | 0.00037972 | 0 | 0.00037972 | 0.00097642 | 0 | 0.00097642 | [16 empty] | 7.3.1.3 Ignition probability mapping showing the probability of ignition along the electric lines and equipmentWLDFRAggregatedAggregated | WLDFR | HFTD - Distribution - Tier 2 - 2QU CoRE ¦ 5QU LoRE | Red Flag Warning - Small Fires | Aggregated | Aggregated | 2033 | 0.0002825 | 0 | 1453.2434 | 0.41054 | 2033 | Mitigation | 0.08575 | 30 | 0 | esc | 0.0012005 | 3.3914e-07 | 0.00060025 | 1.6957e-07 | 0.0015435 | 4.3604e-07
[35 empty] | 7.3.1.3 Ignition probability mapping showing the probability of ignition along the electric lines and equipment | WLDFR | HFTD - Distribution - Tier 3 - 3QU CoRE ¦ 3QU LoRE | 2037 | 0.33873 | 0.0049416 | 0.5142 | 0 | 0.5142 | 0.0030759 | 0.32007 | 0 | 0.32007 | 0.0061108 | 0.63586 | 0 | 0.63586 | 0.0064172 | 0.66774 | 0 | 0.66774 | 0.17418 | 0.10842 | 0.21539 | 0.22619 | 0.0061108 | 0.0020699 | 0.63586 | 0.21539 | 0 | 0 | 0.63586 | 0.21539 | [11 empty] | WLDFR | HFTD - Distribution - Tier 2 - 2QU CoRE ¦ 5QU LoRE | Red Flag Warning - Catastrophic Fires | 2032 | 4.9578e-08 | 2.4789e-08 | 6.3743e-08 | 15317.9909 | 247.273 | 9287.6491 | 5783.0689 | 0 | 0 | 0 | 4.1298e-05 |  | 0.00075944 | 0 | 0.00075944 | 0.00037972 | 0 | 0.00037972 | 0.00097642 | 0 | 0.00097642 | [16 empty] | 7.3.1.3 Ignition probability mapping showing the probability of ignition along the electric lines and equipmentWLDFRAggregatedAggregated | WLDFR | HFTD - Distribution - Tier 2 - 2QU CoRE ¦ 5QU LoRE | Red Flag Warning - Small Fires | Aggregated | Aggregated | 2034 | 0.0002825 | 0 | 1453.2434 | 0.41054 | 2034 | Mitigation | 0.08575 | 30 | 0 | esc | 0.0012005 | 3.3914e-07 | 0.00060025 | 1.6957e-07 | 0.0015435 | 4.3604e-07
[35 empty] | 7.3.1.3 Ignition probability mapping showing the probability of ignition along the electric lines and equipment | WLDFR | HFTD - Distribution - Tier 3 - 3QU CoRE ¦ 3QU LoRE | 2038 | 0.31657 | 0.0049416 | 0.53946 | 0 | 0.53946 | 0.0030759 | 0.33579 | 0 | 0.33579 | 0.0061108 | 0.66709 | 0 | 0.66709 | 0.0064172 | 0.70054 | 0 | 0.70054 | 0.17078 | 0.1063 | 0.21118 | 0.22177 | 0.0061108 | 0.0019345 | 0.66709 | 0.21118 | 0 | 0 | 0.66709 | 0.21118 | [11 empty] | WLDFR | HFTD - Distribution - Tier 2 - 2QU CoRE ¦ 5QU LoRE | Red Flag Warning - Catastrophic Fires | 2033 | 4.9578e-08 | 2.4789e-08 | 6.3743e-08 | 16044.1264 | 263.1074 | 9721.74 | 6059.2791 | 0 | 0 | 0 | 4.1298e-05 |  | 0.00079544 | 0 | 0.00079544 | 0.00039772 | 0 | 0.00039772 | 0.0010227 | 0 | 0.0010227 | [16 empty] | 7.3.1.3 Ignition probability mapping showing the probability of ignition along the electric lines and equipmentWLDFRAggregatedAggregated | WLDFR | HFTD - Distribution - Tier 2 - 2QU CoRE ¦ 5QU LoRE | Red Flag Warning - Small Fires | Aggregated | Aggregated | 2035 | 0.0002825 | 0 | 1453.2434 | 0.41054 | 2035 | Mitigation | 0.08575 | 30 | 0 | esc | 0.0012005 | 3.3914e-07 | 0.00060025 | 1.6957e-07 | 0.0015435 | 4.3604e-07
[35 empty] | 7.3.1.3 Ignition probability mapping showing the probability of ignition along the electric lines and equipment | WLDFR | HFTD - Distribution - Tier 3 - 3QU CoRE ¦ 3QU LoRE | 2039 | 0.29586 | 0.0049416 | 0.53946 | 0 | 0.53946 | 0.0030759 | 0.33579 | 0 | 0.33579 | 0.0061108 | 0.66709 | 0 | 0.66709 | 0.0064172 | 0.70054 | 0 | 0.70054 | 0.15961 | 0.099347 | 0.19737 | 0.20726 | 0.0061108 | 0.001808 | 0.66709 | 0.19737 | 0 | 0 | 0.66709 | 0.19737 | [11 empty] | WLDFR | HFTD - Distribution - Tier 2 - 2QU CoRE ¦ 5QU LoRE | Red Flag Warning - Catastrophic Fires | 2034 | 4.9578e-08 | 2.4789e-08 | 6.3743e-08 | 16044.1264 | 263.1074 | 9721.74 | 6059.2791 | 0 | 0 | 0 | 4.1298e-05 |  | 0.00079544 | 0 | 0.00079544 | 0.00039772 | 0 | 0.00039772 | 0.0010227 | 0 | 0.0010227 | [16 empty] | 7.3.1.3 Ignition probability mapping showing the probability of ignition along the electric lines and equipmentWLDFRAggregatedAggregated | WLDFR | HFTD - Distribution - Tier 2 - 2QU CoRE ¦ 5QU LoRE | Red Flag Warning - Small Fires | Aggregated | Aggregated | 2036 | 0.0002825 | 0 | 1453.2434 | 0.41054 | 2036 | Mitigation | 0.08575 | 30 | 0 | esc | 0.0012005 | 3.3914e-07 | 0.00060025 | 1.6957e-07 | 0.0015435 | 4.3604e-07
[35 empty] | 7.3.1.3 Ignition probability mapping showing the probability of ignition along the electric lines and equipment | WLDFR | HFTD - Distribution - Tier 3 - 3QU CoRE ¦ 3QU LoRE | 2040 | 0.27651 | 0.0049416 | 0.53946 | 0 | 0.53946 | 0.0030759 | 0.33579 | 0 | 0.33579 | 0.0061108 | 0.66709 | 0 | 0.66709 | 0.0064172 | 0.70054 | 0 | 0.70054 | 0.14916 | 0.092848 | 0.18445 | 0.1937 | 0.0061108 | 0.0016897 | 0.66709 | 0.18445 | 0 | 0 | 0.66709 | 0.18445 | [11 empty] | WLDFR | HFTD - Distribution - Tier 2 - 2QU CoRE ¦ 5QU LoRE | Red Flag Warning - Catastrophic Fires | 2035 | 4.9578e-08 | 2.4789e-08 | 6.3743e-08 | 16044.1264 | 263.1074 | 9721.74 | 6059.2791 | 0 | 0 | 0 | 4.1298e-05 |  | 0.00079544 | 0 | 0.00079544 | 0.00039772 | 0 | 0.00039772 | 0.0010227 | 0 | 0.0010227 | [16 empty] | 7.3.1.3 Ignition probability mapping showing the probability of ignition along the electric lines and equipmentWLDFRAggregatedAggregated | WLDFR | HFTD - Distribution - Tier 2 - 2QU CoRE ¦ 5QU LoRE | Red Flag Warning - Small Fires | Aggregated | Aggregated | 2037 | 0.0002825 | 0 | 1453.2434 | 0.41054 | 2037 | Mitigation | 0.08575 | 30 | 0 | esc | 0.0012005 | 3.3914e-07 | 0.00060025 | 1.6957e-07 | 0.0015435 | 4.3604e-07
[35 empty] | 7.3.1.3 Ignition probability mapping showing the probability of ignition along the electric lines and equipment | WLDFR | HFTD - Distribution - Tier 3 - 3QU CoRE ¦ 3QU LoRE | 2041 | 0.25842 | 0.0049416 | 0.53946 | 0 | 0.53946 | 0.0030759 | 0.33579 | 0 | 0.33579 | 0.0061108 | 0.66709 | 0 | 0.66709 | 0.0064172 | 0.70054 | 0 | 0.70054 | 0.13941 | 0.086773 | 0.17239 | 0.18103 | 0.0061108 | 0.0015791 | 0.66709 | 0.17239 | 0 | 0 | 0.66709 | 0.17239 | [11 empty] | WLDFR | HFTD - Distribution - Tier 2 - 2QU CoRE ¦ 5QU LoRE | Red Flag Warning - Catastrophic Fires | 2036 | 4.9578e-08 | 2.4789e-08 | 6.3743e-08 | 16044.1264 | 263.1074 | 9721.74 | 6059.2791 | 0 | 0 | 0 | 4.1298e-05 |  | 0.00079544 | 0 | 0.00079544 | 0.00039772 | 0 | 0.00039772 | 0.0010227 | 0 | 0.0010227 | [16 empty] | 7.3.1.3 Ignition probability mapping showing the probability of ignition along the electric lines and equipmentWLDFRAggregatedAggregated | WLDFR | HFTD - Distribution - Tier 2 - 2QU CoRE ¦ 5QU LoRE | Red Flag Warning - Small Fires | Aggregated | Aggregated | 2038 | 0.0002825 | 0 | 1453.2434 | 0.41054 | 2038 | Mitigation | 0.08575 | 30 | 0 | esc | 0.0012005 | 3.3914e-07 | 0.00060025 | 1.6957e-07 | 0.0015435 | 4.3604e-07
[35 empty] | 7.3.1.3 Ignition probability mapping showing the probability of ignition along the electric lines and equipment | WLDFR | HFTD - Distribution - Tier 3 - 3QU CoRE ¦ 3QU LoRE | 2042 | 0.24151 | 0.0049416 | 0.53946 | 0 | 0.53946 | 0.0030759 | 0.33579 | 0 | 0.33579 | 0.0061108 | 0.66709 | 0 | 0.66709 | 0.0064172 | 0.70054 | 0 | 0.70054 | 0.13029 | 0.081097 | 0.16111 | 0.16919 | 0.0061108 | 0.0014758 | 0.66709 | 0.16111 | 0 | 0 | 0.66709 | 0.16111 | [11 empty] | WLDFR | HFTD - Distribution - Tier 2 - 2QU CoRE ¦ 5QU LoRE | Red Flag Warning - Catastrophic Fires | 2037 | 4.9578e-08 | 2.4789e-08 | 6.3743e-08 | 16044.1264 | 263.1074 | 9721.74 | 6059.2791 | 0 | 0 | 0 | 4.1298e-05 |  | 0.00079544 | 0 | 0.00079544 | 0.00039772 | 0 | 0.00039772 | 0.0010227 | 0 | 0.0010227 | [16 empty] | 7.3.1.3 Ignition probability mapping showing the probability of ignition along the electric lines and equipmentWLDFRAggregatedAggregated | WLDFR | HFTD - Distribution - Tier 2 - 2QU CoRE ¦ 5QU LoRE | Red Flag Warning - Small Fires | Aggregated | Aggregated | 2039 | 0.0002825 | 0 | 1453.2434 | 0.41054 | 2039 | Mitigation | 0.08575 | 30 | 0 | esc | 0.0012005 | 3.3914e-07 | 0.00060025 | 1.6957e-07 | 0.0015435 | 4.3604e-07
[35 empty] | 7.3.1.3 Ignition probability mapping showing the probability of ignition along the electric lines and equipment | WLDFR | HFTD - Distribution - Tier 3 - 3QU CoRE ¦ 3QU LoRE | 2043 | 0.22571 | 0.0049416 | 0.56635 | 0 | 0.56635 | 0.0030759 | 0.35253 | 0 | 0.35253 | 0.0061108 | 0.70035 | 0 | 0.70035 | 0.0064172 | 0.73547 | 0 | 0.73547 | 0.12783 | 0.079571 | 0.15808 | 0.166 | 0.0061108 | 0.0013793 | 0.70035 | 0.15808 | 0 | 0 | 0.70035 | 0.15808 | [11 empty] | WLDFR | HFTD - Distribution - Tier 2 - 2QU CoRE ¦ 5QU LoRE | Red Flag Warning - Catastrophic Fires | 2038 | 4.9578e-08 | 2.4789e-08 | 6.3743e-08 | 16832.3912 | 280.5544 | 10192.2718 | 6359.5651 | 0 | 0 | 0 | 4.1298e-05 |  | 0.00083452 | 0 | 0.00083452 | 0.00041726 | 0 | 0.00041726 | 0.001073 | 0 | 0.001073 | [16 empty] | 7.3.1.3 Ignition probability mapping showing the probability of ignition along the electric lines and equipmentWLDFRAggregatedAggregated | WLDFR | HFTD - Distribution - Tier 2 - 2QU CoRE ¦ 5QU LoRE | Red Flag Warning - Small Fires | Aggregated | Aggregated | 2040 | 0.0002825 | 0 | 1453.2434 | 0.41054 | 2040 | Mitigation | 0.08575 | 30 | 0 | esc | 0.0012005 | 3.3914e-07 | 0.00060025 | 1.6957e-07 | 0.0015435 | 4.3604e-07
[35 empty] | 7.3.1.3 Ignition probability mapping showing the probability of ignition along the electric lines and equipment | WLDFR | HFTD - Distribution - Tier 3 - 3QU CoRE ¦ 3QU LoRE | 2044 | 0.21095 | 0.0049416 | 0.56635 | 0 | 0.56635 | 0.0030759 | 0.35253 | 0 | 0.35253 | 0.0061108 | 0.70035 | 0 | 0.70035 | 0.0064172 | 0.73547 | 0 | 0.73547 | 0.11947 | 0.074365 | 0.14774 | 0.15514 | 0.0061108 | 0.001289 | 0.70035 | 0.14774 | 0 | 0 | 0.70035 | 0.14774 | [11 empty] | WLDFR | HFTD - Distribution - Tier 2 - 2QU CoRE ¦ 5QU LoRE | Red Flag Warning - Catastrophic Fires | 2039 | 4.9578e-08 | 2.4789e-08 | 6.3743e-08 | 16832.3912 | 280.5544 | 10192.2718 | 6359.5651 | 0 | 0 | 0 | 4.1298e-05 |  | 0.00083452 | 0 | 0.00083452 | 0.00041726 | 0 | 0.00041726 | 0.001073 | 0 | 0.001073 | [16 empty] | 7.3.1.3 Ignition probability mapping showing the probability of ignition along the electric lines and equipmentWLDFRAggregatedAggregated | WLDFR | HFTD - Distribution - Tier 2 - 2QU CoRE ¦ 5QU LoRE | Red Flag Warning - Small Fires | Aggregated | Aggregated | 2041 | 0.0002825 | 0 | 1453.2434 | 0.41054 | 2041 | Mitigation | 0.08575 | 30 | 0 | esc | 0.0012005 | 3.3914e-07 | 0.00060025 | 1.6957e-07 | 0.0015435 | 4.3604e-07
[35 empty] | 7.3.1.3 Ignition probability mapping showing the probability of ignition along the electric lines and equipment | WLDFR | HFTD - Distribution - Tier 3 - 3QU CoRE ¦ 3QU LoRE | 2045 | 0.19715 | 0.0049416 | 0.56635 | 0 | 0.56635 | 0.0030759 | 0.35253 | 0 | 0.35253 | 0.0061108 | 0.70035 | 0 | 0.70035 | 0.0064172 | 0.73547 | 0 | 0.73547 | 0.11165 | 0.0695 | 0.13807 | 0.14499 | 0.0061108 | 0.0012047 | 0.70035 | 0.13807 | 0 | 0 | 0.70035 | 0.13807 | [11 empty] | WLDFR | HFTD - Distribution - Tier 2 - 2QU CoRE ¦ 5QU LoRE | Red Flag Warning - Catastrophic Fires | 2040 | 4.9578e-08 | 2.4789e-08 | 6.3743e-08 | 16832.3912 | 280.5544 | 10192.2718 | 6359.5651 | 0 | 0 | 0 | 4.1298e-05 |  | 0.00083452 | 0 | 0.00083452 | 0.00041726 | 0 | 0.00041726 | 0.001073 | 0 | 0.001073 | [16 empty] | 7.3.1.3 Ignition probability mapping showing the probability of ignition along the electric lines and equipmentWLDFRAggregatedAggregated | WLDFR | HFTD - Distribution - Tier 2 - 2QU CoRE ¦ 5QU LoRE | Red Flag Warning - Small Fires | Aggregated | Aggregated | 2042 | 0.0002825 | 0 | 1453.2434 | 0.41054 | 2042 | Mitigation | 0.08575 | 30 | 0 | esc | 0.0012005 | 3.3914e-07 | 0.00060025 | 1.6957e-07 | 0.0015435 | 4.3604e-07
[35 empty] | 7.3.1.3 Ignition probability mapping showing the probability of ignition along the electric lines and equipment | WLDFR | HFTD - Distribution - Tier 3 - 3QU CoRE ¦ 3QU LoRE | 2046 | 0.18425 | 0.0049416 | 0.56635 | 0 | 0.56635 | 0.0030759 | 0.35253 | 0 | 0.35253 | 0.0061108 | 0.70035 | 0 | 0.70035 | 0.0064172 | 0.73547 | 0 | 0.73547 | 0.10435 | 0.064953 | 0.12904 | 0.13551 | 0.0061108 | 0.0011259 | 0.70035 | 0.12904 | 0 | 0 | 0.70035 | 0.12904 | [11 empty] | WLDFR | HFTD - Distribution - Tier 2 - 2QU CoRE ¦ 5QU LoRE | Red Flag Warning - Catastrophic Fires | 2041 | 4.9578e-08 | 2.4789e-08 | 6.3743e-08 | 16832.3912 | 280.5544 | 10192.2718 | 6359.5651 | 0 | 0 | 0 | 4.1298e-05 |  | 0.00083452 | 0 | 0.00083452 | 0.00041726 | 0 | 0.00041726 | 0.001073 | 0 | 0.001073 | [16 empty] | 7.3.1.3 Ignition probability mapping showing the probability of ignition along the electric lines and equipmentWLDFRAggregatedAggregated | WLDFR | HFTD - Distribution - Tier 2 - 2QU CoRE ¦ 5QU LoRE | Red Flag Warning - Small Fires | Aggregated | Aggregated | 2043 | 0.0002825 | 0 | 1453.2434 | 0.41054 | 2043 | Mitigation | 0.08575 | 30 | 0 | esc | 0.0012005 | 3.3914e-07 | 0.00060025 | 1.6957e-07 | 0.0015435 | 4.3604e-07
[35 empty] | 7.3.1.3 Ignition probability mapping showing the probability of ignition along the electric lines and equipment | WLDFR | HFTD - Distribution - Tier 3 - 3QU CoRE ¦ 3QU LoRE | 2047 | 0.1722 | 0.0049416 | 0.56635 | 0 | 0.56635 | 0.0030759 | 0.35253 | 0 | 0.35253 | 0.0061108 | 0.70035 | 0 | 0.70035 | 0.0064172 | 0.73547 | 0 | 0.73547 | 0.097524 | 0.060704 | 0.1206 | 0.12664 | 0.0061108 | 0.0010522 | 0.70035 | 0.1206 | 0 | 0 | 0.70035 | 0.1206 | [11 empty] | WLDFR | HFTD - Distribution - Tier 2 - 2QU CoRE ¦ 5QU LoRE | Red Flag Warning - Catastrophic Fires | 2042 | 4.9578e-08 | 2.4789e-08 | 6.3743e-08 | 16832.3912 | 280.5544 | 10192.2718 | 6359.5651 | 0 | 0 | 0 | 4.1298e-05 |  | 0.00083452 | 0 | 0.00083452 | 0.00041726 | 0 | 0.00041726 | 0.001073 | 0 | 0.001073 | [16 empty] | 7.3.1.3 Ignition probability mapping showing the probability of ignition along the electric lines and equipmentWLDFRAggregatedAggregated | WLDFR | HFTD - Distribution - Tier 2 - 2QU CoRE ¦ 5QU LoRE | Red Flag Warning - Small Fires | Aggregated | Aggregated | 2044 | 0.0002825 | 0 | 1453.2434 | 0.41054 | 2044 | Mitigation | 0.08575 | 30 | 0 | esc | 0.0012005 | 3.3914e-07 | 0.00060025 | 1.6957e-07 | 0.0015435 | 4.3604e-07
[35 empty] | 7.3.1.3 Ignition probability mapping showing the probability of ignition along the electric lines and equipment | WLDFR | HFTD - Distribution - Tier 3 - 3QU CoRE ¦ 3QU LoRE | 2048 | 0.16093 | 0.0049416 | 0.59455 | 0 | 0.59455 | 0.0030759 | 0.37008 | 0 | 0.37008 | 0.0061108 | 0.73522 | 0 | 0.73522 | 0.0064172 | 0.77208 | 0 | 0.77208 | 0.095681 | 0.059557 | 0.11832 | 0.12425 | 0.0061108 | 0.00098341 | 0.73522 | 0.11832 | 0 | 0 | 0.73522 | 0.11832 | [11 empty] | WLDFR | HFTD - Distribution - Tier 2 - 2QU CoRE ¦ 5QU LoRE | Red Flag Warning - Catastrophic Fires | 2043 | 4.9578e-08 | 2.4789e-08 | 6.3743e-08 | 17672.0852 | 299.42 | 10692.7362 | 6679.929 | 0 | 0 | 0 | 4.1298e-05 |  | 0.00087615 | 0 | 0.00087615 | 0.00043807 | 0 | 0.00043807 | 0.0011265 | 0 | 0.0011265 | [16 empty] | 7.3.1.3 Ignition probability mapping showing the probability of ignition along the electric lines and equipmentWLDFRAggregatedAggregated | WLDFR | HFTD - Distribution - Tier 2 - 2QU CoRE ¦ 5QU LoRE | Red Flag Warning - Small Fires | Aggregated | Aggregated | 2045 | 0.0002825 | 0 | 1453.2434 | 0.41054 | 2045 | Mitigation | 0.08575 | 30 | 0 | esc | 0.0012005 | 3.3914e-07 | 0.00060025 | 1.6957e-07 | 0.0015435 | 4.3604e-07
[35 empty] | 7.3.1.3 Ignition probability mapping showing the probability of ignition along the electric lines and equipment | WLDFR | HFTD - Distribution - Tier 3 - 3QU CoRE ¦ 3QU LoRE | 2049 | 0.1504 | 0.0049416 | 0.59455 | 0 | 0.59455 | 0.0030759 | 0.37008 | 0 | 0.37008 | 0.0061108 | 0.73522 | 0 | 0.73522 | 0.0064172 | 0.77208 | 0 | 0.77208 | 0.089422 | 0.055661 | 0.11058 | 0.11612 | 0.0061108 | 0.00091907 | 0.73522 | 0.11058 | 0 | 0 | 0.73522 | 0.11058 | [11 empty] | WLDFR | HFTD - Distribution - Tier 2 - 2QU CoRE ¦ 5QU LoRE | Red Flag Warning - Catastrophic Fires | 2044 | 4.9578e-08 | 2.4789e-08 | 6.3743e-08 | 17672.0852 | 299.42 | 10692.7362 | 6679.929 | 0 | 0 | 0 | 4.1298e-05 |  | 0.00087615 | 0 | 0.00087615 | 0.00043807 | 0 | 0.00043807 | 0.0011265 | 0 | 0.0011265 | [16 empty] | 7.3.1.3 Ignition probability mapping showing the probability of ignition along the electric lines and equipmentWLDFRAggregatedAggregated | WLDFR | HFTD - Distribution - Tier 2 - 2QU CoRE ¦ 5QU LoRE | Red Flag Warning - Small Fires | Aggregated | Aggregated | 2046 | 0.0002825 | 0 | 1453.2434 | 0.41054 | 2046 | Mitigation | 0.08575 | 30 | 0 | esc | 0.0012005 | 3.3914e-07 | 0.00060025 | 1.6957e-07 | 0.0015435 | 4.3604e-07
[35 empty] | 7.3.1.3 Ignition probability mapping showing the probability of ignition along the electric lines and equipment | WLDFR | HFTD - Distribution - Tier 3 - 3QU CoRE ¦ 3QU LoRE | 2050 | 0.14056 | 0 | 0 | 0 | 0 | 0.0030759 | 0.37008 | 0 | 0.37008 | 0.0061108 | 0.73522 | 0 | 0.73522 | 0.0064172 | 0.77208 | 0 | 0.77208 | 0 | 0.05202 | 0.10334 | 0.10853 | 0.0061108 | 0.00085895 | 0.73522 | 0.10334 | 0 | 0 | 0.73522 | 0.10334 | [11 empty] | WLDFR | HFTD - Distribution - Tier 2 - 2QU CoRE ¦ 5QU LoRE | Red Flag Warning - Catastrophic Fires | 2045 | 4.9578e-08 | 2.4789e-08 | 6.3743e-08 | 17672.0852 | 299.42 | 10692.7362 | 6679.929 | 0 | 0 | 0 | 4.1298e-05 |  | 0.00087615 | 0 | 0.00087615 | 0.00043807 | 0 | 0.00043807 | 0.0011265 | 0 | 0.0011265 | [16 empty] | 7.3.1.3 Ignition probability mapping showing the probability of ignition along the electric lines and equipmentWLDFRAggregatedAggregated | WLDFR | HFTD - Distribution - Tier 2 - 2QU CoRE ¦ 5QU LoRE | Red Flag Warning - Small Fires | Aggregated | Aggregated | 2047 | 0.0002825 | 0 | 1453.2434 | 0.41054 | 2047 | Mitigation | 0.08575 | 30 | 0 | esc | 0.0012005 | 3.3914e-07 | 0.00060025 | 1.6957e-07 | 0.0015435 | 4.3604e-07
[35 empty] | 7.3.1.3 Ignition probability mapping showing the probability of ignition along the electric lines and equipment | WLDFR | HFTD - Distribution - Tier 3 - 3QU CoRE ¦ 3QU LoRE | 2051 | 0.13137 | 0 | 0 | 0 | 0 | 0 | 0 | 0 | 0 | 0.0061108 | 0.73522 | 0 | 0.73522 | 0.0064172 | 0.77208 | 0 | 0.77208 | 0 | 0 | 0.096583 | 0.10143 | 0.0061108 | 0.00080275 | 0.73522 | 0.096583 | 0 | 0 | 0.73522 | 0.096583 | [11 empty] | WLDFR | HFTD - Distribution - Tier 2 - 2QU CoRE ¦ 5QU LoRE | Red Flag Warning - Catastrophic Fires | 2046 | 4.9578e-08 | 2.4789e-08 | 6.3743e-08 | 17672.0852 | 299.42 | 10692.7362 | 6679.929 | 0 | 0 | 0 | 4.1298e-05 |  | 0.00087615 | 0 | 0.00087615 | 0.00043807 | 0 | 0.00043807 | 0.0011265 | 0 | 0.0011265 | [16 empty] | 7.3.1.3 Ignition probability mapping showing the probability of ignition along the electric lines and equipmentWLDFRAggregatedAggregated | WLDFR | HFTD - Distribution - Tier 2 - 2QU CoRE ¦ 5QU LoRE | Red Flag Warning - Small Fires | Aggregated | Aggregated | 2048 | 0.0002825 | 0 | 1453.2434 | 0.41054 | 2048 | Mitigation | 0.08575 | 30 | 0 | esc | 0.0012005 | 3.3914e-07 | 0.00060025 | 1.6957e-07 | 0.0015435 | 4.3604e-07
[35 empty] | 7.3.1.3 Ignition probability mapping showing the probability of ignition along the electric lines and equipment | WLDFR | HFTD - Distribution - Tier 3 - 3QU CoRE ¦ 3QU LoRE | 2052 | 0.12277 | 0 | 0 | 0 | 0 | 0 | 0 | 0 | 0 | 0 | 0 | 0 | 0 | 0.0064172 | 0.77208 | 0 | 0.77208 | 0 | 0 | 0 | 0.094791 | 0 | 0 | 0 | 0 | 0 | 0 | 0 | 0 | [11 empty] | WLDFR | HFTD - Distribution - Tier 2 - 2QU CoRE ¦ 5QU LoRE | Red Flag Warning - Catastrophic Fires | 2047 | 4.9578e-08 | 2.4789e-08 | 6.3743e-08 | 17672.0852 | 299.42 | 10692.7362 | 6679.929 | 0 | 0 | 0 | 4.1298e-05 |  | 0.00087615 | 0 | 0.00087615 | 0.00043807 | 0 | 0.00043807 | 0.0011265 | 0 | 0.0011265 | [16 empty] | 7.3.1.3 Ignition probability mapping showing the probability of ignition along the electric lines and equipmentWLDFRAggregatedAggregated | WLDFR | HFTD - Distribution - Tier 2 - 2QU CoRE ¦ 5QU LoRE | Red Flag Warning - Small Fires | Aggregated | Aggregated | 2049 | 0.0002825 | 0 | 1453.2434 | 0.41054 | 2049 | Mitigation | 0.08575 | 30 | 0 | esc | 0.0012005 | 3.3914e-07 | 0.00060025 | 1.6957e-07 | 0.0015435 | 4.3604e-07
[35 empty] | 7.3.1.3 Ignition probability mapping showing the probability of ignition along the electric lines and equipment | WLDFR | HFTD - Distribution - Tier 3 - 3QU CoRE ¦ 4QU LoRE | 2020 | 1 | 0.0034097 | 0.36156 | 0 | 0.36156 | 0 | 0 | 0 | 0 | 0 | 0 | 0 | 0 | 0 | 0 | 0 | 0 | 0.36156 | 0 | 0 | 0 | 0 | 0 | 0 | 0 | 0 | 0 | 0 | 0 | [11 empty] | WLDFR | HFTD - Distribution - Tier 2 - 2QU CoRE ¦ 5QU LoRE | Red Flag Warning - Catastrophic Fires | 2048 | 4.9578e-08 | 2.4789e-08 | 6.3743e-08 | 18552.3348 | 319.4911 | 11216.5626 | 7016.281 | 0 | 0 | 0 | 4.1298e-05 |  | 0.00091979 | 0 | 0.00091979 | 0.00045989 | 0 | 0.00045989 | 0.0011826 | 0 | 0.0011826 | [16 empty] | 7.3.1.3 Ignition probability mapping showing the probability of ignition along the electric lines and equipmentWLDFRAggregatedAggregated | WLDFR | HFTD - Distribution - Tier 2 - 2QU CoRE ¦ 5QU LoRE | Red Flag Warning - Small Fires | Aggregated | Aggregated | 2050 | 0.0002825 | 0 | 1453.2434 | 0.41054 | 2050 | Mitigation | 0.08575 | 30 | 0 | esc | 0 | 0 | 0.00060025 | 1.6957e-07 | 0.0015435 | 4.3604e-07
[35 empty] | 7.3.1.3 Ignition probability mapping showing the probability of ignition along the electric lines and equipment | WLDFR | HFTD - Distribution - Tier 3 - 3QU CoRE ¦ 4QU LoRE | 2021 | 1 | 0.0034097 | 0.36156 | 0 | 0.36156 | 0.0021224 | 0.22505 | 0 | 0.22505 | 0 | 0 | 0 | 0 | 0 | 0 | 0 | 0 | 0.36156 | 0.22505 | 0 | 0 | 0 | 0 | 0 | 0 | 0 | 0 | 0 | 0 | [11 empty] | WLDFR | HFTD - Distribution - Tier 2 - 2QU CoRE ¦ 5QU LoRE | Red Flag Warning - Catastrophic Fires | 2049 | 4.9578e-08 | 2.4789e-08 | 6.3743e-08 | 18552.3348 | 319.4911 | 11216.5626 | 7016.281 | 0 | 0 | 0 | 4.1298e-05 |  | 0.00091979 | 0 | 0.00091979 | 0.00045989 | 0 | 0.00045989 | 0.0011826 | 0 | 0.0011826 | [16 empty] | 7.3.1.3 Ignition probability mapping showing the probability of ignition along the electric lines and equipmentWLDFRAggregatedAggregated | WLDFR | HFTD - Distribution - Tier 2 - 2QU CoRE ¦ 5QU LoRE | Red Flag Warning - Small Fires | Aggregated | Aggregated | 2051 | 0.0002825 | 0 | 1453.2434 | 0.41054 | 2051 | Mitigation | 0.08575 | 30 | 0 | esc | 0 | 0 | 0 | 0 | 0.0015435 | 4.3604e-07
[35 empty] | 7.3.1.3 Ignition probability mapping showing the probability of ignition along the electric lines and equipment | WLDFR | HFTD - Distribution - Tier 3 - 3QU CoRE ¦ 4QU LoRE | 2022 | 0.93458 | 0.0033739 | 0.355 | 0 | 0.355 | 0.0021001 | 0.22097 | 0 | 0.22097 | 0.0050102 | 0.52717 | 0 | 0.52717 | 0 | 0 | 0 | 0 | 0.33177 | 0.20651 | 0.49268 | 0 | 0.0050102 | 0.0046824 | 0.52717 | 0.49268 | 0 | 0 | 0.52717 | 0.49268 | [11 empty] | WLDFR | HFTD - Distribution - Tier 2 - 2QU CoRE ¦ 5QU LoRE | Red Flag Warning - Catastrophic Fires | 2050 | 0 | 2.4789e-08 | 6.3743e-08 | 18552.3348 | 319.4911 | 11216.5626 | 7016.281 | 0 | 0 | 0 | 4.1298e-05 |  | 0 | 0 | 0 | 0.00045989 | 0 | 0.00045989 | 0.0011826 | 0 | 0.0011826 | [16 empty] | 7.3.1.3 Ignition probability mapping showing the probability of ignition along the electric lines and equipmentWLDFRAggregatedAggregated | WLDFR | HFTD - Distribution - Tier 2 - 2QU CoRE ¦ 5QU LoRE | Seismic - Non-Red Flag Warning - Catastrophic Fires | Aggregated | Aggregated | 2021 | 1.3403e-10 | 0 | 1453.2434 | 1.9478e-07 | 2021 | Mitigation | 0.08575 | 30 | 0 | esc | 0.0012005 | 1.609e-13 | 0.00060025 | 8.0451e-14 | 0 | 0
[35 empty] | 7.3.1.3 Ignition probability mapping showing the probability of ignition along the electric lines and equipment | WLDFR | HFTD - Distribution - Tier 3 - 3QU CoRE ¦ 4QU LoRE | 2023 | 0.87344 | 0.0033739 | 0.36801 | 0 | 0.36801 | 0.0021001 | 0.22907 | 0 | 0.22907 | 0.0050102 | 0.54648 | 0 | 0.54648 | 0.0052614 | 0.57389 | 0 | 0.57389 | 0.32143 | 0.20008 | 0.47732 | 0.50125 | 0.0050102 | 0.0043761 | 0.54648 | 0.47732 | 0 | 0 | 0.54648 | 0.47732 | [11 empty] | WLDFR | HFTD - Distribution - Tier 2 - 2QU CoRE ¦ 5QU LoRE | Red Flag Warning - Catastrophic Fires | 2051 | 0 | 0 | 6.3743e-08 | 18552.3348 | 319.4911 | 11216.5626 | 7016.281 | 0 | 0 | 0 | 4.1298e-05 |  | 0 | 0 | 0 | 0 | 0 | 0 | 0.0011826 | 0 | 0.0011826 | [16 empty] | 7.3.1.3 Ignition probability mapping showing the probability of ignition along the electric lines and equipmentWLDFRAggregatedAggregated | WLDFR | HFTD - Distribution - Tier 2 - 2QU CoRE ¦ 5QU LoRE | Seismic - Non-Red Flag Warning - Catastrophic Fires | Aggregated | Aggregated | 2022 | 1.3403e-10 | 0 | 1453.2434 | 1.9478e-07 | 2022 | Mitigation | 0.08575 | 30 | 0 | esc | 0.0012005 | 1.609e-13 | 0.00060025 | 8.0451e-14 | 0.0015435 | 2.0687e-13
[35 empty] | 7.3.1.3 Ignition probability mapping showing the probability of ignition along the electric lines and equipment | WLDFR | HFTD - Distribution - Tier 3 - 3QU CoRE ¦ 4QU LoRE | 2024 | 0.8163 | 0.0033739 | 0.36801 | 0 | 0.36801 | 0.0021001 | 0.22907 | 0 | 0.22907 | 0.0050102 | 0.54648 | 0 | 0.54648 | 0.0052614 | 0.57389 | 0 | 0.57389 | 0.3004 | 0.18699 | 0.44609 | 0.46846 | 0.0050102 | 0.0040898 | 0.54648 | 0.44609 | 0 | 0 | 0.54648 | 0.44609 | [11 empty] | WLDFR | HFTD - Distribution - Tier 2 - 2QU CoRE ¦ 5QU LoRE | Red Flag Warning - Destructive Fires | 2020 | 7.0372e-09 | 0 | 0 | 8807.9522 | 222.2294 | 8585.7228 | 0 | 0 | 0 | 0 | 5.8619e-06 |  | 6.1984e-05 | 0 | 6.1984e-05 | 0 | 0 | 0 | 0 | 0 | 0 | [16 empty] | 7.3.1.3 Ignition probability mapping showing the probability of ignition along the electric lines and equipmentWLDFRAggregatedAggregated | WLDFR | HFTD - Distribution - Tier 2 - 2QU CoRE ¦ 5QU LoRE | Seismic - Non-Red Flag Warning - Catastrophic Fires | Aggregated | Aggregated | 2023 | 1.3403e-10 | 0 | 1453.2434 | 1.9478e-07 | 2023 | Mitigation | 0.08575 | 30 | 0 | esc | 0.0012005 | 1.609e-13 | 0.00060025 | 8.0451e-14 | 0.0015435 | 2.0687e-13
[35 empty] | 7.3.1.3 Ignition probability mapping showing the probability of ignition along the electric lines and equipment | WLDFR | HFTD - Distribution - Tier 3 - 3QU CoRE ¦ 4QU LoRE | 2025 | 0.7629 | 0.0033739 | 0.36801 | 0 | 0.36801 | 0.0021001 | 0.22907 | 0 | 0.22907 | 0.0050102 | 0.54648 | 0 | 0.54648 | 0.0052614 | 0.57389 | 0 | 0.57389 | 0.28075 | 0.17475 | 0.41691 | 0.43781 | 0.0050102 | 0.0038222 | 0.54648 | 0.41691 | 0 | 0 | 0.54648 | 0.41691 | [11 empty] | WLDFR | HFTD - Distribution - Tier 2 - 2QU CoRE ¦ 5QU LoRE | Red Flag Warning - Destructive Fires | 2021 | 7.0372e-09 | 3.5186e-09 | 0 | 8807.9522 | 222.2294 | 8585.7228 | 0 | 0 | 0 | 0 | 5.8619e-06 |  | 6.1984e-05 | 0 | 6.1984e-05 | 3.0992e-05 | 0 | 3.0992e-05 | 0 | 0 | 0 | [16 empty] | 7.3.1.3 Ignition probability mapping showing the probability of ignition along the electric lines and equipmentWLDFRAggregatedAggregated | WLDFR | HFTD - Distribution - Tier 2 - 2QU CoRE ¦ 5QU LoRE | Seismic - Non-Red Flag Warning - Catastrophic Fires | Aggregated | Aggregated | 2024 | 1.3403e-10 | 0 | 1453.2434 | 1.9478e-07 | 2024 | Mitigation | 0.08575 | 30 | 0 | esc | 0.0012005 | 1.609e-13 | 0.00060025 | 8.0451e-14 | 0.0015435 | 2.0687e-13
[35 empty] | 7.3.1.3 Ignition probability mapping showing the probability of ignition along the electric lines and equipment | WLDFR | HFTD - Distribution - Tier 3 - 3QU CoRE ¦ 4QU LoRE | 2026 | 0.71299 | 0.0033739 | 0.36801 | 0 | 0.36801 | 0.0021001 | 0.22907 | 0 | 0.22907 | 0.0050102 | 0.54648 | 0 | 0.54648 | 0.0052614 | 0.57389 | 0 | 0.57389 | 0.26238 | 0.16332 | 0.38963 | 0.40917 | 0.0050102 | 0.0035722 | 0.54648 | 0.38963 | 0 | 0 | 0.54648 | 0.38963 | [11 empty] | WLDFR | HFTD - Distribution - Tier 2 - 2QU CoRE ¦ 5QU LoRE | Red Flag Warning - Destructive Fires | 2022 | 7.0372e-09 | 3.5186e-09 | 9.0479e-09 | 8807.9522 | 222.2294 | 8585.7228 | 0 | 0 | 0 | 0 | 5.8619e-06 |  | 6.1984e-05 | 0 | 6.1984e-05 | 3.0992e-05 | 0 | 3.0992e-05 | 7.9693e-05 | 0 | 7.9693e-05 | [16 empty] | 7.3.1.3 Ignition probability mapping showing the probability of ignition along the electric lines and equipmentWLDFRAggregatedAggregated | WLDFR | HFTD - Distribution - Tier 2 - 2QU CoRE ¦ 5QU LoRE | Seismic - Non-Red Flag Warning - Catastrophic Fires | Aggregated | Aggregated | 2025 | 1.3403e-10 | 0 | 1453.2434 | 1.9478e-07 | 2025 | Mitigation | 0.08575 | 30 | 0 | esc | 0.0012005 | 1.609e-13 | 0.00060025 | 8.0451e-14 | 0.0015435 | 2.0687e-13
[35 empty] | 7.3.1.3 Ignition probability mapping showing the probability of ignition along the electric lines and equipment | WLDFR | HFTD - Distribution - Tier 3 - 3QU CoRE ¦ 4QU LoRE | 2027 | 0.66634 | 0.0033739 | 0.36801 | 0 | 0.36801 | 0.0021001 | 0.22907 | 0 | 0.22907 | 0.0050102 | 0.54648 | 0 | 0.54648 | 0.0052614 | 0.57389 | 0 | 0.57389 | 0.24522 | 0.15264 | 0.36414 | 0.3824 | 0.0050102 | 0.0033385 | 0.54648 | 0.36414 | 0 | 0 | 0.54648 | 0.36414 | [11 empty] | WLDFR | HFTD - Distribution - Tier 2 - 2QU CoRE ¦ 5QU LoRE | Red Flag Warning - Destructive Fires | 2023 | 7.0372e-09 | 3.5186e-09 | 9.0479e-09 | 9129.7461 | 233.2301 | 8896.516 | 0 | 0 | 0 | 0 | 5.8619e-06 |  | 6.4248e-05 | 0 | 6.4248e-05 | 3.2124e-05 | 0 | 3.2124e-05 | 8.2605e-05 | 0 | 8.2605e-05 | [16 empty] | 7.3.1.3 Ignition probability mapping showing the probability of ignition along the electric lines and equipmentWLDFRAggregatedAggregated | WLDFR | HFTD - Distribution - Tier 2 - 2QU CoRE ¦ 5QU LoRE | Seismic - Non-Red Flag Warning - Catastrophic Fires | Aggregated | Aggregated | 2026 | 1.3403e-10 | 0 | 1453.2434 | 1.9478e-07 | 2026 | Mitigation | 0.08575 | 30 | 0 | esc | 0.0012005 | 1.609e-13 | 0.00060025 | 8.0451e-14 | 0.0015435 | 2.0687e-13
[35 empty] | 7.3.1.3 Ignition probability mapping showing the probability of ignition along the electric lines and equipment | WLDFR | HFTD - Distribution - Tier 3 - 3QU CoRE ¦ 4QU LoRE | 2028 | 0.62275 | 0.0033739 | 0.3844 | 0 | 0.3844 | 0.0021001 | 0.23927 | 0 | 0.23927 | 0.0050102 | 0.57082 | 0 | 0.57082 | 0.0052614 | 0.59944 | 0 | 0.59944 | 0.23938 | 0.149 | 0.35548 | 0.3733 | 0.0050102 | 0.0031201 | 0.57082 | 0.35548 | 0 | 0 | 0.57082 | 0.35548 | [11 empty] | WLDFR | HFTD - Distribution - Tier 2 - 2QU CoRE ¦ 5QU LoRE | Red Flag Warning - Destructive Fires | 2024 | 7.0372e-09 | 3.5186e-09 | 9.0479e-09 | 9129.7461 | 233.2301 | 8896.516 | 0 | 0 | 0 | 0 | 5.8619e-06 |  | 6.4248e-05 | 0 | 6.4248e-05 | 3.2124e-05 | 0 | 3.2124e-05 | 8.2605e-05 | 0 | 8.2605e-05 | [16 empty] | 7.3.1.3 Ignition probability mapping showing the probability of ignition along the electric lines and equipmentWLDFRAggregatedAggregated | WLDFR | HFTD - Distribution - Tier 2 - 2QU CoRE ¦ 5QU LoRE | Seismic - Non-Red Flag Warning - Catastrophic Fires | Aggregated | Aggregated | 2027 | 1.3403e-10 | 0 | 1453.2434 | 1.9478e-07 | 2027 | Mitigation | 0.08575 | 30 | 0 | esc | 0.0012005 | 1.609e-13 | 0.00060025 | 8.0451e-14 | 0.0015435 | 2.0687e-13
[35 empty] | 7.3.1.3 Ignition probability mapping showing the probability of ignition along the electric lines and equipment | WLDFR | HFTD - Distribution - Tier 3 - 3QU CoRE ¦ 4QU LoRE | 2029 | 0.58201 | 0.0033739 | 0.3844 | 0 | 0.3844 | 0.0021001 | 0.23927 | 0 | 0.23927 | 0.0050102 | 0.57082 | 0 | 0.57082 | 0.0052614 | 0.59944 | 0 | 0.59944 | 0.22372 | 0.13926 | 0.33222 | 0.34888 | 0.0050102 | 0.002916 | 0.57082 | 0.33222 | 0 | 0 | 0.57082 | 0.33222 | [11 empty] | WLDFR | HFTD - Distribution - Tier 2 - 2QU CoRE ¦ 5QU LoRE | Red Flag Warning - Destructive Fires | 2025 | 7.0372e-09 | 3.5186e-09 | 9.0479e-09 | 9129.7461 | 233.2301 | 8896.516 | 0 | 0 | 0 | 0 | 5.8619e-06 |  | 6.4248e-05 | 0 | 6.4248e-05 | 3.2124e-05 | 0 | 3.2124e-05 | 8.2605e-05 | 0 | 8.2605e-05 | [16 empty] | 7.3.1.3 Ignition probability mapping showing the probability of ignition along the electric lines and equipmentWLDFRAggregatedAggregated | WLDFR | HFTD - Distribution - Tier 2 - 2QU CoRE ¦ 5QU LoRE | Seismic - Non-Red Flag Warning - Catastrophic Fires | Aggregated | Aggregated | 2028 | 1.3403e-10 | 0 | 1453.2434 | 1.9478e-07 | 2028 | Mitigation | 0.08575 | 30 | 0 | esc | 0.0012005 | 1.609e-13 | 0.00060025 | 8.0451e-14 | 0.0015435 | 2.0687e-13
[35 empty] | 7.3.1.3 Ignition probability mapping showing the probability of ignition along the electric lines and equipment | WLDFR | HFTD - Distribution - Tier 3 - 3QU CoRE ¦ 4QU LoRE | 2030 | 0.54393 | 0.0033739 | 0.3844 | 0 | 0.3844 | 0.0021001 | 0.23927 | 0 | 0.23927 | 0.0050102 | 0.57082 | 0 | 0.57082 | 0.0052614 | 0.59944 | 0 | 0.59944 | 0.20909 | 0.13015 | 0.31049 | 0.32606 | 0.0050102 | 0.0027252 | 0.57082 | 0.31049 | 0 | 0 | 0.57082 | 0.31049 | [11 empty] | WLDFR | HFTD - Distribution - Tier 2 - 2QU CoRE ¦ 5QU LoRE | Red Flag Warning - Destructive Fires | 2026 | 7.0372e-09 | 3.5186e-09 | 9.0479e-09 | 9129.7461 | 233.2301 | 8896.516 | 0 | 0 | 0 | 0 | 5.8619e-06 |  | 6.4248e-05 | 0 | 6.4248e-05 | 3.2124e-05 | 0 | 3.2124e-05 | 8.2605e-05 | 0 | 8.2605e-05 | [16 empty] | 7.3.1.3 Ignition probability mapping showing the probability of ignition along the electric lines and equipmentWLDFRAggregatedAggregated | WLDFR | HFTD - Distribution - Tier 2 - 2QU CoRE ¦ 5QU LoRE | Seismic - Non-Red Flag Warning - Catastrophic Fires | Aggregated | Aggregated | 2029 | 1.3403e-10 | 0 | 1453.2434 | 1.9478e-07 | 2029 | Mitigation | 0.08575 | 30 | 0 | esc | 0.0012005 | 1.609e-13 | 0.00060025 | 8.0451e-14 | 0.0015435 | 2.0687e-13
[35 empty] | 7.3.1.3 Ignition probability mapping showing the probability of ignition along the electric lines and equipment | WLDFR | HFTD - Distribution - Tier 3 - 3QU CoRE ¦ 4QU LoRE | 2031 | 0.50835 | 0.0033739 | 0.3844 | 0 | 0.3844 | 0.0021001 | 0.23927 | 0 | 0.23927 | 0.0050102 | 0.57082 | 0 | 0.57082 | 0.0052614 | 0.59944 | 0 | 0.59944 | 0.19541 | 0.12163 | 0.29018 | 0.30473 | 0.0050102 | 0.0025469 | 0.57082 | 0.29018 | 0 | 0 | 0.57082 | 0.29018 | [11 empty] | WLDFR | HFTD - Distribution - Tier 2 - 2QU CoRE ¦ 5QU LoRE | Red Flag Warning - Destructive Fires | 2027 | 7.0372e-09 | 3.5186e-09 | 9.0479e-09 | 9129.7461 | 233.2301 | 8896.516 | 0 | 0 | 0 | 0 | 5.8619e-06 |  | 6.4248e-05 | 0 | 6.4248e-05 | 3.2124e-05 | 0 | 3.2124e-05 | 8.2605e-05 | 0 | 8.2605e-05 | [16 empty] | 7.3.1.3 Ignition probability mapping showing the probability of ignition along the electric lines and equipmentWLDFRAggregatedAggregated | WLDFR | HFTD - Distribution - Tier 2 - 2QU CoRE ¦ 5QU LoRE | Seismic - Non-Red Flag Warning - Catastrophic Fires | Aggregated | Aggregated | 2030 | 1.3403e-10 | 0 | 1453.2434 | 1.9478e-07 | 2030 | Mitigation | 0.08575 | 30 | 0 | esc | 0.0012005 | 1.609e-13 | 0.00060025 | 8.0451e-14 | 0.0015435 | 2.0687e-13
[35 empty] | 7.3.1.3 Ignition probability mapping showing the probability of ignition along the electric lines and equipment | WLDFR | HFTD - Distribution - Tier 3 - 3QU CoRE ¦ 4QU LoRE | 2032 | 0.47509 | 0.0033739 | 0.3844 | 0 | 0.3844 | 0.0021001 | 0.23927 | 0 | 0.23927 | 0.0050102 | 0.57082 | 0 | 0.57082 | 0.0052614 | 0.59944 | 0 | 0.59944 | 0.18262 | 0.11367 | 0.27119 | 0.28479 | 0.0050102 | 0.0023803 | 0.57082 | 0.27119 | 0 | 0 | 0.57082 | 0.27119 | [11 empty] | WLDFR | HFTD - Distribution - Tier 2 - 2QU CoRE ¦ 5QU LoRE | Red Flag Warning - Destructive Fires | 2028 | 7.0372e-09 | 3.5186e-09 | 9.0479e-09 | 9534.9221 | 247.273 | 9287.6491 | 0 | 0 | 0 | 0 | 5.8619e-06 |  | 6.71e-05 | 0 | 6.71e-05 | 3.355e-05 | 0 | 3.355e-05 | 8.6271e-05 | 0 | 8.6271e-05 | [16 empty] | 7.3.1.3 Ignition probability mapping showing the probability of ignition along the electric lines and equipmentWLDFRAggregatedAggregated | WLDFR | HFTD - Distribution - Tier 2 - 2QU CoRE ¦ 5QU LoRE | Seismic - Non-Red Flag Warning - Catastrophic Fires | Aggregated | Aggregated | 2031 | 1.3403e-10 | 0 | 1453.2434 | 1.9478e-07 | 2031 | Mitigation | 0.08575 | 30 | 0 | esc | 0.0012005 | 1.609e-13 | 0.00060025 | 8.0451e-14 | 0.0015435 | 2.0687e-13
[35 empty] | 7.3.1.3 Ignition probability mapping showing the probability of ignition along the electric lines and equipment | WLDFR | HFTD - Distribution - Tier 3 - 3QU CoRE ¦ 4QU LoRE | 2033 | 0.44401 | 0.0033739 | 0.40261 | 0 | 0.40261 | 0.0021001 | 0.25061 | 0 | 0.25061 | 0.0050102 | 0.59787 | 0 | 0.59787 | 0.0052614 | 0.62785 | 0 | 0.62785 | 0.17876 | 0.11127 | 0.26546 | 0.27877 | 0.0050102 | 0.0022246 | 0.59787 | 0.26546 | 0 | 0 | 0.59787 | 0.26546 | [11 empty] | WLDFR | HFTD - Distribution - Tier 2 - 2QU CoRE ¦ 5QU LoRE | Red Flag Warning - Destructive Fires | 2029 | 7.0372e-09 | 3.5186e-09 | 9.0479e-09 | 9534.9221 | 247.273 | 9287.6491 | 0 | 0 | 0 | 0 | 5.8619e-06 |  | 6.71e-05 | 0 | 6.71e-05 | 3.355e-05 | 0 | 3.355e-05 | 8.6271e-05 | 0 | 8.6271e-05 | [16 empty] | 7.3.1.3 Ignition probability mapping showing the probability of ignition along the electric lines and equipmentWLDFRAggregatedAggregated | WLDFR | HFTD - Distribution - Tier 2 - 2QU CoRE ¦ 5QU LoRE | Seismic - Non-Red Flag Warning - Catastrophic Fires | Aggregated | Aggregated | 2032 | 1.3403e-10 | 0 | 1453.2434 | 1.9478e-07 | 2032 | Mitigation | 0.08575 | 30 | 0 | esc | 0.0012005 | 1.609e-13 | 0.00060025 | 8.0451e-14 | 0.0015435 | 2.0687e-13
[35 empty] | 7.3.1.3 Ignition probability mapping showing the probability of ignition along the electric lines and equipment | WLDFR | HFTD - Distribution - Tier 3 - 3QU CoRE ¦ 4QU LoRE | 2034 | 0.41496 | 0.0033739 | 0.40261 | 0 | 0.40261 | 0.0021001 | 0.25061 | 0 | 0.25061 | 0.0050102 | 0.59787 | 0 | 0.59787 | 0.0052614 | 0.62785 | 0 | 0.62785 | 0.16707 | 0.10399 | 0.24809 | 0.26053 | 0.0050102 | 0.002079 | 0.59787 | 0.24809 | 0 | 0 | 0.59787 | 0.24809 | [11 empty] | WLDFR | HFTD - Distribution - Tier 2 - 2QU CoRE ¦ 5QU LoRE | Red Flag Warning - Destructive Fires | 2030 | 7.0372e-09 | 3.5186e-09 | 9.0479e-09 | 9534.9221 | 247.273 | 9287.6491 | 0 | 0 | 0 | 0 | 5.8619e-06 |  | 6.71e-05 | 0 | 6.71e-05 | 3.355e-05 | 0 | 3.355e-05 | 8.6271e-05 | 0 | 8.6271e-05 | [16 empty] | 7.3.1.3 Ignition probability mapping showing the probability of ignition along the electric lines and equipmentWLDFRAggregatedAggregated | WLDFR | HFTD - Distribution - Tier 2 - 2QU CoRE ¦ 5QU LoRE | Seismic - Non-Red Flag Warning - Catastrophic Fires | Aggregated | Aggregated | 2033 | 1.3403e-10 | 0 | 1453.2434 | 1.9478e-07 | 2033 | Mitigation | 0.08575 | 30 | 0 | esc | 0.0012005 | 1.609e-13 | 0.00060025 | 8.0451e-14 | 0.0015435 | 2.0687e-13
[35 empty] | 7.3.1.3 Ignition probability mapping showing the probability of ignition along the electric lines and equipment | WLDFR | HFTD - Distribution - Tier 3 - 3QU CoRE ¦ 4QU LoRE | 2035 | 0.38782 | 0.0033739 | 0.40261 | 0 | 0.40261 | 0.0021001 | 0.25061 | 0 | 0.25061 | 0.0050102 | 0.59787 | 0 | 0.59787 | 0.0052614 | 0.62785 | 0 | 0.62785 | 0.15614 | 0.097189 | 0.23186 | 0.24349 | 0.0050102 | 0.001943 | 0.59787 | 0.23186 | 0 | 0 | 0.59787 | 0.23186 | [11 empty] | WLDFR | HFTD - Distribution - Tier 2 - 2QU CoRE ¦ 5QU LoRE | Red Flag Warning - Destructive Fires | 2031 | 7.0372e-09 | 3.5186e-09 | 9.0479e-09 | 9534.9221 | 247.273 | 9287.6491 | 0 | 0 | 0 | 0 | 5.8619e-06 |  | 6.71e-05 | 0 | 6.71e-05 | 3.355e-05 | 0 | 3.355e-05 | 8.6271e-05 | 0 | 8.6271e-05 | [16 empty] | 7.3.1.3 Ignition probability mapping showing the probability of ignition along the electric lines and equipmentWLDFRAggregatedAggregated | WLDFR | HFTD - Distribution - Tier 2 - 2QU CoRE ¦ 5QU LoRE | Seismic - Non-Red Flag Warning - Catastrophic Fires | Aggregated | Aggregated | 2034 | 1.3403e-10 | 0 | 1453.2434 | 1.9478e-07 | 2034 | Mitigation | 0.08575 | 30 | 0 | esc | 0.0012005 | 1.609e-13 | 0.00060025 | 8.0451e-14 | 0.0015435 | 2.0687e-13
[35 empty] | 7.3.1.3 Ignition probability mapping showing the probability of ignition along the electric lines and equipment | WLDFR | HFTD - Distribution - Tier 3 - 3QU CoRE ¦ 4QU LoRE | 2036 | 0.36245 | 0.0033739 | 0.40261 | 0 | 0.40261 | 0.0021001 | 0.25061 | 0 | 0.25061 | 0.0050102 | 0.59787 | 0 | 0.59787 | 0.0052614 | 0.62785 | 0 | 0.62785 | 0.14592 | 0.090831 | 0.21669 | 0.22756 | 0.0050102 | 0.0018159 | 0.59787 | 0.21669 | 0 | 0 | 0.59787 | 0.21669 | [11 empty] | WLDFR | HFTD - Distribution - Tier 2 - 2QU CoRE ¦ 5QU LoRE | Red Flag Warning - Destructive Fires | 2032 | 7.0372e-09 | 3.5186e-09 | 9.0479e-09 | 9534.9221 | 247.273 | 9287.6491 | 0 | 0 | 0 | 0 | 5.8619e-06 |  | 6.71e-05 | 0 | 6.71e-05 | 3.355e-05 | 0 | 3.355e-05 | 8.6271e-05 | 0 | 8.6271e-05 | [16 empty] | 7.3.1.3 Ignition probability mapping showing the probability of ignition along the electric lines and equipmentWLDFRAggregatedAggregated | WLDFR | HFTD - Distribution - Tier 2 - 2QU CoRE ¦ 5QU LoRE | Seismic - Non-Red Flag Warning - Catastrophic Fires | Aggregated | Aggregated | 2035 | 1.3403e-10 | 0 | 1453.2434 | 1.9478e-07 | 2035 | Mitigation | 0.08575 | 30 | 0 | esc | 0.0012005 | 1.609e-13 | 0.00060025 | 8.0451e-14 | 0.0015435 | 2.0687e-13
[35 empty] | 7.3.1.3 Ignition probability mapping showing the probability of ignition along the electric lines and equipment | WLDFR | HFTD - Distribution - Tier 3 - 3QU CoRE ¦ 4QU LoRE | 2037 | 0.33873 | 0.0033739 | 0.40261 | 0 | 0.40261 | 0.0021001 | 0.25061 | 0 | 0.25061 | 0.0050102 | 0.59787 | 0 | 0.59787 | 0.0052614 | 0.62785 | 0 | 0.62785 | 0.13638 | 0.084889 | 0.20252 | 0.21267 | 0.0050102 | 0.0016971 | 0.59787 | 0.20252 | 0 | 0 | 0.59787 | 0.20252 | [11 empty] | WLDFR | HFTD - Distribution - Tier 2 - 2QU CoRE ¦ 5QU LoRE | Red Flag Warning - Destructive Fires | 2033 | 7.0372e-09 | 3.5186e-09 | 9.0479e-09 | 9984.8474 | 263.1074 | 9721.74 | 0 | 0 | 0 | 0 | 5.8619e-06 |  | 7.0266e-05 | 0 | 7.0266e-05 | 3.5133e-05 | 0 | 3.5133e-05 | 9.0342e-05 | 0 | 9.0342e-05 | [16 empty] | 7.3.1.3 Ignition probability mapping showing the probability of ignition along the electric lines and equipmentWLDFRAggregatedAggregated | WLDFR | HFTD - Distribution - Tier 2 - 2QU CoRE ¦ 5QU LoRE | Seismic - Non-Red Flag Warning - Catastrophic Fires | Aggregated | Aggregated | 2036 | 1.3403e-10 | 0 | 1453.2434 | 1.9478e-07 | 2036 | Mitigation | 0.08575 | 30 | 0 | esc | 0.0012005 | 1.609e-13 | 0.00060025 | 8.0451e-14 | 0.0015435 | 2.0687e-13
[35 empty] | 7.3.1.3 Ignition probability mapping showing the probability of ignition along the electric lines and equipment | WLDFR | HFTD - Distribution - Tier 3 - 3QU CoRE ¦ 4QU LoRE | 2038 | 0.31657 | 0.0033739 | 0.42238 | 0 | 0.42238 | 0.0021001 | 0.26291 | 0 | 0.26291 | 0.0050102 | 0.62723 | 0 | 0.62723 | 0.0052614 | 0.65868 | 0 | 0.65868 | 0.13371 | 0.083231 | 0.19856 | 0.20852 | 0.0050102 | 0.0015861 | 0.62723 | 0.19856 | 0 | 0 | 0.62723 | 0.19856 | [11 empty] | WLDFR | HFTD - Distribution - Tier 2 - 2QU CoRE ¦ 5QU LoRE | Red Flag Warning - Destructive Fires | 2034 | 7.0372e-09 | 3.5186e-09 | 9.0479e-09 | 9984.8474 | 263.1074 | 9721.74 | 0 | 0 | 0 | 0 | 5.8619e-06 |  | 7.0266e-05 | 0 | 7.0266e-05 | 3.5133e-05 | 0 | 3.5133e-05 | 9.0342e-05 | 0 | 9.0342e-05 | [16 empty] | 7.3.1.3 Ignition probability mapping showing the probability of ignition along the electric lines and equipmentWLDFRAggregatedAggregated | WLDFR | HFTD - Distribution - Tier 2 - 2QU CoRE ¦ 5QU LoRE | Seismic - Non-Red Flag Warning - Catastrophic Fires | Aggregated | Aggregated | 2037 | 1.3403e-10 | 0 | 1453.2434 | 1.9478e-07 | 2037 | Mitigation | 0.08575 | 30 | 0 | esc | 0.0012005 | 1.609e-13 | 0.00060025 | 8.0451e-14 | 0.0015435 | 2.0687e-13
[35 empty] | 7.3.1.3 Ignition probability mapping showing the probability of ignition along the electric lines and equipment | WLDFR | HFTD - Distribution - Tier 3 - 3QU CoRE ¦ 4QU LoRE | 2039 | 0.29586 | 0.0033739 | 0.42238 | 0 | 0.42238 | 0.0021001 | 0.26291 | 0 | 0.26291 | 0.0050102 | 0.62723 | 0 | 0.62723 | 0.0052614 | 0.65868 | 0 | 0.65868 | 0.12497 | 0.077786 | 0.18557 | 0.19488 | 0.0050102 | 0.0014823 | 0.62723 | 0.18557 | 0 | 0 | 0.62723 | 0.18557 | [11 empty] | WLDFR | HFTD - Distribution - Tier 2 - 2QU CoRE ¦ 5QU LoRE | Red Flag Warning - Destructive Fires | 2035 | 7.0372e-09 | 3.5186e-09 | 9.0479e-09 | 9984.8474 | 263.1074 | 9721.74 | 0 | 0 | 0 | 0 | 5.8619e-06 |  | 7.0266e-05 | 0 | 7.0266e-05 | 3.5133e-05 | 0 | 3.5133e-05 | 9.0342e-05 | 0 | 9.0342e-05 | [16 empty] | 7.3.1.3 Ignition probability mapping showing the probability of ignition along the electric lines and equipmentWLDFRAggregatedAggregated | WLDFR | HFTD - Distribution - Tier 2 - 2QU CoRE ¦ 5QU LoRE | Seismic - Non-Red Flag Warning - Catastrophic Fires | Aggregated | Aggregated | 2038 | 1.3403e-10 | 0 | 1453.2434 | 1.9478e-07 | 2038 | Mitigation | 0.08575 | 30 | 0 | esc | 0.0012005 | 1.609e-13 | 0.00060025 | 8.0451e-14 | 0.0015435 | 2.0687e-13
[35 empty] | 7.3.1.3 Ignition probability mapping showing the probability of ignition along the electric lines and equipment | WLDFR | HFTD - Distribution - Tier 3 - 3QU CoRE ¦ 4QU LoRE | 2040 | 0.27651 | 0.0033739 | 0.42238 | 0 | 0.42238 | 0.0021001 | 0.26291 | 0 | 0.26291 | 0.0050102 | 0.62723 | 0 | 0.62723 | 0.0052614 | 0.65868 | 0 | 0.65868 | 0.11679 | 0.072698 | 0.17343 | 0.18213 | 0.0050102 | 0.0013854 | 0.62723 | 0.17343 | 0 | 0 | 0.62723 | 0.17343 | [11 empty] | WLDFR | HFTD - Distribution - Tier 2 - 2QU CoRE ¦ 5QU LoRE | Red Flag Warning - Destructive Fires | 2036 | 7.0372e-09 | 3.5186e-09 | 9.0479e-09 | 9984.8474 | 263.1074 | 9721.74 | 0 | 0 | 0 | 0 | 5.8619e-06 |  | 7.0266e-05 | 0 | 7.0266e-05 | 3.5133e-05 | 0 | 3.5133e-05 | 9.0342e-05 | 0 | 9.0342e-05 | [16 empty] | 7.3.1.3 Ignition probability mapping showing the probability of ignition along the electric lines and equipmentWLDFRAggregatedAggregated | WLDFR | HFTD - Distribution - Tier 2 - 2QU CoRE ¦ 5QU LoRE | Seismic - Non-Red Flag Warning - Catastrophic Fires | Aggregated | Aggregated | 2039 | 1.3403e-10 | 0 | 1453.2434 | 1.9478e-07 | 2039 | Mitigation | 0.08575 | 30 | 0 | esc | 0.0012005 | 1.609e-13 | 0.00060025 | 8.0451e-14 | 0.0015435 | 2.0687e-13
[35 empty] | 7.3.1.3 Ignition probability mapping showing the probability of ignition along the electric lines and equipment | WLDFR | HFTD - Distribution - Tier 3 - 3QU CoRE ¦ 4QU LoRE | 2041 | 0.25842 | 0.0033739 | 0.42238 | 0 | 0.42238 | 0.0021001 | 0.26291 | 0 | 0.26291 | 0.0050102 | 0.62723 | 0 | 0.62723 | 0.0052614 | 0.65868 | 0 | 0.65868 | 0.10915 | 0.067942 | 0.16209 | 0.17022 | 0.0050102 | 0.0012947 | 0.62723 | 0.16209 | 0 | 0 | 0.62723 | 0.16209 | [11 empty] | WLDFR | HFTD - Distribution - Tier 2 - 2QU CoRE ¦ 5QU LoRE | Red Flag Warning - Destructive Fires | 2037 | 7.0372e-09 | 3.5186e-09 | 9.0479e-09 | 9984.8474 | 263.1074 | 9721.74 | 0 | 0 | 0 | 0 | 5.8619e-06 |  | 7.0266e-05 | 0 | 7.0266e-05 | 3.5133e-05 | 0 | 3.5133e-05 | 9.0342e-05 | 0 | 9.0342e-05 | [16 empty] | 7.3.1.3 Ignition probability mapping showing the probability of ignition along the electric lines and equipmentWLDFRAggregatedAggregated | WLDFR | HFTD - Distribution - Tier 2 - 2QU CoRE ¦ 5QU LoRE | Seismic - Non-Red Flag Warning - Catastrophic Fires | Aggregated | Aggregated | 2040 | 1.3403e-10 | 0 | 1453.2434 | 1.9478e-07 | 2040 | Mitigation | 0.08575 | 30 | 0 | esc | 0.0012005 | 1.609e-13 | 0.00060025 | 8.0451e-14 | 0.0015435 | 2.0687e-13
[35 empty] | 7.3.1.3 Ignition probability mapping showing the probability of ignition along the electric lines and equipment | WLDFR | HFTD - Distribution - Tier 3 - 3QU CoRE ¦ 4QU LoRE | 2042 | 0.24151 | 0.0033739 | 0.42238 | 0 | 0.42238 | 0.0021001 | 0.26291 | 0 | 0.26291 | 0.0050102 | 0.62723 | 0 | 0.62723 | 0.0052614 | 0.65868 | 0 | 0.65868 | 0.10201 | 0.063497 | 0.15148 | 0.15908 | 0.0050102 | 0.00121 | 0.62723 | 0.15148 | 0 | 0 | 0.62723 | 0.15148 | [11 empty] | WLDFR | HFTD - Distribution - Tier 2 - 2QU CoRE ¦ 5QU LoRE | Red Flag Warning - Destructive Fires | 2038 | 7.0372e-09 | 3.5186e-09 | 9.0479e-09 | 10472.8261 | 280.5544 | 10192.2718 | 0 | 0 | 0 | 0 | 5.8619e-06 |  | 7.37e-05 | 0 | 7.37e-05 | 3.685e-05 | 0 | 3.685e-05 | 9.4757e-05 | 0 | 9.4757e-05 | [16 empty] | 7.3.1.3 Ignition probability mapping showing the probability of ignition along the electric lines and equipmentWLDFRAggregatedAggregated | WLDFR | HFTD - Distribution - Tier 2 - 2QU CoRE ¦ 5QU LoRE | Seismic - Non-Red Flag Warning - Catastrophic Fires | Aggregated | Aggregated | 2041 | 1.3403e-10 | 0 | 1453.2434 | 1.9478e-07 | 2041 | Mitigation | 0.08575 | 30 | 0 | esc | 0.0012005 | 1.609e-13 | 0.00060025 | 8.0451e-14 | 0.0015435 | 2.0687e-13
[35 empty] | 7.3.1.3 Ignition probability mapping showing the probability of ignition along the electric lines and equipment | WLDFR | HFTD - Distribution - Tier 3 - 3QU CoRE ¦ 4QU LoRE | 2043 | 0.22571 | 0.0033739 | 0.44344 | 0 | 0.44344 | 0.0021001 | 0.27602 | 0 | 0.27602 | 0.0050102 | 0.6585 | 0 | 0.6585 | 0.0052614 | 0.69152 | 0 | 0.69152 | 0.10009 | 0.062302 | 0.14863 | 0.15609 | 0.0050102 | 0.0011309 | 0.6585 | 0.14863 | 0 | 0 | 0.6585 | 0.14863 | [11 empty] | WLDFR | HFTD - Distribution - Tier 2 - 2QU CoRE ¦ 5QU LoRE | Red Flag Warning - Destructive Fires | 2039 | 7.0372e-09 | 3.5186e-09 | 9.0479e-09 | 10472.8261 | 280.5544 | 10192.2718 | 0 | 0 | 0 | 0 | 5.8619e-06 |  | 7.37e-05 | 0 | 7.37e-05 | 3.685e-05 | 0 | 3.685e-05 | 9.4757e-05 | 0 | 9.4757e-05 | [16 empty] | 7.3.1.3 Ignition probability mapping showing the probability of ignition along the electric lines and equipmentWLDFRAggregatedAggregated | WLDFR | HFTD - Distribution - Tier 2 - 2QU CoRE ¦ 5QU LoRE | Seismic - Non-Red Flag Warning - Catastrophic Fires | Aggregated | Aggregated | 2042 | 1.3403e-10 | 0 | 1453.2434 | 1.9478e-07 | 2042 | Mitigation | 0.08575 | 30 | 0 | esc | 0.0012005 | 1.609e-13 | 0.00060025 | 8.0451e-14 | 0.0015435 | 2.0687e-13
[35 empty] | 7.3.1.3 Ignition probability mapping showing the probability of ignition along the electric lines and equipment | WLDFR | HFTD - Distribution - Tier 3 - 3QU CoRE ¦ 4QU LoRE | 2044 | 0.21095 | 0.0033739 | 0.44344 | 0 | 0.44344 | 0.0021001 | 0.27602 | 0 | 0.27602 | 0.0050102 | 0.6585 | 0 | 0.6585 | 0.0052614 | 0.69152 | 0 | 0.69152 | 0.093542 | 0.058226 | 0.13891 | 0.14587 | 0.0050102 | 0.0010569 | 0.6585 | 0.13891 | 0 | 0 | 0.6585 | 0.13891 | [11 empty] | WLDFR | HFTD - Distribution - Tier 2 - 2QU CoRE ¦ 5QU LoRE | Red Flag Warning - Destructive Fires | 2040 | 7.0372e-09 | 3.5186e-09 | 9.0479e-09 | 10472.8261 | 280.5544 | 10192.2718 | 0 | 0 | 0 | 0 | 5.8619e-06 |  | 7.37e-05 | 0 | 7.37e-05 | 3.685e-05 | 0 | 3.685e-05 | 9.4757e-05 | 0 | 9.4757e-05 | [16 empty] | 7.3.1.3 Ignition probability mapping showing the probability of ignition along the electric lines and equipmentWLDFRAggregatedAggregated | WLDFR | HFTD - Distribution - Tier 2 - 2QU CoRE ¦ 5QU LoRE | Seismic - Non-Red Flag Warning - Catastrophic Fires | Aggregated | Aggregated | 2043 | 1.3403e-10 | 0 | 1453.2434 | 1.9478e-07 | 2043 | Mitigation | 0.08575 | 30 | 0 | esc | 0.0012005 | 1.609e-13 | 0.00060025 | 8.0451e-14 | 0.0015435 | 2.0687e-13
[35 empty] | 7.3.1.3 Ignition probability mapping showing the probability of ignition along the electric lines and equipment | WLDFR | HFTD - Distribution - Tier 3 - 3QU CoRE ¦ 4QU LoRE | 2045 | 0.19715 | 0.0033739 | 0.44344 | 0 | 0.44344 | 0.0021001 | 0.27602 | 0 | 0.27602 | 0.0050102 | 0.6585 | 0 | 0.6585 | 0.0052614 | 0.69152 | 0 | 0.69152 | 0.087423 | 0.054417 | 0.12982 | 0.13633 | 0.0050102 | 0.00098774 | 0.6585 | 0.12982 | 0 | 0 | 0.6585 | 0.12982 | [11 empty] | WLDFR | HFTD - Distribution - Tier 2 - 2QU CoRE ¦ 5QU LoRE | Red Flag Warning - Destructive Fires | 2041 | 7.0372e-09 | 3.5186e-09 | 9.0479e-09 | 10472.8261 | 280.5544 | 10192.2718 | 0 | 0 | 0 | 0 | 5.8619e-06 |  | 7.37e-05 | 0 | 7.37e-05 | 3.685e-05 | 0 | 3.685e-05 | 9.4757e-05 | 0 | 9.4757e-05 | [16 empty] | 7.3.1.3 Ignition probability mapping showing the probability of ignition along the electric lines and equipmentWLDFRAggregatedAggregated | WLDFR | HFTD - Distribution - Tier 2 - 2QU CoRE ¦ 5QU LoRE | Seismic - Non-Red Flag Warning - Catastrophic Fires | Aggregated | Aggregated | 2044 | 1.3403e-10 | 0 | 1453.2434 | 1.9478e-07 | 2044 | Mitigation | 0.08575 | 30 | 0 | esc | 0.0012005 | 1.609e-13 | 0.00060025 | 8.0451e-14 | 0.0015435 | 2.0687e-13
[35 empty] | 7.3.1.3 Ignition probability mapping showing the probability of ignition along the electric lines and equipment | WLDFR | HFTD - Distribution - Tier 3 - 3QU CoRE ¦ 4QU LoRE | 2046 | 0.18425 | 0.0033739 | 0.44344 | 0 | 0.44344 | 0.0021001 | 0.27602 | 0 | 0.27602 | 0.0050102 | 0.6585 | 0 | 0.6585 | 0.0052614 | 0.69152 | 0 | 0.69152 | 0.081704 | 0.050857 | 0.12133 | 0.12741 | 0.0050102 | 0.00092312 | 0.6585 | 0.12133 | 0 | 0 | 0.6585 | 0.12133 | [11 empty] | WLDFR | HFTD - Distribution - Tier 2 - 2QU CoRE ¦ 5QU LoRE | Red Flag Warning - Destructive Fires | 2042 | 7.0372e-09 | 3.5186e-09 | 9.0479e-09 | 10472.8261 | 280.5544 | 10192.2718 | 0 | 0 | 0 | 0 | 5.8619e-06 |  | 7.37e-05 | 0 | 7.37e-05 | 3.685e-05 | 0 | 3.685e-05 | 9.4757e-05 | 0 | 9.4757e-05 | [16 empty] | 7.3.1.3 Ignition probability mapping showing the probability of ignition along the electric lines and equipmentWLDFRAggregatedAggregated | WLDFR | HFTD - Distribution - Tier 2 - 2QU CoRE ¦ 5QU LoRE | Seismic - Non-Red Flag Warning - Catastrophic Fires | Aggregated | Aggregated | 2045 | 1.3403e-10 | 0 | 1453.2434 | 1.9478e-07 | 2045 | Mitigation | 0.08575 | 30 | 0 | esc | 0.0012005 | 1.609e-13 | 0.00060025 | 8.0451e-14 | 0.0015435 | 2.0687e-13
[35 empty] | 7.3.1.3 Ignition probability mapping showing the probability of ignition along the electric lines and equipment | WLDFR | HFTD - Distribution - Tier 3 - 3QU CoRE ¦ 4QU LoRE | 2047 | 0.1722 | 0.0033739 | 0.44344 | 0 | 0.44344 | 0.0021001 | 0.27602 | 0 | 0.27602 | 0.0050102 | 0.6585 | 0 | 0.6585 | 0.0052614 | 0.69152 | 0 | 0.69152 | 0.076358 | 0.04753 | 0.11339 | 0.11908 | 0.0050102 | 0.00086273 | 0.6585 | 0.11339 | 0 | 0 | 0.6585 | 0.11339 | [11 empty] | WLDFR | HFTD - Distribution - Tier 2 - 2QU CoRE ¦ 5QU LoRE | Red Flag Warning - Destructive Fires | 2043 | 7.0372e-09 | 3.5186e-09 | 9.0479e-09 | 10992.1562 | 299.42 | 10692.7362 | 0 | 0 | 0 | 0 | 5.8619e-06 |  | 7.7355e-05 | 0 | 7.7355e-05 | 3.8677e-05 | 0 | 3.8677e-05 | 9.9456e-05 | 0 | 9.9456e-05 | [16 empty] | 7.3.1.3 Ignition probability mapping showing the probability of ignition along the electric lines and equipmentWLDFRAggregatedAggregated | WLDFR | HFTD - Distribution - Tier 2 - 2QU CoRE ¦ 5QU LoRE | Seismic - Non-Red Flag Warning - Catastrophic Fires | Aggregated | Aggregated | 2046 | 1.3403e-10 | 0 | 1453.2434 | 1.9478e-07 | 2046 | Mitigation | 0.08575 | 30 | 0 | esc | 0.0012005 | 1.609e-13 | 0.00060025 | 8.0451e-14 | 0.0015435 | 2.0687e-13
[35 empty] | 7.3.1.3 Ignition probability mapping showing the probability of ignition along the electric lines and equipment | WLDFR | HFTD - Distribution - Tier 3 - 3QU CoRE ¦ 4QU LoRE | 2048 | 0.16093 | 0.0033739 | 0.46552 | 0 | 0.46552 | 0.0021001 | 0.28976 | 0 | 0.28976 | 0.0050102 | 0.69128 | 0 | 0.69128 | 0.0052614 | 0.72595 | 0 | 0.72595 | 0.074916 | 0.046632 | 0.11125 | 0.11683 | 0.0050102 | 0.00080629 | 0.69128 | 0.11125 | 0 | 0 | 0.69128 | 0.11125 | [11 empty] | WLDFR | HFTD - Distribution - Tier 2 - 2QU CoRE ¦ 5QU LoRE | Red Flag Warning - Destructive Fires | 2044 | 7.0372e-09 | 3.5186e-09 | 9.0479e-09 | 10992.1562 | 299.42 | 10692.7362 | 0 | 0 | 0 | 0 | 5.8619e-06 |  | 7.7355e-05 | 0 | 7.7355e-05 | 3.8677e-05 | 0 | 3.8677e-05 | 9.9456e-05 | 0 | 9.9456e-05 | [16 empty] | 7.3.1.3 Ignition probability mapping showing the probability of ignition along the electric lines and equipmentWLDFRAggregatedAggregated | WLDFR | HFTD - Distribution - Tier 2 - 2QU CoRE ¦ 5QU LoRE | Seismic - Non-Red Flag Warning - Catastrophic Fires | Aggregated | Aggregated | 2047 | 1.3403e-10 | 0 | 1453.2434 | 1.9478e-07 | 2047 | Mitigation | 0.08575 | 30 | 0 | esc | 0.0012005 | 1.609e-13 | 0.00060025 | 8.0451e-14 | 0.0015435 | 2.0687e-13
[35 empty] | 7.3.1.3 Ignition probability mapping showing the probability of ignition along the electric lines and equipment | WLDFR | HFTD - Distribution - Tier 3 - 3QU CoRE ¦ 4QU LoRE | 2049 | 0.1504 | 0.0033739 | 0.46552 | 0 | 0.46552 | 0.0021001 | 0.28976 | 0 | 0.28976 | 0.0050102 | 0.69128 | 0 | 0.69128 | 0.0052614 | 0.72595 | 0 | 0.72595 | 0.070015 | 0.043581 | 0.10397 | 0.10918 | 0.0050102 | 0.00075354 | 0.69128 | 0.10397 | 0 | 0 | 0.69128 | 0.10397 | [11 empty] | WLDFR | HFTD - Distribution - Tier 2 - 2QU CoRE ¦ 5QU LoRE | Red Flag Warning - Destructive Fires | 2045 | 7.0372e-09 | 3.5186e-09 | 9.0479e-09 | 10992.1562 | 299.42 | 10692.7362 | 0 | 0 | 0 | 0 | 5.8619e-06 |  | 7.7355e-05 | 0 | 7.7355e-05 | 3.8677e-05 | 0 | 3.8677e-05 | 9.9456e-05 | 0 | 9.9456e-05 | [16 empty] | 7.3.1.3 Ignition probability mapping showing the probability of ignition along the electric lines and equipmentWLDFRAggregatedAggregated | WLDFR | HFTD - Distribution - Tier 2 - 2QU CoRE ¦ 5QU LoRE | Seismic - Non-Red Flag Warning - Catastrophic Fires | Aggregated | Aggregated | 2048 | 1.3403e-10 | 0 | 1453.2434 | 1.9478e-07 | 2048 | Mitigation | 0.08575 | 30 | 0 | esc | 0.0012005 | 1.609e-13 | 0.00060025 | 8.0451e-14 | 0.0015435 | 2.0687e-13
[35 empty] | 7.3.1.3 Ignition probability mapping showing the probability of ignition along the electric lines and equipment | WLDFR | HFTD - Distribution - Tier 3 - 3QU CoRE ¦ 4QU LoRE | 2050 | 0.14056 | 0 | 0 | 0 | 0 | 0.0021001 | 0.28976 | 0 | 0.28976 | 0.0050102 | 0.69128 | 0 | 0.69128 | 0.0052614 | 0.72595 | 0 | 0.72595 | 0 | 0.04073 | 0.097169 | 0.10204 | 0.0050102 | 0.00070424 | 0.69128 | 0.097169 | 0 | 0 | 0.69128 | 0.097169 | [11 empty] | WLDFR | HFTD - Distribution - Tier 2 - 2QU CoRE ¦ 5QU LoRE | Red Flag Warning - Destructive Fires | 2046 | 7.0372e-09 | 3.5186e-09 | 9.0479e-09 | 10992.1562 | 299.42 | 10692.7362 | 0 | 0 | 0 | 0 | 5.8619e-06 |  | 7.7355e-05 | 0 | 7.7355e-05 | 3.8677e-05 | 0 | 3.8677e-05 | 9.9456e-05 | 0 | 9.9456e-05 | [16 empty] | 7.3.1.3 Ignition probability mapping showing the probability of ignition along the electric lines and equipmentWLDFRAggregatedAggregated | WLDFR | HFTD - Distribution - Tier 2 - 2QU CoRE ¦ 5QU LoRE | Seismic - Non-Red Flag Warning - Catastrophic Fires | Aggregated | Aggregated | 2049 | 1.3403e-10 | 0 | 1453.2434 | 1.9478e-07 | 2049 | Mitigation | 0.08575 | 30 | 0 | esc | 0.0012005 | 1.609e-13 | 0.00060025 | 8.0451e-14 | 0.0015435 | 2.0687e-13
[35 empty] | 7.3.1.3 Ignition probability mapping showing the probability of ignition along the electric lines and equipment | WLDFR | HFTD - Distribution - Tier 3 - 3QU CoRE ¦ 4QU LoRE | 2051 | 0.13137 | 0 | 0 | 0 | 0 | 0 | 0 | 0 | 0 | 0.0050102 | 0.69128 | 0 | 0.69128 | 0.0052614 | 0.72595 | 0 | 0.72595 | 0 | 0 | 0.090812 | 0.095366 | 0.0050102 | 0.00065817 | 0.69128 | 0.090812 | 0 | 0 | 0.69128 | 0.090812 | [11 empty] | WLDFR | HFTD - Distribution - Tier 2 - 2QU CoRE ¦ 5QU LoRE | Red Flag Warning - Destructive Fires | 2047 | 7.0372e-09 | 3.5186e-09 | 9.0479e-09 | 10992.1562 | 299.42 | 10692.7362 | 0 | 0 | 0 | 0 | 5.8619e-06 |  | 7.7355e-05 | 0 | 7.7355e-05 | 3.8677e-05 | 0 | 3.8677e-05 | 9.9456e-05 | 0 | 9.9456e-05 | [16 empty] | 7.3.1.3 Ignition probability mapping showing the probability of ignition along the electric lines and equipmentWLDFRAggregatedAggregated | WLDFR | HFTD - Distribution - Tier 2 - 2QU CoRE ¦ 5QU LoRE | Seismic - Non-Red Flag Warning - Catastrophic Fires | Aggregated | Aggregated | 2050 | 1.3403e-10 | 0 | 1453.2434 | 1.9478e-07 | 2050 | Mitigation | 0.08575 | 30 | 0 | esc | 0 | 0 | 0.00060025 | 8.0451e-14 | 0.0015435 | 2.0687e-13
[35 empty] | 7.3.1.3 Ignition probability mapping showing the probability of ignition along the electric lines and equipment | WLDFR | HFTD - Distribution - Tier 3 - 3QU CoRE ¦ 4QU LoRE | 2052 | 0.12277 | 0 | 0 | 0 | 0 | 0 | 0 | 0 | 0 | 0 | 0 | 0 | 0 | 0.0052614 | 0.72595 | 0 | 0.72595 | 0 | 0 | 0 | 0.089127 | 0 | 0 | 0 | 0 | 0 | 0 | 0 | 0 | [11 empty] | WLDFR | HFTD - Distribution - Tier 2 - 2QU CoRE ¦ 5QU LoRE | Red Flag Warning - Destructive Fires | 2048 | 7.0372e-09 | 3.5186e-09 | 9.0479e-09 | 11536.0538 | 319.4911 | 11216.5626 | 0 | 0 | 0 | 0 | 5.8619e-06 |  | 8.1182e-05 | 0 | 8.1182e-05 | 4.0591e-05 | 0 | 4.0591e-05 | 0.00010438 | 0 | 0.00010438 | [16 empty] | 7.3.1.3 Ignition probability mapping showing the probability of ignition along the electric lines and equipmentWLDFRAggregatedAggregated | WLDFR | HFTD - Distribution - Tier 2 - 2QU CoRE ¦ 5QU LoRE | Seismic - Non-Red Flag Warning - Catastrophic Fires | Aggregated | Aggregated | 2051 | 1.3403e-10 | 0 | 1453.2434 | 1.9478e-07 | 2051 | Mitigation | 0.08575 | 30 | 0 | esc | 0 | 0 | 0 | 0 | 0.0015435 | 2.0687e-13
[35 empty] | 7.3.1.3 Ignition probability mapping showing the probability of ignition along the electric lines and equipment | WLDFR | HFTD - Distribution - Tier 3 - 3QU CoRE ¦ 5QU LoRE | 2020 | 1 | 0.0012592 | 0.1136 | 0 | 0.1136 | 0 | 0 | 0 | 0 | 0 | 0 | 0 | 0 | 0 | 0 | 0 | 0 | 0.1136 | 0 | 0 | 0 | 0 | 0 | 0 | 0 | 0 | 0 | 0 | 0 | [11 empty] | WLDFR | HFTD - Distribution - Tier 2 - 2QU CoRE ¦ 5QU LoRE | Red Flag Warning - Destructive Fires | 2049 | 7.0372e-09 | 3.5186e-09 | 9.0479e-09 | 11536.0538 | 319.4911 | 11216.5626 | 0 | 0 | 0 | 0 | 5.8619e-06 |  | 8.1182e-05 | 0 | 8.1182e-05 | 4.0591e-05 | 0 | 4.0591e-05 | 0.00010438 | 0 | 0.00010438 | [16 empty] | 7.3.1.3 Ignition probability mapping showing the probability of ignition along the electric lines and equipmentWLDFRAggregatedAggregated | WLDFR | HFTD - Distribution - Tier 2 - 2QU CoRE ¦ 5QU LoRE | Seismic - Red Flag Warning - Catastrophic Fires | Aggregated | Aggregated | 2021 | 5.7805e-09 | 0 | 1453.2434 | 8.4005e-06 | 2021 | Mitigation | 0.08575 | 30 | 0 | esc | 0.0012005 | 6.9395e-12 | 0.00060025 | 3.4697e-12 | 0 | 0
[35 empty] | 7.3.1.3 Ignition probability mapping showing the probability of ignition along the electric lines and equipment | WLDFR | HFTD - Distribution - Tier 3 - 3QU CoRE ¦ 5QU LoRE | 2021 | 1 | 0.0012592 | 0.1136 | 0 | 0.1136 | 0.00078382 | 0.070711 | 0 | 0.070711 | 0 | 0 | 0 | 0 | 0 | 0 | 0 | 0 | 0.1136 | 0.070711 | 0 | 0 | 0 | 0 | 0 | 0 | 0 | 0 | 0 | 0 | [11 empty] | WLDFR | HFTD - Distribution - Tier 2 - 2QU CoRE ¦ 5QU LoRE | Red Flag Warning - Destructive Fires | 2050 | 0 | 3.5186e-09 | 9.0479e-09 | 11536.0538 | 319.4911 | 11216.5626 | 0 | 0 | 0 | 0 | 5.8619e-06 |  | 0 | 0 | 0 | 4.0591e-05 | 0 | 4.0591e-05 | 0.00010438 | 0 | 0.00010438 | [16 empty] | 7.3.1.3 Ignition probability mapping showing the probability of ignition along the electric lines and equipmentWLDFRAggregatedAggregated | WLDFR | HFTD - Distribution - Tier 2 - 2QU CoRE ¦ 5QU LoRE | Seismic - Red Flag Warning - Catastrophic Fires | Aggregated | Aggregated | 2022 | 5.7805e-09 | 0 | 1453.2434 | 8.4005e-06 | 2022 | Mitigation | 0.08575 | 30 | 0 | esc | 0.0012005 | 6.9395e-12 | 0.00060025 | 3.4697e-12 | 0.0015435 | 8.9222e-12
[35 empty] | 7.3.1.3 Ignition probability mapping showing the probability of ignition along the electric lines and equipment | WLDFR | HFTD - Distribution - Tier 3 - 3QU CoRE ¦ 5QU LoRE | 2022 | 0.93458 | 0.0010844 | 0.097074 | 0 | 0.097074 | 0.00067496 | 0.060424 | 0 | 0.060424 | 0.0019622 | 0.17566 | 0 | 0.17566 | 0 | 0 | 0 | 0 | 0.090724 | 0.056471 | 0.16417 | 0 | 0.0019622 | 0.0018338 | 0.17566 | 0.16417 | 0 | 0 | 0.17566 | 0.16417 | [11 empty] | WLDFR | HFTD - Distribution - Tier 2 - 2QU CoRE ¦ 5QU LoRE | Red Flag Warning - Destructive Fires | 2051 | 0 | 0 | 9.0479e-09 | 11536.0538 | 319.4911 | 11216.5626 | 0 | 0 | 0 | 0 | 5.8619e-06 |  | 0 | 0 | 0 | 0 | 0 | 0 | 0.00010438 | 0 | 0.00010438 | [16 empty] | 7.3.1.3 Ignition probability mapping showing the probability of ignition along the electric lines and equipmentWLDFRAggregatedAggregated | WLDFR | HFTD - Distribution - Tier 2 - 2QU CoRE ¦ 5QU LoRE | Seismic - Red Flag Warning - Catastrophic Fires | Aggregated | Aggregated | 2023 | 5.7805e-09 | 0 | 1453.2434 | 8.4005e-06 | 2023 | Mitigation | 0.08575 | 30 | 0 | esc | 0.0012005 | 6.9395e-12 | 0.00060025 | 3.4697e-12 | 0.0015435 | 8.9222e-12
[35 empty] | 7.3.1.3 Ignition probability mapping showing the probability of ignition along the electric lines and equipment | WLDFR | HFTD - Distribution - Tier 3 - 3QU CoRE ¦ 5QU LoRE | 2023 | 0.87344 | 0.0010844 | 0.10063 | 0 | 0.10063 | 0.00067496 | 0.062638 | 0 | 0.062638 | 0.0019622 | 0.1821 | 0 | 0.1821 | 0.0020606 | 0.19123 | 0 | 0.19123 | 0.087895 | 0.054711 | 0.15905 | 0.16703 | 0.0019622 | 0.0017139 | 0.1821 | 0.15905 | 0 | 0 | 0.1821 | 0.15905 | [11 empty] | WLDFR | HFTD - Distribution - Tier 2 - 2QU CoRE ¦ 5QU LoRE | Red Flag Warning - Large Fires | 2020 | 4.1978e-08 | 0 | 0 | 5.2406 | 0.69642 | 2.942 | 1.6022 | 0 | 0 | 0 | 3.4967e-05 |  | 2.1999e-07 | 0 | 2.1999e-07 | 0 | 0 | 0 | 0 | 0 | 0 | [16 empty] | 7.3.1.3 Ignition probability mapping showing the probability of ignition along the electric lines and equipmentWLDFRAggregatedAggregated | WLDFR | HFTD - Distribution - Tier 2 - 2QU CoRE ¦ 5QU LoRE | Seismic - Red Flag Warning - Catastrophic Fires | Aggregated | Aggregated | 2024 | 5.7805e-09 | 0 | 1453.2434 | 8.4005e-06 | 2024 | Mitigation | 0.08575 | 30 | 0 | esc | 0.0012005 | 6.9395e-12 | 0.00060025 | 3.4697e-12 | 0.0015435 | 8.9222e-12
[35 empty] | 7.3.1.3 Ignition probability mapping showing the probability of ignition along the electric lines and equipment | WLDFR | HFTD - Distribution - Tier 3 - 3QU CoRE ¦ 5QU LoRE | 2024 | 0.8163 | 0.0010844 | 0.10063 | 0 | 0.10063 | 0.00067496 | 0.062638 | 0 | 0.062638 | 0.0019622 | 0.1821 | 0 | 0.1821 | 0.0020606 | 0.19123 | 0 | 0.19123 | 0.082145 | 0.051131 | 0.14865 | 0.1561 | 0.0019622 | 0.0016017 | 0.1821 | 0.14865 | 0 | 0 | 0.1821 | 0.14865 | [11 empty] | WLDFR | HFTD - Distribution - Tier 2 - 2QU CoRE ¦ 5QU LoRE | Red Flag Warning - Large Fires | 2021 | 4.1978e-08 | 2.0989e-08 | 0 | 5.2406 | 0.69642 | 2.942 | 1.6022 | 0 | 0 | 0 | 3.4967e-05 |  | 2.1999e-07 | 0 | 2.1999e-07 | 1.0999e-07 | 0 | 1.0999e-07 | 0 | 0 | 0 | [16 empty] | 7.3.1.3 Ignition probability mapping showing the probability of ignition along the electric lines and equipmentWLDFRAggregatedAggregated | WLDFR | HFTD - Distribution - Tier 2 - 2QU CoRE ¦ 5QU LoRE | Seismic - Red Flag Warning - Catastrophic Fires | Aggregated | Aggregated | 2025 | 5.7805e-09 | 0 | 1453.2434 | 8.4005e-06 | 2025 | Mitigation | 0.08575 | 30 | 0 | esc | 0.0012005 | 6.9395e-12 | 0.00060025 | 3.4697e-12 | 0.0015435 | 8.9222e-12
[35 empty] | 7.3.1.3 Ignition probability mapping showing the probability of ignition along the electric lines and equipment | WLDFR | HFTD - Distribution - Tier 3 - 3QU CoRE ¦ 5QU LoRE | 2025 | 0.7629 | 0.0010844 | 0.10063 | 0 | 0.10063 | 0.00067496 | 0.062638 | 0 | 0.062638 | 0.0019622 | 0.1821 | 0 | 0.1821 | 0.0020606 | 0.19123 | 0 | 0.19123 | 0.076771 | 0.047786 | 0.13892 | 0.14589 | 0.0019622 | 0.001497 | 0.1821 | 0.13892 | 0 | 0 | 0.1821 | 0.13892 | [11 empty] | WLDFR | HFTD - Distribution - Tier 2 - 2QU CoRE ¦ 5QU LoRE | Red Flag Warning - Large Fires | 2022 | 4.1978e-08 | 2.0989e-08 | 5.3972e-08 | 5.2406 | 0.69642 | 2.942 | 1.6022 | 0 | 0 | 0 | 3.4967e-05 |  | 2.1999e-07 | 0 | 2.1999e-07 | 1.0999e-07 | 0 | 1.0999e-07 | 2.8284e-07 | 0 | 2.8284e-07 | [16 empty] | 7.3.1.3 Ignition probability mapping showing the probability of ignition along the electric lines and equipmentWLDFRAggregatedAggregated | WLDFR | HFTD - Distribution - Tier 2 - 2QU CoRE ¦ 5QU LoRE | Seismic - Red Flag Warning - Catastrophic Fires | Aggregated | Aggregated | 2026 | 5.7805e-09 | 0 | 1453.2434 | 8.4005e-06 | 2026 | Mitigation | 0.08575 | 30 | 0 | esc | 0.0012005 | 6.9395e-12 | 0.00060025 | 3.4697e-12 | 0.0015435 | 8.9222e-12
[35 empty] | 7.3.1.3 Ignition probability mapping showing the probability of ignition along the electric lines and equipment | WLDFR | HFTD - Distribution - Tier 3 - 3QU CoRE ¦ 5QU LoRE | 2026 | 0.71299 | 0.0010844 | 0.10063 | 0 | 0.10063 | 0.00067496 | 0.062638 | 0 | 0.062638 | 0.0019622 | 0.1821 | 0 | 0.1821 | 0.0020606 | 0.19123 | 0 | 0.19123 | 0.071749 | 0.04466 | 0.12983 | 0.13634 | 0.0019622 | 0.001399 | 0.1821 | 0.12983 | 0 | 0 | 0.1821 | 0.12983 | [11 empty] | WLDFR | HFTD - Distribution - Tier 2 - 2QU CoRE ¦ 5QU LoRE | Red Flag Warning - Large Fires | 2023 | 4.1978e-08 | 2.0989e-08 | 5.3972e-08 | 5.475 | 0.71896 | 3.0715 | 1.6846 | 0 | 0 | 0 | 3.4967e-05 |  | 2.2983e-07 | 0 | 2.2983e-07 | 1.1492e-07 | 0 | 1.1492e-07 | 2.955e-07 | 0 | 2.955e-07 | [16 empty] | 7.3.1.3 Ignition probability mapping showing the probability of ignition along the electric lines and equipmentWLDFRAggregatedAggregated | WLDFR | HFTD - Distribution - Tier 2 - 2QU CoRE ¦ 5QU LoRE | Seismic - Red Flag Warning - Catastrophic Fires | Aggregated | Aggregated | 2027 | 5.7805e-09 | 0 | 1453.2434 | 8.4005e-06 | 2027 | Mitigation | 0.08575 | 30 | 0 | esc | 0.0012005 | 6.9395e-12 | 0.00060025 | 3.4697e-12 | 0.0015435 | 8.9222e-12
[35 empty] | 7.3.1.3 Ignition probability mapping showing the probability of ignition along the electric lines and equipment | WLDFR | HFTD - Distribution - Tier 3 - 3QU CoRE ¦ 5QU LoRE | 2027 | 0.66634 | 0.0010844 | 0.10063 | 0 | 0.10063 | 0.00067496 | 0.062638 | 0 | 0.062638 | 0.0019622 | 0.1821 | 0 | 0.1821 | 0.0020606 | 0.19123 | 0 | 0.19123 | 0.067055 | 0.041738 | 0.12134 | 0.12742 | 0.0019622 | 0.0013075 | 0.1821 | 0.12134 | 0 | 0 | 0.1821 | 0.12134 | [11 empty] | WLDFR | HFTD - Distribution - Tier 2 - 2QU CoRE ¦ 5QU LoRE | Red Flag Warning - Large Fires | 2024 | 4.1978e-08 | 2.0989e-08 | 5.3972e-08 | 5.475 | 0.71896 | 3.0715 | 1.6846 | 0 | 0 | 0 | 3.4967e-05 |  | 2.2983e-07 | 0 | 2.2983e-07 | 1.1492e-07 | 0 | 1.1492e-07 | 2.955e-07 | 0 | 2.955e-07 | [16 empty] | 7.3.1.3 Ignition probability mapping showing the probability of ignition along the electric lines and equipmentWLDFRAggregatedAggregated | WLDFR | HFTD - Distribution - Tier 2 - 2QU CoRE ¦ 5QU LoRE | Seismic - Red Flag Warning - Catastrophic Fires | Aggregated | Aggregated | 2028 | 5.7805e-09 | 0 | 1453.2434 | 8.4005e-06 | 2028 | Mitigation | 0.08575 | 30 | 0 | esc | 0.0012005 | 6.9395e-12 | 0.00060025 | 3.4697e-12 | 0.0015435 | 8.9222e-12
[35 empty] | 7.3.1.3 Ignition probability mapping showing the probability of ignition along the electric lines and equipment | WLDFR | HFTD - Distribution - Tier 3 - 3QU CoRE ¦ 5QU LoRE | 2028 | 0.62275 | 0.0010844 | 0.10511 | 0 | 0.10511 | 0.00067496 | 0.065428 | 0 | 0.065428 | 0.0019622 | 0.19021 | 0 | 0.19021 | 0.0020606 | 0.19975 | 0 | 0.19975 | 0.065459 | 0.040745 | 0.11845 | 0.12439 | 0.0019622 | 0.001222 | 0.19021 | 0.11845 | 0 | 0 | 0.19021 | 0.11845 | [11 empty] | WLDFR | HFTD - Distribution - Tier 2 - 2QU CoRE ¦ 5QU LoRE | Red Flag Warning - Large Fires | 2025 | 4.1978e-08 | 2.0989e-08 | 5.3972e-08 | 5.475 | 0.71896 | 3.0715 | 1.6846 | 0 | 0 | 0 | 3.4967e-05 |  | 2.2983e-07 | 0 | 2.2983e-07 | 1.1492e-07 | 0 | 1.1492e-07 | 2.955e-07 | 0 | 2.955e-07 | [16 empty] | 7.3.1.3 Ignition probability mapping showing the probability of ignition along the electric lines and equipmentWLDFRAggregatedAggregated | WLDFR | HFTD - Distribution - Tier 2 - 2QU CoRE ¦ 5QU LoRE | Seismic - Red Flag Warning - Catastrophic Fires | Aggregated | Aggregated | 2029 | 5.7805e-09 | 0 | 1453.2434 | 8.4005e-06 | 2029 | Mitigation | 0.08575 | 30 | 0 | esc | 0.0012005 | 6.9395e-12 | 0.00060025 | 3.4697e-12 | 0.0015435 | 8.9222e-12
[35 empty] | 7.3.1.3 Ignition probability mapping showing the probability of ignition along the electric lines and equipment | WLDFR | HFTD - Distribution - Tier 3 - 3QU CoRE ¦ 5QU LoRE | 2029 | 0.58201 | 0.0010844 | 0.10511 | 0 | 0.10511 | 0.00067496 | 0.065428 | 0 | 0.065428 | 0.0019622 | 0.19021 | 0 | 0.19021 | 0.0020606 | 0.19975 | 0 | 0.19975 | 0.061177 | 0.03808 | 0.1107 | 0.11625 | 0.0019622 | 0.001142 | 0.19021 | 0.1107 | 0 | 0 | 0.19021 | 0.1107 | [11 empty] | WLDFR | HFTD - Distribution - Tier 2 - 2QU CoRE ¦ 5QU LoRE | Red Flag Warning - Large Fires | 2026 | 4.1978e-08 | 2.0989e-08 | 5.3972e-08 | 5.475 | 0.71896 | 3.0715 | 1.6846 | 0 | 0 | 0 | 3.4967e-05 |  | 2.2983e-07 | 0 | 2.2983e-07 | 1.1492e-07 | 0 | 1.1492e-07 | 2.955e-07 | 0 | 2.955e-07 | [16 empty] | 7.3.1.3 Ignition probability mapping showing the probability of ignition along the electric lines and equipmentWLDFRAggregatedAggregated | WLDFR | HFTD - Distribution - Tier 2 - 2QU CoRE ¦ 5QU LoRE | Seismic - Red Flag Warning - Catastrophic Fires | Aggregated | Aggregated | 2030 | 5.7805e-09 | 0 | 1453.2434 | 8.4005e-06 | 2030 | Mitigation | 0.08575 | 30 | 0 | esc | 0.0012005 | 6.9395e-12 | 0.00060025 | 3.4697e-12 | 0.0015435 | 8.9222e-12
[35 empty] | 7.3.1.3 Ignition probability mapping showing the probability of ignition along the electric lines and equipment | WLDFR | HFTD - Distribution - Tier 3 - 3QU CoRE ¦ 5QU LoRE | 2030 | 0.54393 | 0.0010844 | 0.10511 | 0 | 0.10511 | 0.00067496 | 0.065428 | 0 | 0.065428 | 0.0019622 | 0.19021 | 0 | 0.19021 | 0.0020606 | 0.19975 | 0 | 0.19975 | 0.057174 | 0.035588 | 0.10346 | 0.10865 | 0.0019622 | 0.0010673 | 0.19021 | 0.10346 | 0 | 0 | 0.19021 | 0.10346 | [11 empty] | WLDFR | HFTD - Distribution - Tier 2 - 2QU CoRE ¦ 5QU LoRE | Red Flag Warning - Large Fires | 2027 | 4.1978e-08 | 2.0989e-08 | 5.3972e-08 | 5.475 | 0.71896 | 3.0715 | 1.6846 | 0 | 0 | 0 | 3.4967e-05 |  | 2.2983e-07 | 0 | 2.2983e-07 | 1.1492e-07 | 0 | 1.1492e-07 | 2.955e-07 | 0 | 2.955e-07 | [16 empty] | 7.3.1.3 Ignition probability mapping showing the probability of ignition along the electric lines and equipmentWLDFRAggregatedAggregated | WLDFR | HFTD - Distribution - Tier 2 - 2QU CoRE ¦ 5QU LoRE | Seismic - Red Flag Warning - Catastrophic Fires | Aggregated | Aggregated | 2031 | 5.7805e-09 | 0 | 1453.2434 | 8.4005e-06 | 2031 | Mitigation | 0.08575 | 30 | 0 | esc | 0.0012005 | 6.9395e-12 | 0.00060025 | 3.4697e-12 | 0.0015435 | 8.9222e-12
[35 empty] | 7.3.1.3 Ignition probability mapping showing the probability of ignition along the electric lines and equipment | WLDFR | HFTD - Distribution - Tier 3 - 3QU CoRE ¦ 5QU LoRE | 2031 | 0.50835 | 0.0010844 | 0.10511 | 0 | 0.10511 | 0.00067496 | 0.065428 | 0 | 0.065428 | 0.0019622 | 0.19021 | 0 | 0.19021 | 0.0020606 | 0.19975 | 0 | 0.19975 | 0.053434 | 0.03326 | 0.096692 | 0.10154 | 0.0019622 | 0.00099749 | 0.19021 | 0.096692 | 0 | 0 | 0.19021 | 0.096692 | [11 empty] | WLDFR | HFTD - Distribution - Tier 2 - 2QU CoRE ¦ 5QU LoRE | Red Flag Warning - Large Fires | 2028 | 4.1978e-08 | 2.0989e-08 | 5.3972e-08 | 5.777 | 0.74734 | 3.238 | 1.7917 | 0 | 0 | 0 | 3.4967e-05 |  | 2.4251e-07 | 0 | 2.4251e-07 | 1.2125e-07 | 0 | 1.2125e-07 | 3.118e-07 | 0 | 3.118e-07 | [16 empty] | 7.3.1.3 Ignition probability mapping showing the probability of ignition along the electric lines and equipmentWLDFRAggregatedAggregated | WLDFR | HFTD - Distribution - Tier 2 - 2QU CoRE ¦ 5QU LoRE | Seismic - Red Flag Warning - Catastrophic Fires | Aggregated | Aggregated | 2032 | 5.7805e-09 | 0 | 1453.2434 | 8.4005e-06 | 2032 | Mitigation | 0.08575 | 30 | 0 | esc | 0.0012005 | 6.9395e-12 | 0.00060025 | 3.4697e-12 | 0.0015435 | 8.9222e-12
[35 empty] | 7.3.1.3 Ignition probability mapping showing the probability of ignition along the electric lines and equipment | WLDFR | HFTD - Distribution - Tier 3 - 3QU CoRE ¦ 5QU LoRE | 2032 | 0.47509 | 0.0010844 | 0.10511 | 0 | 0.10511 | 0.00067496 | 0.065428 | 0 | 0.065428 | 0.0019622 | 0.19021 | 0 | 0.19021 | 0.0020606 | 0.19975 | 0 | 0.19975 | 0.049938 | 0.031084 | 0.090367 | 0.094898 | 0.0019622 | 0.00093223 | 0.19021 | 0.090367 | 0 | 0 | 0.19021 | 0.090367 | [11 empty] | WLDFR | HFTD - Distribution - Tier 2 - 2QU CoRE ¦ 5QU LoRE | Red Flag Warning - Large Fires | 2029 | 4.1978e-08 | 2.0989e-08 | 5.3972e-08 | 5.777 | 0.74734 | 3.238 | 1.7917 | 0 | 0 | 0 | 3.4967e-05 |  | 2.4251e-07 | 0 | 2.4251e-07 | 1.2125e-07 | 0 | 1.2125e-07 | 3.118e-07 | 0 | 3.118e-07 | [16 empty] | 7.3.1.3 Ignition probability mapping showing the probability of ignition along the electric lines and equipmentWLDFRAggregatedAggregated | WLDFR | HFTD - Distribution - Tier 2 - 2QU CoRE ¦ 5QU LoRE | Seismic - Red Flag Warning - Catastrophic Fires | Aggregated | Aggregated | 2033 | 5.7805e-09 | 0 | 1453.2434 | 8.4005e-06 | 2033 | Mitigation | 0.08575 | 30 | 0 | esc | 0.0012005 | 6.9395e-12 | 0.00060025 | 3.4697e-12 | 0.0015435 | 8.9222e-12
[35 empty] | 7.3.1.3 Ignition probability mapping showing the probability of ignition along the electric lines and equipment | WLDFR | HFTD - Distribution - Tier 3 - 3QU CoRE ¦ 5QU LoRE | 2033 | 0.44401 | 0.0010844 | 0.11009 | 0 | 0.11009 | 0.00067496 | 0.068528 | 0 | 0.068528 | 0.0019622 | 0.19922 | 0 | 0.19922 | 0.0020606 | 0.20921 | 0 | 0.20921 | 0.048883 | 0.030427 | 0.088456 | 0.092892 | 0.0019622 | 0.00087125 | 0.19922 | 0.088456 | 0 | 0 | 0.19922 | 0.088456 | [11 empty] | WLDFR | HFTD - Distribution - Tier 2 - 2QU CoRE ¦ 5QU LoRE | Red Flag Warning - Large Fires | 2030 | 4.1978e-08 | 2.0989e-08 | 5.3972e-08 | 5.777 | 0.74734 | 3.238 | 1.7917 | 0 | 0 | 0 | 3.4967e-05 |  | 2.4251e-07 | 0 | 2.4251e-07 | 1.2125e-07 | 0 | 1.2125e-07 | 3.118e-07 | 0 | 3.118e-07 | [16 empty] | 7.3.1.3 Ignition probability mapping showing the probability of ignition along the electric lines and equipmentWLDFRAggregatedAggregated | WLDFR | HFTD - Distribution - Tier 2 - 2QU CoRE ¦ 5QU LoRE | Seismic - Red Flag Warning - Catastrophic Fires | Aggregated | Aggregated | 2034 | 5.7805e-09 | 0 | 1453.2434 | 8.4005e-06 | 2034 | Mitigation | 0.08575 | 30 | 0 | esc | 0.0012005 | 6.9395e-12 | 0.00060025 | 3.4697e-12 | 0.0015435 | 8.9222e-12
[35 empty] | 7.3.1.3 Ignition probability mapping showing the probability of ignition along the electric lines and equipment | WLDFR | HFTD - Distribution - Tier 3 - 3QU CoRE ¦ 5QU LoRE | 2034 | 0.41496 | 0.0010844 | 0.11009 | 0 | 0.11009 | 0.00067496 | 0.068528 | 0 | 0.068528 | 0.0019622 | 0.19922 | 0 | 0.19922 | 0.0020606 | 0.20921 | 0 | 0.20921 | 0.045685 | 0.028437 | 0.08267 | 0.086815 | 0.0019622 | 0.00081425 | 0.19922 | 0.08267 | 0 | 0 | 0.19922 | 0.08267 | [11 empty] | WLDFR | HFTD - Distribution - Tier 2 - 2QU CoRE ¦ 5QU LoRE | Red Flag Warning - Large Fires | 2031 | 4.1978e-08 | 2.0989e-08 | 5.3972e-08 | 5.777 | 0.74734 | 3.238 | 1.7917 | 0 | 0 | 0 | 3.4967e-05 |  | 2.4251e-07 | 0 | 2.4251e-07 | 1.2125e-07 | 0 | 1.2125e-07 | 3.118e-07 | 0 | 3.118e-07 | [16 empty] | 7.3.1.3 Ignition probability mapping showing the probability of ignition along the electric lines and equipmentWLDFRAggregatedAggregated | WLDFR | HFTD - Distribution - Tier 2 - 2QU CoRE ¦ 5QU LoRE | Seismic - Red Flag Warning - Catastrophic Fires | Aggregated | Aggregated | 2035 | 5.7805e-09 | 0 | 1453.2434 | 8.4005e-06 | 2035 | Mitigation | 0.08575 | 30 | 0 | esc | 0.0012005 | 6.9395e-12 | 0.00060025 | 3.4697e-12 | 0.0015435 | 8.9222e-12
[35 empty] | 7.3.1.3 Ignition probability mapping showing the probability of ignition along the electric lines and equipment | WLDFR | HFTD - Distribution - Tier 3 - 3QU CoRE ¦ 5QU LoRE | 2035 | 0.38782 | 0.0010844 | 0.11009 | 0 | 0.11009 | 0.00067496 | 0.068528 | 0 | 0.068528 | 0.0019622 | 0.19922 | 0 | 0.19922 | 0.0020606 | 0.20921 | 0 | 0.20921 | 0.042696 | 0.026576 | 0.077261 | 0.081136 | 0.0019622 | 0.00076098 | 0.19922 | 0.077261 | 0 | 0 | 0.19922 | 0.077261 | [11 empty] | WLDFR | HFTD - Distribution - Tier 2 - 2QU CoRE ¦ 5QU LoRE | Red Flag Warning - Large Fires | 2032 | 4.1978e-08 | 2.0989e-08 | 5.3972e-08 | 5.777 | 0.74734 | 3.238 | 1.7917 | 0 | 0 | 0 | 3.4967e-05 |  | 2.4251e-07 | 0 | 2.4251e-07 | 1.2125e-07 | 0 | 1.2125e-07 | 3.118e-07 | 0 | 3.118e-07 | [16 empty] | 7.3.1.3 Ignition probability mapping showing the probability of ignition along the electric lines and equipmentWLDFRAggregatedAggregated | WLDFR | HFTD - Distribution - Tier 2 - 2QU CoRE ¦ 5QU LoRE | Seismic - Red Flag Warning - Catastrophic Fires | Aggregated | Aggregated | 2036 | 5.7805e-09 | 0 | 1453.2434 | 8.4005e-06 | 2036 | Mitigation | 0.08575 | 30 | 0 | esc | 0.0012005 | 6.9395e-12 | 0.00060025 | 3.4697e-12 | 0.0015435 | 8.9222e-12
[35 empty] | 7.3.1.3 Ignition probability mapping showing the probability of ignition along the electric lines and equipment | WLDFR | HFTD - Distribution - Tier 3 - 3QU CoRE ¦ 5QU LoRE | 2036 | 0.36245 | 0.0010844 | 0.11009 | 0 | 0.11009 | 0.00067496 | 0.068528 | 0 | 0.068528 | 0.0019622 | 0.19922 | 0 | 0.19922 | 0.0020606 | 0.20921 | 0 | 0.20921 | 0.039903 | 0.024838 | 0.072207 | 0.075828 | 0.0019622 | 0.0007112 | 0.19922 | 0.072207 | 0 | 0 | 0.19922 | 0.072207 | [11 empty] | WLDFR | HFTD - Distribution - Tier 2 - 2QU CoRE ¦ 5QU LoRE | Red Flag Warning - Large Fires | 2033 | 4.1978e-08 | 2.0989e-08 | 5.3972e-08 | 6.1205 | 0.77885 | 3.4265 | 1.9151 | 0 | 0 | 0 | 3.4967e-05 |  | 2.5693e-07 | 0 | 2.5693e-07 | 1.2846e-07 | 0 | 1.2846e-07 | 3.3034e-07 | 0 | 3.3034e-07 | [16 empty] | 7.3.1.3 Ignition probability mapping showing the probability of ignition along the electric lines and equipmentWLDFRAggregatedAggregated | WLDFR | HFTD - Distribution - Tier 2 - 2QU CoRE ¦ 5QU LoRE | Seismic - Red Flag Warning - Catastrophic Fires | Aggregated | Aggregated | 2037 | 5.7805e-09 | 0 | 1453.2434 | 8.4005e-06 | 2037 | Mitigation | 0.08575 | 30 | 0 | esc | 0.0012005 | 6.9395e-12 | 0.00060025 | 3.4697e-12 | 0.0015435 | 8.9222e-12
[35 empty] | 7.3.1.3 Ignition probability mapping showing the probability of ignition along the electric lines and equipment | WLDFR | HFTD - Distribution - Tier 3 - 3QU CoRE ¦ 5QU LoRE | 2037 | 0.33873 | 0.0010844 | 0.11009 | 0 | 0.11009 | 0.00067496 | 0.068528 | 0 | 0.068528 | 0.0019622 | 0.19922 | 0 | 0.19922 | 0.0020606 | 0.20921 | 0 | 0.20921 | 0.037292 | 0.023213 | 0.067483 | 0.070867 | 0.0019622 | 0.00066467 | 0.19922 | 0.067483 | 0 | 0 | 0.19922 | 0.067483 | [11 empty] | WLDFR | HFTD - Distribution - Tier 2 - 2QU CoRE ¦ 5QU LoRE | Red Flag Warning - Large Fires | 2034 | 4.1978e-08 | 2.0989e-08 | 5.3972e-08 | 6.1205 | 0.77885 | 3.4265 | 1.9151 | 0 | 0 | 0 | 3.4967e-05 |  | 2.5693e-07 | 0 | 2.5693e-07 | 1.2846e-07 | 0 | 1.2846e-07 | 3.3034e-07 | 0 | 3.3034e-07 | [16 empty] | 7.3.1.3 Ignition probability mapping showing the probability of ignition along the electric lines and equipmentWLDFRAggregatedAggregated | WLDFR | HFTD - Distribution - Tier 2 - 2QU CoRE ¦ 5QU LoRE | Seismic - Red Flag Warning - Catastrophic Fires | Aggregated | Aggregated | 2038 | 5.7805e-09 | 0 | 1453.2434 | 8.4005e-06 | 2038 | Mitigation | 0.08575 | 30 | 0 | esc | 0.0012005 | 6.9395e-12 | 0.00060025 | 3.4697e-12 | 0.0015435 | 8.9222e-12
[35 empty] | 7.3.1.3 Ignition probability mapping showing the probability of ignition along the electric lines and equipment | WLDFR | HFTD - Distribution - Tier 3 - 3QU CoRE ¦ 5QU LoRE | 2038 | 0.31657 | 0.0010844 | 0.1155 | 0 | 0.1155 | 0.00067496 | 0.071893 | 0 | 0.071893 | 0.0019622 | 0.209 | 0 | 0.209 | 0.0020606 | 0.21948 | 0 | 0.21948 | 0.036564 | 0.02276 | 0.066165 | 0.069483 | 0.0019622 | 0.00062119 | 0.209 | 0.066165 | 0 | 0 | 0.209 | 0.066165 | [11 empty] | WLDFR | HFTD - Distribution - Tier 2 - 2QU CoRE ¦ 5QU LoRE | Red Flag Warning - Large Fires | 2035 | 4.1978e-08 | 2.0989e-08 | 5.3972e-08 | 6.1205 | 0.77885 | 3.4265 | 1.9151 | 0 | 0 | 0 | 3.4967e-05 |  | 2.5693e-07 | 0 | 2.5693e-07 | 1.2846e-07 | 0 | 1.2846e-07 | 3.3034e-07 | 0 | 3.3034e-07 | [16 empty] | 7.3.1.3 Ignition probability mapping showing the probability of ignition along the electric lines and equipmentWLDFRAggregatedAggregated | WLDFR | HFTD - Distribution - Tier 2 - 2QU CoRE ¦ 5QU LoRE | Seismic - Red Flag Warning - Catastrophic Fires | Aggregated | Aggregated | 2039 | 5.7805e-09 | 0 | 1453.2434 | 8.4005e-06 | 2039 | Mitigation | 0.08575 | 30 | 0 | esc | 0.0012005 | 6.9395e-12 | 0.00060025 | 3.4697e-12 | 0.0015435 | 8.9222e-12
[35 empty] | 7.3.1.3 Ignition probability mapping showing the probability of ignition along the electric lines and equipment | WLDFR | HFTD - Distribution - Tier 3 - 3QU CoRE ¦ 5QU LoRE | 2039 | 0.29586 | 0.0010844 | 0.1155 | 0 | 0.1155 | 0.00067496 | 0.071893 | 0 | 0.071893 | 0.0019622 | 0.209 | 0 | 0.209 | 0.0020606 | 0.21948 | 0 | 0.21948 | 0.034172 | 0.021271 | 0.061837 | 0.064938 | 0.0019622 | 0.00058055 | 0.209 | 0.061837 | 0 | 0 | 0.209 | 0.061837 | [11 empty] | WLDFR | HFTD - Distribution - Tier 2 - 2QU CoRE ¦ 5QU LoRE | Red Flag Warning - Large Fires | 2036 | 4.1978e-08 | 2.0989e-08 | 5.3972e-08 | 6.1205 | 0.77885 | 3.4265 | 1.9151 | 0 | 0 | 0 | 3.4967e-05 |  | 2.5693e-07 | 0 | 2.5693e-07 | 1.2846e-07 | 0 | 1.2846e-07 | 3.3034e-07 | 0 | 3.3034e-07 | [16 empty] | 7.3.1.3 Ignition probability mapping showing the probability of ignition along the electric lines and equipmentWLDFRAggregatedAggregated | WLDFR | HFTD - Distribution - Tier 2 - 2QU CoRE ¦ 5QU LoRE | Seismic - Red Flag Warning - Catastrophic Fires | Aggregated | Aggregated | 2040 | 5.7805e-09 | 0 | 1453.2434 | 8.4005e-06 | 2040 | Mitigation | 0.08575 | 30 | 0 | esc | 0.0012005 | 6.9395e-12 | 0.00060025 | 3.4697e-12 | 0.0015435 | 8.9222e-12
[35 empty] | 7.3.1.3 Ignition probability mapping showing the probability of ignition along the electric lines and equipment | WLDFR | HFTD - Distribution - Tier 3 - 3QU CoRE ¦ 5QU LoRE | 2040 | 0.27651 | 0.0010844 | 0.1155 | 0 | 0.1155 | 0.00067496 | 0.071893 | 0 | 0.071893 | 0.0019622 | 0.209 | 0 | 0.209 | 0.0020606 | 0.21948 | 0 | 0.21948 | 0.031937 | 0.019879 | 0.057791 | 0.060689 | 0.0019622 | 0.00054257 | 0.209 | 0.057791 | 0 | 0 | 0.209 | 0.057791 | [11 empty] | WLDFR | HFTD - Distribution - Tier 2 - 2QU CoRE ¦ 5QU LoRE | Red Flag Warning - Large Fires | 2037 | 4.1978e-08 | 2.0989e-08 | 5.3972e-08 | 6.1205 | 0.77885 | 3.4265 | 1.9151 | 0 | 0 | 0 | 3.4967e-05 |  | 2.5693e-07 | 0 | 2.5693e-07 | 1.2846e-07 | 0 | 1.2846e-07 | 3.3034e-07 | 0 | 3.3034e-07 | [16 empty] | 7.3.1.3 Ignition probability mapping showing the probability of ignition along the electric lines and equipmentWLDFRAggregatedAggregated | WLDFR | HFTD - Distribution - Tier 2 - 2QU CoRE ¦ 5QU LoRE | Seismic - Red Flag Warning - Catastrophic Fires | Aggregated | Aggregated | 2041 | 5.7805e-09 | 0 | 1453.2434 | 8.4005e-06 | 2041 | Mitigation | 0.08575 | 30 | 0 | esc | 0.0012005 | 6.9395e-12 | 0.00060025 | 3.4697e-12 | 0.0015435 | 8.9222e-12
[35 empty] | 7.3.1.3 Ignition probability mapping showing the probability of ignition along the electric lines and equipment | WLDFR | HFTD - Distribution - Tier 3 - 3QU CoRE ¦ 5QU LoRE | 2041 | 0.25842 | 0.0010844 | 0.1155 | 0 | 0.1155 | 0.00067496 | 0.071893 | 0 | 0.071893 | 0.0019622 | 0.209 | 0 | 0.209 | 0.0020606 | 0.21948 | 0 | 0.21948 | 0.029847 | 0.018579 | 0.054011 | 0.056719 | 0.0019622 | 0.00050707 | 0.209 | 0.054011 | 0 | 0 | 0.209 | 0.054011 | [11 empty] | WLDFR | HFTD - Distribution - Tier 2 - 2QU CoRE ¦ 5QU LoRE | Red Flag Warning - Large Fires | 2038 | 4.1978e-08 | 2.0989e-08 | 5.3972e-08 | 6.5028 | 0.81304 | 3.6355 | 2.0543 | 0 | 0 | 0 | 3.4967e-05 |  | 2.7298e-07 | 0 | 2.7298e-07 | 1.3649e-07 | 0 | 1.3649e-07 | 3.5097e-07 | 0 | 3.5097e-07 | [16 empty] | 7.3.1.3 Ignition probability mapping showing the probability of ignition along the electric lines and equipmentWLDFRAggregatedAggregated | WLDFR | HFTD - Distribution - Tier 2 - 2QU CoRE ¦ 5QU LoRE | Seismic - Red Flag Warning - Catastrophic Fires | Aggregated | Aggregated | 2042 | 5.7805e-09 | 0 | 1453.2434 | 8.4005e-06 | 2042 | Mitigation | 0.08575 | 30 | 0 | esc | 0.0012005 | 6.9395e-12 | 0.00060025 | 3.4697e-12 | 0.0015435 | 8.9222e-12
[35 empty] | 7.3.1.3 Ignition probability mapping showing the probability of ignition along the electric lines and equipment | WLDFR | HFTD - Distribution - Tier 3 - 3QU CoRE ¦ 5QU LoRE | 2042 | 0.24151 | 0.0010844 | 0.1155 | 0 | 0.1155 | 0.00067496 | 0.071893 | 0 | 0.071893 | 0.0019622 | 0.209 | 0 | 0.209 | 0.0020606 | 0.21948 | 0 | 0.21948 | 0.027895 | 0.017363 | 0.050477 | 0.053008 | 0.0019622 | 0.0004739 | 0.209 | 0.050477 | 0 | 0 | 0.209 | 0.050477 | [11 empty] | WLDFR | HFTD - Distribution - Tier 2 - 2QU CoRE ¦ 5QU LoRE | Red Flag Warning - Large Fires | 2039 | 4.1978e-08 | 2.0989e-08 | 5.3972e-08 | 6.5028 | 0.81304 | 3.6355 | 2.0543 | 0 | 0 | 0 | 3.4967e-05 |  | 2.7298e-07 | 0 | 2.7298e-07 | 1.3649e-07 | 0 | 1.3649e-07 | 3.5097e-07 | 0 | 3.5097e-07 | [16 empty] | 7.3.1.3 Ignition probability mapping showing the probability of ignition along the electric lines and equipmentWLDFRAggregatedAggregated | WLDFR | HFTD - Distribution - Tier 2 - 2QU CoRE ¦ 5QU LoRE | Seismic - Red Flag Warning - Catastrophic Fires | Aggregated | Aggregated | 2043 | 5.7805e-09 | 0 | 1453.2434 | 8.4005e-06 | 2043 | Mitigation | 0.08575 | 30 | 0 | esc | 0.0012005 | 6.9395e-12 | 0.00060025 | 3.4697e-12 | 0.0015435 | 8.9222e-12
[35 empty] | 7.3.1.3 Ignition probability mapping showing the probability of ignition along the electric lines and equipment | WLDFR | HFTD - Distribution - Tier 3 - 3QU CoRE ¦ 5QU LoRE | 2043 | 0.22571 | 0.0010844 | 0.12126 | 0 | 0.12126 | 0.00067496 | 0.075478 | 0 | 0.075478 | 0.0019622 | 0.21942 | 0 | 0.21942 | 0.0020606 | 0.23043 | 0 | 0.23043 | 0.02737 | 0.017036 | 0.049527 | 0.052011 | 0.0019622 | 0.0004429 | 0.21942 | 0.049527 | 0 | 0 | 0.21942 | 0.049527 | [11 empty] | WLDFR | HFTD - Distribution - Tier 2 - 2QU CoRE ¦ 5QU LoRE | Red Flag Warning - Large Fires | 2040 | 4.1978e-08 | 2.0989e-08 | 5.3972e-08 | 6.5028 | 0.81304 | 3.6355 | 2.0543 | 0 | 0 | 0 | 3.4967e-05 |  | 2.7298e-07 | 0 | 2.7298e-07 | 1.3649e-07 | 0 | 1.3649e-07 | 3.5097e-07 | 0 | 3.5097e-07 | [16 empty] | 7.3.1.3 Ignition probability mapping showing the probability of ignition along the electric lines and equipmentWLDFRAggregatedAggregated | WLDFR | HFTD - Distribution - Tier 2 - 2QU CoRE ¦ 5QU LoRE | Seismic - Red Flag Warning - Catastrophic Fires | Aggregated | Aggregated | 2044 | 5.7805e-09 | 0 | 1453.2434 | 8.4005e-06 | 2044 | Mitigation | 0.08575 | 30 | 0 | esc | 0.0012005 | 6.9395e-12 | 0.00060025 | 3.4697e-12 | 0.0015435 | 8.9222e-12
[35 empty] | 7.3.1.3 Ignition probability mapping showing the probability of ignition along the electric lines and equipment | WLDFR | HFTD - Distribution - Tier 3 - 3QU CoRE ¦ 5QU LoRE | 2044 | 0.21095 | 0.0010844 | 0.12126 | 0 | 0.12126 | 0.00067496 | 0.075478 | 0 | 0.075478 | 0.0019622 | 0.21942 | 0 | 0.21942 | 0.0020606 | 0.23043 | 0 | 0.23043 | 0.025579 | 0.015922 | 0.046287 | 0.048608 | 0.0019622 | 0.00041392 | 0.21942 | 0.046287 | 0 | 0 | 0.21942 | 0.046287 | [11 empty] | WLDFR | HFTD - Distribution - Tier 2 - 2QU CoRE ¦ 5QU LoRE | Red Flag Warning - Large Fires | 2041 | 4.1978e-08 | 2.0989e-08 | 5.3972e-08 | 6.5028 | 0.81304 | 3.6355 | 2.0543 | 0 | 0 | 0 | 3.4967e-05 |  | 2.7298e-07 | 0 | 2.7298e-07 | 1.3649e-07 | 0 | 1.3649e-07 | 3.5097e-07 | 0 | 3.5097e-07 | [16 empty] | 7.3.1.3 Ignition probability mapping showing the probability of ignition along the electric lines and equipmentWLDFRAggregatedAggregated | WLDFR | HFTD - Distribution - Tier 2 - 2QU CoRE ¦ 5QU LoRE | Seismic - Red Flag Warning - Catastrophic Fires | Aggregated | Aggregated | 2045 | 5.7805e-09 | 0 | 1453.2434 | 8.4005e-06 | 2045 | Mitigation | 0.08575 | 30 | 0 | esc | 0.0012005 | 6.9395e-12 | 0.00060025 | 3.4697e-12 | 0.0015435 | 8.9222e-12
[35 empty] | 7.3.1.3 Ignition probability mapping showing the probability of ignition along the electric lines and equipment | WLDFR | HFTD - Distribution - Tier 3 - 3QU CoRE ¦ 5QU LoRE | 2045 | 0.19715 | 0.0010844 | 0.12126 | 0 | 0.12126 | 0.00067496 | 0.075478 | 0 | 0.075478 | 0.0019622 | 0.21942 | 0 | 0.21942 | 0.0020606 | 0.23043 | 0 | 0.23043 | 0.023906 | 0.01488 | 0.043259 | 0.045428 | 0.0019622 | 0.00038684 | 0.21942 | 0.043259 | 0 | 0 | 0.21942 | 0.043259 | [11 empty] | WLDFR | HFTD - Distribution - Tier 2 - 2QU CoRE ¦ 5QU LoRE | Red Flag Warning - Large Fires | 2042 | 4.1978e-08 | 2.0989e-08 | 5.3972e-08 | 6.5028 | 0.81304 | 3.6355 | 2.0543 | 0 | 0 | 0 | 3.4967e-05 |  | 2.7298e-07 | 0 | 2.7298e-07 | 1.3649e-07 | 0 | 1.3649e-07 | 3.5097e-07 | 0 | 3.5097e-07 | [16 empty] | 7.3.1.3 Ignition probability mapping showing the probability of ignition along the electric lines and equipmentWLDFRAggregatedAggregated | WLDFR | HFTD - Distribution - Tier 2 - 2QU CoRE ¦ 5QU LoRE | Seismic - Red Flag Warning - Catastrophic Fires | Aggregated | Aggregated | 2046 | 5.7805e-09 | 0 | 1453.2434 | 8.4005e-06 | 2046 | Mitigation | 0.08575 | 30 | 0 | esc | 0.0012005 | 6.9395e-12 | 0.00060025 | 3.4697e-12 | 0.0015435 | 8.9222e-12
[35 empty] | 7.3.1.3 Ignition probability mapping showing the probability of ignition along the electric lines and equipment | WLDFR | HFTD - Distribution - Tier 3 - 3QU CoRE ¦ 5QU LoRE | 2046 | 0.18425 | 0.0010844 | 0.12126 | 0 | 0.12126 | 0.00067496 | 0.075478 | 0 | 0.075478 | 0.0019622 | 0.21942 | 0 | 0.21942 | 0.0020606 | 0.23043 | 0 | 0.23043 | 0.022342 | 0.013907 | 0.040429 | 0.042456 | 0.0019622 | 0.00036154 | 0.21942 | 0.040429 | 0 | 0 | 0.21942 | 0.040429 | [11 empty] | WLDFR | HFTD - Distribution - Tier 2 - 2QU CoRE ¦ 5QU LoRE | Red Flag Warning - Large Fires | 2043 | 4.1978e-08 | 2.0989e-08 | 5.3972e-08 | 6.9209 | 0.84944 | 3.8632 | 2.2083 | 0 | 0 | 0 | 3.4967e-05 |  | 2.9053e-07 | 0 | 2.9053e-07 | 1.4526e-07 | 0 | 1.4526e-07 | 3.7354e-07 | 0 | 3.7354e-07 | [16 empty] | 7.3.1.3 Ignition probability mapping showing the probability of ignition along the electric lines and equipmentWLDFRAggregatedAggregated | WLDFR | HFTD - Distribution - Tier 2 - 2QU CoRE ¦ 5QU LoRE | Seismic - Red Flag Warning - Catastrophic Fires | Aggregated | Aggregated | 2047 | 5.7805e-09 | 0 | 1453.2434 | 8.4005e-06 | 2047 | Mitigation | 0.08575 | 30 | 0 | esc | 0.0012005 | 6.9395e-12 | 0.00060025 | 3.4697e-12 | 0.0015435 | 8.9222e-12
[35 empty] | 7.3.1.3 Ignition probability mapping showing the probability of ignition along the electric lines and equipment | WLDFR | HFTD - Distribution - Tier 3 - 3QU CoRE ¦ 5QU LoRE | 2047 | 0.1722 | 0.0010844 | 0.12126 | 0 | 0.12126 | 0.00067496 | 0.075478 | 0 | 0.075478 | 0.0019622 | 0.21942 | 0 | 0.21942 | 0.0020606 | 0.23043 | 0 | 0.23043 | 0.02088 | 0.012997 | 0.037784 | 0.039679 | 0.0019622 | 0.00033788 | 0.21942 | 0.037784 | 0 | 0 | 0.21942 | 0.037784 | [11 empty] | WLDFR | HFTD - Distribution - Tier 2 - 2QU CoRE ¦ 5QU LoRE | Red Flag Warning - Large Fires | 2044 | 4.1978e-08 | 2.0989e-08 | 5.3972e-08 | 6.9209 | 0.84944 | 3.8632 | 2.2083 | 0 | 0 | 0 | 3.4967e-05 |  | 2.9053e-07 | 0 | 2.9053e-07 | 1.4526e-07 | 0 | 1.4526e-07 | 3.7354e-07 | 0 | 3.7354e-07 | [16 empty] | 7.3.1.3 Ignition probability mapping showing the probability of ignition along the electric lines and equipmentWLDFRAggregatedAggregated | WLDFR | HFTD - Distribution - Tier 2 - 2QU CoRE ¦ 5QU LoRE | Seismic - Red Flag Warning - Catastrophic Fires | Aggregated | Aggregated | 2048 | 5.7805e-09 | 0 | 1453.2434 | 8.4005e-06 | 2048 | Mitigation | 0.08575 | 30 | 0 | esc | 0.0012005 | 6.9395e-12 | 0.00060025 | 3.4697e-12 | 0.0015435 | 8.9222e-12
[35 empty] | 7.3.1.3 Ignition probability mapping showing the probability of ignition along the electric lines and equipment | WLDFR | HFTD - Distribution - Tier 3 - 3QU CoRE ¦ 5QU LoRE | 2048 | 0.16093 | 0.0010844 | 0.1273 | 0 | 0.1273 | 0.00067496 | 0.079235 | 0 | 0.079235 | 0.0019622 | 0.23035 | 0 | 0.23035 | 0.0020606 | 0.2419 | 0 | 0.2419 | 0.020486 | 0.012751 | 0.03707 | 0.038929 | 0.0019622 | 0.00031578 | 0.23035 | 0.03707 | 0 | 0 | 0.23035 | 0.03707 | [11 empty] | WLDFR | HFTD - Distribution - Tier 2 - 2QU CoRE ¦ 5QU LoRE | Red Flag Warning - Large Fires | 2045 | 4.1978e-08 | 2.0989e-08 | 5.3972e-08 | 6.9209 | 0.84944 | 3.8632 | 2.2083 | 0 | 0 | 0 | 3.4967e-05 |  | 2.9053e-07 | 0 | 2.9053e-07 | 1.4526e-07 | 0 | 1.4526e-07 | 3.7354e-07 | 0 | 3.7354e-07 | [16 empty] | 7.3.1.3 Ignition probability mapping showing the probability of ignition along the electric lines and equipmentWLDFRAggregatedAggregated | WLDFR | HFTD - Distribution - Tier 2 - 2QU CoRE ¦ 5QU LoRE | Seismic - Red Flag Warning - Catastrophic Fires | Aggregated | Aggregated | 2049 | 5.7805e-09 | 0 | 1453.2434 | 8.4005e-06 | 2049 | Mitigation | 0.08575 | 30 | 0 | esc | 0.0012005 | 6.9395e-12 | 0.00060025 | 3.4697e-12 | 0.0015435 | 8.9222e-12
[35 empty] | 7.3.1.3 Ignition probability mapping showing the probability of ignition along the electric lines and equipment | WLDFR | HFTD - Distribution - Tier 3 - 3QU CoRE ¦ 5QU LoRE | 2049 | 0.1504 | 0.0010844 | 0.1273 | 0 | 0.1273 | 0.00067496 | 0.079235 | 0 | 0.079235 | 0.0019622 | 0.23035 | 0 | 0.23035 | 0.0020606 | 0.2419 | 0 | 0.2419 | 0.019145 | 0.011917 | 0.034645 | 0.036382 | 0.0019622 | 0.00029512 | 0.23035 | 0.034645 | 0 | 0 | 0.23035 | 0.034645 | [11 empty] | WLDFR | HFTD - Distribution - Tier 2 - 2QU CoRE ¦ 5QU LoRE | Red Flag Warning - Large Fires | 2046 | 4.1978e-08 | 2.0989e-08 | 5.3972e-08 | 6.9209 | 0.84944 | 3.8632 | 2.2083 | 0 | 0 | 0 | 3.4967e-05 |  | 2.9053e-07 | 0 | 2.9053e-07 | 1.4526e-07 | 0 | 1.4526e-07 | 3.7354e-07 | 0 | 3.7354e-07 | [16 empty] | 7.3.1.3 Ignition probability mapping showing the probability of ignition along the electric lines and equipmentWLDFRAggregatedAggregated | WLDFR | HFTD - Distribution - Tier 2 - 2QU CoRE ¦ 5QU LoRE | Seismic - Red Flag Warning - Catastrophic Fires | Aggregated | Aggregated | 2050 | 5.7805e-09 | 0 | 1453.2434 | 8.4005e-06 | 2050 | Mitigation | 0.08575 | 30 | 0 | esc | 0 | 0 | 0.00060025 | 3.4697e-12 | 0.0015435 | 8.9222e-12
[35 empty] | 7.3.1.3 Ignition probability mapping showing the probability of ignition along the electric lines and equipment | WLDFR | HFTD - Distribution - Tier 3 - 3QU CoRE ¦ 5QU LoRE | 2050 | 0.14056 | 0 | 0 | 0 | 0 | 0.00067496 | 0.079235 | 0 | 0.079235 | 0.0019622 | 0.23035 | 0 | 0.23035 | 0.0020606 | 0.2419 | 0 | 0.2419 | 0 | 0.011138 | 0.032378 | 0.034002 | 0.0019622 | 0.00027581 | 0.23035 | 0.032378 | 0 | 0 | 0.23035 | 0.032378 | [11 empty] | WLDFR | HFTD - Distribution - Tier 2 - 2QU CoRE ¦ 5QU LoRE | Red Flag Warning - Large Fires | 2047 | 4.1978e-08 | 2.0989e-08 | 5.3972e-08 | 6.9209 | 0.84944 | 3.8632 | 2.2083 | 0 | 0 | 0 | 3.4967e-05 |  | 2.9053e-07 | 0 | 2.9053e-07 | 1.4526e-07 | 0 | 1.4526e-07 | 3.7354e-07 | 0 | 3.7354e-07 | [16 empty] | 7.3.1.3 Ignition probability mapping showing the probability of ignition along the electric lines and equipmentWLDFRAggregatedAggregated | WLDFR | HFTD - Distribution - Tier 2 - 2QU CoRE ¦ 5QU LoRE | Seismic - Red Flag Warning - Catastrophic Fires | Aggregated | Aggregated | 2051 | 5.7805e-09 | 0 | 1453.2434 | 8.4005e-06 | 2051 | Mitigation | 0.08575 | 30 | 0 | esc | 0 | 0 | 0 | 0 | 0.0015435 | 8.9222e-12
[35 empty] | 7.3.1.3 Ignition probability mapping showing the probability of ignition along the electric lines and equipment | WLDFR | HFTD - Distribution - Tier 3 - 3QU CoRE ¦ 5QU LoRE | 2051 | 0.13137 | 0 | 0 | 0 | 0 | 0 | 0 | 0 | 0 | 0.0019622 | 0.23035 | 0 | 0.23035 | 0.0020606 | 0.2419 | 0 | 0.2419 | 0 | 0 | 0.03026 | 0.031778 | 0.0019622 | 0.00025777 | 0.23035 | 0.03026 | 0 | 0 | 0.23035 | 0.03026 | [11 empty] | WLDFR | HFTD - Distribution - Tier 2 - 2QU CoRE ¦ 5QU LoRE | Red Flag Warning - Large Fires | 2048 | 4.1978e-08 | 2.0989e-08 | 5.3972e-08 | 7.3713 | 0.88759 | 4.1075 | 2.3763 | 0 | 0 | 0 | 3.4967e-05 |  | 3.0944e-07 | 0 | 3.0944e-07 | 1.5472e-07 | 0 | 1.5472e-07 | 3.9785e-07 | 0 | 3.9785e-07 | [16 empty] | 7.3.1.3 Ignition probability mapping showing the probability of ignition along the electric lines and equipmentWLDFRAggregatedAggregated | WLDFR | HFTD - Distribution - Tier 2 - 3QU CoRE ¦ 1QU LoRE | Non-Red Flag Warning - Catastrophic Fires | Aggregated | Aggregated | 2021 | 4.4097e-06 | 0 | 500.9897 | 0.0022092 | 2021 | Mitigation | 0.08575 | 30 | 0 | esc | 0.0012005 | 5.2938e-09 | 0.00060025 | 2.6469e-09 | 0 | 0
[35 empty] | 7.3.1.3 Ignition probability mapping showing the probability of ignition along the electric lines and equipment | WLDFR | HFTD - Distribution - Tier 3 - 3QU CoRE ¦ 5QU LoRE | 2052 | 0.12277 | 0 | 0 | 0 | 0 | 0 | 0 | 0 | 0 | 0 | 0 | 0 | 0 | 0.0020606 | 0.2419 | 0 | 0.2419 | 0 | 0 | 0 | 0.029699 | 0 | 0 | 0 | 0 | 0 | 0 | 0 | 0 | [11 empty] | WLDFR | HFTD - Distribution - Tier 2 - 2QU CoRE ¦ 5QU LoRE | Red Flag Warning - Large Fires | 2049 | 4.1978e-08 | 2.0989e-08 | 5.3972e-08 | 7.3713 | 0.88759 | 4.1075 | 2.3763 | 0 | 0 | 0 | 3.4967e-05 |  | 3.0944e-07 | 0 | 3.0944e-07 | 1.5472e-07 | 0 | 1.5472e-07 | 3.9785e-07 | 0 | 3.9785e-07 | [16 empty] | 7.3.1.3 Ignition probability mapping showing the probability of ignition along the electric lines and equipmentWLDFRAggregatedAggregated | WLDFR | HFTD - Distribution - Tier 2 - 3QU CoRE ¦ 1QU LoRE | Non-Red Flag Warning - Catastrophic Fires | Aggregated | Aggregated | 2022 | 4.4097e-06 | 0 | 500.9897 | 0.0022092 | 2022 | Mitigation | 0.08575 | 30 | 0 | esc | 0.0012005 | 5.2938e-09 | 0.00060025 | 2.6469e-09 | 0.0015435 | 6.8063e-09
[35 empty] | 7.3.1.3 Ignition probability mapping showing the probability of ignition along the electric lines and equipment | WLDFR | HFTD - Distribution - Tier 3 - 4QU CoRE ¦ 1QU LoRE | 2020 | 1 | 0.021975 | 0.76368 | 0 | 0.76368 | 0 | 0 | 0 | 0 | 0 | 0 | 0 | 0 | 0 | 0 | 0 | 0 | 0.76368 | 0 | 0 | 0 | 0 | 0 | 0 | 0 | 0 | 0 | 0 | 0 | [11 empty] | WLDFR | HFTD - Distribution - Tier 2 - 2QU CoRE ¦ 5QU LoRE | Red Flag Warning - Large Fires | 2050 | 0 | 2.0989e-08 | 5.3972e-08 | 7.3713 | 0.88759 | 4.1075 | 2.3763 | 0 | 0 | 0 | 3.4967e-05 |  | 0 | 0 | 0 | 1.5472e-07 | 0 | 1.5472e-07 | 3.9785e-07 | 0 | 3.9785e-07 | [16 empty] | 7.3.1.3 Ignition probability mapping showing the probability of ignition along the electric lines and equipmentWLDFRAggregatedAggregated | WLDFR | HFTD - Distribution - Tier 2 - 3QU CoRE ¦ 1QU LoRE | Non-Red Flag Warning - Catastrophic Fires | Aggregated | Aggregated | 2023 | 4.4097e-06 | 0 | 500.9897 | 0.0022092 | 2023 | Mitigation | 0.08575 | 30 | 0 | esc | 0.0012005 | 5.2938e-09 | 0.00060025 | 2.6469e-09 | 0.0015435 | 6.8063e-09
[35 empty] | 7.3.1.3 Ignition probability mapping showing the probability of ignition along the electric lines and equipment | WLDFR | HFTD - Distribution - Tier 3 - 4QU CoRE ¦ 1QU LoRE | 2021 | 1 | 0.021975 | 0.76368 | 0 | 0.76368 | 0.013679 | 0.47536 | 0 | 0.47536 | 0 | 0 | 0 | 0 | 0 | 0 | 0 | 0 | 0.76368 | 0.47536 | 0 | 0 | 0 | 0 | 0 | 0 | 0 | 0 | 0 | 0 | [11 empty] | WLDFR | HFTD - Distribution - Tier 2 - 2QU CoRE ¦ 5QU LoRE | Red Flag Warning - Large Fires | 2051 | 0 | 0 | 5.3972e-08 | 7.3713 | 0.88759 | 4.1075 | 2.3763 | 0 | 0 | 0 | 3.4967e-05 |  | 0 | 0 | 0 | 0 | 0 | 0 | 3.9785e-07 | 0 | 3.9785e-07 | [16 empty] | 7.3.1.3 Ignition probability mapping showing the probability of ignition along the electric lines and equipmentWLDFRAggregatedAggregated | WLDFR | HFTD - Distribution - Tier 2 - 3QU CoRE ¦ 1QU LoRE | Non-Red Flag Warning - Catastrophic Fires | Aggregated | Aggregated | 2024 | 4.4097e-06 | 0 | 500.9897 | 0.0022092 | 2024 | Mitigation | 0.08575 | 30 | 0 | esc | 0.0012005 | 5.2938e-09 | 0.00060025 | 2.6469e-09 | 0.0015435 | 6.8063e-09