[79 empty] | WLDFR | HFTD - Distribution - Tier 3 - 3QU CoRE ¦ 4QU LoRE | Non-Red Flag Warning - Catastrophic Fires | 2037 | 1.4134e-09 | 1.4924e-09 | 1.4859e-09 | 1.4152e-09 | 16044.1264 | 263.1074 | 9721.74 | 6059.2791 | 0 | 0 | 0 | 0 | 8.8418e-07 | 2.2676e-05 | 0 | 2.2676e-05 | 2.3944e-05 | 0 | 2.3944e-05 | 2.3841e-05 | 0 | 2.3841e-05 | 2.2705e-05 | 0 | 2.2705e-05
[79 empty] | WLDFR | HFTD - Distribution - Tier 3 - 3QU CoRE ¦ 4QU LoRE | Non-Red Flag Warning - Catastrophic Fires | 2038 | 1.4134e-09 | 1.4924e-09 | 1.4859e-09 | 1.4152e-09 | 16832.3912 | 280.5544 | 10192.2718 | 6359.5651 | 0 | 0 | 0 | 0 | 8.8418e-07 | 2.379e-05 | 0 | 2.379e-05 | 2.5121e-05 | 0 | 2.5121e-05 | 2.5012e-05 | 0 | 2.5012e-05 | 2.3821e-05 | 0 | 2.3821e-05
[79 empty] | WLDFR | HFTD - Distribution - Tier 3 - 3QU CoRE ¦ 4QU LoRE | Non-Red Flag Warning - Catastrophic Fires | 2039 | 1.4134e-09 | 1.4924e-09 | 1.4859e-09 | 1.4152e-09 | 16832.3912 | 280.5544 | 10192.2718 | 6359.5651 | 0 | 0 | 0 | 0 | 8.8418e-07 | 2.379e-05 | 0 | 2.379e-05 | 2.5121e-05 | 0 | 2.5121e-05 | 2.5012e-05 | 0 | 2.5012e-05 | 2.3821e-05 | 0 | 2.3821e-05
[79 empty] | WLDFR | HFTD - Distribution - Tier 3 - 3QU CoRE ¦ 4QU LoRE | Non-Red Flag Warning - Catastrophic Fires | 2040 | 1.4134e-09 | 1.4924e-09 | 1.4859e-09 | 1.4152e-09 | 16832.3912 | 280.5544 | 10192.2718 | 6359.5651 | 0 | 0 | 0 | 0 | 8.8418e-07 | 2.379e-05 | 0 | 2.379e-05 | 2.5121e-05 | 0 | 2.5121e-05 | 2.5012e-05 | 0 | 2.5012e-05 | 2.3821e-05 | 0 | 2.3821e-05
[79 empty] | WLDFR | HFTD - Distribution - Tier 3 - 3QU CoRE ¦ 4QU LoRE | Non-Red Flag Warning - Catastrophic Fires | 2041 | 1.4134e-09 | 1.4924e-09 | 1.4859e-09 | 1.4152e-09 | 16832.3912 | 280.5544 | 10192.2718 | 6359.5651 | 0 | 0 | 0 | 0 | 8.8418e-07 | 2.379e-05 | 0 | 2.379e-05 | 2.5121e-05 | 0 | 2.5121e-05 | 2.5012e-05 | 0 | 2.5012e-05 | 2.3821e-05 | 0 | 2.3821e-05
[79 empty] | WLDFR | HFTD - Distribution - Tier 3 - 3QU CoRE ¦ 4QU LoRE | Non-Red Flag Warning - Catastrophic Fires | 2042 | 1.4134e-09 | 1.4924e-09 | 1.4859e-09 | 1.4152e-09 | 16832.3912 | 280.5544 | 10192.2718 | 6359.5651 | 0 | 0 | 0 | 0 | 8.8418e-07 | 2.379e-05 | 0 | 2.379e-05 | 2.5121e-05 | 0 | 2.5121e-05 | 2.5012e-05 | 0 | 2.5012e-05 | 2.3821e-05 | 0 | 2.3821e-05
[79 empty] | WLDFR | HFTD - Distribution - Tier 3 - 3QU CoRE ¦ 4QU LoRE | Non-Red Flag Warning - Catastrophic Fires | 2043 | 1.4134e-09 | 1.4924e-09 | 1.4859e-09 | 1.4152e-09 | 17672.0852 | 299.42 | 10692.7362 | 6679.929 | 0 | 0 | 0 | 0 | 8.8418e-07 | 2.4977e-05 | 0 | 2.4977e-05 | 2.6374e-05 | 0 | 2.6374e-05 | 2.626e-05 | 0 | 2.626e-05 | 2.5009e-05 | 0 | 2.5009e-05
[79 empty] | WLDFR | HFTD - Distribution - Tier 3 - 3QU CoRE ¦ 4QU LoRE | Non-Red Flag Warning - Catastrophic Fires | 2044 | 1.4134e-09 | 1.4924e-09 | 1.4859e-09 | 1.4152e-09 | 17672.0852 | 299.42 | 10692.7362 | 6679.929 | 0 | 0 | 0 | 0 | 8.8418e-07 | 2.4977e-05 | 0 | 2.4977e-05 | 2.6374e-05 | 0 | 2.6374e-05 | 2.626e-05 | 0 | 2.626e-05 | 2.5009e-05 | 0 | 2.5009e-05
[79 empty] | WLDFR | HFTD - Distribution - Tier 3 - 3QU CoRE ¦ 4QU LoRE | Non-Red Flag Warning - Catastrophic Fires | 2045 | 1.4134e-09 | 1.4924e-09 | 1.4859e-09 | 1.4152e-09 | 17672.0852 | 299.42 | 10692.7362 | 6679.929 | 0 | 0 | 0 | 0 | 8.8418e-07 | 2.4977e-05 | 0 | 2.4977e-05 | 2.6374e-05 | 0 | 2.6374e-05 | 2.626e-05 | 0 | 2.626e-05 | 2.5009e-05 | 0 | 2.5009e-05
[79 empty] | WLDFR | HFTD - Distribution - Tier 3 - 3QU CoRE ¦ 4QU LoRE | Non-Red Flag Warning - Catastrophic Fires | 2046 | 1.4134e-09 | 1.4924e-09 | 1.4859e-09 | 1.4152e-09 | 17672.0852 | 299.42 | 10692.7362 | 6679.929 | 0 | 0 | 0 | 0 | 8.8418e-07 | 2.4977e-05 | 0 | 2.4977e-05 | 2.6374e-05 | 0 | 2.6374e-05 | 2.626e-05 | 0 | 2.626e-05 | 2.5009e-05 | 0 | 2.5009e-05
[79 empty] | WLDFR | HFTD - Distribution - Tier 3 - 3QU CoRE ¦ 4QU LoRE | Non-Red Flag Warning - Catastrophic Fires | 2047 | 1.4134e-09 | 1.4924e-09 | 1.4859e-09 | 1.4152e-09 | 17672.0852 | 299.42 | 10692.7362 | 6679.929 | 0 | 0 | 0 | 0 | 8.8418e-07 | 2.4977e-05 | 0 | 2.4977e-05 | 2.6374e-05 | 0 | 2.6374e-05 | 2.626e-05 | 0 | 2.626e-05 | 2.5009e-05 | 0 | 2.5009e-05
[79 empty] | WLDFR | HFTD - Distribution - Tier 3 - 3QU CoRE ¦ 4QU LoRE | Non-Red Flag Warning - Catastrophic Fires | 2048 | 1.4134e-09 | 1.4924e-09 | 1.4859e-09 | 1.4152e-09 | 18552.3348 | 319.4911 | 11216.5626 | 7016.281 | 0 | 0 | 0 | 0 | 8.8418e-07 | 2.6221e-05 | 0 | 2.6221e-05 | 2.7687e-05 | 0 | 2.7687e-05 | 2.7568e-05 | 0 | 2.7568e-05 | 2.6255e-05 | 0 | 2.6255e-05
[79 empty] | WLDFR | HFTD - Distribution - Tier 3 - 3QU CoRE ¦ 4QU LoRE | Non-Red Flag Warning - Catastrophic Fires | 2049 | 1.4134e-09 | 1.4924e-09 | 1.4859e-09 | 1.4152e-09 | 18552.3348 | 319.4911 | 11216.5626 | 7016.281 | 0 | 0 | 0 | 0 | 8.8418e-07 | 2.6221e-05 | 0 | 2.6221e-05 | 2.7687e-05 | 0 | 2.7687e-05 | 2.7568e-05 | 0 | 2.7568e-05 | 2.6255e-05 | 0 | 2.6255e-05
[79 empty] | WLDFR | HFTD - Distribution - Tier 3 - 3QU CoRE ¦ 4QU LoRE | Non-Red Flag Warning - Catastrophic Fires | 2050 | 0 | 1.4924e-09 | 1.4859e-09 | 1.4152e-09 | 18552.3348 | 319.4911 | 11216.5626 | 7016.281 | 0 | 0 | 0 | 0 | 8.8418e-07 | 0 | 0 | 0 | 2.7687e-05 | 0 | 2.7687e-05 | 2.7568e-05 | 0 | 2.7568e-05 | 2.6255e-05 | 0 | 2.6255e-05
[79 empty] | WLDFR | HFTD - Distribution - Tier 3 - 3QU CoRE ¦ 4QU LoRE | Non-Red Flag Warning - Catastrophic Fires | 2051 | 0 | 0 | 1.4859e-09 | 1.4152e-09 | 18552.3348 | 319.4911 | 11216.5626 | 7016.281 | 0 | 0 | 0 | 0 | 8.8418e-07 | 0 | 0 | 0 | 0 | 0 | 0 | 2.7568e-05 | 0 | 2.7568e-05 | 2.6255e-05 | 0 | 2.6255e-05
[79 empty] | WLDFR | HFTD - Distribution - Tier 3 - 3QU CoRE ¦ 4QU LoRE | Non-Red Flag Warning - Catastrophic Fires | 2052 | 0 | 0 | 0 | 1.4152e-09 | 18552.3348 | 319.4911 | 11216.5626 | 7016.281 | 0 | 0 | 0 | 0 | 8.8418e-07 | 0 | 0 | 0 | 0 | 0 | 0 | 0 | 0 | 0 | 2.6255e-05 | 0 | 2.6255e-05
[79 empty] | WLDFR | HFTD - Distribution - Tier 3 - 3QU CoRE ¦ 4QU LoRE | Non-Red Flag Warning - Destructive Fires | 2020 | 7.5611e-09 | 0 | 0 | 0 | 8807.9522 | 222.2294 | 8585.7228 | 0 | 0 | 0 | 0 | 0 | 1.0774e-06 | 6.6598e-05 | 0 | 6.6598e-05 | 0 | 0 | 0 | 0 | 0 | 0 | 0 | 0 | 0
[79 empty] | WLDFR | HFTD - Distribution - Tier 3 - 3QU CoRE ¦ 4QU LoRE | Non-Red Flag Warning - Destructive Fires | 2021 | 4.0731e-09 | 7.9839e-09 | 0 | 0 | 8807.9522 | 222.2294 | 8585.7228 | 0 | 0 | 0 | 0 | 0 | 1.0774e-06 | 3.5876e-05 | 0 | 3.5876e-05 | 7.0322e-05 | 0 | 7.0322e-05 | 0 | 0 | 0 | 0 | 0 | 0
[79 empty] | WLDFR | HFTD - Distribution - Tier 3 - 3QU CoRE ¦ 4QU LoRE | Non-Red Flag Warning - Destructive Fires | 2022 | 3.615e-09 | 3.8171e-09 | 7.1784e-09 | 0 | 8807.9522 | 222.2294 | 8585.7228 | 0 | 0 | 0 | 0 | 0 | 1.0384e-06 | 3.1841e-05 | 0 | 3.1841e-05 | 3.3621e-05 | 0 | 3.3621e-05 | 6.3227e-05 | 0 | 6.3227e-05 | 0 | 0 | 0
[79 empty] | WLDFR | HFTD - Distribution - Tier 3 - 3QU CoRE ¦ 4QU LoRE | Non-Red Flag Warning - Destructive Fires | 2023 | 3.615e-09 | 3.8171e-09 | 3.8006e-09 | 6.8366e-09 | 9129.7461 | 233.2301 | 8896.516 | 0 | 0 | 0 | 0 | 0 | 1.0384e-06 | 3.3004e-05 | 0 | 3.3004e-05 | 3.4849e-05 | 0 | 3.4849e-05 | 3.4699e-05 | 0 | 3.4699e-05 | 6.2416e-05 | 0 | 6.2416e-05
[79 empty] | WLDFR | HFTD - Distribution - Tier 3 - 3QU CoRE ¦ 4QU LoRE | Non-Red Flag Warning - Destructive Fires | 2024 | 3.615e-09 | 3.8171e-09 | 3.8006e-09 | 3.6196e-09 | 9129.7461 | 233.2301 | 8896.516 | 0 | 0 | 0 | 0 | 0 | 1.0384e-06 | 3.3004e-05 | 0 | 3.3004e-05 | 3.4849e-05 | 0 | 3.4849e-05 | 3.4699e-05 | 0 | 3.4699e-05 | 3.3046e-05 | 0 | 3.3046e-05
[79 empty] | WLDFR | HFTD - Distribution - Tier 3 - 3QU CoRE ¦ 4QU LoRE | Non-Red Flag Warning - Destructive Fires | 2025 | 3.615e-09 | 3.8171e-09 | 3.8006e-09 | 3.6196e-09 | 9129.7461 | 233.2301 | 8896.516 | 0 | 0 | 0 | 0 | 0 | 1.0384e-06 | 3.3004e-05 | 0 | 3.3004e-05 | 3.4849e-05 | 0 | 3.4849e-05 | 3.4699e-05 | 0 | 3.4699e-05 | 3.3046e-05 | 0 | 3.3046e-05
[79 empty] | WLDFR | HFTD - Distribution - Tier 3 - 3QU CoRE ¦ 4QU LoRE | Non-Red Flag Warning - Destructive Fires | 2026 | 3.615e-09 | 3.8171e-09 | 3.8006e-09 | 3.6196e-09 | 9129.7461 | 233.2301 | 8896.516 | 0 | 0 | 0 | 0 | 0 | 1.0384e-06 | 3.3004e-05 | 0 | 3.3004e-05 | 3.4849e-05 | 0 | 3.4849e-05 | 3.4699e-05 | 0 | 3.4699e-05 | 3.3046e-05 | 0 | 3.3046e-05
[79 empty] | WLDFR | HFTD - Distribution - Tier 3 - 3QU CoRE ¦ 4QU LoRE | Non-Red Flag Warning - Destructive Fires | 2027 | 3.615e-09 | 3.8171e-09 | 3.8006e-09 | 3.6196e-09 | 9129.7461 | 233.2301 | 8896.516 | 0 | 0 | 0 | 0 | 0 | 1.0384e-06 | 3.3004e-05 | 0 | 3.3004e-05 | 3.4849e-05 | 0 | 3.4849e-05 | 3.4699e-05 | 0 | 3.4699e-05 | 3.3046e-05 | 0 | 3.3046e-05
[79 empty] | WLDFR | HFTD - Distribution - Tier 3 - 3QU CoRE ¦ 4QU LoRE | Non-Red Flag Warning - Destructive Fires | 2028 | 3.615e-09 | 3.8171e-09 | 3.8006e-09 | 3.6196e-09 | 9534.9221 | 247.273 | 9287.6491 | 0 | 0 | 0 | 0 | 0 | 1.0384e-06 | 3.4468e-05 | 0 | 3.4468e-05 | 3.6396e-05 | 0 | 3.6396e-05 | 3.6238e-05 | 0 | 3.6238e-05 | 3.4513e-05 | 0 | 3.4513e-05
[79 empty] | WLDFR | HFTD - Distribution - Tier 3 - 3QU CoRE ¦ 4QU LoRE | Non-Red Flag Warning - Destructive Fires | 2029 | 3.615e-09 | 3.8171e-09 | 3.8006e-09 | 3.6196e-09 | 9534.9221 | 247.273 | 9287.6491 | 0 | 0 | 0 | 0 | 0 | 1.0384e-06 | 3.4468e-05 | 0 | 3.4468e-05 | 3.6396e-05 | 0 | 3.6396e-05 | 3.6238e-05 | 0 | 3.6238e-05 | 3.4513e-05 | 0 | 3.4513e-05
[79 empty] | WLDFR | HFTD - Distribution - Tier 3 - 3QU CoRE ¦ 4QU LoRE | Non-Red Flag Warning - Destructive Fires | 2030 | 3.615e-09 | 3.8171e-09 | 3.8006e-09 | 3.6196e-09 | 9534.9221 | 247.273 | 9287.6491 | 0 | 0 | 0 | 0 | 0 | 1.0384e-06 | 3.4468e-05 | 0 | 3.4468e-05 | 3.6396e-05 | 0 | 3.6396e-05 | 3.6238e-05 | 0 | 3.6238e-05 | 3.4513e-05 | 0 | 3.4513e-05
[79 empty] | WLDFR | HFTD - Distribution - Tier 3 - 3QU CoRE ¦ 4QU LoRE | Non-Red Flag Warning - Destructive Fires | 2031 | 3.615e-09 | 3.8171e-09 | 3.8006e-09 | 3.6196e-09 | 9534.9221 | 247.273 | 9287.6491 | 0 | 0 | 0 | 0 | 0 | 1.0384e-06 | 3.4468e-05 | 0 | 3.4468e-05 | 3.6396e-05 | 0 | 3.6396e-05 | 3.6238e-05 | 0 | 3.6238e-05 | 3.4513e-05 | 0 | 3.4513e-05
[79 empty] | WLDFR | HFTD - Distribution - Tier 3 - 3QU CoRE ¦ 4QU LoRE | Non-Red Flag Warning - Destructive Fires | 2032 | 3.615e-09 | 3.8171e-09 | 3.8006e-09 | 3.6196e-09 | 9534.9221 | 247.273 | 9287.6491 | 0 | 0 | 0 | 0 | 0 | 1.0384e-06 | 3.4468e-05 | 0 | 3.4468e-05 | 3.6396e-05 | 0 | 3.6396e-05 | 3.6238e-05 | 0 | 3.6238e-05 | 3.4513e-05 | 0 | 3.4513e-05
[79 empty] | WLDFR | HFTD - Distribution - Tier 3 - 3QU CoRE ¦ 4QU LoRE | Non-Red Flag Warning - Destructive Fires | 2033 | 3.615e-09 | 3.8171e-09 | 3.8006e-09 | 3.6196e-09 | 9984.8474 | 263.1074 | 9721.74 | 0 | 0 | 0 | 0 | 0 | 1.0384e-06 | 3.6095e-05 | 0 | 3.6095e-05 | 3.8113e-05 | 0 | 3.8113e-05 | 3.7948e-05 | 0 | 3.7948e-05 | 3.6141e-05 | 0 | 3.6141e-05
[79 empty] | WLDFR | HFTD - Distribution - Tier 3 - 3QU CoRE ¦ 4QU LoRE | Non-Red Flag Warning - Destructive Fires | 2034 | 3.615e-09 | 3.8171e-09 | 3.8006e-09 | 3.6196e-09 | 9984.8474 | 263.1074 | 9721.74 | 0 | 0 | 0 | 0 | 0 | 1.0384e-06 | 3.6095e-05 | 0 | 3.6095e-05 | 3.8113e-05 | 0 | 3.8113e-05 | 3.7948e-05 | 0 | 3.7948e-05 | 3.6141e-05 | 0 | 3.6141e-05
[79 empty] | WLDFR | HFTD - Distribution - Tier 3 - 3QU CoRE ¦ 4QU LoRE | Non-Red Flag Warning - Destructive Fires | 2035 | 3.615e-09 | 3.8171e-09 | 3.8006e-09 | 3.6196e-09 | 9984.8474 | 263.1074 | 9721.74 | 0 | 0 | 0 | 0 | 0 | 1.0384e-06 | 3.6095e-05 | 0 | 3.6095e-05 | 3.8113e-05 | 0 | 3.8113e-05 | 3.7948e-05 | 0 | 3.7948e-05 | 3.6141e-05 | 0 | 3.6141e-05
[79 empty] | WLDFR | HFTD - Distribution - Tier 3 - 3QU CoRE ¦ 4QU LoRE | Non-Red Flag Warning - Destructive Fires | 2036 | 3.615e-09 | 3.8171e-09 | 3.8006e-09 | 3.6196e-09 | 9984.8474 | 263.1074 | 9721.74 | 0 | 0 | 0 | 0 | 0 | 1.0384e-06 | 3.6095e-05 | 0 | 3.6095e-05 | 3.8113e-05 | 0 | 3.8113e-05 | 3.7948e-05 | 0 | 3.7948e-05 | 3.6141e-05 | 0 | 3.6141e-05
[79 empty] | WLDFR | HFTD - Distribution - Tier 3 - 3QU CoRE ¦ 4QU LoRE | Non-Red Flag Warning - Destructive Fires | 2037 | 3.615e-09 | 3.8171e-09 | 3.8006e-09 | 3.6196e-09 | 9984.8474 | 263.1074 | 9721.74 | 0 | 0 | 0 | 0 | 0 | 1.0384e-06 | 3.6095e-05 | 0 | 3.6095e-05 | 3.8113e-05 | 0 | 3.8113e-05 | 3.7948e-05 | 0 | 3.7948e-05 | 3.6141e-05 | 0 | 3.6141e-05
[79 empty] | WLDFR | HFTD - Distribution - Tier 3 - 3QU CoRE ¦ 4QU LoRE | Non-Red Flag Warning - Destructive Fires | 2038 | 3.615e-09 | 3.8171e-09 | 3.8006e-09 | 3.6196e-09 | 10472.8261 | 280.5544 | 10192.2718 | 0 | 0 | 0 | 0 | 0 | 1.0384e-06 | 3.7859e-05 | 0 | 3.7859e-05 | 3.9976e-05 | 0 | 3.9976e-05 | 3.9803e-05 | 0 | 3.9803e-05 | 3.7908e-05 | 0 | 3.7908e-05
[79 empty] | WLDFR | HFTD - Distribution - Tier 3 - 3QU CoRE ¦ 4QU LoRE | Non-Red Flag Warning - Destructive Fires | 2039 | 3.615e-09 | 3.8171e-09 | 3.8006e-09 | 3.6196e-09 | 10472.8261 | 280.5544 | 10192.2718 | 0 | 0 | 0 | 0 | 0 | 1.0384e-06 | 3.7859e-05 | 0 | 3.7859e-05 | 3.9976e-05 | 0 | 3.9976e-05 | 3.9803e-05 | 0 | 3.9803e-05 | 3.7908e-05 | 0 | 3.7908e-05
[79 empty] | WLDFR | HFTD - Distribution - Tier 3 - 3QU CoRE ¦ 4QU LoRE | Non-Red Flag Warning - Destructive Fires | 2040 | 3.615e-09 | 3.8171e-09 | 3.8006e-09 | 3.6196e-09 | 10472.8261 | 280.5544 | 10192.2718 | 0 | 0 | 0 | 0 | 0 | 1.0384e-06 | 3.7859e-05 | 0 | 3.7859e-05 | 3.9976e-05 | 0 | 3.9976e-05 | 3.9803e-05 | 0 | 3.9803e-05 | 3.7908e-05 | 0 | 3.7908e-05
[79 empty] | WLDFR | HFTD - Distribution - Tier 3 - 3QU CoRE ¦ 4QU LoRE | Non-Red Flag Warning - Destructive Fires | 2041 | 3.615e-09 | 3.8171e-09 | 3.8006e-09 | 3.6196e-09 | 10472.8261 | 280.5544 | 10192.2718 | 0 | 0 | 0 | 0 | 0 | 1.0384e-06 | 3.7859e-05 | 0 | 3.7859e-05 | 3.9976e-05 | 0 | 3.9976e-05 | 3.9803e-05 | 0 | 3.9803e-05 | 3.7908e-05 | 0 | 3.7908e-05
[79 empty] | WLDFR | HFTD - Distribution - Tier 3 - 3QU CoRE ¦ 4QU LoRE | Non-Red Flag Warning - Destructive Fires | 2042 | 3.615e-09 | 3.8171e-09 | 3.8006e-09 | 3.6196e-09 | 10472.8261 | 280.5544 | 10192.2718 | 0 | 0 | 0 | 0 | 0 | 1.0384e-06 | 3.7859e-05 | 0 | 3.7859e-05 | 3.9976e-05 | 0 | 3.9976e-05 | 3.9803e-05 | 0 | 3.9803e-05 | 3.7908e-05 | 0 | 3.7908e-05
[79 empty] | WLDFR | HFTD - Distribution - Tier 3 - 3QU CoRE ¦ 4QU LoRE | Non-Red Flag Warning - Destructive Fires | 2043 | 3.615e-09 | 3.8171e-09 | 3.8006e-09 | 3.6196e-09 | 10992.1562 | 299.42 | 10692.7362 | 0 | 0 | 0 | 0 | 0 | 1.0384e-06 | 3.9736e-05 | 0 | 3.9736e-05 | 4.1958e-05 | 0 | 4.1958e-05 | 4.1777e-05 | 0 | 4.1777e-05 | 3.9787e-05 | 0 | 3.9787e-05
[79 empty] | WLDFR | HFTD - Distribution - Tier 3 - 3QU CoRE ¦ 4QU LoRE | Non-Red Flag Warning - Destructive Fires | 2044 | 3.615e-09 | 3.8171e-09 | 3.8006e-09 | 3.6196e-09 | 10992.1562 | 299.42 | 10692.7362 | 0 | 0 | 0 | 0 | 0 | 1.0384e-06 | 3.9736e-05 | 0 | 3.9736e-05 | 4.1958e-05 | 0 | 4.1958e-05 | 4.1777e-05 | 0 | 4.1777e-05 | 3.9787e-05 | 0 | 3.9787e-05
[79 empty] | WLDFR | HFTD - Distribution - Tier 3 - 3QU CoRE ¦ 4QU LoRE | Non-Red Flag Warning - Destructive Fires | 2045 | 3.615e-09 | 3.8171e-09 | 3.8006e-09 | 3.6196e-09 | 10992.1562 | 299.42 | 10692.7362 | 0 | 0 | 0 | 0 | 0 | 1.0384e-06 | 3.9736e-05 | 0 | 3.9736e-05 | 4.1958e-05 | 0 | 4.1958e-05 | 4.1777e-05 | 0 | 4.1777e-05 | 3.9787e-05 | 0 | 3.9787e-05
[79 empty] | WLDFR | HFTD - Distribution - Tier 3 - 3QU CoRE ¦ 4QU LoRE | Non-Red Flag Warning - Destructive Fires | 2046 | 3.615e-09 | 3.8171e-09 | 3.8006e-09 | 3.6196e-09 | 10992.1562 | 299.42 | 10692.7362 | 0 | 0 | 0 | 0 | 0 | 1.0384e-06 | 3.9736e-05 | 0 | 3.9736e-05 | 4.1958e-05 | 0 | 4.1958e-05 | 4.1777e-05 | 0 | 4.1777e-05 | 3.9787e-05 | 0 | 3.9787e-05
[79 empty] | WLDFR | HFTD - Distribution - Tier 3 - 3QU CoRE ¦ 4QU LoRE | Non-Red Flag Warning - Destructive Fires | 2047 | 3.615e-09 | 3.8171e-09 | 3.8006e-09 | 3.6196e-09 | 10992.1562 | 299.42 | 10692.7362 | 0 | 0 | 0 | 0 | 0 | 1.0384e-06 | 3.9736e-05 | 0 | 3.9736e-05 | 4.1958e-05 | 0 | 4.1958e-05 | 4.1777e-05 | 0 | 4.1777e-05 | 3.9787e-05 | 0 | 3.9787e-05
[79 empty] | WLDFR | HFTD - Distribution - Tier 3 - 3QU CoRE ¦ 4QU LoRE | Non-Red Flag Warning - Destructive Fires | 2048 | 3.615e-09 | 3.8171e-09 | 3.8006e-09 | 3.6196e-09 | 11536.0538 | 319.4911 | 11216.5626 | 0 | 0 | 0 | 0 | 0 | 1.0384e-06 | 4.1703e-05 | 0 | 4.1703e-05 | 4.4034e-05 | 0 | 4.4034e-05 | 4.3844e-05 | 0 | 4.3844e-05 | 4.1756e-05 | 0 | 4.1756e-05
[79 empty] | WLDFR | HFTD - Distribution - Tier 3 - 3QU CoRE ¦ 4QU LoRE | Non-Red Flag Warning - Destructive Fires | 2049 | 3.615e-09 | 3.8171e-09 | 3.8006e-09 | 3.6196e-09 | 11536.0538 | 319.4911 | 11216.5626 | 0 | 0 | 0 | 0 | 0 | 1.0384e-06 | 4.1703e-05 | 0 | 4.1703e-05 | 4.4034e-05 | 0 | 4.4034e-05 | 4.3844e-05 | 0 | 4.3844e-05 | 4.1756e-05 | 0 | 4.1756e-05
[79 empty] | WLDFR | HFTD - Distribution - Tier 3 - 3QU CoRE ¦ 4QU LoRE | Non-Red Flag Warning - Destructive Fires | 2050 | 0 | 3.8171e-09 | 3.8006e-09 | 3.6196e-09 | 11536.0538 | 319.4911 | 11216.5626 | 0 | 0 | 0 | 0 | 0 | 1.0384e-06 | 0 | 0 | 0 | 4.4034e-05 | 0 | 4.4034e-05 | 4.3844e-05 | 0 | 4.3844e-05 | 4.1756e-05 | 0 | 4.1756e-05
[79 empty] | WLDFR | HFTD - Distribution - Tier 3 - 3QU CoRE ¦ 4QU LoRE | Non-Red Flag Warning - Destructive Fires | 2051 | 0 | 0 | 3.8006e-09 | 3.6196e-09 | 11536.0538 | 319.4911 | 11216.5626 | 0 | 0 | 0 | 0 | 0 | 1.0384e-06 | 0 | 0 | 0 | 0 | 0 | 0 | 4.3844e-05 | 0 | 4.3844e-05 | 4.1756e-05 | 0 | 4.1756e-05
[79 empty] | WLDFR | HFTD - Distribution - Tier 3 - 3QU CoRE ¦ 4QU LoRE | Non-Red Flag Warning - Destructive Fires | 2052 | 0 | 0 | 0 | 3.6196e-09 | 11536.0538 | 319.4911 | 11216.5626 | 0 | 0 | 0 | 0 | 0 | 1.0384e-06 | 0 | 0 | 0 | 0 | 0 | 0 | 0 | 0 | 0 | 4.1756e-05 | 0 | 4.1756e-05
[79 empty] | WLDFR | HFTD - Distribution - Tier 3 - 3QU CoRE ¦ 4QU LoRE | Non-Red Flag Warning - Large Fires | 2020 | 8.7468e-08 | 0 | 0 | 0 | 5.2406 | 0.69642 | 2.942 | 1.6022 | 0 | 0 | 0 | 0 | 1.1466e-05 | 4.5838e-07 | 0 | 4.5838e-07 | 0 | 0 | 0 | 0 | 0 | 0 | 0 | 0 | 0
[79 empty] | WLDFR | HFTD - Distribution - Tier 3 - 3QU CoRE ¦ 4QU LoRE | Non-Red Flag Warning - Large Fires | 2021 | 4.5053e-08 | 9.2358e-08 | 0 | 0 | 5.2406 | 0.69642 | 2.942 | 1.6022 | 0 | 0 | 0 | 0 | 1.1466e-05 | 2.361e-07 | 0 | 2.361e-07 | 4.8401e-07 | 0 | 4.8401e-07 | 0 | 0 | 0 | 0 | 0 | 0
[79 empty] | WLDFR | HFTD - Distribution - Tier 3 - 3QU CoRE ¦ 4QU LoRE | Non-Red Flag Warning - Large Fires | 2022 | 3.9989e-08 | 4.2225e-08 | 8.3084e-08 | 0 | 5.2406 | 0.69642 | 2.942 | 1.6022 | 0 | 0 | 0 | 0 | 1.1075e-05 | 2.0957e-07 | 0 | 2.0957e-07 | 2.2128e-07 | 0 | 2.2128e-07 | 4.3541e-07 | 0 | 4.3541e-07 | 0 | 0 | 0
[79 empty] | WLDFR | HFTD - Distribution - Tier 3 - 3QU CoRE ¦ 4QU LoRE | Non-Red Flag Warning - Large Fires | 2023 | 3.9989e-08 | 4.2225e-08 | 4.2043e-08 | 7.9128e-08 | 5.475 | 0.71896 | 3.0715 | 1.6846 | 0 | 0 | 0 | 0 | 1.1075e-05 | 2.1894e-07 | 0 | 2.1894e-07 | 2.3118e-07 | 0 | 2.3118e-07 | 2.3019e-07 | 0 | 2.3019e-07 | 4.3323e-07 | 0 | 4.3323e-07
[79 empty] | WLDFR | HFTD - Distribution - Tier 3 - 3QU CoRE ¦ 4QU LoRE | Non-Red Flag Warning - Large Fires | 2024 | 3.9989e-08 | 4.2225e-08 | 4.2043e-08 | 4.0041e-08 | 5.475 | 0.71896 | 3.0715 | 1.6846 | 0 | 0 | 0 | 0 | 1.1075e-05 | 2.1894e-07 | 0 | 2.1894e-07 | 2.3118e-07 | 0 | 2.3118e-07 | 2.3019e-07 | 0 | 2.3019e-07 | 2.1922e-07 | 0 | 2.1922e-07
[79 empty] | WLDFR | HFTD - Distribution - Tier 3 - 3QU CoRE ¦ 4QU LoRE | Non-Red Flag Warning - Large Fires | 2025 | 3.9989e-08 | 4.2225e-08 | 4.2043e-08 | 4.0041e-08 | 5.475 | 0.71896 | 3.0715 | 1.6846 | 0 | 0 | 0 | 0 | 1.1075e-05 | 2.1894e-07 | 0 | 2.1894e-07 | 2.3118e-07 | 0 | 2.3118e-07 | 2.3019e-07 | 0 | 2.3019e-07 | 2.1922e-07 | 0 | 2.1922e-07
[79 empty] | WLDFR | HFTD - Distribution - Tier 3 - 3QU CoRE ¦ 4QU LoRE | Non-Red Flag Warning - Large Fires | 2026 | 3.9989e-08 | 4.2225e-08 | 4.2043e-08 | 4.0041e-08 | 5.475 | 0.71896 | 3.0715 | 1.6846 | 0 | 0 | 0 | 0 | 1.1075e-05 | 2.1894e-07 | 0 | 2.1894e-07 | 2.3118e-07 | 0 | 2.3118e-07 | 2.3019e-07 | 0 | 2.3019e-07 | 2.1922e-07 | 0 | 2.1922e-07
[79 empty] | WLDFR | HFTD - Distribution - Tier 3 - 3QU CoRE ¦ 4QU LoRE | Non-Red Flag Warning - Large Fires | 2027 | 3.9989e-08 | 4.2225e-08 | 4.2043e-08 | 4.0041e-08 | 5.475 | 0.71896 | 3.0715 | 1.6846 | 0 | 0 | 0 | 0 | 1.1075e-05 | 2.1894e-07 | 0 | 2.1894e-07 | 2.3118e-07 | 0 | 2.3118e-07 | 2.3019e-07 | 0 | 2.3019e-07 | 2.1922e-07 | 0 | 2.1922e-07
[79 empty] | WLDFR | HFTD - Distribution - Tier 3 - 3QU CoRE ¦ 4QU LoRE | Non-Red Flag Warning - Large Fires | 2028 | 3.9989e-08 | 4.2225e-08 | 4.2043e-08 | 4.0041e-08 | 5.777 | 0.74734 | 3.238 | 1.7917 | 0 | 0 | 0 | 0 | 1.1075e-05 | 2.3102e-07 | 0 | 2.3102e-07 | 2.4394e-07 | 0 | 2.4394e-07 | 2.4288e-07 | 0 | 2.4288e-07 | 2.3132e-07 | 0 | 2.3132e-07
[79 empty] | WLDFR | HFTD - Distribution - Tier 3 - 3QU CoRE ¦ 4QU LoRE | Non-Red Flag Warning - Large Fires | 2029 | 3.9989e-08 | 4.2225e-08 | 4.2043e-08 | 4.0041e-08 | 5.777 | 0.74734 | 3.238 | 1.7917 | 0 | 0 | 0 | 0 | 1.1075e-05 | 2.3102e-07 | 0 | 2.3102e-07 | 2.4394e-07 | 0 | 2.4394e-07 | 2.4288e-07 | 0 | 2.4288e-07 | 2.3132e-07 | 0 | 2.3132e-07
[79 empty] | WLDFR | HFTD - Distribution - Tier 3 - 3QU CoRE ¦ 4QU LoRE | Non-Red Flag Warning - Large Fires | 2030 | 3.9989e-08 | 4.2225e-08 | 4.2043e-08 | 4.0041e-08 | 5.777 | 0.74734 | 3.238 | 1.7917 | 0 | 0 | 0 | 0 | 1.1075e-05 | 2.3102e-07 | 0 | 2.3102e-07 | 2.4394e-07 | 0 | 2.4394e-07 | 2.4288e-07 | 0 | 2.4288e-07 | 2.3132e-07 | 0 | 2.3132e-07
[79 empty] | WLDFR | HFTD - Distribution - Tier 3 - 3QU CoRE ¦ 4QU LoRE | Non-Red Flag Warning - Large Fires | 2031 | 3.9989e-08 | 4.2225e-08 | 4.2043e-08 | 4.0041e-08 | 5.777 | 0.74734 | 3.238 | 1.7917 | 0 | 0 | 0 | 0 | 1.1075e-05 | 2.3102e-07 | 0 | 2.3102e-07 | 2.4394e-07 | 0 | 2.4394e-07 | 2.4288e-07 | 0 | 2.4288e-07 | 2.3132e-07 | 0 | 2.3132e-07
[79 empty] | WLDFR | HFTD - Distribution - Tier 3 - 3QU CoRE ¦ 4QU LoRE | Non-Red Flag Warning - Large Fires | 2032 | 3.9989e-08 | 4.2225e-08 | 4.2043e-08 | 4.0041e-08 | 5.777 | 0.74734 | 3.238 | 1.7917 | 0 | 0 | 0 | 0 | 1.1075e-05 | 2.3102e-07 | 0 | 2.3102e-07 | 2.4394e-07 | 0 | 2.4394e-07 | 2.4288e-07 | 0 | 2.4288e-07 | 2.3132e-07 | 0 | 2.3132e-07
[79 empty] | WLDFR | HFTD - Distribution - Tier 3 - 3QU CoRE ¦ 4QU LoRE | Non-Red Flag Warning - Large Fires | 2033 | 3.9989e-08 | 4.2225e-08 | 4.2043e-08 | 4.0041e-08 | 6.1205 | 0.77885 | 3.4265 | 1.9151 | 0 | 0 | 0 | 0 | 1.1075e-05 | 2.4475e-07 | 0 | 2.4475e-07 | 2.5844e-07 | 0 | 2.5844e-07 | 2.5732e-07 | 0 | 2.5732e-07 | 2.4507e-07 | 0 | 2.4507e-07
[79 empty] | WLDFR | HFTD - Distribution - Tier 3 - 3QU CoRE ¦ 4QU LoRE | Non-Red Flag Warning - Large Fires | 2034 | 3.9989e-08 | 4.2225e-08 | 4.2043e-08 | 4.0041e-08 | 6.1205 | 0.77885 | 3.4265 | 1.9151 | 0 | 0 | 0 | 0 | 1.1075e-05 | 2.4475e-07 | 0 | 2.4475e-07 | 2.5844e-07 | 0 | 2.5844e-07 | 2.5732e-07 | 0 | 2.5732e-07 | 2.4507e-07 | 0 | 2.4507e-07
[79 empty] | WLDFR | HFTD - Distribution - Tier 3 - 3QU CoRE ¦ 4QU LoRE | Non-Red Flag Warning - Large Fires | 2035 | 3.9989e-08 | 4.2225e-08 | 4.2043e-08 | 4.0041e-08 | 6.1205 | 0.77885 | 3.4265 | 1.9151 | 0 | 0 | 0 | 0 | 1.1075e-05 | 2.4475e-07 | 0 | 2.4475e-07 | 2.5844e-07 | 0 | 2.5844e-07 | 2.5732e-07 | 0 | 2.5732e-07 | 2.4507e-07 | 0 | 2.4507e-07
[79 empty] | WLDFR | HFTD - Distribution - Tier 3 - 3QU CoRE ¦ 4QU LoRE | Non-Red Flag Warning - Large Fires | 2036 | 3.9989e-08 | 4.2225e-08 | 4.2043e-08 | 4.0041e-08 | 6.1205 | 0.77885 | 3.4265 | 1.9151 | 0 | 0 | 0 | 0 | 1.1075e-05 | 2.4475e-07 | 0 | 2.4475e-07 | 2.5844e-07 | 0 | 2.5844e-07 | 2.5732e-07 | 0 | 2.5732e-07 | 2.4507e-07 | 0 | 2.4507e-07
[79 empty] | WLDFR | HFTD - Distribution - Tier 3 - 3QU CoRE ¦ 4QU LoRE | Non-Red Flag Warning - Large Fires | 2037 | 3.9989e-08 | 4.2225e-08 | 4.2043e-08 | 4.0041e-08 | 6.1205 | 0.77885 | 3.4265 | 1.9151 | 0 | 0 | 0 | 0 | 1.1075e-05 | 2.4475e-07 | 0 | 2.4475e-07 | 2.5844e-07 | 0 | 2.5844e-07 | 2.5732e-07 | 0 | 2.5732e-07 | 2.4507e-07 | 0 | 2.4507e-07
[79 empty] | WLDFR | HFTD - Distribution - Tier 3 - 3QU CoRE ¦ 4QU LoRE | Non-Red Flag Warning - Large Fires | 2038 | 3.9989e-08 | 4.2225e-08 | 4.2043e-08 | 4.0041e-08 | 6.5028 | 0.81304 | 3.6355 | 2.0543 | 0 | 0 | 0 | 0 | 1.1075e-05 | 2.6004e-07 | 0 | 2.6004e-07 | 2.7458e-07 | 0 | 2.7458e-07 | 2.734e-07 | 0 | 2.734e-07 | 2.6038e-07 | 0 | 2.6038e-07
[79 empty] | WLDFR | HFTD - Distribution - Tier 3 - 3QU CoRE ¦ 4QU LoRE | Non-Red Flag Warning - Large Fires | 2039 | 3.9989e-08 | 4.2225e-08 | 4.2043e-08 | 4.0041e-08 | 6.5028 | 0.81304 | 3.6355 | 2.0543 | 0 | 0 | 0 | 0 | 1.1075e-05 | 2.6004e-07 | 0 | 2.6004e-07 | 2.7458e-07 | 0 | 2.7458e-07 | 2.734e-07 | 0 | 2.734e-07 | 2.6038e-07 | 0 | 2.6038e-07
[79 empty] | WLDFR | HFTD - Distribution - Tier 3 - 3QU CoRE ¦ 4QU LoRE | Non-Red Flag Warning - Large Fires | 2040 | 3.9989e-08 | 4.2225e-08 | 4.2043e-08 | 4.0041e-08 | 6.5028 | 0.81304 | 3.6355 | 2.0543 | 0 | 0 | 0 | 0 | 1.1075e-05 | 2.6004e-07 | 0 | 2.6004e-07 | 2.7458e-07 | 0 | 2.7458e-07 | 2.734e-07 | 0 | 2.734e-07 | 2.6038e-07 | 0 | 2.6038e-07
[79 empty] | WLDFR | HFTD - Distribution - Tier 3 - 3QU CoRE ¦ 4QU LoRE | Non-Red Flag Warning - Large Fires | 2041 | 3.9989e-08 | 4.2225e-08 | 4.2043e-08 | 4.0041e-08 | 6.5028 | 0.81304 | 3.6355 | 2.0543 | 0 | 0 | 0 | 0 | 1.1075e-05 | 2.6004e-07 | 0 | 2.6004e-07 | 2.7458e-07 | 0 | 2.7458e-07 | 2.734e-07 | 0 | 2.734e-07 | 2.6038e-07 | 0 | 2.6038e-07
[79 empty] | WLDFR | HFTD - Distribution - Tier 3 - 3QU CoRE ¦ 4QU LoRE | Non-Red Flag Warning - Large Fires | 2042 | 3.9989e-08 | 4.2225e-08 | 4.2043e-08 | 4.0041e-08 | 6.5028 | 0.81304 | 3.6355 | 2.0543 | 0 | 0 | 0 | 0 | 1.1075e-05 | 2.6004e-07 | 0 | 2.6004e-07 | 2.7458e-07 | 0 | 2.7458e-07 | 2.734e-07 | 0 | 2.734e-07 | 2.6038e-07 | 0 | 2.6038e-07
[79 empty] | WLDFR | HFTD - Distribution - Tier 3 - 3QU CoRE ¦ 4QU LoRE | Non-Red Flag Warning - Large Fires | 2043 | 3.9989e-08 | 4.2225e-08 | 4.2043e-08 | 4.0041e-08 | 6.9209 | 0.84944 | 3.8632 | 2.2083 | 0 | 0 | 0 | 0 | 1.1075e-05 | 2.7676e-07 | 0 | 2.7676e-07 | 2.9224e-07 | 0 | 2.9224e-07 | 2.9098e-07 | 0 | 2.9098e-07 | 2.7712e-07 | 0 | 2.7712e-07
[79 empty] | WLDFR | HFTD - Distribution - Tier 3 - 3QU CoRE ¦ 4QU LoRE | Non-Red Flag Warning - Large Fires | 2044 | 3.9989e-08 | 4.2225e-08 | 4.2043e-08 | 4.0041e-08 | 6.9209 | 0.84944 | 3.8632 | 2.2083 | 0 | 0 | 0 | 0 | 1.1075e-05 | 2.7676e-07 | 0 | 2.7676e-07 | 2.9224e-07 | 0 | 2.9224e-07 | 2.9098e-07 | 0 | 2.9098e-07 | 2.7712e-07 | 0 | 2.7712e-07
[79 empty] | WLDFR | HFTD - Distribution - Tier 3 - 3QU CoRE ¦ 4QU LoRE | Non-Red Flag Warning - Large Fires | 2045 | 3.9989e-08 | 4.2225e-08 | 4.2043e-08 | 4.0041e-08 | 6.9209 | 0.84944 | 3.8632 | 2.2083 | 0 | 0 | 0 | 0 | 1.1075e-05 | 2.7676e-07 | 0 | 2.7676e-07 | 2.9224e-07 | 0 | 2.9224e-07 | 2.9098e-07 | 0 | 2.9098e-07 | 2.7712e-07 | 0 | 2.7712e-07
[79 empty] | WLDFR | HFTD - Distribution - Tier 3 - 3QU CoRE ¦ 4QU LoRE | Non-Red Flag Warning - Large Fires | 2046 | 3.9989e-08 | 4.2225e-08 | 4.2043e-08 | 4.0041e-08 | 6.9209 | 0.84944 | 3.8632 | 2.2083 | 0 | 0 | 0 | 0 | 1.1075e-05 | 2.7676e-07 | 0 | 2.7676e-07 | 2.9224e-07 | 0 | 2.9224e-07 | 2.9098e-07 | 0 | 2.9098e-07 | 2.7712e-07 | 0 | 2.7712e-07
[79 empty] | WLDFR | HFTD - Distribution - Tier 3 - 3QU CoRE ¦ 4QU LoRE | Non-Red Flag Warning - Large Fires | 2047 | 3.9989e-08 | 4.2225e-08 | 4.2043e-08 | 4.0041e-08 | 6.9209 | 0.84944 | 3.8632 | 2.2083 | 0 | 0 | 0 | 0 | 1.1075e-05 | 2.7676e-07 | 0 | 2.7676e-07 | 2.9224e-07 | 0 | 2.9224e-07 | 2.9098e-07 | 0 | 2.9098e-07 | 2.7712e-07 | 0 | 2.7712e-07
[79 empty] | WLDFR | HFTD - Distribution - Tier 3 - 3QU CoRE ¦ 4QU LoRE | Non-Red Flag Warning - Large Fires | 2048 | 3.9989e-08 | 4.2225e-08 | 4.2043e-08 | 4.0041e-08 | 7.3713 | 0.88759 | 4.1075 | 2.3763 | 0 | 0 | 0 | 0 | 1.1075e-05 | 2.9478e-07 | 0 | 2.9478e-07 | 3.1126e-07 | 0 | 3.1126e-07 | 3.0991e-07 | 0 | 3.0991e-07 | 2.9515e-07 | 0 | 2.9515e-07
[79 empty] | WLDFR | HFTD - Distribution - Tier 3 - 3QU CoRE ¦ 4QU LoRE | Non-Red Flag Warning - Large Fires | 2049 | 3.9989e-08 | 4.2225e-08 | 4.2043e-08 | 4.0041e-08 | 7.3713 | 0.88759 | 4.1075 | 2.3763 | 0 | 0 | 0 | 0 | 1.1075e-05 | 2.9478e-07 | 0 | 2.9478e-07 | 3.1126e-07 | 0 | 3.1126e-07 | 3.0991e-07 | 0 | 3.0991e-07 | 2.9515e-07 | 0 | 2.9515e-07
[79 empty] | WLDFR | HFTD - Distribution - Tier 3 - 3QU CoRE ¦ 4QU LoRE | Non-Red Flag Warning - Large Fires | 2050 | 0 | 4.2225e-08 | 4.2043e-08 | 4.0041e-08 | 7.3713 | 0.88759 | 4.1075 | 2.3763 | 0 | 0 | 0 | 0 | 1.1075e-05 | 0 | 0 | 0 | 3.1126e-07 | 0 | 3.1126e-07 | 3.0991e-07 | 0 | 3.0991e-07 | 2.9515e-07 | 0 | 2.9515e-07
[79 empty] | WLDFR | HFTD - Distribution - Tier 3 - 3QU CoRE ¦ 4QU LoRE | Non-Red Flag Warning - Large Fires | 2051 | 0 | 0 | 4.2043e-08 | 4.0041e-08 | 7.3713 | 0.88759 | 4.1075 | 2.3763 | 0 | 0 | 0 | 0 | 1.1075e-05 | 0 | 0 | 0 | 0 | 0 | 0 | 3.0991e-07 | 0 | 3.0991e-07 | 2.9515e-07 | 0 | 2.9515e-07
[79 empty] | WLDFR | HFTD - Distribution - Tier 3 - 3QU CoRE ¦ 4QU LoRE | Non-Red Flag Warning - Large Fires | 2052 | 0 | 0 | 0 | 4.0041e-08 | 7.3713 | 0.88759 | 4.1075 | 2.3763 | 0 | 0 | 0 | 0 | 1.1075e-05 | 0 | 0 | 0 | 0 | 0 | 0 | 0 | 0 | 0 | 2.9515e-07 | 0 | 2.9515e-07
[79 empty] | WLDFR | HFTD - Distribution - Tier 3 - 3QU CoRE ¦ 4QU LoRE | Non-Red Flag Warning - Small Fires | 2020 | 2.8543e-05 | 0 | 0 | 0 | 0.077901 | 0.036425 | 0.0015809 | 0.039895 | 0 | 0 | 0 | 0 | 0.0032994 | 2.2235e-06 | 0 | 2.2235e-06 | 0 | 0 | 0 | 0 | 0 | 0 | 0 | 0 | 0
[79 empty] | WLDFR | HFTD - Distribution - Tier 3 - 3QU CoRE ¦ 4QU LoRE | Non-Red Flag Warning - Small Fires | 2021 | 1.5442e-05 | 3.0138e-05 | 0 | 0 | 0.077901 | 0.036425 | 0.0015809 | 0.039895 | 0 | 0 | 0 | 0 | 0.0032994 | 1.2029e-06 | 0 | 1.2029e-06 | 2.3478e-06 | 0 | 2.3478e-06 | 0 | 0 | 0 | 0 | 0 | 0
[79 empty] | WLDFR | HFTD - Distribution - Tier 3 - 3QU CoRE ¦ 4QU LoRE | Non-Red Flag Warning - Small Fires | 2022 | 1.3615e-05 | 1.4377e-05 | 2.7076e-05 | 0 | 0.077901 | 0.036425 | 0.0015809 | 0.039895 | 0 | 0 | 0 | 0 | 0.0032174 | 1.0606e-06 | 0 | 1.0606e-06 | 1.1199e-06 | 0 | 1.1199e-06 | 2.1092e-06 | 0 | 2.1092e-06 | 0 | 0 | 0
[79 empty] | WLDFR | HFTD - Distribution - Tier 3 - 3QU CoRE ¦ 4QU LoRE | Non-Red Flag Warning - Small Fires | 2023 | 1.3615e-05 | 1.4377e-05 | 1.4314e-05 | 2.5787e-05 | 0.080408 | 0.03759 | 0.0016314 | 0.041187 | 0 | 0 | 0 | 0 | 0.0032174 | 1.0948e-06 | 0 | 1.0948e-06 | 1.156e-06 | 0 | 1.156e-06 | 1.151e-06 | 0 | 1.151e-06 | 2.0735e-06 | 0 | 2.0735e-06
[79 empty] | WLDFR | HFTD - Distribution - Tier 3 - 3QU CoRE ¦ 4QU LoRE | Non-Red Flag Warning - Small Fires | 2024 | 1.3615e-05 | 1.4377e-05 | 1.4314e-05 | 1.3633e-05 | 0.080408 | 0.03759 | 0.0016314 | 0.041187 | 0 | 0 | 0 | 0 | 0.0032174 | 1.0948e-06 | 0 | 1.0948e-06 | 1.156e-06 | 0 | 1.156e-06 | 1.151e-06 | 0 | 1.151e-06 | 1.0962e-06 | 0 | 1.0962e-06
[79 empty] | WLDFR | HFTD - Distribution - Tier 3 - 3QU CoRE ¦ 4QU LoRE | Non-Red Flag Warning - Small Fires | 2025 | 1.3615e-05 | 1.4377e-05 | 1.4314e-05 | 1.3633e-05 | 0.080408 | 0.03759 | 0.0016314 | 0.041187 | 0 | 0 | 0 | 0 | 0.0032174 | 1.0948e-06 | 0 | 1.0948e-06 | 1.156e-06 | 0 | 1.156e-06 | 1.151e-06 | 0 | 1.151e-06 | 1.0962e-06 | 0 | 1.0962e-06
[79 empty] | WLDFR | HFTD - Distribution - Tier 3 - 3QU CoRE ¦ 4QU LoRE | Non-Red Flag Warning - Small Fires | 2026 | 1.3615e-05 | 1.4377e-05 | 1.4314e-05 | 1.3633e-05 | 0.080408 | 0.03759 | 0.0016314 | 0.041187 | 0 | 0 | 0 | 0 | 0.0032174 | 1.0948e-06 | 0 | 1.0948e-06 | 1.156e-06 | 0 | 1.156e-06 | 1.151e-06 | 0 | 1.151e-06 | 1.0962e-06 | 0 | 1.0962e-06
[79 empty] | WLDFR | HFTD - Distribution - Tier 3 - 3QU CoRE ¦ 4QU LoRE | Non-Red Flag Warning - Small Fires | 2027 | 1.3615e-05 | 1.4377e-05 | 1.4314e-05 | 1.3633e-05 | 0.080408 | 0.03759 | 0.0016314 | 0.041187 | 0 | 0 | 0 | 0 | 0.0032174 | 1.0948e-06 | 0 | 1.0948e-06 | 1.156e-06 | 0 | 1.156e-06 | 1.151e-06 | 0 | 1.151e-06 | 1.0962e-06 | 0 | 1.0962e-06
[79 empty] | WLDFR | HFTD - Distribution - Tier 3 - 3QU CoRE ¦ 4QU LoRE | Non-Red Flag Warning - Small Fires | 2028 | 1.3615e-05 | 1.4377e-05 | 1.4314e-05 | 1.3633e-05 | 0.083606 | 0.039055 | 0.001695 | 0.042856 | 0 | 0 | 0 | 0 | 0.0032174 | 1.1383e-06 | 0 | 1.1383e-06 | 1.202e-06 | 0 | 1.202e-06 | 1.1968e-06 | 0 | 1.1968e-06 | 1.1398e-06 | 0 | 1.1398e-06
[79 empty] | WLDFR | HFTD - Distribution - Tier 3 - 3QU CoRE ¦ 4QU LoRE | Non-Red Flag Warning - Small Fires | 2029 | 1.3615e-05 | 1.4377e-05 | 1.4314e-05 | 1.3633e-05 | 0.083606 | 0.039055 | 0.001695 | 0.042856 | 0 | 0 | 0 | 0 | 0.0032174 | 1.1383e-06 | 0 | 1.1383e-06 | 1.202e-06 | 0 | 1.202e-06 | 1.1968e-06 | 0 | 1.1968e-06 | 1.1398e-06 | 0 | 1.1398e-06
[79 empty] | WLDFR | HFTD - Distribution - Tier 3 - 3QU CoRE ¦ 4QU LoRE | Non-Red Flag Warning - Small Fires | 2030 | 1.3615e-05 | 1.4377e-05 | 1.4314e-05 | 1.3633e-05 | 0.083606 | 0.039055 | 0.001695 | 0.042856 | 0 | 0 | 0 | 0 | 0.0032174 | 1.1383e-06 | 0 | 1.1383e-06 | 1.202e-06 | 0 | 1.202e-06 | 1.1968e-06 | 0 | 1.1968e-06 | 1.1398e-06 | 0 | 1.1398e-06
[79 empty] | WLDFR | HFTD - Distribution - Tier 3 - 3QU CoRE ¦ 4QU LoRE | Non-Red Flag Warning - Small Fires | 2031 | 1.3615e-05 | 1.4377e-05 | 1.4314e-05 | 1.3633e-05 | 0.083606 | 0.039055 | 0.001695 | 0.042856 | 0 | 0 | 0 | 0 | 0.0032174 | 1.1383e-06 | 0 | 1.1383e-06 | 1.202e-06 | 0 | 1.202e-06 | 1.1968e-06 | 0 | 1.1968e-06 | 1.1398e-06 | 0 | 1.1398e-06
[79 empty] | WLDFR | HFTD - Distribution - Tier 3 - 3QU CoRE ¦ 4QU LoRE | Non-Red Flag Warning - Small Fires | 2032 | 1.3615e-05 | 1.4377e-05 | 1.4314e-05 | 1.3633e-05 | 0.083606 | 0.039055 | 0.001695 | 0.042856 | 0 | 0 | 0 | 0 | 0.0032174 | 1.1383e-06 | 0 | 1.1383e-06 | 1.202e-06 | 0 | 1.202e-06 | 1.1968e-06 | 0 | 1.1968e-06 | 1.1398e-06 | 0 | 1.1398e-06
[79 empty] | WLDFR | HFTD - Distribution - Tier 3 - 3QU CoRE ¦ 4QU LoRE | Non-Red Flag Warning - Small Fires | 2033 | 1.3615e-05 | 1.4377e-05 | 1.4314e-05 | 1.3633e-05 | 0.087211 | 0.040679 | 0.0017655 | 0.044766 | 0 | 0 | 0 | 0 | 0.0032174 | 1.1874e-06 | 0 | 1.1874e-06 | 1.2538e-06 | 0 | 1.2538e-06 | 1.2484e-06 | 0 | 1.2484e-06 | 1.1889e-06 | 0 | 1.1889e-06
[79 empty] | WLDFR | HFTD - Distribution - Tier 3 - 3QU CoRE ¦ 4QU LoRE | Non-Red Flag Warning - Small Fires | 2034 | 1.3615e-05 | 1.4377e-05 | 1.4314e-05 | 1.3633e-05 | 0.087211 | 0.040679 | 0.0017655 | 0.044766 | 0 | 0 | 0 | 0 | 0.0032174 | 1.1874e-06 | 0 | 1.1874e-06 | 1.2538e-06 | 0 | 1.2538e-06 | 1.2484e-06 | 0 | 1.2484e-06 | 1.1889e-06 | 0 | 1.1889e-06
[79 empty] | WLDFR | HFTD - Distribution - Tier 3 - 3QU CoRE ¦ 4QU LoRE | Non-Red Flag Warning - Small Fires | 2035 | 1.3615e-05 | 1.4377e-05 | 1.4314e-05 | 1.3633e-05 | 0.087211 | 0.040679 | 0.0017655 | 0.044766 | 0 | 0 | 0 | 0 | 0.0032174 | 1.1874e-06 | 0 | 1.1874e-06 | 1.2538e-06 | 0 | 1.2538e-06 | 1.2484e-06 | 0 | 1.2484e-06 | 1.1889e-06 | 0 | 1.1889e-06
[79 empty] | WLDFR | HFTD - Distribution - Tier 3 - 3QU CoRE ¦ 4QU LoRE | Non-Red Flag Warning - Small Fires | 2036 | 1.3615e-05 | 1.4377e-05 | 1.4314e-05 | 1.3633e-05 | 0.087211 | 0.040679 | 0.0017655 | 0.044766 | 0 | 0 | 0 | 0 | 0.0032174 | 1.1874e-06 | 0 | 1.1874e-06 | 1.2538e-06 | 0 | 1.2538e-06 | 1.2484e-06 | 0 | 1.2484e-06 | 1.1889e-06 | 0 | 1.1889e-06
[79 empty] | WLDFR | HFTD - Distribution - Tier 3 - 3QU CoRE ¦ 4QU LoRE | Non-Red Flag Warning - Small Fires | 2037 | 1.3615e-05 | 1.4377e-05 | 1.4314e-05 | 1.3633e-05 | 0.087211 | 0.040679 | 0.0017655 | 0.044766 | 0 | 0 | 0 | 0 | 0.0032174 | 1.1874e-06 | 0 | 1.1874e-06 | 1.2538e-06 | 0 | 1.2538e-06 | 1.2484e-06 | 0 | 1.2484e-06 | 1.1889e-06 | 0 | 1.1889e-06
[79 empty] | WLDFR | HFTD - Distribution - Tier 3 - 3QU CoRE ¦ 4QU LoRE | Non-Red Flag Warning - Small Fires | 2038 | 1.3615e-05 | 1.4377e-05 | 1.4314e-05 | 1.3633e-05 | 0.091184 | 0.042438 | 0.0018418 | 0.046905 | 0 | 0 | 0 | 0 | 0.0032174 | 1.2415e-06 | 0 | 1.2415e-06 | 1.3109e-06 | 0 | 1.3109e-06 | 1.3053e-06 | 0 | 1.3053e-06 | 1.2431e-06 | 0 | 1.2431e-06
[79 empty] | WLDFR | HFTD - Distribution - Tier 3 - 3QU CoRE ¦ 4QU LoRE | Non-Red Flag Warning - Small Fires | 2039 | 1.3615e-05 | 1.4377e-05 | 1.4314e-05 | 1.3633e-05 | 0.091184 | 0.042438 | 0.0018418 | 0.046905 | 0 | 0 | 0 | 0 | 0.0032174 | 1.2415e-06 | 0 | 1.2415e-06 | 1.3109e-06 | 0 | 1.3109e-06 | 1.3053e-06 | 0 | 1.3053e-06 | 1.2431e-06 | 0 | 1.2431e-06
[79 empty] | WLDFR | HFTD - Distribution - Tier 3 - 3QU CoRE ¦ 4QU LoRE | Non-Red Flag Warning - Small Fires | 2040 | 1.3615e-05 | 1.4377e-05 | 1.4314e-05 | 1.3633e-05 | 0.091184 | 0.042438 | 0.0018418 | 0.046905 | 0 | 0 | 0 | 0 | 0.0032174 | 1.2415e-06 | 0 | 1.2415e-06 | 1.3109e-06 | 0 | 1.3109e-06 | 1.3053e-06 | 0 | 1.3053e-06 | 1.2431e-06 | 0 | 1.2431e-06
[79 empty] | WLDFR | HFTD - Distribution - Tier 3 - 3QU CoRE ¦ 4QU LoRE | Non-Red Flag Warning - Small Fires | 2041 | 1.3615e-05 | 1.4377e-05 | 1.4314e-05 | 1.3633e-05 | 0.091184 | 0.042438 | 0.0018418 | 0.046905 | 0 | 0 | 0 | 0 | 0.0032174 | 1.2415e-06 | 0 | 1.2415e-06 | 1.3109e-06 | 0 | 1.3109e-06 | 1.3053e-06 | 0 | 1.3053e-06 | 1.2431e-06 | 0 | 1.2431e-06
[79 empty] | WLDFR | HFTD - Distribution - Tier 3 - 3QU CoRE ¦ 4QU LoRE | Non-Red Flag Warning - Small Fires | 2042 | 1.3615e-05 | 1.4377e-05 | 1.4314e-05 | 1.3633e-05 | 0.091184 | 0.042438 | 0.0018418 | 0.046905 | 0 | 0 | 0 | 0 | 0.0032174 | 1.2415e-06 | 0 | 1.2415e-06 | 1.3109e-06 | 0 | 1.3109e-06 | 1.3053e-06 | 0 | 1.3053e-06 | 1.2431e-06 | 0 | 1.2431e-06
[79 empty] | WLDFR | HFTD - Distribution - Tier 3 - 3QU CoRE ¦ 4QU LoRE | Non-Red Flag Warning - Small Fires | 2043 | 1.3615e-05 | 1.4377e-05 | 1.4314e-05 | 1.3633e-05 | 0.095486 | 0.044306 | 0.0019228 | 0.049257 | 0 | 0 | 0 | 0 | 0.0032174 | 1.3001e-06 | 0 | 1.3001e-06 | 1.3728e-06 | 0 | 1.3728e-06 | 1.3668e-06 | 0 | 1.3668e-06 | 1.3017e-06 | 0 | 1.3017e-06
[79 empty] | WLDFR | HFTD - Distribution - Tier 3 - 3QU CoRE ¦ 4QU LoRE | Non-Red Flag Warning - Small Fires | 2044 | 1.3615e-05 | 1.4377e-05 | 1.4314e-05 | 1.3633e-05 | 0.095486 | 0.044306 | 0.0019228 | 0.049257 | 0 | 0 | 0 | 0 | 0.0032174 | 1.3001e-06 | 0 | 1.3001e-06 | 1.3728e-06 | 0 | 1.3728e-06 | 1.3668e-06 | 0 | 1.3668e-06 | 1.3017e-06 | 0 | 1.3017e-06
[79 empty] | WLDFR | HFTD - Distribution - Tier 3 - 3QU CoRE ¦ 4QU LoRE | Non-Red Flag Warning - Small Fires | 2045 | 1.3615e-05 | 1.4377e-05 | 1.4314e-05 | 1.3633e-05 | 0.095486 | 0.044306 | 0.0019228 | 0.049257 | 0 | 0 | 0 | 0 | 0.0032174 | 1.3001e-06 | 0 | 1.3001e-06 | 1.3728e-06 | 0 | 1.3728e-06 | 1.3668e-06 | 0 | 1.3668e-06 | 1.3017e-06 | 0 | 1.3017e-06
[79 empty] | WLDFR | HFTD - Distribution - Tier 3 - 3QU CoRE ¦ 4QU LoRE | Non-Red Flag Warning - Small Fires | 2046 | 1.3615e-05 | 1.4377e-05 | 1.4314e-05 | 1.3633e-05 | 0.095486 | 0.044306 | 0.0019228 | 0.049257 | 0 | 0 | 0 | 0 | 0.0032174 | 1.3001e-06 | 0 | 1.3001e-06 | 1.3728e-06 | 0 | 1.3728e-06 | 1.3668e-06 | 0 | 1.3668e-06 | 1.3017e-06 | 0 | 1.3017e-06
[79 empty] | WLDFR | HFTD - Distribution - Tier 3 - 3QU CoRE ¦ 4QU LoRE | Non-Red Flag Warning - Small Fires | 2047 | 1.3615e-05 | 1.4377e-05 | 1.4314e-05 | 1.3633e-05 | 0.095486 | 0.044306 | 0.0019228 | 0.049257 | 0 | 0 | 0 | 0 | 0.0032174 | 1.3001e-06 | 0 | 1.3001e-06 | 1.3728e-06 | 0 | 1.3728e-06 | 1.3668e-06 | 0 | 1.3668e-06 | 1.3017e-06 | 0 | 1.3017e-06
[79 empty] | WLDFR | HFTD - Distribution - Tier 3 - 3QU CoRE ¦ 4QU LoRE | Non-Red Flag Warning - Small Fires | 2048 | 1.3615e-05 | 1.4377e-05 | 1.4314e-05 | 1.3633e-05 | 0.10007 | 0.04626 | 0.0020076 | 0.051804 | 0 | 0 | 0 | 0 | 0.0032174 | 1.3625e-06 | 0 | 1.3625e-06 | 1.4387e-06 | 0 | 1.4387e-06 | 1.4325e-06 | 0 | 1.4325e-06 | 1.3643e-06 | 0 | 1.3643e-06
[79 empty] | WLDFR | HFTD - Distribution - Tier 3 - 3QU CoRE ¦ 4QU LoRE | Non-Red Flag Warning - Small Fires | 2049 | 1.3615e-05 | 1.4377e-05 | 1.4314e-05 | 1.3633e-05 | 0.10007 | 0.04626 | 0.0020076 | 0.051804 | 0 | 0 | 0 | 0 | 0.0032174 | 1.3625e-06 | 0 | 1.3625e-06 | 1.4387e-06 | 0 | 1.4387e-06 | 1.4325e-06 | 0 | 1.4325e-06 | 1.3643e-06 | 0 | 1.3643e-06
[79 empty] | WLDFR | HFTD - Distribution - Tier 3 - 3QU CoRE ¦ 4QU LoRE | Non-Red Flag Warning - Small Fires | 2050 | 0 | 1.4377e-05 | 1.4314e-05 | 1.3633e-05 | 0.10007 | 0.04626 | 0.0020076 | 0.051804 | 0 | 0 | 0 | 0 | 0.0032174 | 0 | 0 | 0 | 1.4387e-06 | 0 | 1.4387e-06 | 1.4325e-06 | 0 | 1.4325e-06 | 1.3643e-06 | 0 | 1.3643e-06
[79 empty] | WLDFR | HFTD - Distribution - Tier 3 - 3QU CoRE ¦ 4QU LoRE | Non-Red Flag Warning - Small Fires | 2051 | 0 | 0 | 1.4314e-05 | 1.3633e-05 | 0.10007 | 0.04626 | 0.0020076 | 0.051804 | 0 | 0 | 0 | 0 | 0.0032174 | 0 | 0 | 0 | 0 | 0 | 0 | 1.4325e-06 | 0 | 1.4325e-06 | 1.3643e-06 | 0 | 1.3643e-06
[79 empty] | WLDFR | HFTD - Distribution - Tier 3 - 3QU CoRE ¦ 4QU LoRE | Non-Red Flag Warning - Small Fires | 2052 | 0 | 0 | 0 | 1.3633e-05 | 0.10007 | 0.04626 | 0.0020076 | 0.051804 | 0 | 0 | 0 | 0 | 0.0032174 | 0 | 0 | 0 | 0 | 0 | 0 | 0 | 0 | 0 | 1.3643e-06 | 0 | 1.3643e-06
[79 empty] | WLDFR | HFTD - Distribution - Tier 3 - 3QU CoRE ¦ 4QU LoRE | Red Flag Warning - Catastrophic Fires | 2020 | 2.9801e-07 | 0 | 0 | 0 | 14146.1306 | 222.2294 | 8585.7228 | 5338.1784 | 0 | 0 | 0 | 0 | 2.412e-05 | 0.0042157 | 0 | 0.0042157 | 0 | 0 | 0 | 0 | 0 | 0 | 0 | 0 | 0
[79 empty] | WLDFR | HFTD - Distribution - Tier 3 - 3QU CoRE ¦ 4QU LoRE | Red Flag Warning - Catastrophic Fires | 2021 | 1.9677e-07 | 3.1467e-07 | 0 | 0 | 14146.1306 | 222.2294 | 8585.7228 | 5338.1784 | 0 | 0 | 0 | 0 | 2.412e-05 | 0.0027835 | 0 | 0.0027835 | 0.0044514 | 0 | 0.0044514 | 0 | 0 | 0 | 0 | 0 | 0
[79 empty] | WLDFR | HFTD - Distribution - Tier 3 - 3QU CoRE ¦ 4QU LoRE | Red Flag Warning - Catastrophic Fires | 2022 | 1.7566e-07 | 1.8548e-07 | 2.8294e-07 | 0 | 14146.1306 | 222.2294 | 8585.7228 | 5338.1784 | 0 | 0 | 0 | 0 | 2.3485e-05 | 0.0024849 | 0 | 0.0024849 | 0.0026238 | 0 | 0.0026238 | 0.0040025 | 0 | 0.0040025 | 0 | 0 | 0
[79 empty] | WLDFR | HFTD - Distribution - Tier 3 - 3QU CoRE ¦ 4QU LoRE | Red Flag Warning - Catastrophic Fires | 2023 | 1.7566e-07 | 1.8548e-07 | 1.8468e-07 | 2.6947e-07 | 14664.6376 | 233.2301 | 8896.516 | 5534.8915 | 0 | 0 | 0 | 0 | 2.3485e-05 | 0.002576 | 0 | 0.002576 | 0.00272 | 0 | 0.00272 | 0.0027082 | 0 | 0.0027082 | 0.0039517 | 0 | 0.0039517
[79 empty] | WLDFR | HFTD - Distribution - Tier 3 - 3QU CoRE ¦ 4QU LoRE | Red Flag Warning - Catastrophic Fires | 2024 | 1.7566e-07 | 1.8548e-07 | 1.8468e-07 | 1.7588e-07 | 14664.6376 | 233.2301 | 8896.516 | 5534.8915 | 0 | 0 | 0 | 0 | 2.3485e-05 | 0.002576 | 0 | 0.002576 | 0.00272 | 0 | 0.00272 | 0.0027082 | 0 | 0.0027082 | 0.0025793 | 0 | 0.0025793
[79 empty] | WLDFR | HFTD - Distribution - Tier 3 - 3QU CoRE ¦ 4QU LoRE | Red Flag Warning - Catastrophic Fires | 2025 | 1.7566e-07 | 1.8548e-07 | 1.8468e-07 | 1.7588e-07 | 14664.6376 | 233.2301 | 8896.516 | 5534.8915 | 0 | 0 | 0 | 0 | 2.3485e-05 | 0.002576 | 0 | 0.002576 | 0.00272 | 0 | 0.00272 | 0.0027082 | 0 | 0.0027082 | 0.0025793 | 0 | 0.0025793
[79 empty] | WLDFR | HFTD - Distribution - Tier 3 - 3QU CoRE ¦ 4QU LoRE | Red Flag Warning - Catastrophic Fires | 2026 | 1.7566e-07 | 1.8548e-07 | 1.8468e-07 | 1.7588e-07 | 14664.6376 | 233.2301 | 8896.516 | 5534.8915 | 0 | 0 | 0 | 0 | 2.3485e-05 | 0.002576 | 0 | 0.002576 | 0.00272 | 0 | 0.00272 | 0.0027082 | 0 | 0.0027082 | 0.0025793 | 0 | 0.0025793
[79 empty] | WLDFR | HFTD - Distribution - Tier 3 - 3QU CoRE ¦ 4QU LoRE | Red Flag Warning - Catastrophic Fires | 2027 | 1.7566e-07 | 1.8548e-07 | 1.8468e-07 | 1.7588e-07 | 14664.6376 | 233.2301 | 8896.516 | 5534.8915 | 0 | 0 | 0 | 0 | 2.3485e-05 | 0.002576 | 0 | 0.002576 | 0.00272 | 0 | 0.00272 | 0.0027082 | 0 | 0.0027082 | 0.0025793 | 0 | 0.0025793
[79 empty] | WLDFR | HFTD - Distribution - Tier 3 - 3QU CoRE ¦ 4QU LoRE | Red Flag Warning - Catastrophic Fires | 2028 | 1.7566e-07 | 1.8548e-07 | 1.8468e-07 | 1.7588e-07 | 15317.9909 | 247.273 | 9287.6491 | 5783.0689 | 0 | 0 | 0 | 0 | 2.3485e-05 | 0.0026907 | 0 | 0.0026907 | 0.0028412 | 0 | 0.0028412 | 0.0028289 | 0 | 0.0028289 | 0.0026942 | 0 | 0.0026942
[79 empty] | WLDFR | HFTD - Distribution - Tier 3 - 3QU CoRE ¦ 4QU LoRE | Red Flag Warning - Catastrophic Fires | 2029 | 1.7566e-07 | 1.8548e-07 | 1.8468e-07 | 1.7588e-07 | 15317.9909 | 247.273 | 9287.6491 | 5783.0689 | 0 | 0 | 0 | 0 | 2.3485e-05 | 0.0026907 | 0 | 0.0026907 | 0.0028412 | 0 | 0.0028412 | 0.0028289 | 0 | 0.0028289 | 0.0026942 | 0 | 0.0026942
[79 empty] | WLDFR | HFTD - Distribution - Tier 3 - 3QU CoRE ¦ 4QU LoRE | Red Flag Warning - Catastrophic Fires | 2030 | 1.7566e-07 | 1.8548e-07 | 1.8468e-07 | 1.7588e-07 | 15317.9909 | 247.273 | 9287.6491 | 5783.0689 | 0 | 0 | 0 | 0 | 2.3485e-05 | 0.0026907 | 0 | 0.0026907 | 0.0028412 | 0 | 0.0028412 | 0.0028289 | 0 | 0.0028289 | 0.0026942 | 0 | 0.0026942
[79 empty] | WLDFR | HFTD - Distribution - Tier 3 - 3QU CoRE ¦ 4QU LoRE | Red Flag Warning - Catastrophic Fires | 2031 | 1.7566e-07 | 1.8548e-07 | 1.8468e-07 | 1.7588e-07 | 15317.9909 | 247.273 | 9287.6491 | 5783.0689 | 0 | 0 | 0 | 0 | 2.3485e-05 | 0.0026907 | 0 | 0.0026907 | 0.0028412 | 0 | 0.0028412 | 0.0028289 | 0 | 0.0028289 | 0.0026942 | 0 | 0.0026942
[79 empty] | WLDFR | HFTD - Distribution - Tier 3 - 3QU CoRE ¦ 4QU LoRE | Red Flag Warning - Catastrophic Fires | 2032 | 1.7566e-07 | 1.8548e-07 | 1.8468e-07 | 1.7588e-07 | 15317.9909 | 247.273 | 9287.6491 | 5783.0689 | 0 | 0 | 0 | 0 | 2.3485e-05 | 0.0026907 | 0 | 0.0026907 | 0.0028412 | 0 | 0.0028412 | 0.0028289 | 0 | 0.0028289 | 0.0026942 | 0 | 0.0026942
[79 empty] | WLDFR | HFTD - Distribution - Tier 3 - 3QU CoRE ¦ 4QU LoRE | Red Flag Warning - Catastrophic Fires | 2033 | 1.7566e-07 | 1.8548e-07 | 1.8468e-07 | 1.7588e-07 | 16044.1264 | 263.1074 | 9721.74 | 6059.2791 | 0 | 0 | 0 | 0 | 2.3485e-05 | 0.0028183 | 0 | 0.0028183 | 0.0029758 | 0 | 0.0029758 | 0.002963 | 0 | 0.002963 | 0.0028219 | 0 | 0.0028219
[79 empty] | WLDFR | HFTD - Distribution - Tier 3 - 3QU CoRE ¦ 4QU LoRE | Red Flag Warning - Catastrophic Fires | 2034 | 1.7566e-07 | 1.8548e-07 | 1.8468e-07 | 1.7588e-07 | 16044.1264 | 263.1074 | 9721.74 | 6059.2791 | 0 | 0 | 0 | 0 | 2.3485e-05 | 0.0028183 | 0 | 0.0028183 | 0.0029758 | 0 | 0.0029758 | 0.002963 | 0 | 0.002963 | 0.0028219 | 0 | 0.0028219
[79 empty] | WLDFR | HFTD - Distribution - Tier 3 - 3QU CoRE ¦ 4QU LoRE | Red Flag Warning - Catastrophic Fires | 2035 | 1.7566e-07 | 1.8548e-07 | 1.8468e-07 | 1.7588e-07 | 16044.1264 | 263.1074 | 9721.74 | 6059.2791 | 0 | 0 | 0 | 0 | 2.3485e-05 | 0.0028183 | 0 | 0.0028183 | 0.0029758 | 0 | 0.0029758 | 0.002963 | 0 | 0.002963 | 0.0028219 | 0 | 0.0028219
[79 empty] | WLDFR | HFTD - Distribution - Tier 3 - 3QU CoRE ¦ 4QU LoRE | Red Flag Warning - Catastrophic Fires | 2036 | 1.7566e-07 | 1.8548e-07 | 1.8468e-07 | 1.7588e-07 | 16044.1264 | 263.1074 | 9721.74 | 6059.2791 | 0 | 0 | 0 | 0 | 2.3485e-05 | 0.0028183 | 0 | 0.0028183 | 0.0029758 | 0 | 0.0029758 | 0.002963 | 0 | 0.002963 | 0.0028219 | 0 | 0.0028219
[79 empty] | WLDFR | HFTD - Distribution - Tier 3 - 3QU CoRE ¦ 4QU LoRE | Red Flag Warning - Catastrophic Fires | 2037 | 1.7566e-07 | 1.8548e-07 | 1.8468e-07 | 1.7588e-07 | 16044.1264 | 263.1074 | 9721.74 | 6059.2791 | 0 | 0 | 0 | 0 | 2.3485e-05 | 0.0028183 | 0 | 0.0028183 | 0.0029758 | 0 | 0.0029758 | 0.002963 | 0 | 0.002963 | 0.0028219 | 0 | 0.0028219
[79 empty] | WLDFR | HFTD - Distribution - Tier 3 - 3QU CoRE ¦ 4QU LoRE | Red Flag Warning - Catastrophic Fires | 2038 | 1.7566e-07 | 1.8548e-07 | 1.8468e-07 | 1.7588e-07 | 16832.3912 | 280.5544 | 10192.2718 | 6359.5651 | 0 | 0 | 0 | 0 | 2.3485e-05 | 0.0029567 | 0 | 0.0029567 | 0.0031221 | 0 | 0.0031221 | 0.0031086 | 0 | 0.0031086 | 0.0029605 | 0 | 0.0029605
[79 empty] | WLDFR | HFTD - Distribution - Tier 3 - 3QU CoRE ¦ 4QU LoRE | Red Flag Warning - Catastrophic Fires | 2039 | 1.7566e-07 | 1.8548e-07 | 1.8468e-07 | 1.7588e-07 | 16832.3912 | 280.5544 | 10192.2718 | 6359.5651 | 0 | 0 | 0 | 0 | 2.3485e-05 | 0.0029567 | 0 | 0.0029567 | 0.0031221 | 0 | 0.0031221 | 0.0031086 | 0 | 0.0031086 | 0.0029605 | 0 | 0.0029605
[79 empty] | WLDFR | HFTD - Distribution - Tier 3 - 3QU CoRE ¦ 4QU LoRE | Red Flag Warning - Catastrophic Fires | 2040 | 1.7566e-07 | 1.8548e-07 | 1.8468e-07 | 1.7588e-07 | 16832.3912 | 280.5544 | 10192.2718 | 6359.5651 | 0 | 0 | 0 | 0 | 2.3485e-05 | 0.0029567 | 0 | 0.0029567 | 0.0031221 | 0 | 0.0031221 | 0.0031086 | 0 | 0.0031086 | 0.0029605 | 0 | 0.0029605
[79 empty] | WLDFR | HFTD - Distribution - Tier 3 - 3QU CoRE ¦ 4QU LoRE | Red Flag Warning - Catastrophic Fires | 2041 | 1.7566e-07 | 1.8548e-07 | 1.8468e-07 | 1.7588e-07 | 16832.3912 | 280.5544 | 10192.2718 | 6359.5651 | 0 | 0 | 0 | 0 | 2.3485e-05 | 0.0029567 | 0 | 0.0029567 | 0.0031221 | 0 | 0.0031221 | 0.0031086 | 0 | 0.0031086 | 0.0029605 | 0 | 0.0029605
[79 empty] | WLDFR | HFTD - Distribution - Tier 3 - 3QU CoRE ¦ 4QU LoRE | Red Flag Warning - Catastrophic Fires | 2042 | 1.7566e-07 | 1.8548e-07 | 1.8468e-07 | 1.7588e-07 | 16832.3912 | 280.5544 | 10192.2718 | 6359.5651 | 0 | 0 | 0 | 0 | 2.3485e-05 | 0.0029567 | 0 | 0.0029567 | 0.0031221 | 0 | 0.0031221 | 0.0031086 | 0 | 0.0031086 | 0.0029605 | 0 | 0.0029605
[79 empty] | WLDFR | HFTD - Distribution - Tier 3 - 3QU CoRE ¦ 4QU LoRE | Red Flag Warning - Catastrophic Fires | 2043 | 1.7566e-07 | 1.8548e-07 | 1.8468e-07 | 1.7588e-07 | 17672.0852 | 299.42 | 10692.7362 | 6679.929 | 0 | 0 | 0 | 0 | 2.3485e-05 | 0.0031042 | 0 | 0.0031042 | 0.0032778 | 0 | 0.0032778 | 0.0032636 | 0 | 0.0032636 | 0.0031082 | 0 | 0.0031082
[79 empty] | WLDFR | HFTD - Distribution - Tier 3 - 3QU CoRE ¦ 4QU LoRE | Red Flag Warning - Catastrophic Fires | 2044 | 1.7566e-07 | 1.8548e-07 | 1.8468e-07 | 1.7588e-07 | 17672.0852 | 299.42 | 10692.7362 | 6679.929 | 0 | 0 | 0 | 0 | 2.3485e-05 | 0.0031042 | 0 | 0.0031042 | 0.0032778 | 0 | 0.0032778 | 0.0032636 | 0 | 0.0032636 | 0.0031082 | 0 | 0.0031082
[79 empty] | WLDFR | HFTD - Distribution - Tier 3 - 3QU CoRE ¦ 4QU LoRE | Red Flag Warning - Catastrophic Fires | 2045 | 1.7566e-07 | 1.8548e-07 | 1.8468e-07 | 1.7588e-07 | 17672.0852 | 299.42 | 10692.7362 | 6679.929 | 0 | 0 | 0 | 0 | 2.3485e-05 | 0.0031042 | 0 | 0.0031042 | 0.0032778 | 0 | 0.0032778 | 0.0032636 | 0 | 0.0032636 | 0.0031082 | 0 | 0.0031082
[79 empty] | WLDFR | HFTD - Distribution - Tier 3 - 3QU CoRE ¦ 4QU LoRE | Red Flag Warning - Catastrophic Fires | 2046 | 1.7566e-07 | 1.8548e-07 | 1.8468e-07 | 1.7588e-07 | 17672.0852 | 299.42 | 10692.7362 | 6679.929 | 0 | 0 | 0 | 0 | 2.3485e-05 | 0.0031042 | 0 | 0.0031042 | 0.0032778 | 0 | 0.0032778 | 0.0032636 | 0 | 0.0032636 | 0.0031082 | 0 | 0.0031082
[79 empty] | WLDFR | HFTD - Distribution - Tier 3 - 3QU CoRE ¦ 4QU LoRE | Red Flag Warning - Catastrophic Fires | 2047 | 1.7566e-07 | 1.8548e-07 | 1.8468e-07 | 1.7588e-07 | 17672.0852 | 299.42 | 10692.7362 | 6679.929 | 0 | 0 | 0 | 0 | 2.3485e-05 | 0.0031042 | 0 | 0.0031042 | 0.0032778 | 0 | 0.0032778 | 0.0032636 | 0 | 0.0032636 | 0.0031082 | 0 | 0.0031082
[79 empty] | WLDFR | HFTD - Distribution - Tier 3 - 3QU CoRE ¦ 4QU LoRE | Red Flag Warning - Catastrophic Fires | 2048 | 1.7566e-07 | 1.8548e-07 | 1.8468e-07 | 1.7588e-07 | 18552.3348 | 319.4911 | 11216.5626 | 7016.281 | 0 | 0 | 0 | 0 | 2.3485e-05 | 0.0032589 | 0 | 0.0032589 | 0.0034411 | 0 | 0.0034411 | 0.0034262 | 0 | 0.0034262 | 0.003263 | 0 | 0.003263
[79 empty] | WLDFR | HFTD - Distribution - Tier 3 - 3QU CoRE ¦ 4QU LoRE | Red Flag Warning - Catastrophic Fires | 2049 | 1.7566e-07 | 1.8548e-07 | 1.8468e-07 | 1.7588e-07 | 18552.3348 | 319.4911 | 11216.5626 | 7016.281 | 0 | 0 | 0 | 0 | 2.3485e-05 | 0.0032589 | 0 | 0.0032589 | 0.0034411 | 0 | 0.0034411 | 0.0034262 | 0 | 0.0034262 | 0.003263 | 0 | 0.003263
[79 empty] | WLDFR | HFTD - Distribution - Tier 3 - 3QU CoRE ¦ 4QU LoRE | Red Flag Warning - Catastrophic Fires | 2050 | 0 | 1.8548e-07 | 1.8468e-07 | 1.7588e-07 | 18552.3348 | 319.4911 | 11216.5626 | 7016.281 | 0 | 0 | 0 | 0 | 2.3485e-05 | 0 | 0 | 0 | 0.0034411 | 0 | 0.0034411 | 0.0034262 | 0 | 0.0034262 | 0.003263 | 0 | 0.003263
[79 empty] | WLDFR | HFTD - Distribution - Tier 3 - 3QU CoRE ¦ 4QU LoRE | Red Flag Warning - Catastrophic Fires | 2051 | 0 | 0 | 1.8468e-07 | 1.7588e-07 | 18552.3348 | 319.4911 | 11216.5626 | 7016.281 | 0 | 0 | 0 | 0 | 2.3485e-05 | 0 | 0 | 0 | 0 | 0 | 0 | 0.0034262 | 0 | 0.0034262 | 0.003263 | 0 | 0.003263
[79 empty] | WLDFR | HFTD - Distribution - Tier 3 - 3QU CoRE ¦ 4QU LoRE | Red Flag Warning - Catastrophic Fires | 2052 | 0 | 0 | 0 | 1.7588e-07 | 18552.3348 | 319.4911 | 11216.5626 | 7016.281 | 0 | 0 | 0 | 0 | 2.3485e-05 | 0 | 0 | 0 | 0 | 0 | 0 | 0 | 0 | 0 | 0.003263 | 0 | 0.003263
[79 empty] | WLDFR | HFTD - Distribution - Tier 3 - 3QU CoRE ¦ 4QU LoRE | Red Flag Warning - Destructive Fires | 2020 | 3.8496e-08 | 0 | 0 | 0 | 8807.9522 | 222.2294 | 8585.7228 | 0 | 0 | 0 | 0 | 0 | 3.5888e-06 | 0.00033907 | 0 | 0.00033907 | 0 | 0 | 0 | 0 | 0 | 0 | 0 | 0 | 0
[79 empty] | WLDFR | HFTD - Distribution - Tier 3 - 3QU CoRE ¦ 4QU LoRE | Red Flag Warning - Destructive Fires | 2021 | 2.545e-08 | 4.0648e-08 | 0 | 0 | 8807.9522 | 222.2294 | 8585.7228 | 0 | 0 | 0 | 0 | 0 | 3.5888e-06 | 0.00022416 | 0 | 0.00022416 | 0.00035803 | 0 | 0.00035803 | 0 | 0 | 0 | 0 | 0 | 0
[79 empty] | WLDFR | HFTD - Distribution - Tier 3 - 3QU CoRE ¦ 4QU LoRE | Red Flag Warning - Destructive Fires | 2022 | 2.2592e-08 | 2.3855e-08 | 3.6387e-08 | 0 | 8807.9522 | 222.2294 | 8585.7228 | 0 | 0 | 0 | 0 | 0 | 3.4924e-06 | 0.00019899 | 0 | 0.00019899 | 0.00021012 | 0 | 0.00021012 | 0.0003205 | 0 | 0.0003205 | 0 | 0 | 0
[79 empty] | WLDFR | HFTD - Distribution - Tier 3 - 3QU CoRE ¦ 4QU LoRE | Red Flag Warning - Destructive Fires | 2023 | 2.2592e-08 | 2.3855e-08 | 2.3752e-08 | 3.4654e-08 | 9129.7461 | 233.2301 | 8896.516 | 0 | 0 | 0 | 0 | 0 | 3.4924e-06 | 0.00020626 | 0 | 0.00020626 | 0.00021779 | 0 | 0.00021779 | 0.00021685 | 0 | 0.00021685 | 0.00031639 | 0 | 0.00031639
[79 empty] | WLDFR | HFTD - Distribution - Tier 3 - 3QU CoRE ¦ 4QU LoRE | Red Flag Warning - Destructive Fires | 2024 | 2.2592e-08 | 2.3855e-08 | 2.3752e-08 | 2.2621e-08 | 9129.7461 | 233.2301 | 8896.516 | 0 | 0 | 0 | 0 | 0 | 3.4924e-06 | 0.00020626 | 0 | 0.00020626 | 0.00021779 | 0 | 0.00021779 | 0.00021685 | 0 | 0.00021685 | 0.00020653 | 0 | 0.00020653
[79 empty] | WLDFR | HFTD - Distribution - Tier 3 - 3QU CoRE ¦ 4QU LoRE | Red Flag Warning - Destructive Fires | 2025 | 2.2592e-08 | 2.3855e-08 | 2.3752e-08 | 2.2621e-08 | 9129.7461 | 233.2301 | 8896.516 | 0 | 0 | 0 | 0 | 0 | 3.4924e-06 | 0.00020626 | 0 | 0.00020626 | 0.00021779 | 0 | 0.00021779 | 0.00021685 | 0 | 0.00021685 | 0.00020653 | 0 | 0.00020653
[79 empty] | WLDFR | HFTD - Distribution - Tier 3 - 3QU CoRE ¦ 4QU LoRE | Red Flag Warning - Destructive Fires | 2026 | 2.2592e-08 | 2.3855e-08 | 2.3752e-08 | 2.2621e-08 | 9129.7461 | 233.2301 | 8896.516 | 0 | 0 | 0 | 0 | 0 | 3.4924e-06 | 0.00020626 | 0 | 0.00020626 | 0.00021779 | 0 | 0.00021779 | 0.00021685 | 0 | 0.00021685 | 0.00020653 | 0 | 0.00020653
[79 empty] | WLDFR | HFTD - Distribution - Tier 3 - 3QU CoRE ¦ 4QU LoRE | Red Flag Warning - Destructive Fires | 2027 | 2.2592e-08 | 2.3855e-08 | 2.3752e-08 | 2.2621e-08 | 9129.7461 | 233.2301 | 8896.516 | 0 | 0 | 0 | 0 | 0 | 3.4924e-06 | 0.00020626 | 0 | 0.00020626 | 0.00021779 | 0 | 0.00021779 | 0.00021685 | 0 | 0.00021685 | 0.00020653 | 0 | 0.00020653
[79 empty] | WLDFR | HFTD - Distribution - Tier 3 - 3QU CoRE ¦ 4QU LoRE | Red Flag Warning - Destructive Fires | 2028 | 2.2592e-08 | 2.3855e-08 | 2.3752e-08 | 2.2621e-08 | 9534.9221 | 247.273 | 9287.6491 | 0 | 0 | 0 | 0 | 0 | 3.4924e-06 | 0.00021542 | 0 | 0.00021542 | 0.00022746 | 0 | 0.00022746 | 0.00022648 | 0 | 0.00022648 | 0.00021569 | 0 | 0.00021569
[79 empty] | WLDFR | HFTD - Distribution - Tier 3 - 3QU CoRE ¦ 4QU LoRE | Red Flag Warning - Destructive Fires | 2029 | 2.2592e-08 | 2.3855e-08 | 2.3752e-08 | 2.2621e-08 | 9534.9221 | 247.273 | 9287.6491 | 0 | 0 | 0 | 0 | 0 | 3.4924e-06 | 0.00021542 | 0 | 0.00021542 | 0.00022746 | 0 | 0.00022746 | 0.00022648 | 0 | 0.00022648 | 0.00021569 | 0 | 0.00021569
[79 empty] | WLDFR | HFTD - Distribution - Tier 3 - 3QU CoRE ¦ 4QU LoRE | Red Flag Warning - Destructive Fires | 2030 | 2.2592e-08 | 2.3855e-08 | 2.3752e-08 | 2.2621e-08 | 9534.9221 | 247.273 | 9287.6491 | 0 | 0 | 0 | 0 | 0 | 3.4924e-06 | 0.00021542 | 0 | 0.00021542 | 0.00022746 | 0 | 0.00022746 | 0.00022648 | 0 | 0.00022648 | 0.00021569 | 0 | 0.00021569
[79 empty] | WLDFR | HFTD - Distribution - Tier 3 - 3QU CoRE ¦ 4QU LoRE | Red Flag Warning - Destructive Fires | 2031 | 2.2592e-08 | 2.3855e-08 | 2.3752e-08 | 2.2621e-08 | 9534.9221 | 247.273 | 9287.6491 | 0 | 0 | 0 | 0 | 0 | 3.4924e-06 | 0.00021542 | 0 | 0.00021542 | 0.00022746 | 0 | 0.00022746 | 0.00022648 | 0 | 0.00022648 | 0.00021569 | 0 | 0.00021569
[79 empty] | WLDFR | HFTD - Distribution - Tier 3 - 3QU CoRE ¦ 4QU LoRE | Red Flag Warning - Destructive Fires | 2032 | 2.2592e-08 | 2.3855e-08 | 2.3752e-08 | 2.2621e-08 | 9534.9221 | 247.273 | 9287.6491 | 0 | 0 | 0 | 0 | 0 | 3.4924e-06 | 0.00021542 | 0 | 0.00021542 | 0.00022746 | 0 | 0.00022746 | 0.00022648 | 0 | 0.00022648 | 0.00021569 | 0 | 0.00021569
[79 empty] | WLDFR | HFTD - Distribution - Tier 3 - 3QU CoRE ¦ 4QU LoRE | Red Flag Warning - Destructive Fires | 2033 | 2.2592e-08 | 2.3855e-08 | 2.3752e-08 | 2.2621e-08 | 9984.8474 | 263.1074 | 9721.74 | 0 | 0 | 0 | 0 | 0 | 3.4924e-06 | 0.00022558 | 0 | 0.00022558 | 0.00023819 | 0 | 0.00023819 | 0.00023716 | 0 | 0.00023716 | 0.00022587 | 0 | 0.00022587
[79 empty] | WLDFR | HFTD - Distribution - Tier 3 - 3QU CoRE ¦ 4QU LoRE | Red Flag Warning - Destructive Fires | 2034 | 2.2592e-08 | 2.3855e-08 | 2.3752e-08 | 2.2621e-08 | 9984.8474 | 263.1074 | 9721.74 | 0 | 0 | 0 | 0 | 0 | 3.4924e-06 | 0.00022558 | 0 | 0.00022558 | 0.00023819 | 0 | 0.00023819 | 0.00023716 | 0 | 0.00023716 | 0.00022587 | 0 | 0.00022587
[79 empty] | WLDFR | HFTD - Distribution - Tier 3 - 3QU CoRE ¦ 4QU LoRE | Red Flag Warning - Destructive Fires | 2035 | 2.2592e-08 | 2.3855e-08 | 2.3752e-08 | 2.2621e-08 | 9984.8474 | 263.1074 | 9721.74 | 0 | 0 | 0 | 0 | 0 | 3.4924e-06 | 0.00022558 | 0 | 0.00022558 | 0.00023819 | 0 | 0.00023819 | 0.00023716 | 0 | 0.00023716 | 0.00022587 | 0 | 0.00022587
[79 empty] | WLDFR | HFTD - Distribution - Tier 3 - 3QU CoRE ¦ 4QU LoRE | Red Flag Warning - Destructive Fires | 2036 | 2.2592e-08 | 2.3855e-08 | 2.3752e-08 | 2.2621e-08 | 9984.8474 | 263.1074 | 9721.74 | 0 | 0 | 0 | 0 | 0 | 3.4924e-06 | 0.00022558 | 0 | 0.00022558 | 0.00023819 | 0 | 0.00023819 | 0.00023716 | 0 | 0.00023716 | 0.00022587 | 0 | 0.00022587
[79 empty] | WLDFR | HFTD - Distribution - Tier 3 - 3QU CoRE ¦ 4QU LoRE | Red Flag Warning - Destructive Fires | 2037 | 2.2592e-08 | 2.3855e-08 | 2.3752e-08 | 2.2621e-08 | 9984.8474 | 263.1074 | 9721.74 | 0 | 0 | 0 | 0 | 0 | 3.4924e-06 | 0.00022558 | 0 | 0.00022558 | 0.00023819 | 0 | 0.00023819 | 0.00023716 | 0 | 0.00023716 | 0.00022587 | 0 | 0.00022587
[79 empty] | WLDFR | HFTD - Distribution - Tier 3 - 3QU CoRE ¦ 4QU LoRE | Red Flag Warning - Destructive Fires | 2038 | 2.2592e-08 | 2.3855e-08 | 2.3752e-08 | 2.2621e-08 | 10472.8261 | 280.5544 | 10192.2718 | 0 | 0 | 0 | 0 | 0 | 3.4924e-06 | 0.00023661 | 0 | 0.00023661 | 0.00024983 | 0 | 0.00024983 | 0.00024876 | 0 | 0.00024876 | 0.00023691 | 0 | 0.00023691
[79 empty] | WLDFR | HFTD - Distribution - Tier 3 - 3QU CoRE ¦ 4QU LoRE | Red Flag Warning - Destructive Fires | 2039 | 2.2592e-08 | 2.3855e-08 | 2.3752e-08 | 2.2621e-08 | 10472.8261 | 280.5544 | 10192.2718 | 0 | 0 | 0 | 0 | 0 | 3.4924e-06 | 0.00023661 | 0 | 0.00023661 | 0.00024983 | 0 | 0.00024983 | 0.00024876 | 0 | 0.00024876 | 0.00023691 | 0 | 0.00023691
[79 empty] | WLDFR | HFTD - Distribution - Tier 3 - 3QU CoRE ¦ 4QU LoRE | Red Flag Warning - Destructive Fires | 2040 | 2.2592e-08 | 2.3855e-08 | 2.3752e-08 | 2.2621e-08 | 10472.8261 | 280.5544 | 10192.2718 | 0 | 0 | 0 | 0 | 0 | 3.4924e-06 | 0.00023661 | 0 | 0.00023661 | 0.00024983 | 0 | 0.00024983 | 0.00024876 | 0 | 0.00024876 | 0.00023691 | 0 | 0.00023691
[79 empty] | WLDFR | HFTD - Distribution - Tier 3 - 3QU CoRE ¦ 4QU LoRE | Red Flag Warning - Destructive Fires | 2041 | 2.2592e-08 | 2.3855e-08 | 2.3752e-08 | 2.2621e-08 | 10472.8261 | 280.5544 | 10192.2718 | 0 | 0 | 0 | 0 | 0 | 3.4924e-06 | 0.00023661 | 0 | 0.00023661 | 0.00024983 | 0 | 0.00024983 | 0.00024876 | 0 | 0.00024876 | 0.00023691 | 0 | 0.00023691
[79 empty] | WLDFR | HFTD - Distribution - Tier 3 - 3QU CoRE ¦ 4QU LoRE | Red Flag Warning - Destructive Fires | 2042 | 2.2592e-08 | 2.3855e-08 | 2.3752e-08 | 2.2621e-08 | 10472.8261 | 280.5544 | 10192.2718 | 0 | 0 | 0 | 0 | 0 | 3.4924e-06 | 0.00023661 | 0 | 0.00023661 | 0.00024983 | 0 | 0.00024983 | 0.00024876 | 0 | 0.00024876 | 0.00023691 | 0 | 0.00023691
[79 empty] | WLDFR | HFTD - Distribution - Tier 3 - 3QU CoRE ¦ 4QU LoRE | Red Flag Warning - Destructive Fires | 2043 | 2.2592e-08 | 2.3855e-08 | 2.3752e-08 | 2.2621e-08 | 10992.1562 | 299.42 | 10692.7362 | 0 | 0 | 0 | 0 | 0 | 3.4924e-06 | 0.00024834 | 0 | 0.00024834 | 0.00026222 | 0 | 0.00026222 | 0.00026109 | 0 | 0.00026109 | 0.00024866 | 0 | 0.00024866
[79 empty] | WLDFR | HFTD - Distribution - Tier 3 - 3QU CoRE ¦ 4QU LoRE | Red Flag Warning - Destructive Fires | 2044 | 2.2592e-08 | 2.3855e-08 | 2.3752e-08 | 2.2621e-08 | 10992.1562 | 299.42 | 10692.7362 | 0 | 0 | 0 | 0 | 0 | 3.4924e-06 | 0.00024834 | 0 | 0.00024834 | 0.00026222 | 0 | 0.00026222 | 0.00026109 | 0 | 0.00026109 | 0.00024866 | 0 | 0.00024866
[79 empty] | WLDFR | HFTD - Distribution - Tier 3 - 3QU CoRE ¦ 4QU LoRE | Red Flag Warning - Destructive Fires | 2045 | 2.2592e-08 | 2.3855e-08 | 2.3752e-08 | 2.2621e-08 | 10992.1562 | 299.42 | 10692.7362 | 0 | 0 | 0 | 0 | 0 | 3.4924e-06 | 0.00024834 | 0 | 0.00024834 | 0.00026222 | 0 | 0.00026222 | 0.00026109 | 0 | 0.00026109 | 0.00024866 | 0 | 0.00024866
[79 empty] | WLDFR | HFTD - Distribution - Tier 3 - 3QU CoRE ¦ 4QU LoRE | Red Flag Warning - Destructive Fires | 2046 | 2.2592e-08 | 2.3855e-08 | 2.3752e-08 | 2.2621e-08 | 10992.1562 | 299.42 | 10692.7362 | 0 | 0 | 0 | 0 | 0 | 3.4924e-06 | 0.00024834 | 0 | 0.00024834 | 0.00026222 | 0 | 0.00026222 | 0.00026109 | 0 | 0.00026109 | 0.00024866 | 0 | 0.00024866
[79 empty] | WLDFR | HFTD - Distribution - Tier 3 - 3QU CoRE ¦ 4QU LoRE | Red Flag Warning - Destructive Fires | 2047 | 2.2592e-08 | 2.3855e-08 | 2.3752e-08 | 2.2621e-08 | 10992.1562 | 299.42 | 10692.7362 | 0 | 0 | 0 | 0 | 0 | 3.4924e-06 | 0.00024834 | 0 | 0.00024834 | 0.00026222 | 0 | 0.00026222 | 0.00026109 | 0 | 0.00026109 | 0.00024866 | 0 | 0.00024866
[79 empty] | WLDFR | HFTD - Distribution - Tier 3 - 3QU CoRE ¦ 4QU LoRE | Red Flag Warning - Destructive Fires | 2048 | 2.2592e-08 | 2.3855e-08 | 2.3752e-08 | 2.2621e-08 | 11536.0538 | 319.4911 | 11216.5626 | 0 | 0 | 0 | 0 | 0 | 3.4924e-06 | 0.00026063 | 0 | 0.00026063 | 0.0002752 | 0 | 0.0002752 | 0.00027401 | 0 | 0.00027401 | 0.00026096 | 0 | 0.00026096
[79 empty] | WLDFR | HFTD - Distribution - Tier 3 - 3QU CoRE ¦ 4QU LoRE | Red Flag Warning - Destructive Fires | 2049 | 2.2592e-08 | 2.3855e-08 | 2.3752e-08 | 2.2621e-08 | 11536.0538 | 319.4911 | 11216.5626 | 0 | 0 | 0 | 0 | 0 | 3.4924e-06 | 0.00026063 | 0 | 0.00026063 | 0.0002752 | 0 | 0.0002752 | 0.00027401 | 0 | 0.00027401 | 0.00026096 | 0 | 0.00026096
[79 empty] | WLDFR | HFTD - Distribution - Tier 3 - 3QU CoRE ¦ 4QU LoRE | Red Flag Warning - Destructive Fires | 2050 | 0 | 2.3855e-08 | 2.3752e-08 | 2.2621e-08 | 11536.0538 | 319.4911 | 11216.5626 | 0 | 0 | 0 | 0 | 0 | 3.4924e-06 | 0 | 0 | 0 | 0.0002752 | 0 | 0.0002752 | 0.00027401 | 0 | 0.00027401 | 0.00026096 | 0 | 0.00026096
[79 empty] | WLDFR | HFTD - Distribution - Tier 3 - 3QU CoRE ¦ 4QU LoRE | Red Flag Warning - Destructive Fires | 2051 | 0 | 0 | 2.3752e-08 | 2.2621e-08 | 11536.0538 | 319.4911 | 11216.5626 | 0 | 0 | 0 | 0 | 0 | 3.4924e-06 | 0 | 0 | 0 | 0 | 0 | 0 | 0.00027401 | 0 | 0.00027401 | 0.00026096 | 0 | 0.00026096
[79 empty] | WLDFR | HFTD - Distribution - Tier 3 - 3QU CoRE ¦ 4QU LoRE | Red Flag Warning - Destructive Fires | 2052 | 0 | 0 | 0 | 2.2621e-08 | 11536.0538 | 319.4911 | 11216.5626 | 0 | 0 | 0 | 0 | 0 | 3.4924e-06 | 0 | 0 | 0 | 0 | 0 | 0 | 0 | 0 | 0 | 0.00026096 | 0 | 0.00026096
[79 empty] | WLDFR | HFTD - Distribution - Tier 3 - 3QU CoRE ¦ 4QU LoRE | Red Flag Warning - Large Fires | 2020 | 2.4071e-07 | 0 | 0 | 0 | 5.2406 | 0.69642 | 2.942 | 1.6022 | 0 | 0 | 0 | 0 | 2.486e-05 | 1.2614e-06 | 0 | 1.2614e-06 | 0 | 0 | 0 | 0 | 0 | 0 | 0 | 0 | 0
[79 empty] | WLDFR | HFTD - Distribution - Tier 3 - 3QU CoRE ¦ 4QU LoRE | Red Flag Warning - Large Fires | 2021 | 1.5397e-07 | 2.5417e-07 | 0 | 0 | 5.2406 | 0.69642 | 2.942 | 1.6022 | 0 | 0 | 0 | 0 | 2.486e-05 | 8.069e-07 | 0 | 8.069e-07 | 1.332e-06 | 0 | 1.332e-06 | 0 | 0 | 0 | 0 | 0 | 0
[79 empty] | WLDFR | HFTD - Distribution - Tier 3 - 3QU CoRE ¦ 4QU LoRE | Red Flag Warning - Large Fires | 2022 | 1.367e-07 | 1.4434e-07 | 2.2765e-07 | 0 | 5.2406 | 0.69642 | 2.942 | 1.6022 | 0 | 0 | 0 | 0 | 2.412e-05 | 7.1638e-07 | 0 | 7.1638e-07 | 7.5643e-07 | 0 | 7.5643e-07 | 1.193e-06 | 0 | 1.193e-06 | 0 | 0 | 0
[79 empty] | WLDFR | HFTD - Distribution - Tier 3 - 3QU CoRE ¦ 4QU LoRE | Red Flag Warning - Large Fires | 2023 | 1.367e-07 | 1.4434e-07 | 1.4372e-07 | 2.1681e-07 | 5.475 | 0.71896 | 3.0715 | 1.6846 | 0 | 0 | 0 | 0 | 2.412e-05 | 7.4843e-07 | 0 | 7.4843e-07 | 7.9027e-07 | 0 | 7.9027e-07 | 7.8686e-07 | 0 | 7.8686e-07 | 1.187e-06 | 0 | 1.187e-06
[79 empty] | WLDFR | HFTD - Distribution - Tier 3 - 3QU CoRE ¦ 4QU LoRE | Red Flag Warning - Large Fires | 2024 | 1.367e-07 | 1.4434e-07 | 1.4372e-07 | 1.3687e-07 | 5.475 | 0.71896 | 3.0715 | 1.6846 | 0 | 0 | 0 | 0 | 2.412e-05 | 7.4843e-07 | 0 | 7.4843e-07 | 7.9027e-07 | 0 | 7.9027e-07 | 7.8686e-07 | 0 | 7.8686e-07 | 7.4939e-07 | 0 | 7.4939e-07
[79 empty] | WLDFR | HFTD - Distribution - Tier 3 - 3QU CoRE ¦ 4QU LoRE | Red Flag Warning - Large Fires | 2025 | 1.367e-07 | 1.4434e-07 | 1.4372e-07 | 1.3687e-07 | 5.475 | 0.71896 | 3.0715 | 1.6846 | 0 | 0 | 0 | 0 | 2.412e-05 | 7.4843e-07 | 0 | 7.4843e-07 | 7.9027e-07 | 0 | 7.9027e-07 | 7.8686e-07 | 0 | 7.8686e-07 | 7.4939e-07 | 0 | 7.4939e-07
[79 empty] | WLDFR | HFTD - Distribution - Tier 3 - 3QU CoRE ¦ 4QU LoRE | Red Flag Warning - Large Fires | 2026 | 1.367e-07 | 1.4434e-07 | 1.4372e-07 | 1.3687e-07 | 5.475 | 0.71896 | 3.0715 | 1.6846 | 0 | 0 | 0 | 0 | 2.412e-05 | 7.4843e-07 | 0 | 7.4843e-07 | 7.9027e-07 | 0 | 7.9027e-07 | 7.8686e-07 | 0 | 7.8686e-07 | 7.4939e-07 | 0 | 7.4939e-07
[79 empty] | WLDFR | HFTD - Distribution - Tier 3 - 3QU CoRE ¦ 4QU LoRE | Red Flag Warning - Large Fires | 2027 | 1.367e-07 | 1.4434e-07 | 1.4372e-07 | 1.3687e-07 | 5.475 | 0.71896 | 3.0715 | 1.6846 | 0 | 0 | 0 | 0 | 2.412e-05 | 7.4843e-07 | 0 | 7.4843e-07 | 7.9027e-07 | 0 | 7.9027e-07 | 7.8686e-07 | 0 | 7.8686e-07 | 7.4939e-07 | 0 | 7.4939e-07
[79 empty] | WLDFR | HFTD - Distribution - Tier 3 - 3QU CoRE ¦ 4QU LoRE | Red Flag Warning - Large Fires | 2028 | 1.367e-07 | 1.4434e-07 | 1.4372e-07 | 1.3687e-07 | 5.777 | 0.74734 | 3.238 | 1.7917 | 0 | 0 | 0 | 0 | 2.412e-05 | 7.8971e-07 | 0 | 7.8971e-07 | 8.3386e-07 | 0 | 8.3386e-07 | 8.3026e-07 | 0 | 8.3026e-07 | 7.9072e-07 | 0 | 7.9072e-07
[79 empty] | WLDFR | HFTD - Distribution - Tier 3 - 3QU CoRE ¦ 4QU LoRE | Red Flag Warning - Large Fires | 2029 | 1.367e-07 | 1.4434e-07 | 1.4372e-07 | 1.3687e-07 | 5.777 | 0.74734 | 3.238 | 1.7917 | 0 | 0 | 0 | 0 | 2.412e-05 | 7.8971e-07 | 0 | 7.8971e-07 | 8.3386e-07 | 0 | 8.3386e-07 | 8.3026e-07 | 0 | 8.3026e-07 | 7.9072e-07 | 0 | 7.9072e-07
[79 empty] | WLDFR | HFTD - Distribution - Tier 3 - 3QU CoRE ¦ 4QU LoRE | Red Flag Warning - Large Fires | 2030 | 1.367e-07 | 1.4434e-07 | 1.4372e-07 | 1.3687e-07 | 5.777 | 0.74734 | 3.238 | 1.7917 | 0 | 0 | 0 | 0 | 2.412e-05 | 7.8971e-07 | 0 | 7.8971e-07 | 8.3386e-07 | 0 | 8.3386e-07 | 8.3026e-07 | 0 | 8.3026e-07 | 7.9072e-07 | 0 | 7.9072e-07
[79 empty] | WLDFR | HFTD - Distribution - Tier 3 - 3QU CoRE ¦ 4QU LoRE | Red Flag Warning - Large Fires | 2031 | 1.367e-07 | 1.4434e-07 | 1.4372e-07 | 1.3687e-07 | 5.777 | 0.74734 | 3.238 | 1.7917 | 0 | 0 | 0 | 0 | 2.412e-05 | 7.8971e-07 | 0 | 7.8971e-07 | 8.3386e-07 | 0 | 8.3386e-07 | 8.3026e-07 | 0 | 8.3026e-07 | 7.9072e-07 | 0 | 7.9072e-07
[79 empty] | WLDFR | HFTD - Distribution - Tier 3 - 3QU CoRE ¦ 4QU LoRE | Red Flag Warning - Large Fires | 2032 | 1.367e-07 | 1.4434e-07 | 1.4372e-07 | 1.3687e-07 | 5.777 | 0.74734 | 3.238 | 1.7917 | 0 | 0 | 0 | 0 | 2.412e-05 | 7.8971e-07 | 0 | 7.8971e-07 | 8.3386e-07 | 0 | 8.3386e-07 | 8.3026e-07 | 0 | 8.3026e-07 | 7.9072e-07 | 0 | 7.9072e-07
[79 empty] | WLDFR | HFTD - Distribution - Tier 3 - 3QU CoRE ¦ 4QU LoRE | Red Flag Warning - Large Fires | 2033 | 1.367e-07 | 1.4434e-07 | 1.4372e-07 | 1.3687e-07 | 6.1205 | 0.77885 | 3.4265 | 1.9151 | 0 | 0 | 0 | 0 | 2.412e-05 | 8.3666e-07 | 0 | 8.3666e-07 | 8.8344e-07 | 0 | 8.8344e-07 | 8.7963e-07 | 0 | 8.7963e-07 | 8.3774e-07 | 0 | 8.3774e-07
[79 empty] | WLDFR | HFTD - Distribution - Tier 3 - 3QU CoRE ¦ 4QU LoRE | Red Flag Warning - Large Fires | 2034 | 1.367e-07 | 1.4434e-07 | 1.4372e-07 | 1.3687e-07 | 6.1205 | 0.77885 | 3.4265 | 1.9151 | 0 | 0 | 0 | 0 | 2.412e-05 | 8.3666e-07 | 0 | 8.3666e-07 | 8.8344e-07 | 0 | 8.8344e-07 | 8.7963e-07 | 0 | 8.7963e-07 | 8.3774e-07 | 0 | 8.3774e-07
[79 empty] | WLDFR | HFTD - Distribution - Tier 3 - 3QU CoRE ¦ 4QU LoRE | Red Flag Warning - Large Fires | 2035 | 1.367e-07 | 1.4434e-07 | 1.4372e-07 | 1.3687e-07 | 6.1205 | 0.77885 | 3.4265 | 1.9151 | 0 | 0 | 0 | 0 | 2.412e-05 | 8.3666e-07 | 0 | 8.3666e-07 | 8.8344e-07 | 0 | 8.8344e-07 | 8.7963e-07 | 0 | 8.7963e-07 | 8.3774e-07 | 0 | 8.3774e-07
[79 empty] | WLDFR | HFTD - Distribution - Tier 3 - 3QU CoRE ¦ 4QU LoRE | Red Flag Warning - Large Fires | 2036 | 1.367e-07 | 1.4434e-07 | 1.4372e-07 | 1.3687e-07 | 6.1205 | 0.77885 | 3.4265 | 1.9151 | 0 | 0 | 0 | 0 | 2.412e-05 | 8.3666e-07 | 0 | 8.3666e-07 | 8.8344e-07 | 0 | 8.8344e-07 | 8.7963e-07 | 0 | 8.7963e-07 | 8.3774e-07 | 0 | 8.3774e-07
[79 empty] | WLDFR | HFTD - Distribution - Tier 3 - 3QU CoRE ¦ 4QU LoRE | Red Flag Warning - Large Fires | 2037 | 1.367e-07 | 1.4434e-07 | 1.4372e-07 | 1.3687e-07 | 6.1205 | 0.77885 | 3.4265 | 1.9151 | 0 | 0 | 0 | 0 | 2.412e-05 | 8.3666e-07 | 0 | 8.3666e-07 | 8.8344e-07 | 0 | 8.8344e-07 | 8.7963e-07 | 0 | 8.7963e-07 | 8.3774e-07 | 0 | 8.3774e-07
[79 empty] | WLDFR | HFTD - Distribution - Tier 3 - 3QU CoRE ¦ 4QU LoRE | Red Flag Warning - Large Fires | 2038 | 1.367e-07 | 1.4434e-07 | 1.4372e-07 | 1.3687e-07 | 6.5028 | 0.81304 | 3.6355 | 2.0543 | 0 | 0 | 0 | 0 | 2.412e-05 | 8.8893e-07 | 0 | 8.8893e-07 | 9.3863e-07 | 0 | 9.3863e-07 | 9.3457e-07 | 0 | 9.3457e-07 | 8.9007e-07 | 0 | 8.9007e-07
[79 empty] | WLDFR | HFTD - Distribution - Tier 3 - 3QU CoRE ¦ 4QU LoRE | Red Flag Warning - Large Fires | 2039 | 1.367e-07 | 1.4434e-07 | 1.4372e-07 | 1.3687e-07 | 6.5028 | 0.81304 | 3.6355 | 2.0543 | 0 | 0 | 0 | 0 | 2.412e-05 | 8.8893e-07 | 0 | 8.8893e-07 | 9.3863e-07 | 0 | 9.3863e-07 | 9.3457e-07 | 0 | 9.3457e-07 | 8.9007e-07 | 0 | 8.9007e-07
[79 empty] | WLDFR | HFTD - Distribution - Tier 3 - 3QU CoRE ¦ 4QU LoRE | Red Flag Warning - Large Fires | 2040 | 1.367e-07 | 1.4434e-07 | 1.4372e-07 | 1.3687e-07 | 6.5028 | 0.81304 | 3.6355 | 2.0543 | 0 | 0 | 0 | 0 | 2.412e-05 | 8.8893e-07 | 0 | 8.8893e-07 | 9.3863e-07 | 0 | 9.3863e-07 | 9.3457e-07 | 0 | 9.3457e-07 | 8.9007e-07 | 0 | 8.9007e-07
[79 empty] | WLDFR | HFTD - Distribution - Tier 3 - 3QU CoRE ¦ 4QU LoRE | Red Flag Warning - Large Fires | 2041 | 1.367e-07 | 1.4434e-07 | 1.4372e-07 | 1.3687e-07 | 6.5028 | 0.81304 | 3.6355 | 2.0543 | 0 | 0 | 0 | 0 | 2.412e-05 | 8.8893e-07 | 0 | 8.8893e-07 | 9.3863e-07 | 0 | 9.3863e-07 | 9.3457e-07 | 0 | 9.3457e-07 | 8.9007e-07 | 0 | 8.9007e-07
[79 empty] | WLDFR | HFTD - Distribution - Tier 3 - 3QU CoRE ¦ 4QU LoRE | Red Flag Warning - Large Fires | 2042 | 1.367e-07 | 1.4434e-07 | 1.4372e-07 | 1.3687e-07 | 6.5028 | 0.81304 | 3.6355 | 2.0543 | 0 | 0 | 0 | 0 | 2.412e-05 | 8.8893e-07 | 0 | 8.8893e-07 | 9.3863e-07 | 0 | 9.3863e-07 | 9.3457e-07 | 0 | 9.3457e-07 | 8.9007e-07 | 0 | 8.9007e-07
[79 empty] | WLDFR | HFTD - Distribution - Tier 3 - 3QU CoRE ¦ 4QU LoRE | Red Flag Warning - Large Fires | 2043 | 1.367e-07 | 1.4434e-07 | 1.4372e-07 | 1.3687e-07 | 6.9209 | 0.84944 | 3.8632 | 2.2083 | 0 | 0 | 0 | 0 | 2.412e-05 | 9.4608e-07 | 0 | 9.4608e-07 | 9.9898e-07 | 0 | 9.9898e-07 | 9.9466e-07 | 0 | 9.9466e-07 | 9.473e-07 | 0 | 9.473e-07
[79 empty] | WLDFR | HFTD - Distribution - Tier 3 - 3QU CoRE ¦ 4QU LoRE | Red Flag Warning - Large Fires | 2044 | 1.367e-07 | 1.4434e-07 | 1.4372e-07 | 1.3687e-07 | 6.9209 | 0.84944 | 3.8632 | 2.2083 | 0 | 0 | 0 | 0 | 2.412e-05 | 9.4608e-07 | 0 | 9.4608e-07 | 9.9898e-07 | 0 | 9.9898e-07 | 9.9466e-07 | 0 | 9.9466e-07 | 9.473e-07 | 0 | 9.473e-07
[79 empty] | WLDFR | HFTD - Distribution - Tier 3 - 3QU CoRE ¦ 4QU LoRE | Red Flag Warning - Large Fires | 2045 | 1.367e-07 | 1.4434e-07 | 1.4372e-07 | 1.3687e-07 | 6.9209 | 0.84944 | 3.8632 | 2.2083 | 0 | 0 | 0 | 0 | 2.412e-05 | 9.4608e-07 | 0 | 9.4608e-07 | 9.9898e-07 | 0 | 9.9898e-07 | 9.9466e-07 | 0 | 9.9466e-07 | 9.473e-07 | 0 | 9.473e-07
[79 empty] | WLDFR | HFTD - Distribution - Tier 3 - 3QU CoRE ¦ 4QU LoRE | Red Flag Warning - Large Fires | 2046 | 1.367e-07 | 1.4434e-07 | 1.4372e-07 | 1.3687e-07 | 6.9209 | 0.84944 | 3.8632 | 2.2083 | 0 | 0 | 0 | 0 | 2.412e-05 | 9.4608e-07 | 0 | 9.4608e-07 | 9.9898e-07 | 0 | 9.9898e-07 | 9.9466e-07 | 0 | 9.9466e-07 | 9.473e-07 | 0 | 9.473e-07
[79 empty] | WLDFR | HFTD - Distribution - Tier 3 - 3QU CoRE ¦ 4QU LoRE | Red Flag Warning - Large Fires | 2047 | 1.367e-07 | 1.4434e-07 | 1.4372e-07 | 1.3687e-07 | 6.9209 | 0.84944 | 3.8632 | 2.2083 | 0 | 0 | 0 | 0 | 2.412e-05 | 9.4608e-07 | 0 | 9.4608e-07 | 9.9898e-07 | 0 | 9.9898e-07 | 9.9466e-07 | 0 | 9.9466e-07 | 9.473e-07 | 0 | 9.473e-07
[79 empty] | WLDFR | HFTD - Distribution - Tier 3 - 3QU CoRE ¦ 4QU LoRE | Red Flag Warning - Large Fires | 2048 | 1.367e-07 | 1.4434e-07 | 1.4372e-07 | 1.3687e-07 | 7.3713 | 0.88759 | 4.1075 | 2.3763 | 0 | 0 | 0 | 0 | 2.412e-05 | 1.0077e-06 | 0 | 1.0077e-06 | 1.064e-06 | 0 | 1.064e-06 | 1.0594e-06 | 0 | 1.0594e-06 | 1.0089e-06 | 0 | 1.0089e-06
[79 empty] | WLDFR | HFTD - Distribution - Tier 3 - 3QU CoRE ¦ 4QU LoRE | Red Flag Warning - Large Fires | 2049 | 1.367e-07 | 1.4434e-07 | 1.4372e-07 | 1.3687e-07 | 7.3713 | 0.88759 | 4.1075 | 2.3763 | 0 | 0 | 0 | 0 | 2.412e-05 | 1.0077e-06 | 0 | 1.0077e-06 | 1.064e-06 | 0 | 1.064e-06 | 1.0594e-06 | 0 | 1.0594e-06 | 1.0089e-06 | 0 | 1.0089e-06
[79 empty] | WLDFR | HFTD - Distribution - Tier 3 - 3QU CoRE ¦ 4QU LoRE | Red Flag Warning - Large Fires | 2050 | 0 | 1.4434e-07 | 1.4372e-07 | 1.3687e-07 | 7.3713 | 0.88759 | 4.1075 | 2.3763 | 0 | 0 | 0 | 0 | 2.412e-05 | 0 | 0 | 0 | 1.064e-06 | 0 | 1.064e-06 | 1.0594e-06 | 0 | 1.0594e-06 | 1.0089e-06 | 0 | 1.0089e-06
[79 empty] | WLDFR | HFTD - Distribution - Tier 3 - 3QU CoRE ¦ 4QU LoRE | Red Flag Warning - Large Fires | 2051 | 0 | 0 | 1.4372e-07 | 1.3687e-07 | 7.3713 | 0.88759 | 4.1075 | 2.3763 | 0 | 0 | 0 | 0 | 2.412e-05 | 0 | 0 | 0 | 0 | 0 | 0 | 1.0594e-06 | 0 | 1.0594e-06 | 1.0089e-06 | 0 | 1.0089e-06
[79 empty] | WLDFR | HFTD - Distribution - Tier 3 - 3QU CoRE ¦ 4QU LoRE | Red Flag Warning - Large Fires | 2052 | 0 | 0 | 0 | 1.3687e-07 | 7.3713 | 0.88759 | 4.1075 | 2.3763 | 0 | 0 | 0 | 0 | 2.412e-05 | 0 | 0 | 0 | 0 | 0 | 0 | 0 | 0 | 0 | 1.0089e-06 | 0 | 1.0089e-06
[79 empty] | WLDFR | HFTD - Distribution - Tier 3 - 3QU CoRE ¦ 4QU LoRE | Red Flag Warning - Small Fires | 2020 | 7.1961e-06 | 0 | 0 | 0 | 0.077901 | 0.036425 | 0.0015809 | 0.039895 | 0 | 0 | 0 | 0 | 0.00050322 | 5.6058e-07 | 0 | 5.6058e-07 | 0 | 0 | 0 | 0 | 0 | 0 | 0 | 0 | 0
[79 empty] | WLDFR | HFTD - Distribution - Tier 3 - 3QU CoRE ¦ 4QU LoRE | Red Flag Warning - Small Fires | 2021 | 4.7723e-06 | 7.5984e-06 | 0 | 0 | 0.077901 | 0.036425 | 0.0015809 | 0.039895 | 0 | 0 | 0 | 0 | 0.00050322 | 3.7177e-07 | 0 | 3.7177e-07 | 5.9192e-07 | 0 | 5.9192e-07 | 0 | 0 | 0 | 0 | 0 | 0
[79 empty] | WLDFR | HFTD - Distribution - Tier 3 - 3QU CoRE ¦ 4QU LoRE | Red Flag Warning - Small Fires | 2022 | 4.209e-06 | 4.4443e-06 | 6.7863e-06 | 0 | 0.077901 | 0.036425 | 0.0015809 | 0.039895 | 0 | 0 | 0 | 0 | 0.00048846 | 3.2788e-07 | 0 | 3.2788e-07 | 3.4622e-07 | 0 | 3.4622e-07 | 5.2865e-07 | 0 | 5.2865e-07 | 0 | 0 | 0
[79 empty] | WLDFR | HFTD - Distribution - Tier 3 - 3QU CoRE ¦ 4QU LoRE | Red Flag Warning - Small Fires | 2023 | 4.209e-06 | 4.4443e-06 | 4.4251e-06 | 6.4631e-06 | 0.080408 | 0.03759 | 0.0016314 | 0.041187 | 0 | 0 | 0 | 0 | 0.00048846 | 3.3844e-07 | 0 | 3.3844e-07 | 3.5736e-07 | 0 | 3.5736e-07 | 3.5582e-07 | 0 | 3.5582e-07 | 5.1969e-07 | 0 | 5.1969e-07
[79 empty] | WLDFR | HFTD - Distribution - Tier 3 - 3QU CoRE ¦ 4QU LoRE | Red Flag Warning - Small Fires | 2024 | 4.209e-06 | 4.4443e-06 | 4.4251e-06 | 4.2144e-06 | 0.080408 | 0.03759 | 0.0016314 | 0.041187 | 0 | 0 | 0 | 0 | 0.00048846 | 3.3844e-07 | 0 | 3.3844e-07 | 3.5736e-07 | 0 | 3.5736e-07 | 3.5582e-07 | 0 | 3.5582e-07 | 3.3887e-07 | 0 | 3.3887e-07
[79 empty] | WLDFR | HFTD - Distribution - Tier 3 - 3QU CoRE ¦ 4QU LoRE | Red Flag Warning - Small Fires | 2025 | 4.209e-06 | 4.4443e-06 | 4.4251e-06 | 4.2144e-06 | 0.080408 | 0.03759 | 0.0016314 | 0.041187 | 0 | 0 | 0 | 0 | 0.00048846 | 3.3844e-07 | 0 | 3.3844e-07 | 3.5736e-07 | 0 | 3.5736e-07 | 3.5582e-07 | 0 | 3.5582e-07 | 3.3887e-07 | 0 | 3.3887e-07
[79 empty] | WLDFR | HFTD - Distribution - Tier 3 - 3QU CoRE ¦ 4QU LoRE | Red Flag Warning - Small Fires | 2026 | 4.209e-06 | 4.4443e-06 | 4.4251e-06 | 4.2144e-06 | 0.080408 | 0.03759 | 0.0016314 | 0.041187 | 0 | 0 | 0 | 0 | 0.00048846 | 3.3844e-07 | 0 | 3.3844e-07 | 3.5736e-07 | 0 | 3.5736e-07 | 3.5582e-07 | 0 | 3.5582e-07 | 3.3887e-07 | 0 | 3.3887e-07
[79 empty] | WLDFR | HFTD - Distribution - Tier 3 - 3QU CoRE ¦ 4QU LoRE | Red Flag Warning - Small Fires | 2027 | 4.209e-06 | 4.4443e-06 | 4.4251e-06 | 4.2144e-06 | 0.080408 | 0.03759 | 0.0016314 | 0.041187 | 0 | 0 | 0 | 0 | 0.00048846 | 3.3844e-07 | 0 | 3.3844e-07 | 3.5736e-07 | 0 | 3.5736e-07 | 3.5582e-07 | 0 | 3.5582e-07 | 3.3887e-07 | 0 | 3.3887e-07
[79 empty] | WLDFR | HFTD - Distribution - Tier 3 - 3QU CoRE ¦ 4QU LoRE | Red Flag Warning - Small Fires | 2028 | 4.209e-06 | 4.4443e-06 | 4.4251e-06 | 4.2144e-06 | 0.083606 | 0.039055 | 0.001695 | 0.042856 | 0 | 0 | 0 | 0 | 0.00048846 | 3.519e-07 | 0 | 3.519e-07 | 3.7157e-07 | 0 | 3.7157e-07 | 3.6997e-07 | 0 | 3.6997e-07 | 3.5235e-07 | 0 | 3.5235e-07
[79 empty] | WLDFR | HFTD - Distribution - Tier 3 - 3QU CoRE ¦ 4QU LoRE | Red Flag Warning - Small Fires | 2029 | 4.209e-06 | 4.4443e-06 | 4.4251e-06 | 4.2144e-06 | 0.083606 | 0.039055 | 0.001695 | 0.042856 | 0 | 0 | 0 | 0 | 0.00048846 | 3.519e-07 | 0 | 3.519e-07 | 3.7157e-07 | 0 | 3.7157e-07 | 3.6997e-07 | 0 | 3.6997e-07 | 3.5235e-07 | 0 | 3.5235e-07
[79 empty] | WLDFR | HFTD - Distribution - Tier 3 - 3QU CoRE ¦ 4QU LoRE | Red Flag Warning - Small Fires | 2030 | 4.209e-06 | 4.4443e-06 | 4.4251e-06 | 4.2144e-06 | 0.083606 | 0.039055 | 0.001695 | 0.042856 | 0 | 0 | 0 | 0 | 0.00048846 | 3.519e-07 | 0 | 3.519e-07 | 3.7157e-07 | 0 | 3.7157e-07 | 3.6997e-07 | 0 | 3.6997e-07 | 3.5235e-07 | 0 | 3.5235e-07
[79 empty] | WLDFR | HFTD - Distribution - Tier 3 - 3QU CoRE ¦ 4QU LoRE | Red Flag Warning - Small Fires | 2031 | 4.209e-06 | 4.4443e-06 | 4.4251e-06 | 4.2144e-06 | 0.083606 | 0.039055 | 0.001695 | 0.042856 | 0 | 0 | 0 | 0 | 0.00048846 | 3.519e-07 | 0 | 3.519e-07 | 3.7157e-07 | 0 | 3.7157e-07 | 3.6997e-07 | 0 | 3.6997e-07 | 3.5235e-07 | 0 | 3.5235e-07
[79 empty] | WLDFR | HFTD - Distribution - Tier 3 - 3QU CoRE ¦ 4QU LoRE | Red Flag Warning - Small Fires | 2032 | 4.209e-06 | 4.4443e-06 | 4.4251e-06 | 4.2144e-06 | 0.083606 | 0.039055 | 0.001695 | 0.042856 | 0 | 0 | 0 | 0 | 0.00048846 | 3.519e-07 | 0 | 3.519e-07 | 3.7157e-07 | 0 | 3.7157e-07 | 3.6997e-07 | 0 | 3.6997e-07 | 3.5235e-07 | 0 | 3.5235e-07
[79 empty] | WLDFR | HFTD - Distribution - Tier 3 - 3QU CoRE ¦ 4QU LoRE | Red Flag Warning - Small Fires | 2033 | 4.209e-06 | 4.4443e-06 | 4.4251e-06 | 4.2144e-06 | 0.087211 | 0.040679 | 0.0017655 | 0.044766 | 0 | 0 | 0 | 0 | 0.00048846 | 3.6707e-07 | 0 | 3.6707e-07 | 3.8759e-07 | 0 | 3.8759e-07 | 3.8592e-07 | 0 | 3.8592e-07 | 3.6754e-07 | 0 | 3.6754e-07
[79 empty] | WLDFR | HFTD - Distribution - Tier 3 - 3QU CoRE ¦ 4QU LoRE | Red Flag Warning - Small Fires | 2034 | 4.209e-06 | 4.4443e-06 | 4.4251e-06 | 4.2144e-06 | 0.087211 | 0.040679 | 0.0017655 | 0.044766 | 0 | 0 | 0 | 0 | 0.00048846 | 3.6707e-07 | 0 | 3.6707e-07 | 3.8759e-07 | 0 | 3.8759e-07 | 3.8592e-07 | 0 | 3.8592e-07 | 3.6754e-07 | 0 | 3.6754e-07
[79 empty] | WLDFR | HFTD - Distribution - Tier 3 - 3QU CoRE ¦ 4QU LoRE | Red Flag Warning - Small Fires | 2035 | 4.209e-06 | 4.4443e-06 | 4.4251e-06 | 4.2144e-06 | 0.087211 | 0.040679 | 0.0017655 | 0.044766 | 0 | 0 | 0 | 0 | 0.00048846 | 3.6707e-07 | 0 | 3.6707e-07 | 3.8759e-07 | 0 | 3.8759e-07 | 3.8592e-07 | 0 | 3.8592e-07 | 3.6754e-07 | 0 | 3.6754e-07
[79 empty] | WLDFR | HFTD - Distribution - Tier 3 - 3QU CoRE ¦ 4QU LoRE | Red Flag Warning - Small Fires | 2036 | 4.209e-06 | 4.4443e-06 | 4.4251e-06 | 4.2144e-06 | 0.087211 | 0.040679 | 0.0017655 | 0.044766 | 0 | 0 | 0 | 0 | 0.00048846 | 3.6707e-07 | 0 | 3.6707e-07 | 3.8759e-07 | 0 | 3.8759e-07 | 3.8592e-07 | 0 | 3.8592e-07 | 3.6754e-07 | 0 | 3.6754e-07
[79 empty] | WLDFR | HFTD - Distribution - Tier 3 - 3QU CoRE ¦ 4QU LoRE | Red Flag Warning - Small Fires | 2037 | 4.209e-06 | 4.4443e-06 | 4.4251e-06 | 4.2144e-06 | 0.087211 | 0.040679 | 0.0017655 | 0.044766 | 0 | 0 | 0 | 0 | 0.00048846 | 3.6707e-07 | 0 | 3.6707e-07 | 3.8759e-07 | 0 | 3.8759e-07 | 3.8592e-07 | 0 | 3.8592e-07 | 3.6754e-07 | 0 | 3.6754e-07
[79 empty] | WLDFR | HFTD - Distribution - Tier 3 - 3QU CoRE ¦ 4QU LoRE | Red Flag Warning - Small Fires | 2038 | 4.209e-06 | 4.4443e-06 | 4.4251e-06 | 4.2144e-06 | 0.091184 | 0.042438 | 0.0018418 | 0.046905 | 0 | 0 | 0 | 0 | 0.00048846 | 3.8379e-07 | 0 | 3.8379e-07 | 4.0525e-07 | 0 | 4.0525e-07 | 4.035e-07 | 0 | 4.035e-07 | 3.8429e-07 | 0 | 3.8429e-07
[79 empty] | WLDFR | HFTD - Distribution - Tier 3 - 3QU CoRE ¦ 4QU LoRE | Red Flag Warning - Small Fires | 2039 | 4.209e-06 | 4.4443e-06 | 4.4251e-06 | 4.2144e-06 | 0.091184 | 0.042438 | 0.0018418 | 0.046905 | 0 | 0 | 0 | 0 | 0.00048846 | 3.8379e-07 | 0 | 3.8379e-07 | 4.0525e-07 | 0 | 4.0525e-07 | 4.035e-07 | 0 | 4.035e-07 | 3.8429e-07 | 0 | 3.8429e-07
[79 empty] | WLDFR | HFTD - Distribution - Tier 3 - 3QU CoRE ¦ 4QU LoRE | Red Flag Warning - Small Fires | 2040 | 4.209e-06 | 4.4443e-06 | 4.4251e-06 | 4.2144e-06 | 0.091184 | 0.042438 | 0.0018418 | 0.046905 | 0 | 0 | 0 | 0 | 0.00048846 | 3.8379e-07 | 0 | 3.8379e-07 | 4.0525e-07 | 0 | 4.0525e-07 | 4.035e-07 | 0 | 4.035e-07 | 3.8429e-07 | 0 | 3.8429e-07
[79 empty] | WLDFR | HFTD - Distribution - Tier 3 - 3QU CoRE ¦ 4QU LoRE | Red Flag Warning - Small Fires | 2041 | 4.209e-06 | 4.4443e-06 | 4.4251e-06 | 4.2144e-06 | 0.091184 | 0.042438 | 0.0018418 | 0.046905 | 0 | 0 | 0 | 0 | 0.00048846 | 3.8379e-07 | 0 | 3.8379e-07 | 4.0525e-07 | 0 | 4.0525e-07 | 4.035e-07 | 0 | 4.035e-07 | 3.8429e-07 | 0 | 3.8429e-07
[79 empty] | WLDFR | HFTD - Distribution - Tier 3 - 3QU CoRE ¦ 4QU LoRE | Red Flag Warning - Small Fires | 2042 | 4.209e-06 | 4.4443e-06 | 4.4251e-06 | 4.2144e-06 | 0.091184 | 0.042438 | 0.0018418 | 0.046905 | 0 | 0 | 0 | 0 | 0.00048846 | 3.8379e-07 | 0 | 3.8379e-07 | 4.0525e-07 | 0 | 4.0525e-07 | 4.035e-07 | 0 | 4.035e-07 | 3.8429e-07 | 0 | 3.8429e-07
[79 empty] | WLDFR | HFTD - Distribution - Tier 3 - 3QU CoRE ¦ 4QU LoRE | Red Flag Warning - Small Fires | 2043 | 4.209e-06 | 4.4443e-06 | 4.4251e-06 | 4.2144e-06 | 0.095486 | 0.044306 | 0.0019228 | 0.049257 | 0 | 0 | 0 | 0 | 0.00048846 | 4.019e-07 | 0 | 4.019e-07 | 4.2437e-07 | 0 | 4.2437e-07 | 4.2254e-07 | 0 | 4.2254e-07 | 4.0242e-07 | 0 | 4.0242e-07
[79 empty] | WLDFR | HFTD - Distribution - Tier 3 - 3QU CoRE ¦ 4QU LoRE | Red Flag Warning - Small Fires | 2044 | 4.209e-06 | 4.4443e-06 | 4.4251e-06 | 4.2144e-06 | 0.095486 | 0.044306 | 0.0019228 | 0.049257 | 0 | 0 | 0 | 0 | 0.00048846 | 4.019e-07 | 0 | 4.019e-07 | 4.2437e-07 | 0 | 4.2437e-07 | 4.2254e-07 | 0 | 4.2254e-07 | 4.0242e-07 | 0 | 4.0242e-07
[79 empty] | WLDFR | HFTD - Distribution - Tier 3 - 3QU CoRE ¦ 4QU LoRE | Red Flag Warning - Small Fires | 2045 | 4.209e-06 | 4.4443e-06 | 4.4251e-06 | 4.2144e-06 | 0.095486 | 0.044306 | 0.0019228 | 0.049257 | 0 | 0 | 0 | 0 | 0.00048846 | 4.019e-07 | 0 | 4.019e-07 | 4.2437e-07 | 0 | 4.2437e-07 | 4.2254e-07 | 0 | 4.2254e-07 | 4.0242e-07 | 0 | 4.0242e-07
[79 empty] | WLDFR | HFTD - Distribution - Tier 3 - 3QU CoRE ¦ 4QU LoRE | Red Flag Warning - Small Fires | 2046 | 4.209e-06 | 4.4443e-06 | 4.4251e-06 | 4.2144e-06 | 0.095486 | 0.044306 | 0.0019228 | 0.049257 | 0 | 0 | 0 | 0 | 0.00048846 | 4.019e-07 | 0 | 4.019e-07 | 4.2437e-07 | 0 | 4.2437e-07 | 4.2254e-07 | 0 | 4.2254e-07 | 4.0242e-07 | 0 | 4.0242e-07
[79 empty] | WLDFR | HFTD - Distribution - Tier 3 - 3QU CoRE ¦ 4QU LoRE | Red Flag Warning - Small Fires | 2047 | 4.209e-06 | 4.4443e-06 | 4.4251e-06 | 4.2144e-06 | 0.095486 | 0.044306 | 0.0019228 | 0.049257 | 0 | 0 | 0 | 0 | 0.00048846 | 4.019e-07 | 0 | 4.019e-07 | 4.2437e-07 | 0 | 4.2437e-07 | 4.2254e-07 | 0 | 4.2254e-07 | 4.0242e-07 | 0 | 4.0242e-07
[79 empty] | WLDFR | HFTD - Distribution - Tier 3 - 3QU CoRE ¦ 4QU LoRE | Red Flag Warning - Small Fires | 2048 | 4.209e-06 | 4.4443e-06 | 4.4251e-06 | 4.2144e-06 | 0.10007 | 0.04626 | 0.0020076 | 0.051804 | 0 | 0 | 0 | 0 | 0.00048846 | 4.212e-07 | 0 | 4.212e-07 | 4.4475e-07 | 0 | 4.4475e-07 | 4.4283e-07 | 0 | 4.4283e-07 | 4.2174e-07 | 0 | 4.2174e-07
[79 empty] | WLDFR | HFTD - Distribution - Tier 3 - 3QU CoRE ¦ 4QU LoRE | Red Flag Warning - Small Fires | 2049 | 4.209e-06 | 4.4443e-06 | 4.4251e-06 | 4.2144e-06 | 0.10007 | 0.04626 | 0.0020076 | 0.051804 | 0 | 0 | 0 | 0 | 0.00048846 | 4.212e-07 | 0 | 4.212e-07 | 4.4475e-07 | 0 | 4.4475e-07 | 4.4283e-07 | 0 | 4.4283e-07 | 4.2174e-07 | 0 | 4.2174e-07
[79 empty] | WLDFR | HFTD - Distribution - Tier 3 - 3QU CoRE ¦ 4QU LoRE | Red Flag Warning - Small Fires | 2050 | 0 | 4.4443e-06 | 4.4251e-06 | 4.2144e-06 | 0.10007 | 0.04626 | 0.0020076 | 0.051804 | 0 | 0 | 0 | 0 | 0.00048846 | 0 | 0 | 0 | 4.4475e-07 | 0 | 4.4475e-07 | 4.4283e-07 | 0 | 4.4283e-07 | 4.2174e-07 | 0 | 4.2174e-07
[79 empty] | WLDFR | HFTD - Distribution - Tier 3 - 3QU CoRE ¦ 4QU LoRE | Red Flag Warning - Small Fires | 2051 | 0 | 0 | 4.4251e-06 | 4.2144e-06 | 0.10007 | 0.04626 | 0.0020076 | 0.051804 | 0 | 0 | 0 | 0 | 0.00048846 | 0 | 0 | 0 | 0 | 0 | 0 | 4.4283e-07 | 0 | 4.4283e-07 | 4.2174e-07 | 0 | 4.2174e-07
[79 empty] | WLDFR | HFTD - Distribution - Tier 3 - 3QU CoRE ¦ 4QU LoRE | Red Flag Warning - Small Fires | 2052 | 0 | 0 | 0 | 4.2144e-06 | 0.10007 | 0.04626 | 0.0020076 | 0.051804 | 0 | 0 | 0 | 0 | 0.00048846 | 0 | 0 | 0 | 0 | 0 | 0 | 0 | 0 | 0 | 4.2174e-07 | 0 | 4.2174e-07
[79 empty] | WLDFR | HFTD - Distribution - Tier 3 - 3QU CoRE ¦ 4QU LoRE | Seismic - Non-Red Flag Warning - Catastrophic Fires | 2020 | 5.7928e-13 | 0 | 0 | 0 | 21083.8428 | 409.2237 | 13469.0878 | 7205.5313 | 0 | 0 | 0 | 0 | 9.5714e-11 | 1.2214e-08 | 0 | 1.2214e-08 | 0 | 0 | 0 | 0 | 0 | 0 | 0 | 0 | 0
[79 empty] | WLDFR | HFTD - Distribution - Tier 3 - 3QU CoRE ¦ 4QU LoRE | Seismic - Non-Red Flag Warning - Catastrophic Fires | 2021 | 0 | 6.1167e-13 | 0 | 0 | 21083.8428 | 409.2237 | 13469.0878 | 7205.5313 | 0 | 0 | 0 | 0 | 9.5714e-11 | 0 | 0 | 0 | 1.2896e-08 | 0 | 1.2896e-08 | 0 | 0 | 0 | 0 | 0 | 0
[79 empty] | WLDFR | HFTD - Distribution - Tier 3 - 3QU CoRE ¦ 4QU LoRE | Seismic - Non-Red Flag Warning - Catastrophic Fires | 2022 | 0 | 0 | 5.5366e-13 | 0 | 21083.8428 | 409.2237 | 13469.0878 | 7205.5313 | 0 | 0 | 0 | 0 | 9.09e-11 | 0 | 0 | 0 | 0 | 0 | 0 | 1.1673e-08 | 0 | 1.1673e-08 | 0 | 0 | 0
[79 empty] | WLDFR | HFTD - Distribution - Tier 3 - 3QU CoRE ¦ 4QU LoRE | Seismic - Non-Red Flag Warning - Catastrophic Fires | 2023 | 0 | 0 | 0 | 5.273e-13 | 21835.9781 | 428.6023 | 13939.561 | 7467.8148 | 0 | 0 | 0 | 0 | 9.09e-11 | 0 | 0 | 0 | 0 | 0 | 0 | 0 | 0 | 0 | 1.1514e-08 | 0 | 1.1514e-08
[79 empty] | WLDFR | HFTD - Distribution - Tier 3 - 3QU CoRE ¦ 4QU LoRE | Seismic - Red Flag Warning - Catastrophic Fires | 2020 | 2.4979e-11 | 0 | 0 | 0 | 21083.8428 | 409.2237 | 13469.0878 | 7205.5313 | 0 | 0 | 0 | 0 | 4.1271e-09 | 5.2664e-07 | 0 | 5.2664e-07 | 0 | 0 | 0 | 0 | 0 | 0 | 0 | 0 | 0
[79 empty] | WLDFR | HFTD - Distribution - Tier 3 - 3QU CoRE ¦ 4QU LoRE | Seismic - Red Flag Warning - Catastrophic Fires | 2021 | 0 | 2.6375e-11 | 0 | 0 | 21083.8428 | 409.2237 | 13469.0878 | 7205.5313 | 0 | 0 | 0 | 0 | 4.1271e-09 | 0 | 0 | 0 | 5.5609e-07 | 0 | 5.5609e-07 | 0 | 0 | 0 | 0 | 0 | 0
[79 empty] | WLDFR | HFTD - Distribution - Tier 3 - 3QU CoRE ¦ 4QU LoRE | Seismic - Red Flag Warning - Catastrophic Fires | 2022 | 0 | 0 | 2.3874e-11 | 0 | 21083.8428 | 409.2237 | 13469.0878 | 7205.5313 | 0 | 0 | 0 | 0 | 3.9196e-09 | 0 | 0 | 0 | 0 | 0 | 0 | 5.0335e-07 | 0 | 5.0335e-07 | 0 | 0 | 0
[79 empty] | WLDFR | HFTD - Distribution - Tier 3 - 3QU CoRE ¦ 4QU LoRE | Seismic - Red Flag Warning - Catastrophic Fires | 2023 | 0 | 0 | 0 | 2.2737e-11 | 21835.9781 | 428.6023 | 13939.561 | 7467.8148 | 0 | 0 | 0 | 0 | 3.9196e-09 | 0 | 0 | 0 | 0 | 0 | 0 | 0 | 0 | 0 | 4.9648e-07 | 0 | 4.9648e-07
[79 empty] | WLDFR | HFTD - Distribution - Tier 3 - 3QU CoRE ¦ 5QU LoRE | Non-Red Flag Warning - Catastrophic Fires | 2020 | 2.14e-09 | 0 | 0 | 0 | 14146.1306 | 222.2294 | 8585.7228 | 5338.1784 | 0 | 0 | 0 | 0 | 6.0418e-07 | 3.0273e-05 | 0 | 3.0273e-05 | 0 | 0 | 0 | 0 | 0 | 0 | 0 | 0 | 0
[79 empty] | WLDFR | HFTD - Distribution - Tier 3 - 3QU CoRE ¦ 5QU LoRE | Non-Red Flag Warning - Catastrophic Fires | 2021 | 1.2241e-09 | 2.2597e-09 | 0 | 0 | 14146.1306 | 222.2294 | 8585.7228 | 5338.1784 | 0 | 0 | 0 | 0 | 6.0418e-07 | 1.7317e-05 | 0 | 1.7317e-05 | 3.1965e-05 | 0 | 3.1965e-05 | 0 | 0 | 0 | 0 | 0 | 0
[79 empty] | WLDFR | HFTD - Distribution - Tier 3 - 3QU CoRE ¦ 5QU LoRE | Non-Red Flag Warning - Catastrophic Fires | 2022 | 9.5064e-10 | 1.0038e-09 | 2.152e-09 | 0 | 14146.1306 | 222.2294 | 8585.7228 | 5338.1784 | 0 | 0 | 0 | 0 | 4.7886e-07 | 1.3448e-05 | 0 | 1.3448e-05 | 1.42e-05 | 0 | 1.42e-05 | 3.0443e-05 | 0 | 3.0443e-05 | 0 | 0 | 0
[79 empty] | WLDFR | HFTD - Distribution - Tier 3 - 3QU CoRE ¦ 5QU LoRE | Non-Red Flag Warning - Catastrophic Fires | 2023 | 9.5064e-10 | 1.0038e-09 | 1.2179e-09 | 2.0495e-09 | 14664.6376 | 233.2301 | 8896.516 | 5534.8915 | 0 | 0 | 0 | 0 | 4.7886e-07 | 1.3941e-05 | 0 | 1.3941e-05 | 1.472e-05 | 0 | 1.472e-05 | 1.786e-05 | 0 | 1.786e-05 | 3.0056e-05 | 0 | 3.0056e-05
[79 empty] | WLDFR | HFTD - Distribution - Tier 3 - 3QU CoRE ¦ 5QU LoRE | Non-Red Flag Warning - Catastrophic Fires | 2024 | 9.5064e-10 | 1.0038e-09 | 1.2179e-09 | 1.1599e-09 | 14664.6376 | 233.2301 | 8896.516 | 5534.8915 | 0 | 0 | 0 | 0 | 4.7886e-07 | 1.3941e-05 | 0 | 1.3941e-05 | 1.472e-05 | 0 | 1.472e-05 | 1.786e-05 | 0 | 1.786e-05 | 1.701e-05 | 0 | 1.701e-05
[79 empty] | WLDFR | HFTD - Distribution - Tier 3 - 3QU CoRE ¦ 5QU LoRE | Non-Red Flag Warning - Catastrophic Fires | 2025 | 9.5064e-10 | 1.0038e-09 | 1.2179e-09 | 1.1599e-09 | 14664.6376 | 233.2301 | 8896.516 | 5534.8915 | 0 | 0 | 0 | 0 | 4.7886e-07 | 1.3941e-05 | 0 | 1.3941e-05 | 1.472e-05 | 0 | 1.472e-05 | 1.786e-05 | 0 | 1.786e-05 | 1.701e-05 | 0 | 1.701e-05
[79 empty] | WLDFR | HFTD - Distribution - Tier 3 - 3QU CoRE ¦ 5QU LoRE | Non-Red Flag Warning - Catastrophic Fires | 2026 | 9.5064e-10 | 1.0038e-09 | 1.2179e-09 | 1.1599e-09 | 14664.6376 | 233.2301 | 8896.516 | 5534.8915 | 0 | 0 | 0 | 0 | 4.7886e-07 | 1.3941e-05 | 0 | 1.3941e-05 | 1.472e-05 | 0 | 1.472e-05 | 1.786e-05 | 0 | 1.786e-05 | 1.701e-05 | 0 | 1.701e-05
[79 empty] | WLDFR | HFTD - Distribution - Tier 3 - 3QU CoRE ¦ 5QU LoRE | Non-Red Flag Warning - Catastrophic Fires | 2027 | 9.5064e-10 | 1.0038e-09 | 1.2179e-09 | 1.1599e-09 | 14664.6376 | 233.2301 | 8896.516 | 5534.8915 | 0 | 0 | 0 | 0 | 4.7886e-07 | 1.3941e-05 | 0 | 1.3941e-05 | 1.472e-05 | 0 | 1.472e-05 | 1.786e-05 | 0 | 1.786e-05 | 1.701e-05 | 0 | 1.701e-05
[79 empty] | WLDFR | HFTD - Distribution - Tier 3 - 3QU CoRE ¦ 5QU LoRE | Non-Red Flag Warning - Catastrophic Fires | 2028 | 9.5064e-10 | 1.0038e-09 | 1.2179e-09 | 1.1599e-09 | 15317.9909 | 247.273 | 9287.6491 | 5783.0689 | 0 | 0 | 0 | 0 | 4.7886e-07 | 1.4562e-05 | 0 | 1.4562e-05 | 1.5376e-05 | 0 | 1.5376e-05 | 1.8656e-05 | 0 | 1.8656e-05 | 1.7768e-05 | 0 | 1.7768e-05
[79 empty] | WLDFR | HFTD - Distribution - Tier 3 - 3QU CoRE ¦ 5QU LoRE | Non-Red Flag Warning - Catastrophic Fires | 2029 | 9.5064e-10 | 1.0038e-09 | 1.2179e-09 | 1.1599e-09 | 15317.9909 | 247.273 | 9287.6491 | 5783.0689 | 0 | 0 | 0 | 0 | 4.7886e-07 | 1.4562e-05 | 0 | 1.4562e-05 | 1.5376e-05 | 0 | 1.5376e-05 | 1.8656e-05 | 0 | 1.8656e-05 | 1.7768e-05 | 0 | 1.7768e-05
[79 empty] | WLDFR | HFTD - Distribution - Tier 3 - 3QU CoRE ¦ 5QU LoRE | Non-Red Flag Warning - Catastrophic Fires | 2030 | 9.5064e-10 | 1.0038e-09 | 1.2179e-09 | 1.1599e-09 | 15317.9909 | 247.273 | 9287.6491 | 5783.0689 | 0 | 0 | 0 | 0 | 4.7886e-07 | 1.4562e-05 | 0 | 1.4562e-05 | 1.5376e-05 | 0 | 1.5376e-05 | 1.8656e-05 | 0 | 1.8656e-05 | 1.7768e-05 | 0 | 1.7768e-05
[79 empty] | WLDFR | HFTD - Distribution - Tier 3 - 3QU CoRE ¦ 5QU LoRE | Non-Red Flag Warning - Catastrophic Fires | 2031 | 9.5064e-10 | 1.0038e-09 | 1.2179e-09 | 1.1599e-09 | 15317.9909 | 247.273 | 9287.6491 | 5783.0689 | 0 | 0 | 0 | 0 | 4.7886e-07 | 1.4562e-05 | 0 | 1.4562e-05 | 1.5376e-05 | 0 | 1.5376e-05 | 1.8656e-05 | 0 | 1.8656e-05 | 1.7768e-05 | 0 | 1.7768e-05
[79 empty] | WLDFR | HFTD - Distribution - Tier 3 - 3QU CoRE ¦ 5QU LoRE | Non-Red Flag Warning - Catastrophic Fires | 2032 | 9.5064e-10 | 1.0038e-09 | 1.2179e-09 | 1.1599e-09 | 15317.9909 | 247.273 | 9287.6491 | 5783.0689 | 0 | 0 | 0 | 0 | 4.7886e-07 | 1.4562e-05 | 0 | 1.4562e-05 | 1.5376e-05 | 0 | 1.5376e-05 | 1.8656e-05 | 0 | 1.8656e-05 | 1.7768e-05 | 0 | 1.7768e-05
[79 empty] | WLDFR | HFTD - Distribution - Tier 3 - 3QU CoRE ¦ 5QU LoRE | Non-Red Flag Warning - Catastrophic Fires | 2033 | 9.5064e-10 | 1.0038e-09 | 1.2179e-09 | 1.1599e-09 | 16044.1264 | 263.1074 | 9721.74 | 6059.2791 | 0 | 0 | 0 | 0 | 4.7886e-07 | 1.5252e-05 | 0 | 1.5252e-05 | 1.6105e-05 | 0 | 1.6105e-05 | 1.954e-05 | 0 | 1.954e-05 | 1.861e-05 | 0 | 1.861e-05
[79 empty] | WLDFR | HFTD - Distribution - Tier 3 - 3QU CoRE ¦ 5QU LoRE | Non-Red Flag Warning - Catastrophic Fires | 2034 | 9.5064e-10 | 1.0038e-09 | 1.2179e-09 | 1.1599e-09 | 16044.1264 | 263.1074 | 9721.74 | 6059.2791 | 0 | 0 | 0 | 0 | 4.7886e-07 | 1.5252e-05 | 0 | 1.5252e-05 | 1.6105e-05 | 0 | 1.6105e-05 | 1.954e-05 | 0 | 1.954e-05 | 1.861e-05 | 0 | 1.861e-05
[79 empty] | WLDFR | HFTD - Distribution - Tier 3 - 3QU CoRE ¦ 5QU LoRE | Non-Red Flag Warning - Catastrophic Fires | 2035 | 9.5064e-10 | 1.0038e-09 | 1.2179e-09 | 1.1599e-09 | 16044.1264 | 263.1074 | 9721.74 | 6059.2791 | 0 | 0 | 0 | 0 | 4.7886e-07 | 1.5252e-05 | 0 | 1.5252e-05 | 1.6105e-05 | 0 | 1.6105e-05 | 1.954e-05 | 0 | 1.954e-05 | 1.861e-05 | 0 | 1.861e-05
[79 empty] | WLDFR | HFTD - Distribution - Tier 3 - 3QU CoRE ¦ 5QU LoRE | Non-Red Flag Warning - Catastrophic Fires | 2036 | 9.5064e-10 | 1.0038e-09 | 1.2179e-09 | 1.1599e-09 | 16044.1264 | 263.1074 | 9721.74 | 6059.2791 | 0 | 0 | 0 | 0 | 4.7886e-07 | 1.5252e-05 | 0 | 1.5252e-05 | 1.6105e-05 | 0 | 1.6105e-05 | 1.954e-05 | 0 | 1.954e-05 | 1.861e-05 | 0 | 1.861e-05
[79 empty] | WLDFR | HFTD - Distribution - Tier 3 - 3QU CoRE ¦ 5QU LoRE | Non-Red Flag Warning - Catastrophic Fires | 2037 | 9.5064e-10 | 1.0038e-09 | 1.2179e-09 | 1.1599e-09 | 16044.1264 | 263.1074 | 9721.74 | 6059.2791 | 0 | 0 | 0 | 0 | 4.7886e-07 | 1.5252e-05 | 0 | 1.5252e-05 | 1.6105e-05 | 0 | 1.6105e-05 | 1.954e-05 | 0 | 1.954e-05 | 1.861e-05 | 0 | 1.861e-05
[79 empty] | WLDFR | HFTD - Distribution - Tier 3 - 3QU CoRE ¦ 5QU LoRE | Non-Red Flag Warning - Catastrophic Fires | 2038 | 9.5064e-10 | 1.0038e-09 | 1.2179e-09 | 1.1599e-09 | 16832.3912 | 280.5544 | 10192.2718 | 6359.5651 | 0 | 0 | 0 | 0 | 4.7886e-07 | 1.6002e-05 | 0 | 1.6002e-05 | 1.6896e-05 | 0 | 1.6896e-05 | 2.05e-05 | 0 | 2.05e-05 | 1.9524e-05 | 0 | 1.9524e-05
[79 empty] | WLDFR | HFTD - Distribution - Tier 3 - 3QU CoRE ¦ 5QU LoRE | Non-Red Flag Warning - Catastrophic Fires | 2039 | 9.5064e-10 | 1.0038e-09 | 1.2179e-09 | 1.1599e-09 | 16832.3912 | 280.5544 | 10192.2718 | 6359.5651 | 0 | 0 | 0 | 0 | 4.7886e-07 | 1.6002e-05 | 0 | 1.6002e-05 | 1.6896e-05 | 0 | 1.6896e-05 | 2.05e-05 | 0 | 2.05e-05 | 1.9524e-05 | 0 | 1.9524e-05
[79 empty] | WLDFR | HFTD - Distribution - Tier 3 - 3QU CoRE ¦ 5QU LoRE | Non-Red Flag Warning - Catastrophic Fires | 2040 | 9.5064e-10 | 1.0038e-09 | 1.2179e-09 | 1.1599e-09 | 16832.3912 | 280.5544 | 10192.2718 | 6359.5651 | 0 | 0 | 0 | 0 | 4.7886e-07 | 1.6002e-05 | 0 | 1.6002e-05 | 1.6896e-05 | 0 | 1.6896e-05 | 2.05e-05 | 0 | 2.05e-05 | 1.9524e-05 | 0 | 1.9524e-05
[79 empty] | WLDFR | HFTD - Distribution - Tier 3 - 3QU CoRE ¦ 5QU LoRE | Non-Red Flag Warning - Catastrophic Fires | 2041 | 9.5064e-10 | 1.0038e-09 | 1.2179e-09 | 1.1599e-09 | 16832.3912 | 280.5544 | 10192.2718 | 6359.5651 | 0 | 0 | 0 | 0 | 4.7886e-07 | 1.6002e-05 | 0 | 1.6002e-05 | 1.6896e-05 | 0 | 1.6896e-05 | 2.05e-05 | 0 | 2.05e-05 | 1.9524e-05 | 0 | 1.9524e-05
[79 empty] | WLDFR | HFTD - Distribution - Tier 3 - 3QU CoRE ¦ 5QU LoRE | Non-Red Flag Warning - Catastrophic Fires | 2042 | 9.5064e-10 | 1.0038e-09 | 1.2179e-09 | 1.1599e-09 | 16832.3912 | 280.5544 | 10192.2718 | 6359.5651 | 0 | 0 | 0 | 0 | 4.7886e-07 | 1.6002e-05 | 0 | 1.6002e-05 | 1.6896e-05 | 0 | 1.6896e-05 | 2.05e-05 | 0 | 2.05e-05 | 1.9524e-05 | 0 | 1.9524e-05
[79 empty] | WLDFR | HFTD - Distribution - Tier 3 - 3QU CoRE ¦ 5QU LoRE | Non-Red Flag Warning - Catastrophic Fires | 2043 | 9.5064e-10 | 1.0038e-09 | 1.2179e-09 | 1.1599e-09 | 17672.0852 | 299.42 | 10692.7362 | 6679.929 | 0 | 0 | 0 | 0 | 4.7886e-07 | 1.68e-05 | 0 | 1.68e-05 | 1.7739e-05 | 0 | 1.7739e-05 | 2.1523e-05 | 0 | 2.1523e-05 | 2.0498e-05 | 0 | 2.0498e-05
[79 empty] | WLDFR | HFTD - Distribution - Tier 3 - 3QU CoRE ¦ 5QU LoRE | Non-Red Flag Warning - Catastrophic Fires | 2044 | 9.5064e-10 | 1.0038e-09 | 1.2179e-09 | 1.1599e-09 | 17672.0852 | 299.42 | 10692.7362 | 6679.929 | 0 | 0 | 0 | 0 | 4.7886e-07 | 1.68e-05 | 0 | 1.68e-05 | 1.7739e-05 | 0 | 1.7739e-05 | 2.1523e-05 | 0 | 2.1523e-05 | 2.0498e-05 | 0 | 2.0498e-05
[79 empty] | WLDFR | HFTD - Distribution - Tier 3 - 3QU CoRE ¦ 5QU LoRE | Non-Red Flag Warning - Catastrophic Fires | 2045 | 9.5064e-10 | 1.0038e-09 | 1.2179e-09 | 1.1599e-09 | 17672.0852 | 299.42 | 10692.7362 | 6679.929 | 0 | 0 | 0 | 0 | 4.7886e-07 | 1.68e-05 | 0 | 1.68e-05 | 1.7739e-05 | 0 | 1.7739e-05 | 2.1523e-05 | 0 | 2.1523e-05 | 2.0498e-05 | 0 | 2.0498e-05
[79 empty] | WLDFR | HFTD - Distribution - Tier 3 - 3QU CoRE ¦ 5QU LoRE | Non-Red Flag Warning - Catastrophic Fires | 2046 | 9.5064e-10 | 1.0038e-09 | 1.2179e-09 | 1.1599e-09 | 17672.0852 | 299.42 | 10692.7362 | 6679.929 | 0 | 0 | 0 | 0 | 4.7886e-07 | 1.68e-05 | 0 | 1.68e-05 | 1.7739e-05 | 0 | 1.7739e-05 | 2.1523e-05 | 0 | 2.1523e-05 | 2.0498e-05 | 0 | 2.0498e-05
[79 empty] | WLDFR | HFTD - Distribution - Tier 3 - 3QU CoRE ¦ 5QU LoRE | Non-Red Flag Warning - Catastrophic Fires | 2047 | 9.5064e-10 | 1.0038e-09 | 1.2179e-09 | 1.1599e-09 | 17672.0852 | 299.42 | 10692.7362 | 6679.929 | 0 | 0 | 0 | 0 | 4.7886e-07 | 1.68e-05 | 0 | 1.68e-05 | 1.7739e-05 | 0 | 1.7739e-05 | 2.1523e-05 | 0 | 2.1523e-05 | 2.0498e-05 | 0 | 2.0498e-05
[79 empty] | WLDFR | HFTD - Distribution - Tier 3 - 3QU CoRE ¦ 5QU LoRE | Non-Red Flag Warning - Catastrophic Fires | 2048 | 9.5064e-10 | 1.0038e-09 | 1.2179e-09 | 1.1599e-09 | 18552.3348 | 319.4911 | 11216.5626 | 7016.281 | 0 | 0 | 0 | 0 | 4.7886e-07 | 1.7637e-05 | 0 | 1.7637e-05 | 1.8623e-05 | 0 | 1.8623e-05 | 2.2595e-05 | 0 | 2.2595e-05 | 2.1519e-05 | 0 | 2.1519e-05
[79 empty] | WLDFR | HFTD - Distribution - Tier 3 - 3QU CoRE ¦ 5QU LoRE | Non-Red Flag Warning - Catastrophic Fires | 2049 | 9.5064e-10 | 1.0038e-09 | 1.2179e-09 | 1.1599e-09 | 18552.3348 | 319.4911 | 11216.5626 | 7016.281 | 0 | 0 | 0 | 0 | 4.7886e-07 | 1.7637e-05 | 0 | 1.7637e-05 | 1.8623e-05 | 0 | 1.8623e-05 | 2.2595e-05 | 0 | 2.2595e-05 | 2.1519e-05 | 0 | 2.1519e-05
[79 empty] | WLDFR | HFTD - Distribution - Tier 3 - 3QU CoRE ¦ 5QU LoRE | Non-Red Flag Warning - Catastrophic Fires | 2050 | 0 | 1.0038e-09 | 1.2179e-09 | 1.1599e-09 | 18552.3348 | 319.4911 | 11216.5626 | 7016.281 | 0 | 0 | 0 | 0 | 4.7886e-07 | 0 | 0 | 0 | 1.8623e-05 | 0 | 1.8623e-05 | 2.2595e-05 | 0 | 2.2595e-05 | 2.1519e-05 | 0 | 2.1519e-05
[79 empty] | WLDFR | HFTD - Distribution - Tier 3 - 3QU CoRE ¦ 5QU LoRE | Non-Red Flag Warning - Catastrophic Fires | 2051 | 0 | 0 | 1.2179e-09 | 1.1599e-09 | 18552.3348 | 319.4911 | 11216.5626 | 7016.281 | 0 | 0 | 0 | 0 | 4.7886e-07 | 0 | 0 | 0 | 0 | 0 | 0 | 2.2595e-05 | 0 | 2.2595e-05 | 2.1519e-05 | 0 | 2.1519e-05
[79 empty] | WLDFR | HFTD - Distribution - Tier 3 - 3QU CoRE ¦ 5QU LoRE | Non-Red Flag Warning - Catastrophic Fires | 2052 | 0 | 0 | 0 | 1.1599e-09 | 18552.3348 | 319.4911 | 11216.5626 | 7016.281 | 0 | 0 | 0 | 0 | 4.7886e-07 | 0 | 0 | 0 | 0 | 0 | 0 | 0 | 0 | 0 | 2.1519e-05 | 0 | 2.1519e-05
[79 empty] | WLDFR | HFTD - Distribution - Tier 3 - 3QU CoRE ¦ 5QU LoRE | Non-Red Flag Warning - Destructive Fires | 2020 | 5.6147e-09 | 0 | 0 | 0 | 8807.9522 | 222.2294 | 8585.7228 | 0 | 0 | 0 | 0 | 0 | 7.2378e-07 | 4.9454e-05 | 0 | 4.9454e-05 | 0 | 0 | 0 | 0 | 0 | 0 | 0 | 0 | 0
[79 empty] | WLDFR | HFTD - Distribution - Tier 3 - 3QU CoRE ¦ 5QU LoRE | Non-Red Flag Warning - Destructive Fires | 2021 | 3.2106e-09 | 5.9286e-09 | 0 | 0 | 8807.9522 | 222.2294 | 8585.7228 | 0 | 0 | 0 | 0 | 0 | 7.2378e-07 | 2.8279e-05 | 0 | 2.8279e-05 | 5.2219e-05 | 0 | 5.2219e-05 | 0 | 0 | 0 | 0 | 0 | 0
[79 empty] | WLDFR | HFTD - Distribution - Tier 3 - 3QU CoRE ¦ 5QU LoRE | Non-Red Flag Warning - Destructive Fires | 2022 | 2.5032e-09 | 2.6432e-09 | 5.6697e-09 | 0 | 8807.9522 | 222.2294 | 8585.7228 | 0 | 0 | 0 | 0 | 0 | 6.3477e-07 | 2.2048e-05 | 0 | 2.2048e-05 | 2.3281e-05 | 0 | 2.3281e-05 | 4.9938e-05 | 0 | 4.9938e-05 | 0 | 0 | 0
[79 empty] | WLDFR | HFTD - Distribution - Tier 3 - 3QU CoRE ¦ 5QU LoRE | Non-Red Flag Warning - Destructive Fires | 2023 | 2.5032e-09 | 2.6432e-09 | 3.207e-09 | 5.3997e-09 | 9129.7461 | 233.2301 | 8896.516 | 0 | 0 | 0 | 0 | 0 | 6.3477e-07 | 2.2854e-05 | 0 | 2.2854e-05 | 2.4132e-05 | 0 | 2.4132e-05 | 2.9279e-05 | 0 | 2.9279e-05 | 4.9298e-05 | 0 | 4.9298e-05
[79 empty] | WLDFR | HFTD - Distribution - Tier 3 - 3QU CoRE ¦ 5QU LoRE | Non-Red Flag Warning - Destructive Fires | 2024 | 2.5032e-09 | 2.6432e-09 | 3.207e-09 | 3.0543e-09 | 9129.7461 | 233.2301 | 8896.516 | 0 | 0 | 0 | 0 | 0 | 6.3477e-07 | 2.2854e-05 | 0 | 2.2854e-05 | 2.4132e-05 | 0 | 2.4132e-05 | 2.9279e-05 | 0 | 2.9279e-05 | 2.7885e-05 | 0 | 2.7885e-05
[79 empty] | WLDFR | HFTD - Distribution - Tier 3 - 3QU CoRE ¦ 5QU LoRE | Non-Red Flag Warning - Destructive Fires | 2025 | 2.5032e-09 | 2.6432e-09 | 3.207e-09 | 3.0543e-09 | 9129.7461 | 233.2301 | 8896.516 | 0 | 0 | 0 | 0 | 0 | 6.3477e-07 | 2.2854e-05 | 0 | 2.2854e-05 | 2.4132e-05 | 0 | 2.4132e-05 | 2.9279e-05 | 0 | 2.9279e-05 | 2.7885e-05 | 0 | 2.7885e-05
[79 empty] | WLDFR | HFTD - Distribution - Tier 3 - 3QU CoRE ¦ 5QU LoRE | Non-Red Flag Warning - Destructive Fires | 2026 | 2.5032e-09 | 2.6432e-09 | 3.207e-09 | 3.0543e-09 | 9129.7461 | 233.2301 | 8896.516 | 0 | 0 | 0 | 0 | 0 | 6.3477e-07 | 2.2854e-05 | 0 | 2.2854e-05 | 2.4132e-05 | 0 | 2.4132e-05 | 2.9279e-05 | 0 | 2.9279e-05 | 2.7885e-05 | 0 | 2.7885e-05
[79 empty] | WLDFR | HFTD - Distribution - Tier 3 - 3QU CoRE ¦ 5QU LoRE | Non-Red Flag Warning - Destructive Fires | 2027 | 2.5032e-09 | 2.6432e-09 | 3.207e-09 | 3.0543e-09 | 9129.7461 | 233.2301 | 8896.516 | 0 | 0 | 0 | 0 | 0 | 6.3477e-07 | 2.2854e-05 | 0 | 2.2854e-05 | 2.4132e-05 | 0 | 2.4132e-05 | 2.9279e-05 | 0 | 2.9279e-05 | 2.7885e-05 | 0 | 2.7885e-05
[79 empty] | WLDFR | HFTD - Distribution - Tier 3 - 3QU CoRE ¦ 5QU LoRE | Non-Red Flag Warning - Destructive Fires | 2028 | 2.5032e-09 | 2.6432e-09 | 3.207e-09 | 3.0543e-09 | 9534.9221 | 247.273 | 9287.6491 | 0 | 0 | 0 | 0 | 0 | 6.3477e-07 | 2.3868e-05 | 0 | 2.3868e-05 | 2.5203e-05 | 0 | 2.5203e-05 | 3.0579e-05 | 0 | 3.0579e-05 | 2.9123e-05 | 0 | 2.9123e-05
[79 empty] | WLDFR | HFTD - Distribution - Tier 3 - 3QU CoRE ¦ 5QU LoRE | Non-Red Flag Warning - Destructive Fires | 2029 | 2.5032e-09 | 2.6432e-09 | 3.207e-09 | 3.0543e-09 | 9534.9221 | 247.273 | 9287.6491 | 0 | 0 | 0 | 0 | 0 | 6.3477e-07 | 2.3868e-05 | 0 | 2.3868e-05 | 2.5203e-05 | 0 | 2.5203e-05 | 3.0579e-05 | 0 | 3.0579e-05 | 2.9123e-05 | 0 | 2.9123e-05
[79 empty] | WLDFR | HFTD - Distribution - Tier 3 - 3QU CoRE ¦ 5QU LoRE | Non-Red Flag Warning - Destructive Fires | 2030 | 2.5032e-09 | 2.6432e-09 | 3.207e-09 | 3.0543e-09 | 9534.9221 | 247.273 | 9287.6491 | 0 | 0 | 0 | 0 | 0 | 6.3477e-07 | 2.3868e-05 | 0 | 2.3868e-05 | 2.5203e-05 | 0 | 2.5203e-05 | 3.0579e-05 | 0 | 3.0579e-05 | 2.9123e-05 | 0 | 2.9123e-05
[79 empty] | WLDFR | HFTD - Distribution - Tier 3 - 3QU CoRE ¦ 5QU LoRE | Non-Red Flag Warning - Destructive Fires | 2031 | 2.5032e-09 | 2.6432e-09 | 3.207e-09 | 3.0543e-09 | 9534.9221 | 247.273 | 9287.6491 | 0 | 0 | 0 | 0 | 0 | 6.3477e-07 | 2.3868e-05 | 0 | 2.3868e-05 | 2.5203e-05 | 0 | 2.5203e-05 | 3.0579e-05 | 0 | 3.0579e-05 | 2.9123e-05 | 0 | 2.9123e-05
[79 empty] | WLDFR | HFTD - Distribution - Tier 3 - 3QU CoRE ¦ 5QU LoRE | Non-Red Flag Warning - Destructive Fires | 2032 | 2.5032e-09 | 2.6432e-09 | 3.207e-09 | 3.0543e-09 | 9534.9221 | 247.273 | 9287.6491 | 0 | 0 | 0 | 0 | 0 | 6.3477e-07 | 2.3868e-05 | 0 | 2.3868e-05 | 2.5203e-05 | 0 | 2.5203e-05 | 3.0579e-05 | 0 | 3.0579e-05 | 2.9123e-05 | 0 | 2.9123e-05
[79 empty] | WLDFR | HFTD - Distribution - Tier 3 - 3QU CoRE ¦ 5QU LoRE | Non-Red Flag Warning - Destructive Fires | 2033 | 2.5032e-09 | 2.6432e-09 | 3.207e-09 | 3.0543e-09 | 9984.8474 | 263.1074 | 9721.74 | 0 | 0 | 0 | 0 | 0 | 6.3477e-07 | 2.4994e-05 | 0 | 2.4994e-05 | 2.6392e-05 | 0 | 2.6392e-05 | 3.2022e-05 | 0 | 3.2022e-05 | 3.0497e-05 | 0 | 3.0497e-05
[79 empty] | WLDFR | HFTD - Distribution - Tier 3 - 3QU CoRE ¦ 5QU LoRE | Non-Red Flag Warning - Destructive Fires | 2034 | 2.5032e-09 | 2.6432e-09 | 3.207e-09 | 3.0543e-09 | 9984.8474 | 263.1074 | 9721.74 | 0 | 0 | 0 | 0 | 0 | 6.3477e-07 | 2.4994e-05 | 0 | 2.4994e-05 | 2.6392e-05 | 0 | 2.6392e-05 | 3.2022e-05 | 0 | 3.2022e-05 | 3.0497e-05 | 0 | 3.0497e-05
[79 empty] | WLDFR | HFTD - Distribution - Tier 3 - 3QU CoRE ¦ 5QU LoRE | Non-Red Flag Warning - Destructive Fires | 2035 | 2.5032e-09 | 2.6432e-09 | 3.207e-09 | 3.0543e-09 | 9984.8474 | 263.1074 | 9721.74 | 0 | 0 | 0 | 0 | 0 | 6.3477e-07 | 2.4994e-05 | 0 | 2.4994e-05 | 2.6392e-05 | 0 | 2.6392e-05 | 3.2022e-05 | 0 | 3.2022e-05 | 3.0497e-05 | 0 | 3.0497e-05
[79 empty] | WLDFR | HFTD - Distribution - Tier 3 - 3QU CoRE ¦ 5QU LoRE | Non-Red Flag Warning - Destructive Fires | 2036 | 2.5032e-09 | 2.6432e-09 | 3.207e-09 | 3.0543e-09 | 9984.8474 | 263.1074 | 9721.74 | 0 | 0 | 0 | 0 | 0 | 6.3477e-07 | 2.4994e-05 | 0 | 2.4994e-05 | 2.6392e-05 | 0 | 2.6392e-05 | 3.2022e-05 | 0 | 3.2022e-05 | 3.0497e-05 | 0 | 3.0497e-05
[79 empty] | WLDFR | HFTD - Distribution - Tier 3 - 3QU CoRE ¦ 5QU LoRE | Non-Red Flag Warning - Destructive Fires | 2037 | 2.5032e-09 | 2.6432e-09 | 3.207e-09 | 3.0543e-09 | 9984.8474 | 263.1074 | 9721.74 | 0 | 0 | 0 | 0 | 0 | 6.3477e-07 | 2.4994e-05 | 0 | 2.4994e-05 | 2.6392e-05 | 0 | 2.6392e-05 | 3.2022e-05 | 0 | 3.2022e-05 | 3.0497e-05 | 0 | 3.0497e-05
[79 empty] | WLDFR | HFTD - Distribution - Tier 3 - 3QU CoRE ¦ 5QU LoRE | Non-Red Flag Warning - Destructive Fires | 2038 | 2.5032e-09 | 2.6432e-09 | 3.207e-09 | 3.0543e-09 | 10472.8261 | 280.5544 | 10192.2718 | 0 | 0 | 0 | 0 | 0 | 6.3477e-07 | 2.6216e-05 | 0 | 2.6216e-05 | 2.7682e-05 | 0 | 2.7682e-05 | 3.3587e-05 | 0 | 3.3587e-05 | 3.1987e-05 | 0 | 3.1987e-05
[79 empty] | WLDFR | HFTD - Distribution - Tier 3 - 3QU CoRE ¦ 5QU LoRE | Non-Red Flag Warning - Destructive Fires | 2039 | 2.5032e-09 | 2.6432e-09 | 3.207e-09 | 3.0543e-09 | 10472.8261 | 280.5544 | 10192.2718 | 0 | 0 | 0 | 0 | 0 | 6.3477e-07 | 2.6216e-05 | 0 | 2.6216e-05 | 2.7682e-05 | 0 | 2.7682e-05 | 3.3587e-05 | 0 | 3.3587e-05 | 3.1987e-05 | 0 | 3.1987e-05
[79 empty] | WLDFR | HFTD - Distribution - Tier 3 - 3QU CoRE ¦ 5QU LoRE | Non-Red Flag Warning - Destructive Fires | 2040 | 2.5032e-09 | 2.6432e-09 | 3.207e-09 | 3.0543e-09 | 10472.8261 | 280.5544 | 10192.2718 | 0 | 0 | 0 | 0 | 0 | 6.3477e-07 | 2.6216e-05 | 0 | 2.6216e-05 | 2.7682e-05 | 0 | 2.7682e-05 | 3.3587e-05 | 0 | 3.3587e-05 | 3.1987e-05 | 0 | 3.1987e-05
[79 empty] | WLDFR | HFTD - Distribution - Tier 3 - 3QU CoRE ¦ 5QU LoRE | Non-Red Flag Warning - Destructive Fires | 2041 | 2.5032e-09 | 2.6432e-09 | 3.207e-09 | 3.0543e-09 | 10472.8261 | 280.5544 | 10192.2718 | 0 | 0 | 0 | 0 | 0 | 6.3477e-07 | 2.6216e-05 | 0 | 2.6216e-05 | 2.7682e-05 | 0 | 2.7682e-05 | 3.3587e-05 | 0 | 3.3587e-05 | 3.1987e-05 | 0 | 3.1987e-05
[79 empty] | WLDFR | HFTD - Distribution - Tier 3 - 3QU CoRE ¦ 5QU LoRE | Non-Red Flag Warning - Destructive Fires | 2042 | 2.5032e-09 | 2.6432e-09 | 3.207e-09 | 3.0543e-09 | 10472.8261 | 280.5544 | 10192.2718 | 0 | 0 | 0 | 0 | 0 | 6.3477e-07 | 2.6216e-05 | 0 | 2.6216e-05 | 2.7682e-05 | 0 | 2.7682e-05 | 3.3587e-05 | 0 | 3.3587e-05 | 3.1987e-05 | 0 | 3.1987e-05
[79 empty] | WLDFR | HFTD - Distribution - Tier 3 - 3QU CoRE ¦ 5QU LoRE | Non-Red Flag Warning - Destructive Fires | 2043 | 2.5032e-09 | 2.6432e-09 | 3.207e-09 | 3.0543e-09 | 10992.1562 | 299.42 | 10692.7362 | 0 | 0 | 0 | 0 | 0 | 6.3477e-07 | 2.7516e-05 | 0 | 2.7516e-05 | 2.9054e-05 | 0 | 2.9054e-05 | 3.5252e-05 | 0 | 3.5252e-05 | 3.3573e-05 | 0 | 3.3573e-05
[79 empty] | WLDFR | HFTD - Distribution - Tier 3 - 3QU CoRE ¦ 5QU LoRE | Non-Red Flag Warning - Destructive Fires | 2044 | 2.5032e-09 | 2.6432e-09 | 3.207e-09 | 3.0543e-09 | 10992.1562 | 299.42 | 10692.7362 | 0 | 0 | 0 | 0 | 0 | 6.3477e-07 | 2.7516e-05 | 0 | 2.7516e-05 | 2.9054e-05 | 0 | 2.9054e-05 | 3.5252e-05 | 0 | 3.5252e-05 | 3.3573e-05 | 0 | 3.3573e-05
[79 empty] | WLDFR | HFTD - Distribution - Tier 3 - 3QU CoRE ¦ 5QU LoRE | Non-Red Flag Warning - Destructive Fires | 2045 | 2.5032e-09 | 2.6432e-09 | 3.207e-09 | 3.0543e-09 | 10992.1562 | 299.42 | 10692.7362 | 0 | 0 | 0 | 0 | 0 | 6.3477e-07 | 2.7516e-05 | 0 | 2.7516e-05 | 2.9054e-05 | 0 | 2.9054e-05 | 3.5252e-05 | 0 | 3.5252e-05 | 3.3573e-05 | 0 | 3.3573e-05
[79 empty] | WLDFR | HFTD - Distribution - Tier 3 - 3QU CoRE ¦ 5QU LoRE | Non-Red Flag Warning - Destructive Fires | 2046 | 2.5032e-09 | 2.6432e-09 | 3.207e-09 | 3.0543e-09 | 10992.1562 | 299.42 | 10692.7362 | 0 | 0 | 0 | 0 | 0 | 6.3477e-07 | 2.7516e-05 | 0 | 2.7516e-05 | 2.9054e-05 | 0 | 2.9054e-05 | 3.5252e-05 | 0 | 3.5252e-05 | 3.3573e-05 | 0 | 3.3573e-05
[79 empty] | WLDFR | HFTD - Distribution - Tier 3 - 3QU CoRE ¦ 5QU LoRE | Non-Red Flag Warning - Destructive Fires | 2047 | 2.5032e-09 | 2.6432e-09 | 3.207e-09 | 3.0543e-09 | 10992.1562 | 299.42 | 10692.7362 | 0 | 0 | 0 | 0 | 0 | 6.3477e-07 | 2.7516e-05 | 0 | 2.7516e-05 | 2.9054e-05 | 0 | 2.9054e-05 | 3.5252e-05 | 0 | 3.5252e-05 | 3.3573e-05 | 0 | 3.3573e-05
[79 empty] | WLDFR | HFTD - Distribution - Tier 3 - 3QU CoRE ¦ 5QU LoRE | Non-Red Flag Warning - Destructive Fires | 2048 | 2.5032e-09 | 2.6432e-09 | 3.207e-09 | 3.0543e-09 | 11536.0538 | 319.4911 | 11216.5626 | 0 | 0 | 0 | 0 | 0 | 6.3477e-07 | 2.8877e-05 | 0 | 2.8877e-05 | 3.0492e-05 | 0 | 3.0492e-05 | 3.6996e-05 | 0 | 3.6996e-05 | 3.5235e-05 | 0 | 3.5235e-05
[79 empty] | WLDFR | HFTD - Distribution - Tier 3 - 3QU CoRE ¦ 5QU LoRE | Non-Red Flag Warning - Destructive Fires | 2049 | 2.5032e-09 | 2.6432e-09 | 3.207e-09 | 3.0543e-09 | 11536.0538 | 319.4911 | 11216.5626 | 0 | 0 | 0 | 0 | 0 | 6.3477e-07 | 2.8877e-05 | 0 | 2.8877e-05 | 3.0492e-05 | 0 | 3.0492e-05 | 3.6996e-05 | 0 | 3.6996e-05 | 3.5235e-05 | 0 | 3.5235e-05
[79 empty] | WLDFR | HFTD - Distribution - Tier 3 - 3QU CoRE ¦ 5QU LoRE | Non-Red Flag Warning - Destructive Fires | 2050 | 0 | 2.6432e-09 | 3.207e-09 | 3.0543e-09 | 11536.0538 | 319.4911 | 11216.5626 | 0 | 0 | 0 | 0 | 0 | 6.3477e-07 | 0 | 0 | 0 | 3.0492e-05 | 0 | 3.0492e-05 | 3.6996e-05 | 0 | 3.6996e-05 | 3.5235e-05 | 0 | 3.5235e-05
[79 empty] | WLDFR | HFTD - Distribution - Tier 3 - 3QU CoRE ¦ 5QU LoRE | Non-Red Flag Warning - Destructive Fires | 2051 | 0 | 0 | 3.207e-09 | 3.0543e-09 | 11536.0538 | 319.4911 | 11216.5626 | 0 | 0 | 0 | 0 | 0 | 6.3477e-07 | 0 | 0 | 0 | 0 | 0 | 0 | 3.6996e-05 | 0 | 3.6996e-05 | 3.5235e-05 | 0 | 3.5235e-05
[79 empty] | WLDFR | HFTD - Distribution - Tier 3 - 3QU CoRE ¦ 5QU LoRE | Non-Red Flag Warning - Destructive Fires | 2052 | 0 | 0 | 0 | 3.0543e-09 | 11536.0538 | 319.4911 | 11216.5626 | 0 | 0 | 0 | 0 | 0 | 6.3477e-07 | 0 | 0 | 0 | 0 | 0 | 0 | 0 | 0 | 0 | 3.5235e-05 | 0 | 3.5235e-05
[79 empty] | WLDFR | HFTD - Distribution - Tier 3 - 3QU CoRE ¦ 5QU LoRE | Non-Red Flag Warning - Large Fires | 2020 | 8.5855e-08 | 0 | 0 | 0 | 5.2406 | 0.69642 | 2.942 | 1.6022 | 0 | 0 | 0 | 0 | 9.4545e-06 | 4.4993e-07 | 0 | 4.4993e-07 | 0 | 0 | 0 | 0 | 0 | 0 | 0 | 0 | 0
[79 empty] | WLDFR | HFTD - Distribution - Tier 3 - 3QU CoRE ¦ 5QU LoRE | Non-Red Flag Warning - Large Fires | 2021 | 4.9193e-08 | 9.0655e-08 | 0 | 0 | 5.2406 | 0.69642 | 2.942 | 1.6022 | 0 | 0 | 0 | 0 | 9.4545e-06 | 2.578e-07 | 0 | 2.578e-07 | 4.7508e-07 | 0 | 4.7508e-07 | 0 | 0 | 0 | 0 | 0 | 0
[79 empty] | WLDFR | HFTD - Distribution - Tier 3 - 3QU CoRE ¦ 5QU LoRE | Non-Red Flag Warning - Large Fires | 2022 | 3.4013e-08 | 3.5914e-08 | 7.658e-08 | 0 | 5.2406 | 0.69642 | 2.942 | 1.6022 | 0 | 0 | 0 | 0 | 7.8035e-06 | 1.7825e-07 | 0 | 1.7825e-07 | 1.8821e-07 | 0 | 1.8821e-07 | 4.0132e-07 | 0 | 4.0132e-07 | 0 | 0 | 0
[79 empty] | WLDFR | HFTD - Distribution - Tier 3 - 3QU CoRE ¦ 5QU LoRE | Non-Red Flag Warning - Large Fires | 2023 | 3.4013e-08 | 3.5914e-08 | 4.3575e-08 | 7.2933e-08 | 5.475 | 0.71896 | 3.0715 | 1.6846 | 0 | 0 | 0 | 0 | 7.8035e-06 | 1.8622e-07 | 0 | 1.8622e-07 | 1.9663e-07 | 0 | 1.9663e-07 | 2.3858e-07 | 0 | 2.3858e-07 | 3.9931e-07 | 0 | 3.9931e-07
[79 empty] | WLDFR | HFTD - Distribution - Tier 3 - 3QU CoRE ¦ 5QU LoRE | Non-Red Flag Warning - Large Fires | 2024 | 3.4013e-08 | 3.5914e-08 | 4.3575e-08 | 4.15e-08 | 5.475 | 0.71896 | 3.0715 | 1.6846 | 0 | 0 | 0 | 0 | 7.8035e-06 | 1.8622e-07 | 0 | 1.8622e-07 | 1.9663e-07 | 0 | 1.9663e-07 | 2.3858e-07 | 0 | 2.3858e-07 | 2.2722e-07 | 0 | 2.2722e-07
[79 empty] | WLDFR | HFTD - Distribution - Tier 3 - 3QU CoRE ¦ 5QU LoRE | Non-Red Flag Warning - Large Fires | 2025 | 3.4013e-08 | 3.5914e-08 | 4.3575e-08 | 4.15e-08 | 5.475 | 0.71896 | 3.0715 | 1.6846 | 0 | 0 | 0 | 0 | 7.8035e-06 | 1.8622e-07 | 0 | 1.8622e-07 | 1.9663e-07 | 0 | 1.9663e-07 | 2.3858e-07 | 0 | 2.3858e-07 | 2.2722e-07 | 0 | 2.2722e-07
[79 empty] | WLDFR | HFTD - Distribution - Tier 3 - 3QU CoRE ¦ 5QU LoRE | Non-Red Flag Warning - Large Fires | 2026 | 3.4013e-08 | 3.5914e-08 | 4.3575e-08 | 4.15e-08 | 5.475 | 0.71896 | 3.0715 | 1.6846 | 0 | 0 | 0 | 0 | 7.8035e-06 | 1.8622e-07 | 0 | 1.8622e-07 | 1.9663e-07 | 0 | 1.9663e-07 | 2.3858e-07 | 0 | 2.3858e-07 | 2.2722e-07 | 0 | 2.2722e-07
[79 empty] | WLDFR | HFTD - Distribution - Tier 3 - 3QU CoRE ¦ 5QU LoRE | Non-Red Flag Warning - Large Fires | 2027 | 3.4013e-08 | 3.5914e-08 | 4.3575e-08 | 4.15e-08 | 5.475 | 0.71896 | 3.0715 | 1.6846 | 0 | 0 | 0 | 0 | 7.8035e-06 | 1.8622e-07 | 0 | 1.8622e-07 | 1.9663e-07 | 0 | 1.9663e-07 | 2.3858e-07 | 0 | 2.3858e-07 | 2.2722e-07 | 0 | 2.2722e-07
[79 empty] | WLDFR | HFTD - Distribution - Tier 3 - 3QU CoRE ¦ 5QU LoRE | Non-Red Flag Warning - Large Fires | 2028 | 3.4013e-08 | 3.5914e-08 | 4.3575e-08 | 4.15e-08 | 5.777 | 0.74734 | 3.238 | 1.7917 | 0 | 0 | 0 | 0 | 7.8035e-06 | 1.9649e-07 | 0 | 1.9649e-07 | 2.0748e-07 | 0 | 2.0748e-07 | 2.5174e-07 | 0 | 2.5174e-07 | 2.3975e-07 | 0 | 2.3975e-07
[79 empty] | WLDFR | HFTD - Distribution - Tier 3 - 3QU CoRE ¦ 5QU LoRE | Non-Red Flag Warning - Large Fires | 2029 | 3.4013e-08 | 3.5914e-08 | 4.3575e-08 | 4.15e-08 | 5.777 | 0.74734 | 3.238 | 1.7917 | 0 | 0 | 0 | 0 | 7.8035e-06 | 1.9649e-07 | 0 | 1.9649e-07 | 2.0748e-07 | 0 | 2.0748e-07 | 2.5174e-07 | 0 | 2.5174e-07 | 2.3975e-07 | 0 | 2.3975e-07
[79 empty] | WLDFR | HFTD - Distribution - Tier 3 - 3QU CoRE ¦ 5QU LoRE | Non-Red Flag Warning - Large Fires | 2030 | 3.4013e-08 | 3.5914e-08 | 4.3575e-08 | 4.15e-08 | 5.777 | 0.74734 | 3.238 | 1.7917 | 0 | 0 | 0 | 0 | 7.8035e-06 | 1.9649e-07 | 0 | 1.9649e-07 | 2.0748e-07 | 0 | 2.0748e-07 | 2.5174e-07 | 0 | 2.5174e-07 | 2.3975e-07 | 0 | 2.3975e-07
[79 empty] | WLDFR | HFTD - Distribution - Tier 3 - 3QU CoRE ¦ 5QU LoRE | Non-Red Flag Warning - Large Fires | 2031 | 3.4013e-08 | 3.5914e-08 | 4.3575e-08 | 4.15e-08 | 5.777 | 0.74734 | 3.238 | 1.7917 | 0 | 0 | 0 | 0 | 7.8035e-06 | 1.9649e-07 | 0 | 1.9649e-07 | 2.0748e-07 | 0 | 2.0748e-07 | 2.5174e-07 | 0 | 2.5174e-07 | 2.3975e-07 | 0 | 2.3975e-07
[79 empty] | WLDFR | HFTD - Distribution - Tier 3 - 3QU CoRE ¦ 5QU LoRE | Non-Red Flag Warning - Large Fires | 2032 | 3.4013e-08 | 3.5914e-08 | 4.3575e-08 | 4.15e-08 | 5.777 | 0.74734 | 3.238 | 1.7917 | 0 | 0 | 0 | 0 | 7.8035e-06 | 1.9649e-07 | 0 | 1.9649e-07 | 2.0748e-07 | 0 | 2.0748e-07 | 2.5174e-07 | 0 | 2.5174e-07 | 2.3975e-07 | 0 | 2.3975e-07
[79 empty] | WLDFR | HFTD - Distribution - Tier 3 - 3QU CoRE ¦ 5QU LoRE | Non-Red Flag Warning - Large Fires | 2033 | 3.4013e-08 | 3.5914e-08 | 4.3575e-08 | 4.15e-08 | 6.1205 | 0.77885 | 3.4265 | 1.9151 | 0 | 0 | 0 | 0 | 7.8035e-06 | 2.0818e-07 | 0 | 2.0818e-07 | 2.1981e-07 | 0 | 2.1981e-07 | 2.667e-07 | 0 | 2.667e-07 | 2.54e-07 | 0 | 2.54e-07
[79 empty] | WLDFR | HFTD - Distribution - Tier 3 - 3QU CoRE ¦ 5QU LoRE | Non-Red Flag Warning - Large Fires | 2034 | 3.4013e-08 | 3.5914e-08 | 4.3575e-08 | 4.15e-08 | 6.1205 | 0.77885 | 3.4265 | 1.9151 | 0 | 0 | 0 | 0 | 7.8035e-06 | 2.0818e-07 | 0 | 2.0818e-07 | 2.1981e-07 | 0 | 2.1981e-07 | 2.667e-07 | 0 | 2.667e-07 | 2.54e-07 | 0 | 2.54e-07
[79 empty] | WLDFR | HFTD - Distribution - Tier 3 - 3QU CoRE ¦ 5QU LoRE | Non-Red Flag Warning - Large Fires | 2035 | 3.4013e-08 | 3.5914e-08 | 4.3575e-08 | 4.15e-08 | 6.1205 | 0.77885 | 3.4265 | 1.9151 | 0 | 0 | 0 | 0 | 7.8035e-06 | 2.0818e-07 | 0 | 2.0818e-07 | 2.1981e-07 | 0 | 2.1981e-07 | 2.667e-07 | 0 | 2.667e-07 | 2.54e-07 | 0 | 2.54e-07
[79 empty] | WLDFR | HFTD - Distribution - Tier 3 - 3QU CoRE ¦ 5QU LoRE | Non-Red Flag Warning - Large Fires | 2036 | 3.4013e-08 | 3.5914e-08 | 4.3575e-08 | 4.15e-08 | 6.1205 | 0.77885 | 3.4265 | 1.9151 | 0 | 0 | 0 | 0 | 7.8035e-06 | 2.0818e-07 | 0 | 2.0818e-07 | 2.1981e-07 | 0 | 2.1981e-07 | 2.667e-07 | 0 | 2.667e-07 | 2.54e-07 | 0 | 2.54e-07
[79 empty] | WLDFR | HFTD - Distribution - Tier 3 - 3QU CoRE ¦ 5QU LoRE | Non-Red Flag Warning - Large Fires | 2037 | 3.4013e-08 | 3.5914e-08 | 4.3575e-08 | 4.15e-08 | 6.1205 | 0.77885 | 3.4265 | 1.9151 | 0 | 0 | 0 | 0 | 7.8035e-06 | 2.0818e-07 | 0 | 2.0818e-07 | 2.1981e-07 | 0 | 2.1981e-07 | 2.667e-07 | 0 | 2.667e-07 | 2.54e-07 | 0 | 2.54e-07
[79 empty] | WLDFR | HFTD - Distribution - Tier 3 - 3QU CoRE ¦ 5QU LoRE | Non-Red Flag Warning - Large Fires | 2038 | 3.4013e-08 | 3.5914e-08 | 4.3575e-08 | 4.15e-08 | 6.5028 | 0.81304 | 3.6355 | 2.0543 | 0 | 0 | 0 | 0 | 7.8035e-06 | 2.2118e-07 | 0 | 2.2118e-07 | 2.3355e-07 | 0 | 2.3355e-07 | 2.8336e-07 | 0 | 2.8336e-07 | 2.6987e-07 | 0 | 2.6987e-07
[79 empty] | WLDFR | HFTD - Distribution - Tier 3 - 3QU CoRE ¦ 5QU LoRE | Non-Red Flag Warning - Large Fires | 2039 | 3.4013e-08 | 3.5914e-08 | 4.3575e-08 | 4.15e-08 | 6.5028 | 0.81304 | 3.6355 | 2.0543 | 0 | 0 | 0 | 0 | 7.8035e-06 | 2.2118e-07 | 0 | 2.2118e-07 | 2.3355e-07 | 0 | 2.3355e-07 | 2.8336e-07 | 0 | 2.8336e-07 | 2.6987e-07 | 0 | 2.6987e-07
[79 empty] | WLDFR | HFTD - Distribution - Tier 3 - 3QU CoRE ¦ 5QU LoRE | Non-Red Flag Warning - Large Fires | 2040 | 3.4013e-08 | 3.5914e-08 | 4.3575e-08 | 4.15e-08 | 6.5028 | 0.81304 | 3.6355 | 2.0543 | 0 | 0 | 0 | 0 | 7.8035e-06 | 2.2118e-07 | 0 | 2.2118e-07 | 2.3355e-07 | 0 | 2.3355e-07 | 2.8336e-07 | 0 | 2.8336e-07 | 2.6987e-07 | 0 | 2.6987e-07
[79 empty] | WLDFR | HFTD - Distribution - Tier 3 - 3QU CoRE ¦ 5QU LoRE | Non-Red Flag Warning - Large Fires | 2041 | 3.4013e-08 | 3.5914e-08 | 4.3575e-08 | 4.15e-08 | 6.5028 | 0.81304 | 3.6355 | 2.0543 | 0 | 0 | 0 | 0 | 7.8035e-06 | 2.2118e-07 | 0 | 2.2118e-07 | 2.3355e-07 | 0 | 2.3355e-07 | 2.8336e-07 | 0 | 2.8336e-07 | 2.6987e-07 | 0 | 2.6987e-07
[79 empty] | WLDFR | HFTD - Distribution - Tier 3 - 3QU CoRE ¦ 5QU LoRE | Non-Red Flag Warning - Large Fires | 2042 | 3.4013e-08 | 3.5914e-08 | 4.3575e-08 | 4.15e-08 | 6.5028 | 0.81304 | 3.6355 | 2.0543 | 0 | 0 | 0 | 0 | 7.8035e-06 | 2.2118e-07 | 0 | 2.2118e-07 | 2.3355e-07 | 0 | 2.3355e-07 | 2.8336e-07 | 0 | 2.8336e-07 | 2.6987e-07 | 0 | 2.6987e-07
[79 empty] | WLDFR | HFTD - Distribution - Tier 3 - 3QU CoRE ¦ 5QU LoRE | Non-Red Flag Warning - Large Fires | 2043 | 3.4013e-08 | 3.5914e-08 | 4.3575e-08 | 4.15e-08 | 6.9209 | 0.84944 | 3.8632 | 2.2083 | 0 | 0 | 0 | 0 | 7.8035e-06 | 2.354e-07 | 0 | 2.354e-07 | 2.4856e-07 | 0 | 2.4856e-07 | 3.0158e-07 | 0 | 3.0158e-07 | 2.8722e-07 | 0 | 2.8722e-07
[79 empty] | WLDFR | HFTD - Distribution - Tier 3 - 3QU CoRE ¦ 5QU LoRE | Non-Red Flag Warning - Large Fires | 2044 | 3.4013e-08 | 3.5914e-08 | 4.3575e-08 | 4.15e-08 | 6.9209 | 0.84944 | 3.8632 | 2.2083 | 0 | 0 | 0 | 0 | 7.8035e-06 | 2.354e-07 | 0 | 2.354e-07 | 2.4856e-07 | 0 | 2.4856e-07 | 3.0158e-07 | 0 | 3.0158e-07 | 2.8722e-07 | 0 | 2.8722e-07
[79 empty] | WLDFR | HFTD - Distribution - Tier 3 - 3QU CoRE ¦ 5QU LoRE | Non-Red Flag Warning - Large Fires | 2045 | 3.4013e-08 | 3.5914e-08 | 4.3575e-08 | 4.15e-08 | 6.9209 | 0.84944 | 3.8632 | 2.2083 | 0 | 0 | 0 | 0 | 7.8035e-06 | 2.354e-07 | 0 | 2.354e-07 | 2.4856e-07 | 0 | 2.4856e-07 | 3.0158e-07 | 0 | 3.0158e-07 | 2.8722e-07 | 0 | 2.8722e-07
[79 empty] | WLDFR | HFTD - Distribution - Tier 3 - 3QU CoRE ¦ 5QU LoRE | Non-Red Flag Warning - Large Fires | 2046 | 3.4013e-08 | 3.5914e-08 | 4.3575e-08 | 4.15e-08 | 6.9209 | 0.84944 | 3.8632 | 2.2083 | 0 | 0 | 0 | 0 | 7.8035e-06 | 2.354e-07 | 0 | 2.354e-07 | 2.4856e-07 | 0 | 2.4856e-07 | 3.0158e-07 | 0 | 3.0158e-07 | 2.8722e-07 | 0 | 2.8722e-07
[79 empty] | WLDFR | HFTD - Distribution - Tier 3 - 3QU CoRE ¦ 5QU LoRE | Non-Red Flag Warning - Large Fires | 2047 | 3.4013e-08 | 3.5914e-08 | 4.3575e-08 | 4.15e-08 | 6.9209 | 0.84944 | 3.8632 | 2.2083 | 0 | 0 | 0 | 0 | 7.8035e-06 | 2.354e-07 | 0 | 2.354e-07 | 2.4856e-07 | 0 | 2.4856e-07 | 3.0158e-07 | 0 | 3.0158e-07 | 2.8722e-07 | 0 | 2.8722e-07
[79 empty] | WLDFR | HFTD - Distribution - Tier 3 - 3QU CoRE ¦ 5QU LoRE | Non-Red Flag Warning - Large Fires | 2048 | 3.4013e-08 | 3.5914e-08 | 4.3575e-08 | 4.15e-08 | 7.3713 | 0.88759 | 4.1075 | 2.3763 | 0 | 0 | 0 | 0 | 7.8035e-06 | 2.5072e-07 | 0 | 2.5072e-07 | 2.6474e-07 | 0 | 2.6474e-07 | 3.2121e-07 | 0 | 3.2121e-07 | 3.0591e-07 | 0 | 3.0591e-07
[79 empty] | WLDFR | HFTD - Distribution - Tier 3 - 3QU CoRE ¦ 5QU LoRE | Non-Red Flag Warning - Large Fires | 2049 | 3.4013e-08 | 3.5914e-08 | 4.3575e-08 | 4.15e-08 | 7.3713 | 0.88759 | 4.1075 | 2.3763 | 0 | 0 | 0 | 0 | 7.8035e-06 | 2.5072e-07 | 0 | 2.5072e-07 | 2.6474e-07 | 0 | 2.6474e-07 | 3.2121e-07 | 0 | 3.2121e-07 | 3.0591e-07 | 0 | 3.0591e-07
[79 empty] | WLDFR | HFTD - Distribution - Tier 3 - 3QU CoRE ¦ 5QU LoRE | Non-Red Flag Warning - Large Fires | 2050 | 0 | 3.5914e-08 | 4.3575e-08 | 4.15e-08 | 7.3713 | 0.88759 | 4.1075 | 2.3763 | 0 | 0 | 0 | 0 | 7.8035e-06 | 0 | 0 | 0 | 2.6474e-07 | 0 | 2.6474e-07 | 3.2121e-07 | 0 | 3.2121e-07 | 3.0591e-07 | 0 | 3.0591e-07
[79 empty] | WLDFR | HFTD - Distribution - Tier 3 - 3QU CoRE ¦ 5QU LoRE | Non-Red Flag Warning - Large Fires | 2051 | 0 | 0 | 4.3575e-08 | 4.15e-08 | 7.3713 | 0.88759 | 4.1075 | 2.3763 | 0 | 0 | 0 | 0 | 7.8035e-06 | 0 | 0 | 0 | 0 | 0 | 0 | 3.2121e-07 | 0 | 3.2121e-07 | 3.0591e-07 | 0 | 3.0591e-07
[79 empty] | WLDFR | HFTD - Distribution - Tier 3 - 3QU CoRE ¦ 5QU LoRE | Non-Red Flag Warning - Large Fires | 2052 | 0 | 0 | 0 | 4.15e-08 | 7.3713 | 0.88759 | 4.1075 | 2.3763 | 0 | 0 | 0 | 0 | 7.8035e-06 | 0 | 0 | 0 | 0 | 0 | 0 | 0 | 0 | 0 | 3.0591e-07 | 0 | 3.0591e-07
[79 empty] | WLDFR | HFTD - Distribution - Tier 3 - 3QU CoRE ¦ 5QU LoRE | Non-Red Flag Warning - Small Fires | 2020 | 2.2906e-05 | 0 | 0 | 0 | 0.077901 | 0.036425 | 0.0015809 | 0.039895 | 0 | 0 | 0 | 0 | 0.0024772 | 1.7844e-06 | 0 | 1.7844e-06 | 0 | 0 | 0 | 0 | 0 | 0 | 0 | 0 | 0
[79 empty] | WLDFR | HFTD - Distribution - Tier 3 - 3QU CoRE ¦ 5QU LoRE | Non-Red Flag Warning - Small Fires | 2021 | 1.3057e-05 | 2.4187e-05 | 0 | 0 | 0.077901 | 0.036425 | 0.0015809 | 0.039895 | 0 | 0 | 0 | 0 | 0.0024772 | 1.0172e-06 | 0 | 1.0172e-06 | 1.8842e-06 | 0 | 1.8842e-06 | 0 | 0 | 0 | 0 | 0 | 0
[79 empty] | WLDFR | HFTD - Distribution - Tier 3 - 3QU CoRE ¦ 5QU LoRE | Non-Red Flag Warning - Small Fires | 2022 | 9.9195e-06 | 1.0474e-05 | 2.2513e-05 | 0 | 0.077901 | 0.036425 | 0.0015809 | 0.039895 | 0 | 0 | 0 | 0 | 0.0021815 | 7.7274e-07 | 0 | 7.7274e-07 | 8.1594e-07 | 0 | 8.1594e-07 | 1.7538e-06 | 0 | 1.7538e-06 | 0 | 0 | 0
[79 empty] | WLDFR | HFTD - Distribution - Tier 3 - 3QU CoRE ¦ 5QU LoRE | Non-Red Flag Warning - Small Fires | 2023 | 9.9195e-06 | 1.0474e-05 | 1.2708e-05 | 2.1441e-05 | 0.080408 | 0.03759 | 0.0016314 | 0.041187 | 0 | 0 | 0 | 0 | 0.0021815 | 7.9761e-07 | 0 | 7.9761e-07 | 8.4221e-07 | 0 | 8.4221e-07 | 1.0219e-06 | 0 | 1.0219e-06 | 1.724e-06 | 0 | 1.724e-06
[79 empty] | WLDFR | HFTD - Distribution - Tier 3 - 3QU CoRE ¦ 5QU LoRE | Non-Red Flag Warning - Small Fires | 2024 | 9.9195e-06 | 1.0474e-05 | 1.2708e-05 | 1.2103e-05 | 0.080408 | 0.03759 | 0.0016314 | 0.041187 | 0 | 0 | 0 | 0 | 0.0021815 | 7.9761e-07 | 0 | 7.9761e-07 | 8.4221e-07 | 0 | 8.4221e-07 | 1.0219e-06 | 0 | 1.0219e-06 | 9.732e-07 | 0 | 9.732e-07
[79 empty] | WLDFR | HFTD - Distribution - Tier 3 - 3QU CoRE ¦ 5QU LoRE | Non-Red Flag Warning - Small Fires | 2025 | 9.9195e-06 | 1.0474e-05 | 1.2708e-05 | 1.2103e-05 | 0.080408 | 0.03759 | 0.0016314 | 0.041187 | 0 | 0 | 0 | 0 | 0.0021815 | 7.9761e-07 | 0 | 7.9761e-07 | 8.4221e-07 | 0 | 8.4221e-07 | 1.0219e-06 | 0 | 1.0219e-06 | 9.732e-07 | 0 | 9.732e-07
[79 empty] | WLDFR | HFTD - Distribution - Tier 3 - 3QU CoRE ¦ 5QU LoRE | Non-Red Flag Warning - Small Fires | 2026 | 9.9195e-06 | 1.0474e-05 | 1.2708e-05 | 1.2103e-05 | 0.080408 | 0.03759 | 0.0016314 | 0.041187 | 0 | 0 | 0 | 0 | 0.0021815 | 7.9761e-07 | 0 | 7.9761e-07 | 8.4221e-07 | 0 | 8.4221e-07 | 1.0219e-06 | 0 | 1.0219e-06 | 9.732e-07 | 0 | 9.732e-07
[79 empty] | WLDFR | HFTD - Distribution - Tier 3 - 3QU CoRE ¦ 5QU LoRE | Non-Red Flag Warning - Small Fires | 2027 | 9.9195e-06 | 1.0474e-05 | 1.2708e-05 | 1.2103e-05 | 0.080408 | 0.03759 | 0.0016314 | 0.041187 | 0 | 0 | 0 | 0 | 0.0021815 | 7.9761e-07 | 0 | 7.9761e-07 | 8.4221e-07 | 0 | 8.4221e-07 | 1.0219e-06 | 0 | 1.0219e-06 | 9.732e-07 | 0 | 9.732e-07
[79 empty] | WLDFR | HFTD - Distribution - Tier 3 - 3QU CoRE ¦ 5QU LoRE | Non-Red Flag Warning - Small Fires | 2028 | 9.9195e-06 | 1.0474e-05 | 1.2708e-05 | 1.2103e-05 | 0.083606 | 0.039055 | 0.001695 | 0.042856 | 0 | 0 | 0 | 0 | 0.0021815 | 8.2934e-07 | 0 | 8.2934e-07 | 8.7571e-07 | 0 | 8.7571e-07 | 1.0625e-06 | 0 | 1.0625e-06 | 1.0119e-06 | 0 | 1.0119e-06
[79 empty] | WLDFR | HFTD - Distribution - Tier 3 - 3QU CoRE ¦ 5QU LoRE | Non-Red Flag Warning - Small Fires | 2029 | 9.9195e-06 | 1.0474e-05 | 1.2708e-05 | 1.2103e-05 | 0.083606 | 0.039055 | 0.001695 | 0.042856 | 0 | 0 | 0 | 0 | 0.0021815 | 8.2934e-07 | 0 | 8.2934e-07 | 8.7571e-07 | 0 | 8.7571e-07 | 1.0625e-06 | 0 | 1.0625e-06 | 1.0119e-06 | 0 | 1.0119e-06
[79 empty] | WLDFR | HFTD - Distribution - Tier 3 - 3QU CoRE ¦ 5QU LoRE | Non-Red Flag Warning - Small Fires | 2030 | 9.9195e-06 | 1.0474e-05 | 1.2708e-05 | 1.2103e-05 | 0.083606 | 0.039055 | 0.001695 | 0.042856 | 0 | 0 | 0 | 0 | 0.0021815 | 8.2934e-07 | 0 | 8.2934e-07 | 8.7571e-07 | 0 | 8.7571e-07 | 1.0625e-06 | 0 | 1.0625e-06 | 1.0119e-06 | 0 | 1.0119e-06
[79 empty] | WLDFR | HFTD - Distribution - Tier 3 - 3QU CoRE ¦ 5QU LoRE | Non-Red Flag Warning - Small Fires | 2031 | 9.9195e-06 | 1.0474e-05 | 1.2708e-05 | 1.2103e-05 | 0.083606 | 0.039055 | 0.001695 | 0.042856 | 0 | 0 | 0 | 0 | 0.0021815 | 8.2934e-07 | 0 | 8.2934e-07 | 8.7571e-07 | 0 | 8.7571e-07 | 1.0625e-06 | 0 | 1.0625e-06 | 1.0119e-06 | 0 | 1.0119e-06
[79 empty] | WLDFR | HFTD - Distribution - Tier 3 - 3QU CoRE ¦ 5QU LoRE | Non-Red Flag Warning - Small Fires | 2032 | 9.9195e-06 | 1.0474e-05 | 1.2708e-05 | 1.2103e-05 | 0.083606 | 0.039055 | 0.001695 | 0.042856 | 0 | 0 | 0 | 0 | 0.0021815 | 8.2934e-07 | 0 | 8.2934e-07 | 8.7571e-07 | 0 | 8.7571e-07 | 1.0625e-06 | 0 | 1.0625e-06 | 1.0119e-06 | 0 | 1.0119e-06
[79 empty] | WLDFR | HFTD - Distribution - Tier 3 - 3QU CoRE ¦ 5QU LoRE | Non-Red Flag Warning - Small Fires | 2033 | 9.9195e-06 | 1.0474e-05 | 1.2708e-05 | 1.2103e-05 | 0.087211 | 0.040679 | 0.0017655 | 0.044766 | 0 | 0 | 0 | 0 | 0.0021815 | 8.6509e-07 | 0 | 8.6509e-07 | 9.1346e-07 | 0 | 9.1346e-07 | 1.1083e-06 | 0 | 1.1083e-06 | 1.0555e-06 | 0 | 1.0555e-06
[79 empty] | WLDFR | HFTD - Distribution - Tier 3 - 3QU CoRE ¦ 5QU LoRE | Non-Red Flag Warning - Small Fires | 2034 | 9.9195e-06 | 1.0474e-05 | 1.2708e-05 | 1.2103e-05 | 0.087211 | 0.040679 | 0.0017655 | 0.044766 | 0 | 0 | 0 | 0 | 0.0021815 | 8.6509e-07 | 0 | 8.6509e-07 | 9.1346e-07 | 0 | 9.1346e-07 | 1.1083e-06 | 0 | 1.1083e-06 | 1.0555e-06 | 0 | 1.0555e-06
[79 empty] | WLDFR | HFTD - Distribution - Tier 3 - 3QU CoRE ¦ 5QU LoRE | Non-Red Flag Warning - Small Fires | 2035 | 9.9195e-06 | 1.0474e-05 | 1.2708e-05 | 1.2103e-05 | 0.087211 | 0.040679 | 0.0017655 | 0.044766 | 0 | 0 | 0 | 0 | 0.0021815 | 8.6509e-07 | 0 | 8.6509e-07 | 9.1346e-07 | 0 | 9.1346e-07 | 1.1083e-06 | 0 | 1.1083e-06 | 1.0555e-06 | 0 | 1.0555e-06
[79 empty] | WLDFR | HFTD - Distribution - Tier 3 - 3QU CoRE ¦ 5QU LoRE | Non-Red Flag Warning - Small Fires | 2036 | 9.9195e-06 | 1.0474e-05 | 1.2708e-05 | 1.2103e-05 | 0.087211 | 0.040679 | 0.0017655 | 0.044766 | 0 | 0 | 0 | 0 | 0.0021815 | 8.6509e-07 | 0 | 8.6509e-07 | 9.1346e-07 | 0 | 9.1346e-07 | 1.1083e-06 | 0 | 1.1083e-06 | 1.0555e-06 | 0 | 1.0555e-06
[79 empty] | WLDFR | HFTD - Distribution - Tier 3 - 3QU CoRE ¦ 5QU LoRE | Non-Red Flag Warning - Small Fires | 2037 | 9.9195e-06 | 1.0474e-05 | 1.2708e-05 | 1.2103e-05 | 0.087211 | 0.040679 | 0.0017655 | 0.044766 | 0 | 0 | 0 | 0 | 0.0021815 | 8.6509e-07 | 0 | 8.6509e-07 | 9.1346e-07 | 0 | 9.1346e-07 | 1.1083e-06 | 0 | 1.1083e-06 | 1.0555e-06 | 0 | 1.0555e-06
[79 empty] | WLDFR | HFTD - Distribution - Tier 3 - 3QU CoRE ¦ 5QU LoRE | Non-Red Flag Warning - Small Fires | 2038 | 9.9195e-06 | 1.0474e-05 | 1.2708e-05 | 1.2103e-05 | 0.091184 | 0.042438 | 0.0018418 | 0.046905 | 0 | 0 | 0 | 0 | 0.0021815 | 9.045e-07 | 0 | 9.045e-07 | 9.5508e-07 | 0 | 9.5508e-07 | 1.1588e-06 | 0 | 1.1588e-06 | 1.1036e-06 | 0 | 1.1036e-06
[79 empty] | WLDFR | HFTD - Distribution - Tier 3 - 3QU CoRE ¦ 5QU LoRE | Non-Red Flag Warning - Small Fires | 2039 | 9.9195e-06 | 1.0474e-05 | 1.2708e-05 | 1.2103e-05 | 0.091184 | 0.042438 | 0.0018418 | 0.046905 | 0 | 0 | 0 | 0 | 0.0021815 | 9.045e-07 | 0 | 9.045e-07 | 9.5508e-07 | 0 | 9.5508e-07 | 1.1588e-06 | 0 | 1.1588e-06 | 1.1036e-06 | 0 | 1.1036e-06
[79 empty] | WLDFR | HFTD - Distribution - Tier 3 - 3QU CoRE ¦ 5QU LoRE | Non-Red Flag Warning - Small Fires | 2040 | 9.9195e-06 | 1.0474e-05 | 1.2708e-05 | 1.2103e-05 | 0.091184 | 0.042438 | 0.0018418 | 0.046905 | 0 | 0 | 0 | 0 | 0.0021815 | 9.045e-07 | 0 | 9.045e-07 | 9.5508e-07 | 0 | 9.5508e-07 | 1.1588e-06 | 0 | 1.1588e-06 | 1.1036e-06 | 0 | 1.1036e-06
[79 empty] | WLDFR | HFTD - Distribution - Tier 3 - 3QU CoRE ¦ 5QU LoRE | Non-Red Flag Warning - Small Fires | 2041 | 9.9195e-06 | 1.0474e-05 | 1.2708e-05 | 1.2103e-05 | 0.091184 | 0.042438 | 0.0018418 | 0.046905 | 0 | 0 | 0 | 0 | 0.0021815 | 9.045e-07 | 0 | 9.045e-07 | 9.5508e-07 | 0 | 9.5508e-07 | 1.1588e-06 | 0 | 1.1588e-06 | 1.1036e-06 | 0 | 1.1036e-06
[79 empty] | WLDFR | HFTD - Distribution - Tier 3 - 3QU CoRE ¦ 5QU LoRE | Non-Red Flag Warning - Small Fires | 2042 | 9.9195e-06 | 1.0474e-05 | 1.2708e-05 | 1.2103e-05 | 0.091184 | 0.042438 | 0.0018418 | 0.046905 | 0 | 0 | 0 | 0 | 0.0021815 | 9.045e-07 | 0 | 9.045e-07 | 9.5508e-07 | 0 | 9.5508e-07 | 1.1588e-06 | 0 | 1.1588e-06 | 1.1036e-06 | 0 | 1.1036e-06
[79 empty] | WLDFR | HFTD - Distribution - Tier 3 - 3QU CoRE ¦ 5QU LoRE | Non-Red Flag Warning - Small Fires | 2043 | 9.9195e-06 | 1.0474e-05 | 1.2708e-05 | 1.2103e-05 | 0.095486 | 0.044306 | 0.0019228 | 0.049257 | 0 | 0 | 0 | 0 | 0.0021815 | 9.4717e-07 | 0 | 9.4717e-07 | 1.0001e-06 | 0 | 1.0001e-06 | 1.2135e-06 | 0 | 1.2135e-06 | 1.1557e-06 | 0 | 1.1557e-06
[79 empty] | WLDFR | HFTD - Distribution - Tier 3 - 3QU CoRE ¦ 5QU LoRE | Non-Red Flag Warning - Small Fires | 2044 | 9.9195e-06 | 1.0474e-05 | 1.2708e-05 | 1.2103e-05 | 0.095486 | 0.044306 | 0.0019228 | 0.049257 | 0 | 0 | 0 | 0 | 0.0021815 | 9.4717e-07 | 0 | 9.4717e-07 | 1.0001e-06 | 0 | 1.0001e-06 | 1.2135e-06 | 0 | 1.2135e-06 | 1.1557e-06 | 0 | 1.1557e-06
[79 empty] | WLDFR | HFTD - Distribution - Tier 3 - 3QU CoRE ¦ 5QU LoRE | Non-Red Flag Warning - Small Fires | 2045 | 9.9195e-06 | 1.0474e-05 | 1.2708e-05 | 1.2103e-05 | 0.095486 | 0.044306 | 0.0019228 | 0.049257 | 0 | 0 | 0 | 0 | 0.0021815 | 9.4717e-07 | 0 | 9.4717e-07 | 1.0001e-06 | 0 | 1.0001e-06 | 1.2135e-06 | 0 | 1.2135e-06 | 1.1557e-06 | 0 | 1.1557e-06
[79 empty] | WLDFR | HFTD - Distribution - Tier 3 - 3QU CoRE ¦ 5QU LoRE | Non-Red Flag Warning - Small Fires | 2046 | 9.9195e-06 | 1.0474e-05 | 1.2708e-05 | 1.2103e-05 | 0.095486 | 0.044306 | 0.0019228 | 0.049257 | 0 | 0 | 0 | 0 | 0.0021815 | 9.4717e-07 | 0 | 9.4717e-07 | 1.0001e-06 | 0 | 1.0001e-06 | 1.2135e-06 | 0 | 1.2135e-06 | 1.1557e-06 | 0 | 1.1557e-06
[79 empty] | WLDFR | HFTD - Distribution - Tier 3 - 3QU CoRE ¦ 5QU LoRE | Non-Red Flag Warning - Small Fires | 2047 | 9.9195e-06 | 1.0474e-05 | 1.2708e-05 | 1.2103e-05 | 0.095486 | 0.044306 | 0.0019228 | 0.049257 | 0 | 0 | 0 | 0 | 0.0021815 | 9.4717e-07 | 0 | 9.4717e-07 | 1.0001e-06 | 0 | 1.0001e-06 | 1.2135e-06 | 0 | 1.2135e-06 | 1.1557e-06 | 0 | 1.1557e-06
[79 empty] | WLDFR | HFTD - Distribution - Tier 3 - 3QU CoRE ¦ 5QU LoRE | Non-Red Flag Warning - Small Fires | 2048 | 9.9195e-06 | 1.0474e-05 | 1.2708e-05 | 1.2103e-05 | 0.10007 | 0.04626 | 0.0020076 | 0.051804 | 0 | 0 | 0 | 0 | 0.0021815 | 9.9266e-07 | 0 | 9.9266e-07 | 1.0482e-06 | 0 | 1.0482e-06 | 1.2718e-06 | 0 | 1.2718e-06 | 1.2112e-06 | 0 | 1.2112e-06
[79 empty] | WLDFR | HFTD - Distribution - Tier 3 - 3QU CoRE ¦ 5QU LoRE | Non-Red Flag Warning - Small Fires | 2049 | 9.9195e-06 | 1.0474e-05 | 1.2708e-05 | 1.2103e-05 | 0.10007 | 0.04626 | 0.0020076 | 0.051804 | 0 | 0 | 0 | 0 | 0.0021815 | 9.9266e-07 | 0 | 9.9266e-07 | 1.0482e-06 | 0 | 1.0482e-06 | 1.2718e-06 | 0 | 1.2718e-06 | 1.2112e-06 | 0 | 1.2112e-06
[79 empty] | WLDFR | HFTD - Distribution - Tier 3 - 3QU CoRE ¦ 5QU LoRE | Non-Red Flag Warning - Small Fires | 2050 | 0 | 1.0474e-05 | 1.2708e-05 | 1.2103e-05 | 0.10007 | 0.04626 | 0.0020076 | 0.051804 | 0 | 0 | 0 | 0 | 0.0021815 | 0 | 0 | 0 | 1.0482e-06 | 0 | 1.0482e-06 | 1.2718e-06 | 0 | 1.2718e-06 | 1.2112e-06 | 0 | 1.2112e-06
[79 empty] | WLDFR | HFTD - Distribution - Tier 3 - 3QU CoRE ¦ 5QU LoRE | Non-Red Flag Warning - Small Fires | 2051 | 0 | 0 | 1.2708e-05 | 1.2103e-05 | 0.10007 | 0.04626 | 0.0020076 | 0.051804 | 0 | 0 | 0 | 0 | 0.0021815 | 0 | 0 | 0 | 0 | 0 | 0 | 1.2718e-06 | 0 | 1.2718e-06 | 1.2112e-06 | 0 | 1.2112e-06
[79 empty] | WLDFR | HFTD - Distribution - Tier 3 - 3QU CoRE ¦ 5QU LoRE | Non-Red Flag Warning - Small Fires | 2052 | 0 | 0 | 0 | 1.2103e-05 | 0.10007 | 0.04626 | 0.0020076 | 0.051804 | 0 | 0 | 0 | 0 | 0.0021815 | 0 | 0 | 0 | 0 | 0 | 0 | 0 | 0 | 0 | 1.2112e-06 | 0 | 1.2112e-06
[79 empty] | WLDFR | HFTD - Distribution - Tier 3 - 3QU CoRE ¦ 5QU LoRE | Red Flag Warning - Catastrophic Fires | 2020 | 2.2014e-07 | 0 | 0 | 0 | 14146.1306 | 222.2294 | 8585.7228 | 5338.1784 | 0 | 0 | 0 | 0 | 1.6121e-05 | 0.0031141 | 0 | 0.0031141 | 0 | 0 | 0 | 0 | 0 | 0 | 0 | 0 | 0
[79 empty] | WLDFR | HFTD - Distribution - Tier 3 - 3QU CoRE ¦ 5QU LoRE | Red Flag Warning - Catastrophic Fires | 2021 | 1.5201e-07 | 2.3245e-07 | 0 | 0 | 14146.1306 | 222.2294 | 8585.7228 | 5338.1784 | 0 | 0 | 0 | 0 | 1.6121e-05 | 0.0021504 | 0 | 0.0021504 | 0.0032882 | 0 | 0.0032882 | 0 | 0 | 0 | 0 | 0 | 0
[79 empty] | WLDFR | HFTD - Distribution - Tier 3 - 3QU CoRE ¦ 5QU LoRE | Red Flag Warning - Catastrophic Fires | 2022 | 1.1805e-07 | 1.2465e-07 | 2.2071e-07 | 0 | 14146.1306 | 222.2294 | 8585.7228 | 5338.1784 | 0 | 0 | 0 | 0 | 1.435e-05 | 0.0016699 | 0 | 0.0016699 | 0.0017633 | 0 | 0.0017633 | 0.0031222 | 0 | 0.0031222 | 0 | 0 | 0
[79 empty] | WLDFR | HFTD - Distribution - Tier 3 - 3QU CoRE ¦ 5QU LoRE | Red Flag Warning - Catastrophic Fires | 2023 | 1.1805e-07 | 1.2465e-07 | 1.5124e-07 | 2.102e-07 | 14664.6376 | 233.2301 | 8896.516 | 5534.8915 | 0 | 0 | 0 | 0 | 1.435e-05 | 0.0017311 | 0 | 0.0017311 | 0.0018279 | 0 | 0.0018279 | 0.0022178 | 0 | 0.0022178 | 0.0030825 | 0 | 0.0030825
[79 empty] | WLDFR | HFTD - Distribution - Tier 3 - 3QU CoRE ¦ 5QU LoRE | Red Flag Warning - Catastrophic Fires | 2024 | 1.1805e-07 | 1.2465e-07 | 1.5124e-07 | 1.4403e-07 | 14664.6376 | 233.2301 | 8896.516 | 5534.8915 | 0 | 0 | 0 | 0 | 1.435e-05 | 0.0017311 | 0 | 0.0017311 | 0.0018279 | 0 | 0.0018279 | 0.0022178 | 0 | 0.0022178 | 0.0021122 | 0 | 0.0021122
[79 empty] | WLDFR | HFTD - Distribution - Tier 3 - 3QU CoRE ¦ 5QU LoRE | Red Flag Warning - Catastrophic Fires | 2025 | 1.1805e-07 | 1.2465e-07 | 1.5124e-07 | 1.4403e-07 | 14664.6376 | 233.2301 | 8896.516 | 5534.8915 | 0 | 0 | 0 | 0 | 1.435e-05 | 0.0017311 | 0 | 0.0017311 | 0.0018279 | 0 | 0.0018279 | 0.0022178 | 0 | 0.0022178 | 0.0021122 | 0 | 0.0021122
[79 empty] | WLDFR | HFTD - Distribution - Tier 3 - 3QU CoRE ¦ 5QU LoRE | Red Flag Warning - Catastrophic Fires | 2026 | 1.1805e-07 | 1.2465e-07 | 1.5124e-07 | 1.4403e-07 | 14664.6376 | 233.2301 | 8896.516 | 5534.8915 | 0 | 0 | 0 | 0 | 1.435e-05 | 0.0017311 | 0 | 0.0017311 | 0.0018279 | 0 | 0.0018279 | 0.0022178 | 0 | 0.0022178 | 0.0021122 | 0 | 0.0021122
[79 empty] | WLDFR | HFTD - Distribution - Tier 3 - 3QU CoRE ¦ 5QU LoRE | Red Flag Warning - Catastrophic Fires | 2027 | 1.1805e-07 | 1.2465e-07 | 1.5124e-07 | 1.4403e-07 | 14664.6376 | 233.2301 | 8896.516 | 5534.8915 | 0 | 0 | 0 | 0 | 1.435e-05 | 0.0017311 | 0 | 0.0017311 | 0.0018279 | 0 | 0.0018279 | 0.0022178 | 0 | 0.0022178 | 0.0021122 | 0 | 0.0021122
[79 empty] | WLDFR | HFTD - Distribution - Tier 3 - 3QU CoRE ¦ 5QU LoRE | Red Flag Warning - Catastrophic Fires | 2028 | 1.1805e-07 | 1.2465e-07 | 1.5124e-07 | 1.4403e-07 | 15317.9909 | 247.273 | 9287.6491 | 5783.0689 | 0 | 0 | 0 | 0 | 1.435e-05 | 0.0018082 | 0 | 0.0018082 | 0.0019093 | 0 | 0.0019093 | 0.0023166 | 0 | 0.0023166 | 0.0022063 | 0 | 0.0022063
[79 empty] | WLDFR | HFTD - Distribution - Tier 3 - 3QU CoRE ¦ 5QU LoRE | Red Flag Warning - Catastrophic Fires | 2029 | 1.1805e-07 | 1.2465e-07 | 1.5124e-07 | 1.4403e-07 | 15317.9909 | 247.273 | 9287.6491 | 5783.0689 | 0 | 0 | 0 | 0 | 1.435e-05 | 0.0018082 | 0 | 0.0018082 | 0.0019093 | 0 | 0.0019093 | 0.0023166 | 0 | 0.0023166 | 0.0022063 | 0 | 0.0022063
[79 empty] | WLDFR | HFTD - Distribution - Tier 3 - 3QU CoRE ¦ 5QU LoRE | Red Flag Warning - Catastrophic Fires | 2030 | 1.1805e-07 | 1.2465e-07 | 1.5124e-07 | 1.4403e-07 | 15317.9909 | 247.273 | 9287.6491 | 5783.0689 | 0 | 0 | 0 | 0 | 1.435e-05 | 0.0018082 | 0 | 0.0018082 | 0.0019093 | 0 | 0.0019093 | 0.0023166 | 0 | 0.0023166 | 0.0022063 | 0 | 0.0022063
[79 empty] | WLDFR | HFTD - Distribution - Tier 3 - 3QU CoRE ¦ 5QU LoRE | Red Flag Warning - Catastrophic Fires | 2031 | 1.1805e-07 | 1.2465e-07 | 1.5124e-07 | 1.4403e-07 | 15317.9909 | 247.273 | 9287.6491 | 5783.0689 | 0 | 0 | 0 | 0 | 1.435e-05 | 0.0018082 | 0 | 0.0018082 | 0.0019093 | 0 | 0.0019093 | 0.0023166 | 0 | 0.0023166 | 0.0022063 | 0 | 0.0022063
[79 empty] | WLDFR | HFTD - Distribution - Tier 3 - 3QU CoRE ¦ 5QU LoRE | Red Flag Warning - Catastrophic Fires | 2032 | 1.1805e-07 | 1.2465e-07 | 1.5124e-07 | 1.4403e-07 | 15317.9909 | 247.273 | 9287.6491 | 5783.0689 | 0 | 0 | 0 | 0 | 1.435e-05 | 0.0018082 | 0 | 0.0018082 | 0.0019093 | 0 | 0.0019093 | 0.0023166 | 0 | 0.0023166 | 0.0022063 | 0 | 0.0022063
[79 empty] | WLDFR | HFTD - Distribution - Tier 3 - 3QU CoRE ¦ 5QU LoRE | Red Flag Warning - Catastrophic Fires | 2033 | 1.1805e-07 | 1.2465e-07 | 1.5124e-07 | 1.4403e-07 | 16044.1264 | 263.1074 | 9721.74 | 6059.2791 | 0 | 0 | 0 | 0 | 1.435e-05 | 0.001894 | 0 | 0.001894 | 0.0019999 | 0 | 0.0019999 | 0.0024265 | 0 | 0.0024265 | 0.0023109 | 0 | 0.0023109
[79 empty] | WLDFR | HFTD - Distribution - Tier 3 - 3QU CoRE ¦ 5QU LoRE | Red Flag Warning - Catastrophic Fires | 2034 | 1.1805e-07 | 1.2465e-07 | 1.5124e-07 | 1.4403e-07 | 16044.1264 | 263.1074 | 9721.74 | 6059.2791 | 0 | 0 | 0 | 0 | 1.435e-05 | 0.001894 | 0 | 0.001894 | 0.0019999 | 0 | 0.0019999 | 0.0024265 | 0 | 0.0024265 | 0.0023109 | 0 | 0.0023109
[79 empty] | WLDFR | HFTD - Distribution - Tier 3 - 3QU CoRE ¦ 5QU LoRE | Red Flag Warning - Catastrophic Fires | 2035 | 1.1805e-07 | 1.2465e-07 | 1.5124e-07 | 1.4403e-07 | 16044.1264 | 263.1074 | 9721.74 | 6059.2791 | 0 | 0 | 0 | 0 | 1.435e-05 | 0.001894 | 0 | 0.001894 | 0.0019999 | 0 | 0.0019999 | 0.0024265 | 0 | 0.0024265 | 0.0023109 | 0 | 0.0023109
[79 empty] | WLDFR | HFTD - Distribution - Tier 3 - 3QU CoRE ¦ 5QU LoRE | Red Flag Warning - Catastrophic Fires | 2036 | 1.1805e-07 | 1.2465e-07 | 1.5124e-07 | 1.4403e-07 | 16044.1264 | 263.1074 | 9721.74 | 6059.2791 | 0 | 0 | 0 | 0 | 1.435e-05 | 0.001894 | 0 | 0.001894 | 0.0019999 | 0 | 0.0019999 | 0.0024265 | 0 | 0.0024265 | 0.0023109 | 0 | 0.0023109
[79 empty] | WLDFR | HFTD - Distribution - Tier 3 - 3QU CoRE ¦ 5QU LoRE | Red Flag Warning - Catastrophic Fires | 2037 | 1.1805e-07 | 1.2465e-07 | 1.5124e-07 | 1.4403e-07 | 16044.1264 | 263.1074 | 9721.74 | 6059.2791 | 0 | 0 | 0 | 0 | 1.435e-05 | 0.001894 | 0 | 0.001894 | 0.0019999 | 0 | 0.0019999 | 0.0024265 | 0 | 0.0024265 | 0.0023109 | 0 | 0.0023109
[79 empty] | WLDFR | HFTD - Distribution - Tier 3 - 3QU CoRE ¦ 5QU LoRE | Red Flag Warning - Catastrophic Fires | 2038 | 1.1805e-07 | 1.2465e-07 | 1.5124e-07 | 1.4403e-07 | 16832.3912 | 280.5544 | 10192.2718 | 6359.5651 | 0 | 0 | 0 | 0 | 1.435e-05 | 0.001987 | 0 | 0.001987 | 0.0020981 | 0 | 0.0020981 | 0.0025457 | 0 | 0.0025457 | 0.0024244 | 0 | 0.0024244
[79 empty] | WLDFR | HFTD - Distribution - Tier 3 - 3QU CoRE ¦ 5QU LoRE | Red Flag Warning - Catastrophic Fires | 2039 | 1.1805e-07 | 1.2465e-07 | 1.5124e-07 | 1.4403e-07 | 16832.3912 | 280.5544 | 10192.2718 | 6359.5651 | 0 | 0 | 0 | 0 | 1.435e-05 | 0.001987 | 0 | 0.001987 | 0.0020981 | 0 | 0.0020981 | 0.0025457 | 0 | 0.0025457 | 0.0024244 | 0 | 0.0024244
[79 empty] | WLDFR | HFTD - Distribution - Tier 3 - 3QU CoRE ¦ 5QU LoRE | Red Flag Warning - Catastrophic Fires | 2040 | 1.1805e-07 | 1.2465e-07 | 1.5124e-07 | 1.4403e-07 | 16832.3912 | 280.5544 | 10192.2718 | 6359.5651 | 0 | 0 | 0 | 0 | 1.435e-05 | 0.001987 | 0 | 0.001987 | 0.0020981 | 0 | 0.0020981 | 0.0025457 | 0 | 0.0025457 | 0.0024244 | 0 | 0.0024244
[79 empty] | WLDFR | HFTD - Distribution - Tier 3 - 3QU CoRE ¦ 5QU LoRE | Red Flag Warning - Catastrophic Fires | 2041 | 1.1805e-07 | 1.2465e-07 | 1.5124e-07 | 1.4403e-07 | 16832.3912 | 280.5544 | 10192.2718 | 6359.5651 | 0 | 0 | 0 | 0 | 1.435e-05 | 0.001987 | 0 | 0.001987 | 0.0020981 | 0 | 0.0020981 | 0.0025457 | 0 | 0.0025457 | 0.0024244 | 0 | 0.0024244
[79 empty] | WLDFR | HFTD - Distribution - Tier 3 - 3QU CoRE ¦ 5QU LoRE | Red Flag Warning - Catastrophic Fires | 2042 | 1.1805e-07 | 1.2465e-07 | 1.5124e-07 | 1.4403e-07 | 16832.3912 | 280.5544 | 10192.2718 | 6359.5651 | 0 | 0 | 0 | 0 | 1.435e-05 | 0.001987 | 0 | 0.001987 | 0.0020981 | 0 | 0.0020981 | 0.0025457 | 0 | 0.0025457 | 0.0024244 | 0 | 0.0024244
[79 empty] | WLDFR | HFTD - Distribution - Tier 3 - 3QU CoRE ¦ 5QU LoRE | Red Flag Warning - Catastrophic Fires | 2043 | 1.1805e-07 | 1.2465e-07 | 1.5124e-07 | 1.4403e-07 | 17672.0852 | 299.42 | 10692.7362 | 6679.929 | 0 | 0 | 0 | 0 | 1.435e-05 | 0.0020861 | 0 | 0.0020861 | 0.0022028 | 0 | 0.0022028 | 0.0026727 | 0 | 0.0026727 | 0.0025454 | 0 | 0.0025454
[79 empty] | WLDFR | HFTD - Distribution - Tier 3 - 3QU CoRE ¦ 5QU LoRE | Red Flag Warning - Catastrophic Fires | 2044 | 1.1805e-07 | 1.2465e-07 | 1.5124e-07 | 1.4403e-07 | 17672.0852 | 299.42 | 10692.7362 | 6679.929 | 0 | 0 | 0 | 0 | 1.435e-05 | 0.0020861 | 0 | 0.0020861 | 0.0022028 | 0 | 0.0022028 | 0.0026727 | 0 | 0.0026727 | 0.0025454 | 0 | 0.0025454
[79 empty] | WLDFR | HFTD - Distribution - Tier 3 - 3QU CoRE ¦ 5QU LoRE | Red Flag Warning - Catastrophic Fires | 2045 | 1.1805e-07 | 1.2465e-07 | 1.5124e-07 | 1.4403e-07 | 17672.0852 | 299.42 | 10692.7362 | 6679.929 | 0 | 0 | 0 | 0 | 1.435e-05 | 0.0020861 | 0 | 0.0020861 | 0.0022028 | 0 | 0.0022028 | 0.0026727 | 0 | 0.0026727 | 0.0025454 | 0 | 0.0025454
[79 empty] | WLDFR | HFTD - Distribution - Tier 3 - 3QU CoRE ¦ 5QU LoRE | Red Flag Warning - Catastrophic Fires | 2046 | 1.1805e-07 | 1.2465e-07 | 1.5124e-07 | 1.4403e-07 | 17672.0852 | 299.42 | 10692.7362 | 6679.929 | 0 | 0 | 0 | 0 | 1.435e-05 | 0.0020861 | 0 | 0.0020861 | 0.0022028 | 0 | 0.0022028 | 0.0026727 | 0 | 0.0026727 | 0.0025454 | 0 | 0.0025454
[79 empty] | WLDFR | HFTD - Distribution - Tier 3 - 3QU CoRE ¦ 5QU LoRE | Red Flag Warning - Catastrophic Fires | 2047 | 1.1805e-07 | 1.2465e-07 | 1.5124e-07 | 1.4403e-07 | 17672.0852 | 299.42 | 10692.7362 | 6679.929 | 0 | 0 | 0 | 0 | 1.435e-05 | 0.0020861 | 0 | 0.0020861 | 0.0022028 | 0 | 0.0022028 | 0.0026727 | 0 | 0.0026727 | 0.0025454 | 0 | 0.0025454
[79 empty] | WLDFR | HFTD - Distribution - Tier 3 - 3QU CoRE ¦ 5QU LoRE | Red Flag Warning - Catastrophic Fires | 2048 | 1.1805e-07 | 1.2465e-07 | 1.5124e-07 | 1.4403e-07 | 18552.3348 | 319.4911 | 11216.5626 | 7016.281 | 0 | 0 | 0 | 0 | 1.435e-05 | 0.0021901 | 0 | 0.0021901 | 0.0023125 | 0 | 0.0023125 | 0.0028058 | 0 | 0.0028058 | 0.0026722 | 0 | 0.0026722
[79 empty] | WLDFR | HFTD - Distribution - Tier 3 - 3QU CoRE ¦ 5QU LoRE | Red Flag Warning - Catastrophic Fires | 2049 | 1.1805e-07 | 1.2465e-07 | 1.5124e-07 | 1.4403e-07 | 18552.3348 | 319.4911 | 11216.5626 | 7016.281 | 0 | 0 | 0 | 0 | 1.435e-05 | 0.0021901 | 0 | 0.0021901 | 0.0023125 | 0 | 0.0023125 | 0.0028058 | 0 | 0.0028058 | 0.0026722 | 0 | 0.0026722
[79 empty] | WLDFR | HFTD - Distribution - Tier 3 - 3QU CoRE ¦ 5QU LoRE | Red Flag Warning - Catastrophic Fires | 2050 | 0 | 1.2465e-07 | 1.5124e-07 | 1.4403e-07 | 18552.3348 | 319.4911 | 11216.5626 | 7016.281 | 0 | 0 | 0 | 0 | 1.435e-05 | 0 | 0 | 0 | 0.0023125 | 0 | 0.0023125 | 0.0028058 | 0 | 0.0028058 | 0.0026722 | 0 | 0.0026722
[79 empty] | WLDFR | HFTD - Distribution - Tier 3 - 3QU CoRE ¦ 5QU LoRE | Red Flag Warning - Catastrophic Fires | 2051 | 0 | 0 | 1.5124e-07 | 1.4403e-07 | 18552.3348 | 319.4911 | 11216.5626 | 7016.281 | 0 | 0 | 0 | 0 | 1.435e-05 | 0 | 0 | 0 | 0 | 0 | 0 | 0.0028058 | 0 | 0.0028058 | 0.0026722 | 0 | 0.0026722
[79 empty] | WLDFR | HFTD - Distribution - Tier 3 - 3QU CoRE ¦ 5QU LoRE | Red Flag Warning - Catastrophic Fires | 2052 | 0 | 0 | 0 | 1.4403e-07 | 18552.3348 | 319.4911 | 11216.5626 | 7016.281 | 0 | 0 | 0 | 0 | 1.435e-05 | 0 | 0 | 0 | 0 | 0 | 0 | 0 | 0 | 0 | 0.0026722 | 0 | 0.0026722
[79 empty] | WLDFR | HFTD - Distribution - Tier 3 - 3QU CoRE ¦ 5QU LoRE | Red Flag Warning - Destructive Fires | 2020 | 2.9041e-08 | 0 | 0 | 0 | 8807.9522 | 222.2294 | 8585.7228 | 0 | 0 | 0 | 0 | 0 | 2.4086e-06 | 0.00025579 | 0 | 0.00025579 | 0 | 0 | 0 | 0 | 0 | 0 | 0 | 0 | 0
[79 empty] | WLDFR | HFTD - Distribution - Tier 3 - 3QU CoRE ¦ 5QU LoRE | Red Flag Warning - Destructive Fires | 2021 | 2.0049e-08 | 3.0664e-08 | 0 | 0 | 8807.9522 | 222.2294 | 8585.7228 | 0 | 0 | 0 | 0 | 0 | 2.4086e-06 | 0.00017659 | 0 | 0.00017659 | 0.00027009 | 0 | 0.00027009 | 0 | 0 | 0 | 0 | 0 | 0
[79 empty] | WLDFR | HFTD - Distribution - Tier 3 - 3QU CoRE ¦ 5QU LoRE | Red Flag Warning - Destructive Fires | 2022 | 1.5631e-08 | 1.6505e-08 | 2.9236e-08 | 0 | 8807.9522 | 222.2294 | 8585.7228 | 0 | 0 | 0 | 0 | 0 | 2.0904e-06 | 0.00013768 | 0 | 0.00013768 | 0.00014537 | 0 | 0.00014537 | 0.00025751 | 0 | 0.00025751 | 0 | 0 | 0
[79 empty] | WLDFR | HFTD - Distribution - Tier 3 - 3QU CoRE ¦ 5QU LoRE | Red Flag Warning - Destructive Fires | 2023 | 1.5631e-08 | 1.6505e-08 | 2.0026e-08 | 2.7844e-08 | 9129.7461 | 233.2301 | 8896.516 | 0 | 0 | 0 | 0 | 0 | 2.0904e-06 | 0.00014271 | 0 | 0.00014271 | 0.00015069 | 0 | 0.00015069 | 0.00018283 | 0 | 0.00018283 | 0.00025421 | 0 | 0.00025421
[79 empty] | WLDFR | HFTD - Distribution - Tier 3 - 3QU CoRE ¦ 5QU LoRE | Red Flag Warning - Destructive Fires | 2024 | 1.5631e-08 | 1.6505e-08 | 2.0026e-08 | 1.9072e-08 | 9129.7461 | 233.2301 | 8896.516 | 0 | 0 | 0 | 0 | 0 | 2.0904e-06 | 0.00014271 | 0 | 0.00014271 | 0.00015069 | 0 | 0.00015069 | 0.00018283 | 0 | 0.00018283 | 0.00017412 | 0 | 0.00017412
[79 empty] | WLDFR | HFTD - Distribution - Tier 3 - 3QU CoRE ¦ 5QU LoRE | Red Flag Warning - Destructive Fires | 2025 | 1.5631e-08 | 1.6505e-08 | 2.0026e-08 | 1.9072e-08 | 9129.7461 | 233.2301 | 8896.516 | 0 | 0 | 0 | 0 | 0 | 2.0904e-06 | 0.00014271 | 0 | 0.00014271 | 0.00015069 | 0 | 0.00015069 | 0.00018283 | 0 | 0.00018283 | 0.00017412 | 0 | 0.00017412
[79 empty] | WLDFR | HFTD - Distribution - Tier 3 - 3QU CoRE ¦ 5QU LoRE | Red Flag Warning - Destructive Fires | 2026 | 1.5631e-08 | 1.6505e-08 | 2.0026e-08 | 1.9072e-08 | 9129.7461 | 233.2301 | 8896.516 | 0 | 0 | 0 | 0 | 0 | 2.0904e-06 | 0.00014271 | 0 | 0.00014271 | 0.00015069 | 0 | 0.00015069 | 0.00018283 | 0 | 0.00018283 | 0.00017412 | 0 | 0.00017412
[79 empty] | WLDFR | HFTD - Distribution - Tier 3 - 3QU CoRE ¦ 5QU LoRE | Red Flag Warning - Destructive Fires | 2027 | 1.5631e-08 | 1.6505e-08 | 2.0026e-08 | 1.9072e-08 | 9129.7461 | 233.2301 | 8896.516 | 0 | 0 | 0 | 0 | 0 | 2.0904e-06 | 0.00014271 | 0 | 0.00014271 | 0.00015069 | 0 | 0.00015069 | 0.00018283 | 0 | 0.00018283 | 0.00017412 | 0 | 0.00017412
[79 empty] | WLDFR | HFTD - Distribution - Tier 3 - 3QU CoRE ¦ 5QU LoRE | Red Flag Warning - Destructive Fires | 2028 | 1.5631e-08 | 1.6505e-08 | 2.0026e-08 | 1.9072e-08 | 9534.9221 | 247.273 | 9287.6491 | 0 | 0 | 0 | 0 | 0 | 2.0904e-06 | 0.00014904 | 0 | 0.00014904 | 0.00015737 | 0 | 0.00015737 | 0.00019094 | 0 | 0.00019094 | 0.00018185 | 0 | 0.00018185
[79 empty] | WLDFR | HFTD - Distribution - Tier 3 - 3QU CoRE ¦ 5QU LoRE | Red Flag Warning - Destructive Fires | 2029 | 1.5631e-08 | 1.6505e-08 | 2.0026e-08 | 1.9072e-08 | 9534.9221 | 247.273 | 9287.6491 | 0 | 0 | 0 | 0 | 0 | 2.0904e-06 | 0.00014904 | 0 | 0.00014904 | 0.00015737 | 0 | 0.00015737 | 0.00019094 | 0 | 0.00019094 | 0.00018185 | 0 | 0.00018185
[79 empty] | WLDFR | HFTD - Distribution - Tier 3 - 3QU CoRE ¦ 5QU LoRE | Red Flag Warning - Destructive Fires | 2030 | 1.5631e-08 | 1.6505e-08 | 2.0026e-08 | 1.9072e-08 | 9534.9221 | 247.273 | 9287.6491 | 0 | 0 | 0 | 0 | 0 | 2.0904e-06 | 0.00014904 | 0 | 0.00014904 | 0.00015737 | 0 | 0.00015737 | 0.00019094 | 0 | 0.00019094 | 0.00018185 | 0 | 0.00018185
[79 empty] | WLDFR | HFTD - Distribution - Tier 3 - 3QU CoRE ¦ 5QU LoRE | Red Flag Warning - Destructive Fires | 2031 | 1.5631e-08 | 1.6505e-08 | 2.0026e-08 | 1.9072e-08 | 9534.9221 | 247.273 | 9287.6491 | 0 | 0 | 0 | 0 | 0 | 2.0904e-06 | 0.00014904 | 0 | 0.00014904 | 0.00015737 | 0 | 0.00015737 | 0.00019094 | 0 | 0.00019094 | 0.00018185 | 0 | 0.00018185
[79 empty] | WLDFR | HFTD - Distribution - Tier 3 - 3QU CoRE ¦ 5QU LoRE | Red Flag Warning - Destructive Fires | 2032 | 1.5631e-08 | 1.6505e-08 | 2.0026e-08 | 1.9072e-08 | 9534.9221 | 247.273 | 9287.6491 | 0 | 0 | 0 | 0 | 0 | 2.0904e-06 | 0.00014904 | 0 | 0.00014904 | 0.00015737 | 0 | 0.00015737 | 0.00019094 | 0 | 0.00019094 | 0.00018185 | 0 | 0.00018185
[79 empty] | WLDFR | HFTD - Distribution - Tier 3 - 3QU CoRE ¦ 5QU LoRE | Red Flag Warning - Destructive Fires | 2033 | 1.5631e-08 | 1.6505e-08 | 2.0026e-08 | 1.9072e-08 | 9984.8474 | 263.1074 | 9721.74 | 0 | 0 | 0 | 0 | 0 | 2.0904e-06 | 0.00015607 | 0 | 0.00015607 | 0.0001648 | 0 | 0.0001648 | 0.00019995 | 0 | 0.00019995 | 0.00019043 | 0 | 0.00019043
[79 empty] | WLDFR | HFTD - Distribution - Tier 3 - 3QU CoRE ¦ 5QU LoRE | Red Flag Warning - Destructive Fires | 2034 | 1.5631e-08 | 1.6505e-08 | 2.0026e-08 | 1.9072e-08 | 9984.8474 | 263.1074 | 9721.74 | 0 | 0 | 0 | 0 | 0 | 2.0904e-06 | 0.00015607 | 0 | 0.00015607 | 0.0001648 | 0 | 0.0001648 | 0.00019995 | 0 | 0.00019995 | 0.00019043 | 0 | 0.00019043
[79 empty] | WLDFR | HFTD - Distribution - Tier 3 - 3QU CoRE ¦ 5QU LoRE | Red Flag Warning - Destructive Fires | 2035 | 1.5631e-08 | 1.6505e-08 | 2.0026e-08 | 1.9072e-08 | 9984.8474 | 263.1074 | 9721.74 | 0 | 0 | 0 | 0 | 0 | 2.0904e-06 | 0.00015607 | 0 | 0.00015607 | 0.0001648 | 0 | 0.0001648 | 0.00019995 | 0 | 0.00019995 | 0.00019043 | 0 | 0.00019043
[79 empty] | WLDFR | HFTD - Distribution - Tier 3 - 3QU CoRE ¦ 5QU LoRE | Red Flag Warning - Destructive Fires | 2036 | 1.5631e-08 | 1.6505e-08 | 2.0026e-08 | 1.9072e-08 | 9984.8474 | 263.1074 | 9721.74 | 0 | 0 | 0 | 0 | 0 | 2.0904e-06 | 0.00015607 | 0 | 0.00015607 | 0.0001648 | 0 | 0.0001648 | 0.00019995 | 0 | 0.00019995 | 0.00019043 | 0 | 0.00019043
[79 empty] | WLDFR | HFTD - Distribution - Tier 3 - 3QU CoRE ¦ 5QU LoRE | Red Flag Warning - Destructive Fires | 2037 | 1.5631e-08 | 1.6505e-08 | 2.0026e-08 | 1.9072e-08 | 9984.8474 | 263.1074 | 9721.74 | 0 | 0 | 0 | 0 | 0 | 2.0904e-06 | 0.00015607 | 0 | 0.00015607 | 0.0001648 | 0 | 0.0001648 | 0.00019995 | 0 | 0.00019995 | 0.00019043 | 0 | 0.00019043
[79 empty] | WLDFR | HFTD - Distribution - Tier 3 - 3QU CoRE ¦ 5QU LoRE | Red Flag Warning - Destructive Fires | 2038 | 1.5631e-08 | 1.6505e-08 | 2.0026e-08 | 1.9072e-08 | 10472.8261 | 280.5544 | 10192.2718 | 0 | 0 | 0 | 0 | 0 | 2.0904e-06 | 0.0001637 | 0 | 0.0001637 | 0.00017285 | 0 | 0.00017285 | 0.00020973 | 0 | 0.00020973 | 0.00019974 | 0 | 0.00019974
[79 empty] | WLDFR | HFTD - Distribution - Tier 3 - 3QU CoRE ¦ 5QU LoRE | Red Flag Warning - Destructive Fires | 2039 | 1.5631e-08 | 1.6505e-08 | 2.0026e-08 | 1.9072e-08 | 10472.8261 | 280.5544 | 10192.2718 | 0 | 0 | 0 | 0 | 0 | 2.0904e-06 | 0.0001637 | 0 | 0.0001637 | 0.00017285 | 0 | 0.00017285 | 0.00020973 | 0 | 0.00020973 | 0.00019974 | 0 | 0.00019974
[79 empty] | WLDFR | HFTD - Distribution - Tier 3 - 3QU CoRE ¦ 5QU LoRE | Red Flag Warning - Destructive Fires | 2040 | 1.5631e-08 | 1.6505e-08 | 2.0026e-08 | 1.9072e-08 | 10472.8261 | 280.5544 | 10192.2718 | 0 | 0 | 0 | 0 | 0 | 2.0904e-06 | 0.0001637 | 0 | 0.0001637 | 0.00017285 | 0 | 0.00017285 | 0.00020973 | 0 | 0.00020973 | 0.00019974 | 0 | 0.00019974
[79 empty] | WLDFR | HFTD - Distribution - Tier 3 - 3QU CoRE ¦ 5QU LoRE | Red Flag Warning - Destructive Fires | 2041 | 1.5631e-08 | 1.6505e-08 | 2.0026e-08 | 1.9072e-08 | 10472.8261 | 280.5544 | 10192.2718 | 0 | 0 | 0 | 0 | 0 | 2.0904e-06 | 0.0001637 | 0 | 0.0001637 | 0.00017285 | 0 | 0.00017285 | 0.00020973 | 0 | 0.00020973 | 0.00019974 | 0 | 0.00019974
[79 empty] | WLDFR | HFTD - Distribution - Tier 3 - 3QU CoRE ¦ 5QU LoRE | Red Flag Warning - Destructive Fires | 2042 | 1.5631e-08 | 1.6505e-08 | 2.0026e-08 | 1.9072e-08 | 10472.8261 | 280.5544 | 10192.2718 | 0 | 0 | 0 | 0 | 0 | 2.0904e-06 | 0.0001637 | 0 | 0.0001637 | 0.00017285 | 0 | 0.00017285 | 0.00020973 | 0 | 0.00020973 | 0.00019974 | 0 | 0.00019974
[79 empty] | WLDFR | HFTD - Distribution - Tier 3 - 3QU CoRE ¦ 5QU LoRE | Red Flag Warning - Destructive Fires | 2043 | 1.5631e-08 | 1.6505e-08 | 2.0026e-08 | 1.9072e-08 | 10992.1562 | 299.42 | 10692.7362 | 0 | 0 | 0 | 0 | 0 | 2.0904e-06 | 0.00017182 | 0 | 0.00017182 | 0.00018142 | 0 | 0.00018142 | 0.00022012 | 0 | 0.00022012 | 0.00020964 | 0 | 0.00020964
[79 empty] | WLDFR | HFTD - Distribution - Tier 3 - 3QU CoRE ¦ 5QU LoRE | Red Flag Warning - Destructive Fires | 2044 | 1.5631e-08 | 1.6505e-08 | 2.0026e-08 | 1.9072e-08 | 10992.1562 | 299.42 | 10692.7362 | 0 | 0 | 0 | 0 | 0 | 2.0904e-06 | 0.00017182 | 0 | 0.00017182 | 0.00018142 | 0 | 0.00018142 | 0.00022012 | 0 | 0.00022012 | 0.00020964 | 0 | 0.00020964
[79 empty] | WLDFR | HFTD - Distribution - Tier 3 - 3QU CoRE ¦ 5QU LoRE | Red Flag Warning - Destructive Fires | 2045 | 1.5631e-08 | 1.6505e-08 | 2.0026e-08 | 1.9072e-08 | 10992.1562 | 299.42 | 10692.7362 | 0 | 0 | 0 | 0 | 0 | 2.0904e-06 | 0.00017182 | 0 | 0.00017182 | 0.00018142 | 0 | 0.00018142 | 0.00022012 | 0 | 0.00022012 | 0.00020964 | 0 | 0.00020964
[79 empty] | WLDFR | HFTD - Distribution - Tier 3 - 3QU CoRE ¦ 5QU LoRE | Red Flag Warning - Destructive Fires | 2046 | 1.5631e-08 | 1.6505e-08 | 2.0026e-08 | 1.9072e-08 | 10992.1562 | 299.42 | 10692.7362 | 0 | 0 | 0 | 0 | 0 | 2.0904e-06 | 0.00017182 | 0 | 0.00017182 | 0.00018142 | 0 | 0.00018142 | 0.00022012 | 0 | 0.00022012 | 0.00020964 | 0 | 0.00020964
[79 empty] | WLDFR | HFTD - Distribution - Tier 3 - 3QU CoRE ¦ 5QU LoRE | Red Flag Warning - Destructive Fires | 2047 | 1.5631e-08 | 1.6505e-08 | 2.0026e-08 | 1.9072e-08 | 10992.1562 | 299.42 | 10692.7362 | 0 | 0 | 0 | 0 | 0 | 2.0904e-06 | 0.00017182 | 0 | 0.00017182 | 0.00018142 | 0 | 0.00018142 | 0.00022012 | 0 | 0.00022012 | 0.00020964 | 0 | 0.00020964
[79 empty] | WLDFR | HFTD - Distribution - Tier 3 - 3QU CoRE ¦ 5QU LoRE | Red Flag Warning - Destructive Fires | 2048 | 1.5631e-08 | 1.6505e-08 | 2.0026e-08 | 1.9072e-08 | 11536.0538 | 319.4911 | 11216.5626 | 0 | 0 | 0 | 0 | 0 | 2.0904e-06 | 0.00018032 | 0 | 0.00018032 | 0.0001904 | 0 | 0.0001904 | 0.00023102 | 0 | 0.00023102 | 0.00022002 | 0 | 0.00022002
[79 empty] | WLDFR | HFTD - Distribution - Tier 3 - 3QU CoRE ¦ 5QU LoRE | Red Flag Warning - Destructive Fires | 2049 | 1.5631e-08 | 1.6505e-08 | 2.0026e-08 | 1.9072e-08 | 11536.0538 | 319.4911 | 11216.5626 | 0 | 0 | 0 | 0 | 0 | 2.0904e-06 | 0.00018032 | 0 | 0.00018032 | 0.0001904 | 0 | 0.0001904 | 0.00023102 | 0 | 0.00023102 | 0.00022002 | 0 | 0.00022002
[79 empty] | WLDFR | HFTD - Distribution - Tier 3 - 3QU CoRE ¦ 5QU LoRE | Red Flag Warning - Destructive Fires | 2050 | 0 | 1.6505e-08 | 2.0026e-08 | 1.9072e-08 | 11536.0538 | 319.4911 | 11216.5626 | 0 | 0 | 0 | 0 | 0 | 2.0904e-06 | 0 | 0 | 0 | 0.0001904 | 0 | 0.0001904 | 0.00023102 | 0 | 0.00023102 | 0.00022002 | 0 | 0.00022002
[79 empty] | WLDFR | HFTD - Distribution - Tier 3 - 3QU CoRE ¦ 5QU LoRE | Red Flag Warning - Destructive Fires | 2051 | 0 | 0 | 2.0026e-08 | 1.9072e-08 | 11536.0538 | 319.4911 | 11216.5626 | 0 | 0 | 0 | 0 | 0 | 2.0904e-06 | 0 | 0 | 0 | 0 | 0 | 0 | 0.00023102 | 0 | 0.00023102 | 0.00022002 | 0 | 0.00022002
[79 empty] | WLDFR | HFTD - Distribution - Tier 3 - 3QU CoRE ¦ 5QU LoRE | Red Flag Warning - Destructive Fires | 2052 | 0 | 0 | 0 | 1.9072e-08 | 11536.0538 | 319.4911 | 11216.5626 | 0 | 0 | 0 | 0 | 0 | 2.0904e-06 | 0 | 0 | 0 | 0 | 0 | 0 | 0 | 0 | 0 | 0.00022002 | 0 | 0.00022002
[79 empty] | WLDFR | HFTD - Distribution - Tier 3 - 3QU CoRE ¦ 5QU LoRE | Red Flag Warning - Large Fires | 2020 | 2.4292e-07 | 0 | 0 | 0 | 5.2406 | 0.69642 | 2.942 | 1.6022 | 0 | 0 | 0 | 0 | 1.8431e-05 | 1.273e-06 | 0 | 1.273e-06 | 0 | 0 | 0 | 0 | 0 | 0 | 0 | 0 | 0
[79 empty] | WLDFR | HFTD - Distribution - Tier 3 - 3QU CoRE ¦ 5QU LoRE | Red Flag Warning - Large Fires | 2021 | 1.6795e-07 | 2.565e-07 | 0 | 0 | 5.2406 | 0.69642 | 2.942 | 1.6022 | 0 | 0 | 0 | 0 | 1.8431e-05 | 8.8013e-07 | 0 | 8.8013e-07 | 1.3442e-06 | 0 | 1.3442e-06 | 0 | 0 | 0 | 0 | 0 | 0
[79 empty] | WLDFR | HFTD - Distribution - Tier 3 - 3QU CoRE ¦ 5QU LoRE | Red Flag Warning - Large Fires | 2022 | 1.1612e-07 | 1.2261e-07 | 2.1625e-07 | 0 | 5.2406 | 0.69642 | 2.942 | 1.6022 | 0 | 0 | 0 | 0 | 1.4985e-05 | 6.0852e-07 | 0 | 6.0852e-07 | 6.4254e-07 | 0 | 6.4254e-07 | 1.1333e-06 | 0 | 1.1333e-06 | 0 | 0 | 0
[79 empty] | WLDFR | HFTD - Distribution - Tier 3 - 3QU CoRE ¦ 5QU LoRE | Red Flag Warning - Large Fires | 2023 | 1.1612e-07 | 1.2261e-07 | 1.4876e-07 | 2.0596e-07 | 5.475 | 0.71896 | 3.0715 | 1.6846 | 0 | 0 | 0 | 0 | 1.4985e-05 | 6.3575e-07 | 0 | 6.3575e-07 | 6.7129e-07 | 0 | 6.7129e-07 | 8.1449e-07 | 0 | 8.1449e-07 | 1.1276e-06 | 0 | 1.1276e-06
[79 empty] | WLDFR | HFTD - Distribution - Tier 3 - 3QU CoRE ¦ 5QU LoRE | Red Flag Warning - Large Fires | 2024 | 1.1612e-07 | 1.2261e-07 | 1.4876e-07 | 1.4168e-07 | 5.475 | 0.71896 | 3.0715 | 1.6846 | 0 | 0 | 0 | 0 | 1.4985e-05 | 6.3575e-07 | 0 | 6.3575e-07 | 6.7129e-07 | 0 | 6.7129e-07 | 8.1449e-07 | 0 | 8.1449e-07 | 7.757e-07 | 0 | 7.757e-07
[79 empty] | WLDFR | HFTD - Distribution - Tier 3 - 3QU CoRE ¦ 5QU LoRE | Red Flag Warning - Large Fires | 2025 | 1.1612e-07 | 1.2261e-07 | 1.4876e-07 | 1.4168e-07 | 5.475 | 0.71896 | 3.0715 | 1.6846 | 0 | 0 | 0 | 0 | 1.4985e-05 | 6.3575e-07 | 0 | 6.3575e-07 | 6.7129e-07 | 0 | 6.7129e-07 | 8.1449e-07 | 0 | 8.1449e-07 | 7.757e-07 | 0 | 7.757e-07
[79 empty] | WLDFR | HFTD - Distribution - Tier 3 - 3QU CoRE ¦ 5QU LoRE | Red Flag Warning - Large Fires | 2026 | 1.1612e-07 | 1.2261e-07 | 1.4876e-07 | 1.4168e-07 | 5.475 | 0.71896 | 3.0715 | 1.6846 | 0 | 0 | 0 | 0 | 1.4985e-05 | 6.3575e-07 | 0 | 6.3575e-07 | 6.7129e-07 | 0 | 6.7129e-07 | 8.1449e-07 | 0 | 8.1449e-07 | 7.757e-07 | 0 | 7.757e-07
[79 empty] | WLDFR | HFTD - Distribution - Tier 3 - 3QU CoRE ¦ 5QU LoRE | Red Flag Warning - Large Fires | 2027 | 1.1612e-07 | 1.2261e-07 | 1.4876e-07 | 1.4168e-07 | 5.475 | 0.71896 | 3.0715 | 1.6846 | 0 | 0 | 0 | 0 | 1.4985e-05 | 6.3575e-07 | 0 | 6.3575e-07 | 6.7129e-07 | 0 | 6.7129e-07 | 8.1449e-07 | 0 | 8.1449e-07 | 7.757e-07 | 0 | 7.757e-07
[79 empty] | WLDFR | HFTD - Distribution - Tier 3 - 3QU CoRE ¦ 5QU LoRE | Red Flag Warning - Large Fires | 2028 | 1.1612e-07 | 1.2261e-07 | 1.4876e-07 | 1.4168e-07 | 5.777 | 0.74734 | 3.238 | 1.7917 | 0 | 0 | 0 | 0 | 1.4985e-05 | 6.7081e-07 | 0 | 6.7081e-07 | 7.0832e-07 | 0 | 7.0832e-07 | 8.5941e-07 | 0 | 8.5941e-07 | 8.1849e-07 | 0 | 8.1849e-07
[79 empty] | WLDFR | HFTD - Distribution - Tier 3 - 3QU CoRE ¦ 5QU LoRE | Red Flag Warning - Large Fires | 2029 | 1.1612e-07 | 1.2261e-07 | 1.4876e-07 | 1.4168e-07 | 5.777 | 0.74734 | 3.238 | 1.7917 | 0 | 0 | 0 | 0 | 1.4985e-05 | 6.7081e-07 | 0 | 6.7081e-07 | 7.0832e-07 | 0 | 7.0832e-07 | 8.5941e-07 | 0 | 8.5941e-07 | 8.1849e-07 | 0 | 8.1849e-07
[79 empty] | WLDFR | HFTD - Distribution - Tier 3 - 3QU CoRE ¦ 5QU LoRE | Red Flag Warning - Large Fires | 2030 | 1.1612e-07 | 1.2261e-07 | 1.4876e-07 | 1.4168e-07 | 5.777 | 0.74734 | 3.238 | 1.7917 | 0 | 0 | 0 | 0 | 1.4985e-05 | 6.7081e-07 | 0 | 6.7081e-07 | 7.0832e-07 | 0 | 7.0832e-07 | 8.5941e-07 | 0 | 8.5941e-07 | 8.1849e-07 | 0 | 8.1849e-07
[79 empty] | WLDFR | HFTD - Distribution - Tier 3 - 3QU CoRE ¦ 5QU LoRE | Red Flag Warning - Large Fires | 2031 | 1.1612e-07 | 1.2261e-07 | 1.4876e-07 | 1.4168e-07 | 5.777 | 0.74734 | 3.238 | 1.7917 | 0 | 0 | 0 | 0 | 1.4985e-05 | 6.7081e-07 | 0 | 6.7081e-07 | 7.0832e-07 | 0 | 7.0832e-07 | 8.5941e-07 | 0 | 8.5941e-07 | 8.1849e-07 | 0 | 8.1849e-07
[79 empty] | WLDFR | HFTD - Distribution - Tier 3 - 3QU CoRE ¦ 5QU LoRE | Red Flag Warning - Large Fires | 2032 | 1.1612e-07 | 1.2261e-07 | 1.4876e-07 | 1.4168e-07 | 5.777 | 0.74734 | 3.238 | 1.7917 | 0 | 0 | 0 | 0 | 1.4985e-05 | 6.7081e-07 | 0 | 6.7081e-07 | 7.0832e-07 | 0 | 7.0832e-07 | 8.5941e-07 | 0 | 8.5941e-07 | 8.1849e-07 | 0 | 8.1849e-07
[79 empty] | WLDFR | HFTD - Distribution - Tier 3 - 3QU CoRE ¦ 5QU LoRE | Red Flag Warning - Large Fires | 2033 | 1.1612e-07 | 1.2261e-07 | 1.4876e-07 | 1.4168e-07 | 6.1205 | 0.77885 | 3.4265 | 1.9151 | 0 | 0 | 0 | 0 | 1.4985e-05 | 7.107e-07 | 0 | 7.107e-07 | 7.5043e-07 | 0 | 7.5043e-07 | 9.1051e-07 | 0 | 9.1051e-07 | 8.6715e-07 | 0 | 8.6715e-07
[79 empty] | WLDFR | HFTD - Distribution - Tier 3 - 3QU CoRE ¦ 5QU LoRE | Red Flag Warning - Large Fires | 2034 | 1.1612e-07 | 1.2261e-07 | 1.4876e-07 | 1.4168e-07 | 6.1205 | 0.77885 | 3.4265 | 1.9151 | 0 | 0 | 0 | 0 | 1.4985e-05 | 7.107e-07 | 0 | 7.107e-07 | 7.5043e-07 | 0 | 7.5043e-07 | 9.1051e-07 | 0 | 9.1051e-07 | 8.6715e-07 | 0 | 8.6715e-07
[79 empty] | WLDFR | HFTD - Distribution - Tier 3 - 3QU CoRE ¦ 5QU LoRE | Red Flag Warning - Large Fires | 2035 | 1.1612e-07 | 1.2261e-07 | 1.4876e-07 | 1.4168e-07 | 6.1205 | 0.77885 | 3.4265 | 1.9151 | 0 | 0 | 0 | 0 | 1.4985e-05 | 7.107e-07 | 0 | 7.107e-07 | 7.5043e-07 | 0 | 7.5043e-07 | 9.1051e-07 | 0 | 9.1051e-07 | 8.6715e-07 | 0 | 8.6715e-07
[79 empty] | WLDFR | HFTD - Distribution - Tier 3 - 3QU CoRE ¦ 5QU LoRE | Red Flag Warning - Large Fires | 2036 | 1.1612e-07 | 1.2261e-07 | 1.4876e-07 | 1.4168e-07 | 6.1205 | 0.77885 | 3.4265 | 1.9151 | 0 | 0 | 0 | 0 | 1.4985e-05 | 7.107e-07 | 0 | 7.107e-07 | 7.5043e-07 | 0 | 7.5043e-07 | 9.1051e-07 | 0 | 9.1051e-07 | 8.6715e-07 | 0 | 8.6715e-07
[79 empty] | WLDFR | HFTD - Distribution - Tier 3 - 3QU CoRE ¦ 5QU LoRE | Red Flag Warning - Large Fires | 2037 | 1.1612e-07 | 1.2261e-07 | 1.4876e-07 | 1.4168e-07 | 6.1205 | 0.77885 | 3.4265 | 1.9151 | 0 | 0 | 0 | 0 | 1.4985e-05 | 7.107e-07 | 0 | 7.107e-07 | 7.5043e-07 | 0 | 7.5043e-07 | 9.1051e-07 | 0 | 9.1051e-07 | 8.6715e-07 | 0 | 8.6715e-07
[79 empty] | WLDFR | HFTD - Distribution - Tier 3 - 3QU CoRE ¦ 5QU LoRE | Red Flag Warning - Large Fires | 2038 | 1.1612e-07 | 1.2261e-07 | 1.4876e-07 | 1.4168e-07 | 6.5028 | 0.81304 | 3.6355 | 2.0543 | 0 | 0 | 0 | 0 | 1.4985e-05 | 7.5509e-07 | 0 | 7.5509e-07 | 7.9731e-07 | 0 | 7.9731e-07 | 9.6738e-07 | 0 | 9.6738e-07 | 9.2132e-07 | 0 | 9.2132e-07
[79 empty] | WLDFR | HFTD - Distribution - Tier 3 - 3QU CoRE ¦ 5QU LoRE | Red Flag Warning - Large Fires | 2039 | 1.1612e-07 | 1.2261e-07 | 1.4876e-07 | 1.4168e-07 | 6.5028 | 0.81304 | 3.6355 | 2.0543 | 0 | 0 | 0 | 0 | 1.4985e-05 | 7.5509e-07 | 0 | 7.5509e-07 | 7.9731e-07 | 0 | 7.9731e-07 | 9.6738e-07 | 0 | 9.6738e-07 | 9.2132e-07 | 0 | 9.2132e-07
[79 empty] | WLDFR | HFTD - Distribution - Tier 3 - 3QU CoRE ¦ 5QU LoRE | Red Flag Warning - Large Fires | 2040 | 1.1612e-07 | 1.2261e-07 | 1.4876e-07 | 1.4168e-07 | 6.5028 | 0.81304 | 3.6355 | 2.0543 | 0 | 0 | 0 | 0 | 1.4985e-05 | 7.5509e-07 | 0 | 7.5509e-07 | 7.9731e-07 | 0 | 7.9731e-07 | 9.6738e-07 | 0 | 9.6738e-07 | 9.2132e-07 | 0 | 9.2132e-07
[79 empty] | WLDFR | HFTD - Distribution - Tier 3 - 3QU CoRE ¦ 5QU LoRE | Red Flag Warning - Large Fires | 2041 | 1.1612e-07 | 1.2261e-07 | 1.4876e-07 | 1.4168e-07 | 6.5028 | 0.81304 | 3.6355 | 2.0543 | 0 | 0 | 0 | 0 | 1.4985e-05 | 7.5509e-07 | 0 | 7.5509e-07 | 7.9731e-07 | 0 | 7.9731e-07 | 9.6738e-07 | 0 | 9.6738e-07 | 9.2132e-07 | 0 | 9.2132e-07
[79 empty] | WLDFR | HFTD - Distribution - Tier 3 - 3QU CoRE ¦ 5QU LoRE | Red Flag Warning - Large Fires | 2042 | 1.1612e-07 | 1.2261e-07 | 1.4876e-07 | 1.4168e-07 | 6.5028 | 0.81304 | 3.6355 | 2.0543 | 0 | 0 | 0 | 0 | 1.4985e-05 | 7.5509e-07 | 0 | 7.5509e-07 | 7.9731e-07 | 0 | 7.9731e-07 | 9.6738e-07 | 0 | 9.6738e-07 | 9.2132e-07 | 0 | 9.2132e-07
[79 empty] | WLDFR | HFTD - Distribution - Tier 3 - 3QU CoRE ¦ 5QU LoRE | Red Flag Warning - Large Fires | 2043 | 1.1612e-07 | 1.2261e-07 | 1.4876e-07 | 1.4168e-07 | 6.9209 | 0.84944 | 3.8632 | 2.2083 | 0 | 0 | 0 | 0 | 1.4985e-05 | 8.0364e-07 | 0 | 8.0364e-07 | 8.4857e-07 | 0 | 8.4857e-07 | 1.0296e-06 | 0 | 1.0296e-06 | 9.8056e-07 | 0 | 9.8056e-07
[79 empty] | WLDFR | HFTD - Distribution - Tier 3 - 3QU CoRE ¦ 5QU LoRE | Red Flag Warning - Large Fires | 2044 | 1.1612e-07 | 1.2261e-07 | 1.4876e-07 | 1.4168e-07 | 6.9209 | 0.84944 | 3.8632 | 2.2083 | 0 | 0 | 0 | 0 | 1.4985e-05 | 8.0364e-07 | 0 | 8.0364e-07 | 8.4857e-07 | 0 | 8.4857e-07 | 1.0296e-06 | 0 | 1.0296e-06 | 9.8056e-07 | 0 | 9.8056e-07
[79 empty] | WLDFR | HFTD - Distribution - Tier 3 - 3QU CoRE ¦ 5QU LoRE | Red Flag Warning - Large Fires | 2045 | 1.1612e-07 | 1.2261e-07 | 1.4876e-07 | 1.4168e-07 | 6.9209 | 0.84944 | 3.8632 | 2.2083 | 0 | 0 | 0 | 0 | 1.4985e-05 | 8.0364e-07 | 0 | 8.0364e-07 | 8.4857e-07 | 0 | 8.4857e-07 | 1.0296e-06 | 0 | 1.0296e-06 | 9.8056e-07 | 0 | 9.8056e-07
[79 empty] | WLDFR | HFTD - Distribution - Tier 3 - 3QU CoRE ¦ 5QU LoRE | Red Flag Warning - Large Fires | 2046 | 1.1612e-07 | 1.2261e-07 | 1.4876e-07 | 1.4168e-07 | 6.9209 | 0.84944 | 3.8632 | 2.2083 | 0 | 0 | 0 | 0 | 1.4985e-05 | 8.0364e-07 | 0 | 8.0364e-07 | 8.4857e-07 | 0 | 8.4857e-07 | 1.0296e-06 | 0 | 1.0296e-06 | 9.8056e-07 | 0 | 9.8056e-07
[79 empty] | WLDFR | HFTD - Distribution - Tier 3 - 3QU CoRE ¦ 5QU LoRE | Red Flag Warning - Large Fires | 2047 | 1.1612e-07 | 1.2261e-07 | 1.4876e-07 | 1.4168e-07 | 6.9209 | 0.84944 | 3.8632 | 2.2083 | 0 | 0 | 0 | 0 | 1.4985e-05 | 8.0364e-07 | 0 | 8.0364e-07 | 8.4857e-07 | 0 | 8.4857e-07 | 1.0296e-06 | 0 | 1.0296e-06 | 9.8056e-07 | 0 | 9.8056e-07
[79 empty] | WLDFR | HFTD - Distribution - Tier 3 - 3QU CoRE ¦ 5QU LoRE | Red Flag Warning - Large Fires | 2048 | 1.1612e-07 | 1.2261e-07 | 1.4876e-07 | 1.4168e-07 | 7.3713 | 0.88759 | 4.1075 | 2.3763 | 0 | 0 | 0 | 0 | 1.4985e-05 | 8.5594e-07 | 0 | 8.5594e-07 | 9.038e-07 | 0 | 9.038e-07 | 1.0966e-06 | 0 | 1.0966e-06 | 1.0444e-06 | 0 | 1.0444e-06
[79 empty] | WLDFR | HFTD - Distribution - Tier 3 - 3QU CoRE ¦ 5QU LoRE | Red Flag Warning - Large Fires | 2049 | 1.1612e-07 | 1.2261e-07 | 1.4876e-07 | 1.4168e-07 | 7.3713 | 0.88759 | 4.1075 | 2.3763 | 0 | 0 | 0 | 0 | 1.4985e-05 | 8.5594e-07 | 0 | 8.5594e-07 | 9.038e-07 | 0 | 9.038e-07 | 1.0966e-06 | 0 | 1.0966e-06 | 1.0444e-06 | 0 | 1.0444e-06
[79 empty] | WLDFR | HFTD - Distribution - Tier 3 - 3QU CoRE ¦ 5QU LoRE | Red Flag Warning - Large Fires | 2050 | 0 | 1.2261e-07 | 1.4876e-07 | 1.4168e-07 | 7.3713 | 0.88759 | 4.1075 | 2.3763 | 0 | 0 | 0 | 0 | 1.4985e-05 | 0 | 0 | 0 | 9.038e-07 | 0 | 9.038e-07 | 1.0966e-06 | 0 | 1.0966e-06 | 1.0444e-06 | 0 | 1.0444e-06
[79 empty] | WLDFR | HFTD - Distribution - Tier 3 - 3QU CoRE ¦ 5QU LoRE | Red Flag Warning - Large Fires | 2051 | 0 | 0 | 1.4876e-07 | 1.4168e-07 | 7.3713 | 0.88759 | 4.1075 | 2.3763 | 0 | 0 | 0 | 0 | 1.4985e-05 | 0 | 0 | 0 | 0 | 0 | 0 | 1.0966e-06 | 0 | 1.0966e-06 | 1.0444e-06 | 0 | 1.0444e-06
[79 empty] | WLDFR | HFTD - Distribution - Tier 3 - 3QU CoRE ¦ 5QU LoRE | Red Flag Warning - Large Fires | 2052 | 0 | 0 | 0 | 1.4168e-07 | 7.3713 | 0.88759 | 4.1075 | 2.3763 | 0 | 0 | 0 | 0 | 1.4985e-05 | 0 | 0 | 0 | 0 | 0 | 0 | 0 | 0 | 0 | 1.0444e-06 | 0 | 1.0444e-06
[79 empty] | WLDFR | HFTD - Distribution - Tier 3 - 3QU CoRE ¦ 5QU LoRE | Red Flag Warning - Small Fires | 2020 | 5.8551e-06 | 0 | 0 | 0 | 0.077901 | 0.036425 | 0.0015809 | 0.039895 | 0 | 0 | 0 | 0 | 0.00037757 | 4.5611e-07 | 0 | 4.5611e-07 | 0 | 0 | 0 | 0 | 0 | 0 | 0 | 0 | 0
[79 empty] | WLDFR | HFTD - Distribution - Tier 3 - 3QU CoRE ¦ 5QU LoRE | Red Flag Warning - Small Fires | 2021 | 4.033e-06 | 6.1824e-06 | 0 | 0 | 0.077901 | 0.036425 | 0.0015809 | 0.039895 | 0 | 0 | 0 | 0 | 0.00037757 | 3.1417e-07 | 0 | 3.1417e-07 | 4.8161e-07 | 0 | 4.8161e-07 | 0 | 0 | 0 | 0 | 0 | 0
[79 empty] | WLDFR | HFTD - Distribution - Tier 3 - 3QU CoRE ¦ 5QU LoRE | Red Flag Warning - Small Fires | 2022 | 3.0637e-06 | 3.235e-06 | 5.7389e-06 | 0 | 0.077901 | 0.036425 | 0.0015809 | 0.039895 | 0 | 0 | 0 | 0 | 0.0003464 | 2.3866e-07 | 0 | 2.3866e-07 | 2.5201e-07 | 0 | 2.5201e-07 | 4.4706e-07 | 0 | 4.4706e-07 | 0 | 0 | 0
[79 empty] | WLDFR | HFTD - Distribution - Tier 3 - 3QU CoRE ¦ 5QU LoRE | Red Flag Warning - Small Fires | 2023 | 3.0637e-06 | 3.235e-06 | 3.9251e-06 | 5.4656e-06 | 0.080408 | 0.03759 | 0.0016314 | 0.041187 | 0 | 0 | 0 | 0 | 0.0003464 | 2.4635e-07 | 0 | 2.4635e-07 | 2.6012e-07 | 0 | 2.6012e-07 | 3.1561e-07 | 0 | 3.1561e-07 | 4.3948e-07 | 0 | 4.3948e-07
[79 empty] | WLDFR | HFTD - Distribution - Tier 3 - 3QU CoRE ¦ 5QU LoRE | Red Flag Warning - Small Fires | 2024 | 3.0637e-06 | 3.235e-06 | 3.9251e-06 | 3.7382e-06 | 0.080408 | 0.03759 | 0.0016314 | 0.041187 | 0 | 0 | 0 | 0 | 0.0003464 | 2.4635e-07 | 0 | 2.4635e-07 | 2.6012e-07 | 0 | 2.6012e-07 | 3.1561e-07 | 0 | 3.1561e-07 | 3.0058e-07 | 0 | 3.0058e-07
[79 empty] | WLDFR | HFTD - Distribution - Tier 3 - 3QU CoRE ¦ 5QU LoRE | Red Flag Warning - Small Fires | 2025 | 3.0637e-06 | 3.235e-06 | 3.9251e-06 | 3.7382e-06 | 0.080408 | 0.03759 | 0.0016314 | 0.041187 | 0 | 0 | 0 | 0 | 0.0003464 | 2.4635e-07 | 0 | 2.4635e-07 | 2.6012e-07 | 0 | 2.6012e-07 | 3.1561e-07 | 0 | 3.1561e-07 | 3.0058e-07 | 0 | 3.0058e-07
[79 empty] | WLDFR | HFTD - Distribution - Tier 3 - 3QU CoRE ¦ 5QU LoRE | Red Flag Warning - Small Fires | 2026 | 3.0637e-06 | 3.235e-06 | 3.9251e-06 | 3.7382e-06 | 0.080408 | 0.03759 | 0.0016314 | 0.041187 | 0 | 0 | 0 | 0 | 0.0003464 | 2.4635e-07 | 0 | 2.4635e-07 | 2.6012e-07 | 0 | 2.6012e-07 | 3.1561e-07 | 0 | 3.1561e-07 | 3.0058e-07 | 0 | 3.0058e-07
[79 empty] | WLDFR | HFTD - Distribution - Tier 3 - 3QU CoRE ¦ 5QU LoRE | Red Flag Warning - Small Fires | 2027 | 3.0637e-06 | 3.235e-06 | 3.9251e-06 | 3.7382e-06 | 0.080408 | 0.03759 | 0.0016314 | 0.041187 | 0 | 0 | 0 | 0 | 0.0003464 | 2.4635e-07 | 0 | 2.4635e-07 | 2.6012e-07 | 0 | 2.6012e-07 | 3.1561e-07 | 0 | 3.1561e-07 | 3.0058e-07 | 0 | 3.0058e-07
[79 empty] | WLDFR | HFTD - Distribution - Tier 3 - 3QU CoRE ¦ 5QU LoRE | Red Flag Warning - Small Fires | 2028 | 3.0637e-06 | 3.235e-06 | 3.9251e-06 | 3.7382e-06 | 0.083606 | 0.039055 | 0.001695 | 0.042856 | 0 | 0 | 0 | 0 | 0.0003464 | 2.5615e-07 | 0 | 2.5615e-07 | 2.7047e-07 | 0 | 2.7047e-07 | 3.2816e-07 | 0 | 3.2816e-07 | 3.1253e-07 | 0 | 3.1253e-07
[79 empty] | WLDFR | HFTD - Distribution - Tier 3 - 3QU CoRE ¦ 5QU LoRE | Red Flag Warning - Small Fires | 2029 | 3.0637e-06 | 3.235e-06 | 3.9251e-06 | 3.7382e-06 | 0.083606 | 0.039055 | 0.001695 | 0.042856 | 0 | 0 | 0 | 0 | 0.0003464 | 2.5615e-07 | 0 | 2.5615e-07 | 2.7047e-07 | 0 | 2.7047e-07 | 3.2816e-07 | 0 | 3.2816e-07 | 3.1253e-07 | 0 | 3.1253e-07
[79 empty] | WLDFR | HFTD - Distribution - Tier 3 - 3QU CoRE ¦ 5QU LoRE | Red Flag Warning - Small Fires | 2030 | 3.0637e-06 | 3.235e-06 | 3.9251e-06 | 3.7382e-06 | 0.083606 | 0.039055 | 0.001695 | 0.042856 | 0 | 0 | 0 | 0 | 0.0003464 | 2.5615e-07 | 0 | 2.5615e-07 | 2.7047e-07 | 0 | 2.7047e-07 | 3.2816e-07 | 0 | 3.2816e-07 | 3.1253e-07 | 0 | 3.1253e-07
[79 empty] | WLDFR | HFTD - Distribution - Tier 3 - 3QU CoRE ¦ 5QU LoRE | Red Flag Warning - Small Fires | 2031 | 3.0637e-06 | 3.235e-06 | 3.9251e-06 | 3.7382e-06 | 0.083606 | 0.039055 | 0.001695 | 0.042856 | 0 | 0 | 0 | 0 | 0.0003464 | 2.5615e-07 | 0 | 2.5615e-07 | 2.7047e-07 | 0 | 2.7047e-07 | 3.2816e-07 | 0 | 3.2816e-07 | 3.1253e-07 | 0 | 3.1253e-07
[79 empty] | WLDFR | HFTD - Distribution - Tier 3 - 3QU CoRE ¦ 5QU LoRE | Red Flag Warning - Small Fires | 2032 | 3.0637e-06 | 3.235e-06 | 3.9251e-06 | 3.7382e-06 | 0.083606 | 0.039055 | 0.001695 | 0.042856 | 0 | 0 | 0 | 0 | 0.0003464 | 2.5615e-07 | 0 | 2.5615e-07 | 2.7047e-07 | 0 | 2.7047e-07 | 3.2816e-07 | 0 | 3.2816e-07 | 3.1253e-07 | 0 | 3.1253e-07
[79 empty] | WLDFR | HFTD - Distribution - Tier 3 - 3QU CoRE ¦ 5QU LoRE | Red Flag Warning - Small Fires | 2033 | 3.0637e-06 | 3.235e-06 | 3.9251e-06 | 3.7382e-06 | 0.087211 | 0.040679 | 0.0017655 | 0.044766 | 0 | 0 | 0 | 0 | 0.0003464 | 2.6719e-07 | 0 | 2.6719e-07 | 2.8213e-07 | 0 | 2.8213e-07 | 3.4231e-07 | 0 | 3.4231e-07 | 3.2601e-07 | 0 | 3.2601e-07
[79 empty] | WLDFR | HFTD - Distribution - Tier 3 - 3QU CoRE ¦ 5QU LoRE | Red Flag Warning - Small Fires | 2034 | 3.0637e-06 | 3.235e-06 | 3.9251e-06 | 3.7382e-06 | 0.087211 | 0.040679 | 0.0017655 | 0.044766 | 0 | 0 | 0 | 0 | 0.0003464 | 2.6719e-07 | 0 | 2.6719e-07 | 2.8213e-07 | 0 | 2.8213e-07 | 3.4231e-07 | 0 | 3.4231e-07 | 3.2601e-07 | 0 | 3.2601e-07
[79 empty] | WLDFR | HFTD - Distribution - Tier 3 - 3QU CoRE ¦ 5QU LoRE | Red Flag Warning - Small Fires | 2035 | 3.0637e-06 | 3.235e-06 | 3.9251e-06 | 3.7382e-06 | 0.087211 | 0.040679 | 0.0017655 | 0.044766 | 0 | 0 | 0 | 0 | 0.0003464 | 2.6719e-07 | 0 | 2.6719e-07 | 2.8213e-07 | 0 | 2.8213e-07 | 3.4231e-07 | 0 | 3.4231e-07 | 3.2601e-07 | 0 | 3.2601e-07
[79 empty] | WLDFR | HFTD - Distribution - Tier 3 - 3QU CoRE ¦ 5QU LoRE | Red Flag Warning - Small Fires | 2036 | 3.0637e-06 | 3.235e-06 | 3.9251e-06 | 3.7382e-06 | 0.087211 | 0.040679 | 0.0017655 | 0.044766 | 0 | 0 | 0 | 0 | 0.0003464 | 2.6719e-07 | 0 | 2.6719e-07 | 2.8213e-07 | 0 | 2.8213e-07 | 3.4231e-07 | 0 | 3.4231e-07 | 3.2601e-07 | 0 | 3.2601e-07
[79 empty] | WLDFR | HFTD - Distribution - Tier 3 - 3QU CoRE ¦ 5QU LoRE | Red Flag Warning - Small Fires | 2037 | 3.0637e-06 | 3.235e-06 | 3.9251e-06 | 3.7382e-06 | 0.087211 | 0.040679 | 0.0017655 | 0.044766 | 0 | 0 | 0 | 0 | 0.0003464 | 2.6719e-07 | 0 | 2.6719e-07 | 2.8213e-07 | 0 | 2.8213e-07 | 3.4231e-07 | 0 | 3.4231e-07 | 3.2601e-07 | 0 | 3.2601e-07
[79 empty] | WLDFR | HFTD - Distribution - Tier 3 - 3QU CoRE ¦ 5QU LoRE | Red Flag Warning - Small Fires | 2038 | 3.0637e-06 | 3.235e-06 | 3.9251e-06 | 3.7382e-06 | 0.091184 | 0.042438 | 0.0018418 | 0.046905 | 0 | 0 | 0 | 0 | 0.0003464 | 2.7936e-07 | 0 | 2.7936e-07 | 2.9498e-07 | 0 | 2.9498e-07 | 3.579e-07 | 0 | 3.579e-07 | 3.4086e-07 | 0 | 3.4086e-07
[79 empty] | WLDFR | HFTD - Distribution - Tier 3 - 3QU CoRE ¦ 5QU LoRE | Red Flag Warning - Small Fires | 2039 | 3.0637e-06 | 3.235e-06 | 3.9251e-06 | 3.7382e-06 | 0.091184 | 0.042438 | 0.0018418 | 0.046905 | 0 | 0 | 0 | 0 | 0.0003464 | 2.7936e-07 | 0 | 2.7936e-07 | 2.9498e-07 | 0 | 2.9498e-07 | 3.579e-07 | 0 | 3.579e-07 | 3.4086e-07 | 0 | 3.4086e-07
[79 empty] | WLDFR | HFTD - Distribution - Tier 3 - 3QU CoRE ¦ 5QU LoRE | Red Flag Warning - Small Fires | 2040 | 3.0637e-06 | 3.235e-06 | 3.9251e-06 | 3.7382e-06 | 0.091184 | 0.042438 | 0.0018418 | 0.046905 | 0 | 0 | 0 | 0 | 0.0003464 | 2.7936e-07 | 0 | 2.7936e-07 | 2.9498e-07 | 0 | 2.9498e-07 | 3.579e-07 | 0 | 3.579e-07 | 3.4086e-07 | 0 | 3.4086e-07
[79 empty] | WLDFR | HFTD - Distribution - Tier 3 - 3QU CoRE ¦ 5QU LoRE | Red Flag Warning - Small Fires | 2041 | 3.0637e-06 | 3.235e-06 | 3.9251e-06 | 3.7382e-06 | 0.091184 | 0.042438 | 0.0018418 | 0.046905 | 0 | 0 | 0 | 0 | 0.0003464 | 2.7936e-07 | 0 | 2.7936e-07 | 2.9498e-07 | 0 | 2.9498e-07 | 3.579e-07 | 0 | 3.579e-07 | 3.4086e-07 | 0 | 3.4086e-07
[79 empty] | WLDFR | HFTD - Distribution - Tier 3 - 3QU CoRE ¦ 5QU LoRE | Red Flag Warning - Small Fires | 2042 | 3.0637e-06 | 3.235e-06 | 3.9251e-06 | 3.7382e-06 | 0.091184 | 0.042438 | 0.0018418 | 0.046905 | 0 | 0 | 0 | 0 | 0.0003464 | 2.7936e-07 | 0 | 2.7936e-07 | 2.9498e-07 | 0 | 2.9498e-07 | 3.579e-07 | 0 | 3.579e-07 | 3.4086e-07 | 0 | 3.4086e-07
[79 empty] | WLDFR | HFTD - Distribution - Tier 3 - 3QU CoRE ¦ 5QU LoRE | Red Flag Warning - Small Fires | 2043 | 3.0637e-06 | 3.235e-06 | 3.9251e-06 | 3.7382e-06 | 0.095486 | 0.044306 | 0.0019228 | 0.049257 | 0 | 0 | 0 | 0 | 0.0003464 | 2.9254e-07 | 0 | 2.9254e-07 | 3.089e-07 | 0 | 3.089e-07 | 3.7479e-07 | 0 | 3.7479e-07 | 3.5694e-07 | 0 | 3.5694e-07
[79 empty] | WLDFR | HFTD - Distribution - Tier 3 - 3QU CoRE ¦ 5QU LoRE | Red Flag Warning - Small Fires | 2044 | 3.0637e-06 | 3.235e-06 | 3.9251e-06 | 3.7382e-06 | 0.095486 | 0.044306 | 0.0019228 | 0.049257 | 0 | 0 | 0 | 0 | 0.0003464 | 2.9254e-07 | 0 | 2.9254e-07 | 3.089e-07 | 0 | 3.089e-07 | 3.7479e-07 | 0 | 3.7479e-07 | 3.5694e-07 | 0 | 3.5694e-07
[79 empty] | WLDFR | HFTD - Distribution - Tier 3 - 3QU CoRE ¦ 5QU LoRE | Red Flag Warning - Small Fires | 2045 | 3.0637e-06 | 3.235e-06 | 3.9251e-06 | 3.7382e-06 | 0.095486 | 0.044306 | 0.0019228 | 0.049257 | 0 | 0 | 0 | 0 | 0.0003464 | 2.9254e-07 | 0 | 2.9254e-07 | 3.089e-07 | 0 | 3.089e-07 | 3.7479e-07 | 0 | 3.7479e-07 | 3.5694e-07 | 0 | 3.5694e-07
[79 empty] | WLDFR | HFTD - Distribution - Tier 3 - 3QU CoRE ¦ 5QU LoRE | Red Flag Warning - Small Fires | 2046 | 3.0637e-06 | 3.235e-06 | 3.9251e-06 | 3.7382e-06 | 0.095486 | 0.044306 | 0.0019228 | 0.049257 | 0 | 0 | 0 | 0 | 0.0003464 | 2.9254e-07 | 0 | 2.9254e-07 | 3.089e-07 | 0 | 3.089e-07 | 3.7479e-07 | 0 | 3.7479e-07 | 3.5694e-07 | 0 | 3.5694e-07
[79 empty] | WLDFR | HFTD - Distribution - Tier 3 - 3QU CoRE ¦ 5QU LoRE | Red Flag Warning - Small Fires | 2047 | 3.0637e-06 | 3.235e-06 | 3.9251e-06 | 3.7382e-06 | 0.095486 | 0.044306 | 0.0019228 | 0.049257 | 0 | 0 | 0 | 0 | 0.0003464 | 2.9254e-07 | 0 | 2.9254e-07 | 3.089e-07 | 0 | 3.089e-07 | 3.7479e-07 | 0 | 3.7479e-07 | 3.5694e-07 | 0 | 3.5694e-07
[79 empty] | WLDFR | HFTD - Distribution - Tier 3 - 3QU CoRE ¦ 5QU LoRE | Red Flag Warning - Small Fires | 2048 | 3.0637e-06 | 3.235e-06 | 3.9251e-06 | 3.7382e-06 | 0.10007 | 0.04626 | 0.0020076 | 0.051804 | 0 | 0 | 0 | 0 | 0.0003464 | 3.0659e-07 | 0 | 3.0659e-07 | 3.2373e-07 | 0 | 3.2373e-07 | 3.9279e-07 | 0 | 3.9279e-07 | 3.7408e-07 | 0 | 3.7408e-07
[79 empty] | WLDFR | HFTD - Distribution - Tier 3 - 3QU CoRE ¦ 5QU LoRE | Red Flag Warning - Small Fires | 2049 | 3.0637e-06 | 3.235e-06 | 3.9251e-06 | 3.7382e-06 | 0.10007 | 0.04626 | 0.0020076 | 0.051804 | 0 | 0 | 0 | 0 | 0.0003464 | 3.0659e-07 | 0 | 3.0659e-07 | 3.2373e-07 | 0 | 3.2373e-07 | 3.9279e-07 | 0 | 3.9279e-07 | 3.7408e-07 | 0 | 3.7408e-07
[79 empty] | WLDFR | HFTD - Distribution - Tier 3 - 3QU CoRE ¦ 5QU LoRE | Red Flag Warning - Small Fires | 2050 | 0 | 3.235e-06 | 3.9251e-06 | 3.7382e-06 | 0.10007 | 0.04626 | 0.0020076 | 0.051804 | 0 | 0 | 0 | 0 | 0.0003464 | 0 | 0 | 0 | 3.2373e-07 | 0 | 3.2373e-07 | 3.9279e-07 | 0 | 3.9279e-07 | 3.7408e-07 | 0 | 3.7408e-07
[79 empty] | WLDFR | HFTD - Distribution - Tier 3 - 3QU CoRE ¦ 5QU LoRE | Red Flag Warning - Small Fires | 2051 | 0 | 0 | 3.9251e-06 | 3.7382e-06 | 0.10007 | 0.04626 | 0.0020076 | 0.051804 | 0 | 0 | 0 | 0 | 0.0003464 | 0 | 0 | 0 | 0 | 0 | 0 | 3.9279e-07 | 0 | 3.9279e-07 | 3.7408e-07 | 0 | 3.7408e-07
[79 empty] | WLDFR | HFTD - Distribution - Tier 3 - 3QU CoRE ¦ 5QU LoRE | Red Flag Warning - Small Fires | 2052 | 0 | 0 | 0 | 3.7382e-06 | 0.10007 | 0.04626 | 0.0020076 | 0.051804 | 0 | 0 | 0 | 0 | 0.0003464 | 0 | 0 | 0 | 0 | 0 | 0 | 0 | 0 | 0 | 3.7408e-07 | 0 | 3.7408e-07
[79 empty] | WLDFR | HFTD - Distribution - Tier 3 - 3QU CoRE ¦ 5QU LoRE | Seismic - Non-Red Flag Warning - Catastrophic Fires | 2020 | 1.3672e-12 | 0 | 0 | 0 | 21083.8428 | 409.2237 | 13469.0878 | 7205.5313 | 0 | 0 | 0 | 0 | 2.259e-10 | 2.8826e-08 | 0 | 2.8826e-08 | 0 | 0 | 0 | 0 | 0 | 0 | 0 | 0 | 0
[79 empty] | WLDFR | HFTD - Distribution - Tier 3 - 3QU CoRE ¦ 5QU LoRE | Seismic - Non-Red Flag Warning - Catastrophic Fires | 2021 | 0 | 1.4437e-12 | 0 | 0 | 21083.8428 | 409.2237 | 13469.0878 | 7205.5313 | 0 | 0 | 0 | 0 | 2.259e-10 | 0 | 0 | 0 | 3.0438e-08 | 0 | 3.0438e-08 | 0 | 0 | 0 | 0 | 0 | 0
[79 empty] | WLDFR | HFTD - Distribution - Tier 3 - 3QU CoRE ¦ 5QU LoRE | Seismic - Non-Red Flag Warning - Catastrophic Fires | 2022 | 0 | 0 | 1.0756e-12 | 0 | 21083.8428 | 409.2237 | 13469.0878 | 7205.5313 | 0 | 0 | 0 | 0 | 1.766e-10 | 0 | 0 | 0 | 0 | 0 | 0 | 2.2679e-08 | 0 | 2.2679e-08 | 0 | 0 | 0
[79 empty] | WLDFR | HFTD - Distribution - Tier 3 - 3QU CoRE ¦ 5QU LoRE | Seismic - Non-Red Flag Warning - Catastrophic Fires | 2023 | 0 | 0 | 0 | 1.0244e-12 | 21835.9781 | 428.6023 | 13939.561 | 7467.8148 | 0 | 0 | 0 | 0 | 1.766e-10 | 0 | 0 | 0 | 0 | 0 | 0 | 0 | 0 | 0 | 2.2369e-08 | 0 | 2.2369e-08
[79 empty] | WLDFR | HFTD - Distribution - Tier 3 - 3QU CoRE ¦ 5QU LoRE | Seismic - Red Flag Warning - Catastrophic Fires | 2020 | 5.8954e-11 | 0 | 0 | 0 | 21083.8428 | 409.2237 | 13469.0878 | 7205.5313 | 0 | 0 | 0 | 0 | 9.7409e-09 | 1.243e-06 | 0 | 1.243e-06 | 0 | 0 | 0 | 0 | 0 | 0 | 0 | 0 | 0
[79 empty] | WLDFR | HFTD - Distribution - Tier 3 - 3QU CoRE ¦ 5QU LoRE | Seismic - Red Flag Warning - Catastrophic Fires | 2021 | 0 | 6.2251e-11 | 0 | 0 | 21083.8428 | 409.2237 | 13469.0878 | 7205.5313 | 0 | 0 | 0 | 0 | 9.7409e-09 | 0 | 0 | 0 | 1.3125e-06 | 0 | 1.3125e-06 | 0 | 0 | 0 | 0 | 0 | 0
[79 empty] | WLDFR | HFTD - Distribution - Tier 3 - 3QU CoRE ¦ 5QU LoRE | Seismic - Red Flag Warning - Catastrophic Fires | 2022 | 0 | 0 | 4.6381e-11 | 0 | 21083.8428 | 409.2237 | 13469.0878 | 7205.5313 | 0 | 0 | 0 | 0 | 7.6148e-09 | 0 | 0 | 0 | 0 | 0 | 0 | 9.7789e-07 | 0 | 9.7789e-07 | 0 | 0 | 0
[79 empty] | WLDFR | HFTD - Distribution - Tier 3 - 3QU CoRE ¦ 5QU LoRE | Seismic - Red Flag Warning - Catastrophic Fires | 2023 | 0 | 0 | 0 | 4.4172e-11 | 21835.9781 | 428.6023 | 13939.561 | 7467.8148 | 0 | 0 | 0 | 0 | 7.6148e-09 | 0 | 0 | 0 | 0 | 0 | 0 | 0 | 0 | 0 | 9.6455e-07 | 0 | 9.6455e-07
[79 empty] | WLDFR | HFTD - Distribution - Tier 3 - 4QU CoRE ¦ 1QU LoRE | Non-Red Flag Warning - Catastrophic Fires | 2020 | 2.3115e-09 | 0 | 0 | 0 | 14146.1306 | 222.2294 | 8585.7228 | 5338.1784 | 0 | 0 | 0 | 0 | 8.7062e-07 | 3.2699e-05 | 0 | 3.2699e-05 | 0 | 0 | 0 | 0 | 0 | 0 | 0 | 0 | 0
[79 empty] | WLDFR | HFTD - Distribution - Tier 3 - 4QU CoRE ¦ 1QU LoRE | Non-Red Flag Warning - Catastrophic Fires | 2021 | 1.2429e-09 | 2.4407e-09 | 0 | 0 | 14146.1306 | 222.2294 | 8585.7228 | 5338.1784 | 0 | 0 | 0 | 0 | 8.7062e-07 | 1.7582e-05 | 0 | 1.7582e-05 | 3.4527e-05 | 0 | 3.4527e-05 | 0 | 0 | 0 | 0 | 0 | 0
[79 empty] | WLDFR | HFTD - Distribution - Tier 3 - 4QU CoRE ¦ 1QU LoRE | Non-Red Flag Warning - Catastrophic Fires | 2022 | 1.2298e-09 | 1.2985e-09 | 2.3035e-09 | 0 | 14146.1306 | 222.2294 | 8585.7228 | 5338.1784 | 0 | 0 | 0 | 0 | 8.6008e-07 | 1.7397e-05 | 0 | 1.7397e-05 | 1.8369e-05 | 0 | 1.8369e-05 | 3.2586e-05 | 0 | 3.2586e-05 | 0 | 0 | 0
[79 empty] | WLDFR | HFTD - Distribution - Tier 3 - 4QU CoRE ¦ 1QU LoRE | Non-Red Flag Warning - Catastrophic Fires | 2023 | 1.2298e-09 | 1.2985e-09 | 1.2354e-09 | 2.1938e-09 | 14664.6376 | 233.2301 | 8896.516 | 5534.8915 | 0 | 0 | 0 | 0 | 8.6008e-07 | 1.8034e-05 | 0 | 1.8034e-05 | 1.9043e-05 | 0 | 1.9043e-05 | 1.8116e-05 | 0 | 1.8116e-05 | 3.2172e-05 | 0 | 3.2172e-05
[79 empty] | WLDFR | HFTD - Distribution - Tier 3 - 4QU CoRE ¦ 1QU LoRE | Non-Red Flag Warning - Catastrophic Fires | 2024 | 1.2298e-09 | 1.2985e-09 | 1.2354e-09 | 1.1765e-09 | 14664.6376 | 233.2301 | 8896.516 | 5534.8915 | 0 | 0 | 0 | 0 | 8.6008e-07 | 1.8034e-05 | 0 | 1.8034e-05 | 1.9043e-05 | 0 | 1.9043e-05 | 1.8116e-05 | 0 | 1.8116e-05 | 1.7254e-05 | 0 | 1.7254e-05
[79 empty] | WLDFR | HFTD - Distribution - Tier 3 - 4QU CoRE ¦ 1QU LoRE | Non-Red Flag Warning - Catastrophic Fires | 2025 | 1.2298e-09 | 1.2985e-09 | 1.2354e-09 | 1.1765e-09 | 14664.6376 | 233.2301 | 8896.516 | 5534.8915 | 0 | 0 | 0 | 0 | 8.6008e-07 | 1.8034e-05 | 0 | 1.8034e-05 | 1.9043e-05 | 0 | 1.9043e-05 | 1.8116e-05 | 0 | 1.8116e-05 | 1.7254e-05 | 0 | 1.7254e-05
[79 empty] | WLDFR | HFTD - Distribution - Tier 3 - 4QU CoRE ¦ 1QU LoRE | Non-Red Flag Warning - Catastrophic Fires | 2026 | 1.2298e-09 | 1.2985e-09 | 1.2354e-09 | 1.1765e-09 | 14664.6376 | 233.2301 | 8896.516 | 5534.8915 | 0 | 0 | 0 | 0 | 8.6008e-07 | 1.8034e-05 | 0 | 1.8034e-05 | 1.9043e-05 | 0 | 1.9043e-05 | 1.8116e-05 | 0 | 1.8116e-05 | 1.7254e-05 | 0 | 1.7254e-05
[79 empty] | WLDFR | HFTD - Distribution - Tier 3 - 4QU CoRE ¦ 1QU LoRE | Non-Red Flag Warning - Catastrophic Fires | 2027 | 1.2298e-09 | 1.2985e-09 | 1.2354e-09 | 1.1765e-09 | 14664.6376 | 233.2301 | 8896.516 | 5534.8915 | 0 | 0 | 0 | 0 | 8.6008e-07 | 1.8034e-05 | 0 | 1.8034e-05 | 1.9043e-05 | 0 | 1.9043e-05 | 1.8116e-05 | 0 | 1.8116e-05 | 1.7254e-05 | 0 | 1.7254e-05
[79 empty] | WLDFR | HFTD - Distribution - Tier 3 - 4QU CoRE ¦ 1QU LoRE | Non-Red Flag Warning - Catastrophic Fires | 2028 | 1.2298e-09 | 1.2985e-09 | 1.2354e-09 | 1.1765e-09 | 15317.9909 | 247.273 | 9287.6491 | 5783.0689 | 0 | 0 | 0 | 0 | 8.6008e-07 | 1.8838e-05 | 0 | 1.8838e-05 | 1.9891e-05 | 0 | 1.9891e-05 | 1.8923e-05 | 0 | 1.8923e-05 | 1.8022e-05 | 0 | 1.8022e-05
[79 empty] | WLDFR | HFTD - Distribution - Tier 3 - 4QU CoRE ¦ 1QU LoRE | Non-Red Flag Warning - Catastrophic Fires | 2029 | 1.2298e-09 | 1.2985e-09 | 1.2354e-09 | 1.1765e-09 | 15317.9909 | 247.273 | 9287.6491 | 5783.0689 | 0 | 0 | 0 | 0 | 8.6008e-07 | 1.8838e-05 | 0 | 1.8838e-05 | 1.9891e-05 | 0 | 1.9891e-05 | 1.8923e-05 | 0 | 1.8923e-05 | 1.8022e-05 | 0 | 1.8022e-05
[79 empty] | WLDFR | HFTD - Distribution - Tier 3 - 4QU CoRE ¦ 1QU LoRE | Non-Red Flag Warning - Catastrophic Fires | 2030 | 1.2298e-09 | 1.2985e-09 | 1.2354e-09 | 1.1765e-09 | 15317.9909 | 247.273 | 9287.6491 | 5783.0689 | 0 | 0 | 0 | 0 | 8.6008e-07 | 1.8838e-05 | 0 | 1.8838e-05 | 1.9891e-05 | 0 | 1.9891e-05 | 1.8923e-05 | 0 | 1.8923e-05 | 1.8022e-05 | 0 | 1.8022e-05
[79 empty] | WLDFR | HFTD - Distribution - Tier 3 - 4QU CoRE ¦ 1QU LoRE | Non-Red Flag Warning - Catastrophic Fires | 2031 | 1.2298e-09 | 1.2985e-09 | 1.2354e-09 | 1.1765e-09 | 15317.9909 | 247.273 | 9287.6491 | 5783.0689 | 0 | 0 | 0 | 0 | 8.6008e-07 | 1.8838e-05 | 0 | 1.8838e-05 | 1.9891e-05 | 0 | 1.9891e-05 | 1.8923e-05 | 0 | 1.8923e-05 | 1.8022e-05 | 0 | 1.8022e-05
[79 empty] | WLDFR | HFTD - Distribution - Tier 3 - 4QU CoRE ¦ 1QU LoRE | Non-Red Flag Warning - Catastrophic Fires | 2032 | 1.2298e-09 | 1.2985e-09 | 1.2354e-09 | 1.1765e-09 | 15317.9909 | 247.273 | 9287.6491 | 5783.0689 | 0 | 0 | 0 | 0 | 8.6008e-07 | 1.8838e-05 | 0 | 1.8838e-05 | 1.9891e-05 | 0 | 1.9891e-05 | 1.8923e-05 | 0 | 1.8923e-05 | 1.8022e-05 | 0 | 1.8022e-05
[79 empty] | WLDFR | HFTD - Distribution - Tier 3 - 4QU CoRE ¦ 1QU LoRE | Non-Red Flag Warning - Catastrophic Fires | 2033 | 1.2298e-09 | 1.2985e-09 | 1.2354e-09 | 1.1765e-09 | 16044.1264 | 263.1074 | 9721.74 | 6059.2791 | 0 | 0 | 0 | 0 | 8.6008e-07 | 1.9731e-05 | 0 | 1.9731e-05 | 2.0834e-05 | 0 | 2.0834e-05 | 1.982e-05 | 0 | 1.982e-05 | 1.8877e-05 | 0 | 1.8877e-05
[79 empty] | WLDFR | HFTD - Distribution - Tier 3 - 4QU CoRE ¦ 1QU LoRE | Non-Red Flag Warning - Catastrophic Fires | 2034 | 1.2298e-09 | 1.2985e-09 | 1.2354e-09 | 1.1765e-09 | 16044.1264 | 263.1074 | 9721.74 | 6059.2791 | 0 | 0 | 0 | 0 | 8.6008e-07 | 1.9731e-05 | 0 | 1.9731e-05 | 2.0834e-05 | 0 | 2.0834e-05 | 1.982e-05 | 0 | 1.982e-05 | 1.8877e-05 | 0 | 1.8877e-05
[79 empty] | WLDFR | HFTD - Distribution - Tier 3 - 4QU CoRE ¦ 1QU LoRE | Non-Red Flag Warning - Catastrophic Fires | 2035 | 1.2298e-09 | 1.2985e-09 | 1.2354e-09 | 1.1765e-09 | 16044.1264 | 263.1074 | 9721.74 | 6059.2791 | 0 | 0 | 0 | 0 | 8.6008e-07 | 1.9731e-05 | 0 | 1.9731e-05 | 2.0834e-05 | 0 | 2.0834e-05 | 1.982e-05 | 0 | 1.982e-05 | 1.8877e-05 | 0 | 1.8877e-05
[79 empty] | WLDFR | HFTD - Distribution - Tier 3 - 4QU CoRE ¦ 1QU LoRE | Non-Red Flag Warning - Catastrophic Fires | 2036 | 1.2298e-09 | 1.2985e-09 | 1.2354e-09 | 1.1765e-09 | 16044.1264 | 263.1074 | 9721.74 | 6059.2791 | 0 | 0 | 0 | 0 | 8.6008e-07 | 1.9731e-05 | 0 | 1.9731e-05 | 2.0834e-05 | 0 | 2.0834e-05 | 1.982e-05 | 0 | 1.982e-05 | 1.8877e-05 | 0 | 1.8877e-05
[79 empty] | WLDFR | HFTD - Distribution - Tier 3 - 4QU CoRE ¦ 1QU LoRE | Non-Red Flag Warning - Catastrophic Fires | 2037 | 1.2298e-09 | 1.2985e-09 | 1.2354e-09 | 1.1765e-09 | 16044.1264 | 263.1074 | 9721.74 | 6059.2791 | 0 | 0 | 0 | 0 | 8.6008e-07 | 1.9731e-05 | 0 | 1.9731e-05 | 2.0834e-05 | 0 | 2.0834e-05 | 1.982e-05 | 0 | 1.982e-05 | 1.8877e-05 | 0 | 1.8877e-05
[79 empty] | WLDFR | HFTD - Distribution - Tier 3 - 4QU CoRE ¦ 1QU LoRE | Non-Red Flag Warning - Catastrophic Fires | 2038 | 1.2298e-09 | 1.2985e-09 | 1.2354e-09 | 1.1765e-09 | 16832.3912 | 280.5544 | 10192.2718 | 6359.5651 | 0 | 0 | 0 | 0 | 8.6008e-07 | 2.07e-05 | 0 | 2.07e-05 | 2.1857e-05 | 0 | 2.1857e-05 | 2.0794e-05 | 0 | 2.0794e-05 | 1.9804e-05 | 0 | 1.9804e-05
[79 empty] | WLDFR | HFTD - Distribution - Tier 3 - 4QU CoRE ¦ 1QU LoRE | Non-Red Flag Warning - Catastrophic Fires | 2039 | 1.2298e-09 | 1.2985e-09 | 1.2354e-09 | 1.1765e-09 | 16832.3912 | 280.5544 | 10192.2718 | 6359.5651 | 0 | 0 | 0 | 0 | 8.6008e-07 | 2.07e-05 | 0 | 2.07e-05 | 2.1857e-05 | 0 | 2.1857e-05 | 2.0794e-05 | 0 | 2.0794e-05 | 1.9804e-05 | 0 | 1.9804e-05
[79 empty] | WLDFR | HFTD - Distribution - Tier 3 - 4QU CoRE ¦ 1QU LoRE | Non-Red Flag Warning - Catastrophic Fires | 2040 | 1.2298e-09 | 1.2985e-09 | 1.2354e-09 | 1.1765e-09 | 16832.3912 | 280.5544 | 10192.2718 | 6359.5651 | 0 | 0 | 0 | 0 | 8.6008e-07 | 2.07e-05 | 0 | 2.07e-05 | 2.1857e-05 | 0 | 2.1857e-05 | 2.0794e-05 | 0 | 2.0794e-05 | 1.9804e-05 | 0 | 1.9804e-05
[79 empty] | WLDFR | HFTD - Distribution - Tier 3 - 4QU CoRE ¦ 1QU LoRE | Non-Red Flag Warning - Catastrophic Fires | 2041 | 1.2298e-09 | 1.2985e-09 | 1.2354e-09 | 1.1765e-09 | 16832.3912 | 280.5544 | 10192.2718 | 6359.5651 | 0 | 0 | 0 | 0 | 8.6008e-07 | 2.07e-05 | 0 | 2.07e-05 | 2.1857e-05 | 0 | 2.1857e-05 | 2.0794e-05 | 0 | 2.0794e-05 | 1.9804e-05 | 0 | 1.9804e-05
[79 empty] | WLDFR | HFTD - Distribution - Tier 3 - 4QU CoRE ¦ 1QU LoRE | Non-Red Flag Warning - Catastrophic Fires | 2042 | 1.2298e-09 | 1.2985e-09 | 1.2354e-09 | 1.1765e-09 | 16832.3912 | 280.5544 | 10192.2718 | 6359.5651 | 0 | 0 | 0 | 0 | 8.6008e-07 | 2.07e-05 | 0 | 2.07e-05 | 2.1857e-05 | 0 | 2.1857e-05 | 2.0794e-05 | 0 | 2.0794e-05 | 1.9804e-05 | 0 | 1.9804e-05
[79 empty] | WLDFR | HFTD - Distribution - Tier 3 - 4QU CoRE ¦ 1QU LoRE | Non-Red Flag Warning - Catastrophic Fires | 2043 | 1.2298e-09 | 1.2985e-09 | 1.2354e-09 | 1.1765e-09 | 17672.0852 | 299.42 | 10692.7362 | 6679.929 | 0 | 0 | 0 | 0 | 8.6008e-07 | 2.1733e-05 | 0 | 2.1733e-05 | 2.2948e-05 | 0 | 2.2948e-05 | 2.1831e-05 | 0 | 2.1831e-05 | 2.0792e-05 | 0 | 2.0792e-05
[79 empty] | WLDFR | HFTD - Distribution - Tier 3 - 4QU CoRE ¦ 1QU LoRE | Non-Red Flag Warning - Catastrophic Fires | 2044 | 1.2298e-09 | 1.2985e-09 | 1.2354e-09 | 1.1765e-09 | 17672.0852 | 299.42 | 10692.7362 | 6679.929 | 0 | 0 | 0 | 0 | 8.6008e-07 | 2.1733e-05 | 0 | 2.1733e-05 | 2.2948e-05 | 0 | 2.2948e-05 | 2.1831e-05 | 0 | 2.1831e-05 | 2.0792e-05 | 0 | 2.0792e-05
[79 empty] | WLDFR | HFTD - Distribution - Tier 3 - 4QU CoRE ¦ 1QU LoRE | Non-Red Flag Warning - Catastrophic Fires | 2045 | 1.2298e-09 | 1.2985e-09 | 1.2354e-09 | 1.1765e-09 | 17672.0852 | 299.42 | 10692.7362 | 6679.929 | 0 | 0 | 0 | 0 | 8.6008e-07 | 2.1733e-05 | 0 | 2.1733e-05 | 2.2948e-05 | 0 | 2.2948e-05 | 2.1831e-05 | 0 | 2.1831e-05 | 2.0792e-05 | 0 | 2.0792e-05
[79 empty] | WLDFR | HFTD - Distribution - Tier 3 - 4QU CoRE ¦ 1QU LoRE | Non-Red Flag Warning - Catastrophic Fires | 2046 | 1.2298e-09 | 1.2985e-09 | 1.2354e-09 | 1.1765e-09 | 17672.0852 | 299.42 | 10692.7362 | 6679.929 | 0 | 0 | 0 | 0 | 8.6008e-07 | 2.1733e-05 | 0 | 2.1733e-05 | 2.2948e-05 | 0 | 2.2948e-05 | 2.1831e-05 | 0 | 2.1831e-05 | 2.0792e-05 | 0 | 2.0792e-05
[79 empty] | WLDFR | HFTD - Distribution - Tier 3 - 4QU CoRE ¦ 1QU LoRE | Non-Red Flag Warning - Catastrophic Fires | 2047 | 1.2298e-09 | 1.2985e-09 | 1.2354e-09 | 1.1765e-09 | 17672.0852 | 299.42 | 10692.7362 | 6679.929 | 0 | 0 | 0 | 0 | 8.6008e-07 | 2.1733e-05 | 0 | 2.1733e-05 | 2.2948e-05 | 0 | 2.2948e-05 | 2.1831e-05 | 0 | 2.1831e-05 | 2.0792e-05 | 0 | 2.0792e-05
[79 empty] | WLDFR | HFTD - Distribution - Tier 3 - 4QU CoRE ¦ 1QU LoRE | Non-Red Flag Warning - Catastrophic Fires | 2048 | 1.2298e-09 | 1.2985e-09 | 1.2354e-09 | 1.1765e-09 | 18552.3348 | 319.4911 | 11216.5626 | 7016.281 | 0 | 0 | 0 | 0 | 8.6008e-07 | 2.2815e-05 | 0 | 2.2815e-05 | 2.4091e-05 | 0 | 2.4091e-05 | 2.2919e-05 | 0 | 2.2919e-05 | 2.1828e-05 | 0 | 2.1828e-05
[79 empty] | WLDFR | HFTD - Distribution - Tier 3 - 4QU CoRE ¦ 1QU LoRE | Non-Red Flag Warning - Catastrophic Fires | 2049 | 1.2298e-09 | 1.2985e-09 | 1.2354e-09 | 1.1765e-09 | 18552.3348 | 319.4911 | 11216.5626 | 7016.281 | 0 | 0 | 0 | 0 | 8.6008e-07 | 2.2815e-05 | 0 | 2.2815e-05 | 2.4091e-05 | 0 | 2.4091e-05 | 2.2919e-05 | 0 | 2.2919e-05 | 2.1828e-05 | 0 | 2.1828e-05
[79 empty] | WLDFR | HFTD - Distribution - Tier 3 - 4QU CoRE ¦ 1QU LoRE | Non-Red Flag Warning - Catastrophic Fires | 2050 | 0 | 1.2985e-09 | 1.2354e-09 | 1.1765e-09 | 18552.3348 | 319.4911 | 11216.5626 | 7016.281 | 0 | 0 | 0 | 0 | 8.6008e-07 | 0 | 0 | 0 | 2.4091e-05 | 0 | 2.4091e-05 | 2.2919e-05 | 0 | 2.2919e-05 | 2.1828e-05 | 0 | 2.1828e-05
[79 empty] | WLDFR | HFTD - Distribution - Tier 3 - 4QU CoRE ¦ 1QU LoRE | Non-Red Flag Warning - Catastrophic Fires | 2051 | 0 | 0 | 1.2354e-09 | 1.1765e-09 | 18552.3348 | 319.4911 | 11216.5626 | 7016.281 | 0 | 0 | 0 | 0 | 8.6008e-07 | 0 | 0 | 0 | 0 | 0 | 0 | 2.2919e-05 | 0 | 2.2919e-05 | 2.1828e-05 | 0 | 2.1828e-05
[79 empty] | WLDFR | HFTD - Distribution - Tier 3 - 4QU CoRE ¦ 1QU LoRE | Non-Red Flag Warning - Catastrophic Fires | 2052 | 0 | 0 | 0 | 1.1765e-09 | 18552.3348 | 319.4911 | 11216.5626 | 7016.281 | 0 | 0 | 0 | 0 | 8.6008e-07 | 0 | 0 | 0 | 0 | 0 | 0 | 0 | 0 | 0 | 2.1828e-05 | 0 | 2.1828e-05
[79 empty] | WLDFR | HFTD - Distribution - Tier 3 - 4QU CoRE ¦ 1QU LoRE | Non-Red Flag Warning - Destructive Fires | 2020 | 6.3369e-09 | 0 | 0 | 0 | 8807.9522 | 222.2294 | 8585.7228 | 0 | 0 | 0 | 0 | 0 | 1.0138e-06 | 5.5815e-05 | 0 | 5.5815e-05 | 0 | 0 | 0 | 0 | 0 | 0 | 0 | 0 | 0
[79 empty] | WLDFR | HFTD - Distribution - Tier 3 - 4QU CoRE ¦ 1QU LoRE | Non-Red Flag Warning - Destructive Fires | 2021 | 3.4165e-09 | 6.6912e-09 | 0 | 0 | 8807.9522 | 222.2294 | 8585.7228 | 0 | 0 | 0 | 0 | 0 | 1.0138e-06 | 3.0092e-05 | 0 | 3.0092e-05 | 5.8935e-05 | 0 | 5.8935e-05 | 0 | 0 | 0 | 0 | 0 | 0
[79 empty] | WLDFR | HFTD - Distribution - Tier 3 - 4QU CoRE ¦ 1QU LoRE | Non-Red Flag Warning - Destructive Fires | 2022 | 3.3851e-09 | 3.5744e-09 | 6.3241e-09 | 0 | 8807.9522 | 222.2294 | 8585.7228 | 0 | 0 | 0 | 0 | 0 | 1.0034e-06 | 2.9816e-05 | 0 | 2.9816e-05 | 3.1483e-05 | 0 | 3.1483e-05 | 5.5702e-05 | 0 | 5.5702e-05 | 0 | 0 | 0
[79 empty] | WLDFR | HFTD - Distribution - Tier 3 - 4QU CoRE ¦ 1QU LoRE | Non-Red Flag Warning - Destructive Fires | 2023 | 3.3851e-09 | 3.5744e-09 | 3.4005e-09 | 6.0229e-09 | 9129.7461 | 233.2301 | 8896.516 | 0 | 0 | 0 | 0 | 0 | 1.0034e-06 | 3.0905e-05 | 0 | 3.0905e-05 | 3.2633e-05 | 0 | 3.2633e-05 | 3.1046e-05 | 0 | 3.1046e-05 | 5.4988e-05 | 0 | 5.4988e-05
[79 empty] | WLDFR | HFTD - Distribution - Tier 3 - 4QU CoRE ¦ 1QU LoRE | Non-Red Flag Warning - Destructive Fires | 2024 | 3.3851e-09 | 3.5744e-09 | 3.4005e-09 | 3.2386e-09 | 9129.7461 | 233.2301 | 8896.516 | 0 | 0 | 0 | 0 | 0 | 1.0034e-06 | 3.0905e-05 | 0 | 3.0905e-05 | 3.2633e-05 | 0 | 3.2633e-05 | 3.1046e-05 | 0 | 3.1046e-05 | 2.9567e-05 | 0 | 2.9567e-05
[79 empty] | WLDFR | HFTD - Distribution - Tier 3 - 4QU CoRE ¦ 1QU LoRE | Non-Red Flag Warning - Destructive Fires | 2025 | 3.3851e-09 | 3.5744e-09 | 3.4005e-09 | 3.2386e-09 | 9129.7461 | 233.2301 | 8896.516 | 0 | 0 | 0 | 0 | 0 | 1.0034e-06 | 3.0905e-05 | 0 | 3.0905e-05 | 3.2633e-05 | 0 | 3.2633e-05 | 3.1046e-05 | 0 | 3.1046e-05 | 2.9567e-05 | 0 | 2.9567e-05
[79 empty] | WLDFR | HFTD - Distribution - Tier 3 - 4QU CoRE ¦ 1QU LoRE | Non-Red Flag Warning - Destructive Fires | 2026 | 3.3851e-09 | 3.5744e-09 | 3.4005e-09 | 3.2386e-09 | 9129.7461 | 233.2301 | 8896.516 | 0 | 0 | 0 | 0 | 0 | 1.0034e-06 | 3.0905e-05 | 0 | 3.0905e-05 | 3.2633e-05 | 0 | 3.2633e-05 | 3.1046e-05 | 0 | 3.1046e-05 | 2.9567e-05 | 0 | 2.9567e-05
[79 empty] | WLDFR | HFTD - Distribution - Tier 3 - 4QU CoRE ¦ 1QU LoRE | Non-Red Flag Warning - Destructive Fires | 2027 | 3.3851e-09 | 3.5744e-09 | 3.4005e-09 | 3.2386e-09 | 9129.7461 | 233.2301 | 8896.516 | 0 | 0 | 0 | 0 | 0 | 1.0034e-06 | 3.0905e-05 | 0 | 3.0905e-05 | 3.2633e-05 | 0 | 3.2633e-05 | 3.1046e-05 | 0 | 3.1046e-05 | 2.9567e-05 | 0 | 2.9567e-05
[79 empty] | WLDFR | HFTD - Distribution - Tier 3 - 4QU CoRE ¦ 1QU LoRE | Non-Red Flag Warning - Destructive Fires | 2028 | 3.3851e-09 | 3.5744e-09 | 3.4005e-09 | 3.2386e-09 | 9534.9221 | 247.273 | 9287.6491 | 0 | 0 | 0 | 0 | 0 | 1.0034e-06 | 3.2277e-05 | 0 | 3.2277e-05 | 3.4081e-05 | 0 | 3.4081e-05 | 3.2423e-05 | 0 | 3.2423e-05 | 3.0879e-05 | 0 | 3.0879e-05
[79 empty] | WLDFR | HFTD - Distribution - Tier 3 - 4QU CoRE ¦ 1QU LoRE | Non-Red Flag Warning - Destructive Fires | 2029 | 3.3851e-09 | 3.5744e-09 | 3.4005e-09 | 3.2386e-09 | 9534.9221 | 247.273 | 9287.6491 | 0 | 0 | 0 | 0 | 0 | 1.0034e-06 | 3.2277e-05 | 0 | 3.2277e-05 | 3.4081e-05 | 0 | 3.4081e-05 | 3.2423e-05 | 0 | 3.2423e-05 | 3.0879e-05 | 0 | 3.0879e-05
[79 empty] | WLDFR | HFTD - Distribution - Tier 3 - 4QU CoRE ¦ 1QU LoRE | Non-Red Flag Warning - Destructive Fires | 2030 | 3.3851e-09 | 3.5744e-09 | 3.4005e-09 | 3.2386e-09 | 9534.9221 | 247.273 | 9287.6491 | 0 | 0 | 0 | 0 | 0 | 1.0034e-06 | 3.2277e-05 | 0 | 3.2277e-05 | 3.4081e-05 | 0 | 3.4081e-05 | 3.2423e-05 | 0 | 3.2423e-05 | 3.0879e-05 | 0 | 3.0879e-05
[79 empty] | WLDFR | HFTD - Distribution - Tier 3 - 4QU CoRE ¦ 1QU LoRE | Non-Red Flag Warning - Destructive Fires | 2031 | 3.3851e-09 | 3.5744e-09 | 3.4005e-09 | 3.2386e-09 | 9534.9221 | 247.273 | 9287.6491 | 0 | 0 | 0 | 0 | 0 | 1.0034e-06 | 3.2277e-05 | 0 | 3.2277e-05 | 3.4081e-05 | 0 | 3.4081e-05 | 3.2423e-05 | 0 | 3.2423e-05 | 3.0879e-05 | 0 | 3.0879e-05
[79 empty] | WLDFR | HFTD - Distribution - Tier 3 - 4QU CoRE ¦ 1QU LoRE | Non-Red Flag Warning - Destructive Fires | 2032 | 3.3851e-09 | 3.5744e-09 | 3.4005e-09 | 3.2386e-09 | 9534.9221 | 247.273 | 9287.6491 | 0 | 0 | 0 | 0 | 0 | 1.0034e-06 | 3.2277e-05 | 0 | 3.2277e-05 | 3.4081e-05 | 0 | 3.4081e-05 | 3.2423e-05 | 0 | 3.2423e-05 | 3.0879e-05 | 0 | 3.0879e-05
[79 empty] | WLDFR | HFTD - Distribution - Tier 3 - 4QU CoRE ¦ 1QU LoRE | Non-Red Flag Warning - Destructive Fires | 2033 | 3.3851e-09 | 3.5744e-09 | 3.4005e-09 | 3.2386e-09 | 9984.8474 | 263.1074 | 9721.74 | 0 | 0 | 0 | 0 | 0 | 1.0034e-06 | 3.38e-05 | 0 | 3.38e-05 | 3.569e-05 | 0 | 3.569e-05 | 3.3953e-05 | 0 | 3.3953e-05 | 3.2337e-05 | 0 | 3.2337e-05
[79 empty] | WLDFR | HFTD - Distribution - Tier 3 - 4QU CoRE ¦ 1QU LoRE | Non-Red Flag Warning - Destructive Fires | 2034 | 3.3851e-09 | 3.5744e-09 | 3.4005e-09 | 3.2386e-09 | 9984.8474 | 263.1074 | 9721.74 | 0 | 0 | 0 | 0 | 0 | 1.0034e-06 | 3.38e-05 | 0 | 3.38e-05 | 3.569e-05 | 0 | 3.569e-05 | 3.3953e-05 | 0 | 3.3953e-05 | 3.2337e-05 | 0 | 3.2337e-05
[79 empty] | WLDFR | HFTD - Distribution - Tier 3 - 4QU CoRE ¦ 1QU LoRE | Non-Red Flag Warning - Destructive Fires | 2035 | 3.3851e-09 | 3.5744e-09 | 3.4005e-09 | 3.2386e-09 | 9984.8474 | 263.1074 | 9721.74 | 0 | 0 | 0 | 0 | 0 | 1.0034e-06 | 3.38e-05 | 0 | 3.38e-05 | 3.569e-05 | 0 | 3.569e-05 | 3.3953e-05 | 0 | 3.3953e-05 | 3.2337e-05 | 0 | 3.2337e-05
[79 empty] | WLDFR | HFTD - Distribution - Tier 3 - 4QU CoRE ¦ 1QU LoRE | Non-Red Flag Warning - Destructive Fires | 2036 | 3.3851e-09 | 3.5744e-09 | 3.4005e-09 | 3.2386e-09 | 9984.8474 | 263.1074 | 9721.74 | 0 | 0 | 0 | 0 | 0 | 1.0034e-06 | 3.38e-05 | 0 | 3.38e-05 | 3.569e-05 | 0 | 3.569e-05 | 3.3953e-05 | 0 | 3.3953e-05 | 3.2337e-05 | 0 | 3.2337e-05
[79 empty] | WLDFR | HFTD - Distribution - Tier 3 - 4QU CoRE ¦ 1QU LoRE | Non-Red Flag Warning - Destructive Fires | 2037 | 3.3851e-09 | 3.5744e-09 | 3.4005e-09 | 3.2386e-09 | 9984.8474 | 263.1074 | 9721.74 | 0 | 0 | 0 | 0 | 0 | 1.0034e-06 | 3.38e-05 | 0 | 3.38e-05 | 3.569e-05 | 0 | 3.569e-05 | 3.3953e-05 | 0 | 3.3953e-05 | 3.2337e-05 | 0 | 3.2337e-05
[79 empty] | WLDFR | HFTD - Distribution - Tier 3 - 4QU CoRE ¦ 1QU LoRE | Non-Red Flag Warning - Destructive Fires | 2038 | 3.3851e-09 | 3.5744e-09 | 3.4005e-09 | 3.2386e-09 | 10472.8261 | 280.5544 | 10192.2718 | 0 | 0 | 0 | 0 | 0 | 1.0034e-06 | 3.5452e-05 | 0 | 3.5452e-05 | 3.7434e-05 | 0 | 3.7434e-05 | 3.5613e-05 | 0 | 3.5613e-05 | 3.3917e-05 | 0 | 3.3917e-05
[79 empty] | WLDFR | HFTD - Distribution - Tier 3 - 4QU CoRE ¦ 1QU LoRE | Non-Red Flag Warning - Destructive Fires | 2039 | 3.3851e-09 | 3.5744e-09 | 3.4005e-09 | 3.2386e-09 | 10472.8261 | 280.5544 | 10192.2718 | 0 | 0 | 0 | 0 | 0 | 1.0034e-06 | 3.5452e-05 | 0 | 3.5452e-05 | 3.7434e-05 | 0 | 3.7434e-05 | 3.5613e-05 | 0 | 3.5613e-05 | 3.3917e-05 | 0 | 3.3917e-05
[79 empty] | WLDFR | HFTD - Distribution - Tier 3 - 4QU CoRE ¦ 1QU LoRE | Non-Red Flag Warning - Destructive Fires | 2040 | 3.3851e-09 | 3.5744e-09 | 3.4005e-09 | 3.2386e-09 | 10472.8261 | 280.5544 | 10192.2718 | 0 | 0 | 0 | 0 | 0 | 1.0034e-06 | 3.5452e-05 | 0 | 3.5452e-05 | 3.7434e-05 | 0 | 3.7434e-05 | 3.5613e-05 | 0 | 3.5613e-05 | 3.3917e-05 | 0 | 3.3917e-05
[79 empty] | WLDFR | HFTD - Distribution - Tier 3 - 4QU CoRE ¦ 1QU LoRE | Non-Red Flag Warning - Destructive Fires | 2041 | 3.3851e-09 | 3.5744e-09 | 3.4005e-09 | 3.2386e-09 | 10472.8261 | 280.5544 | 10192.2718 | 0 | 0 | 0 | 0 | 0 | 1.0034e-06 | 3.5452e-05 | 0 | 3.5452e-05 | 3.7434e-05 | 0 | 3.7434e-05 | 3.5613e-05 | 0 | 3.5613e-05 | 3.3917e-05 | 0 | 3.3917e-05
[79 empty] | WLDFR | HFTD - Distribution - Tier 3 - 4QU CoRE ¦ 1QU LoRE | Non-Red Flag Warning - Destructive Fires | 2042 | 3.3851e-09 | 3.5744e-09 | 3.4005e-09 | 3.2386e-09 | 10472.8261 | 280.5544 | 10192.2718 | 0 | 0 | 0 | 0 | 0 | 1.0034e-06 | 3.5452e-05 | 0 | 3.5452e-05 | 3.7434e-05 | 0 | 3.7434e-05 | 3.5613e-05 | 0 | 3.5613e-05 | 3.3917e-05 | 0 | 3.3917e-05
[79 empty] | WLDFR | HFTD - Distribution - Tier 3 - 4QU CoRE ¦ 1QU LoRE | Non-Red Flag Warning - Destructive Fires | 2043 | 3.3851e-09 | 3.5744e-09 | 3.4005e-09 | 3.2386e-09 | 10992.1562 | 299.42 | 10692.7362 | 0 | 0 | 0 | 0 | 0 | 1.0034e-06 | 3.721e-05 | 0 | 3.721e-05 | 3.929e-05 | 0 | 3.929e-05 | 3.7379e-05 | 0 | 3.7379e-05 | 3.5599e-05 | 0 | 3.5599e-05
[79 empty] | WLDFR | HFTD - Distribution - Tier 3 - 4QU CoRE ¦ 1QU LoRE | Non-Red Flag Warning - Destructive Fires | 2044 | 3.3851e-09 | 3.5744e-09 | 3.4005e-09 | 3.2386e-09 | 10992.1562 | 299.42 | 10692.7362 | 0 | 0 | 0 | 0 | 0 | 1.0034e-06 | 3.721e-05 | 0 | 3.721e-05 | 3.929e-05 | 0 | 3.929e-05 | 3.7379e-05 | 0 | 3.7379e-05 | 3.5599e-05 | 0 | 3.5599e-05
[79 empty] | WLDFR | HFTD - Distribution - Tier 3 - 4QU CoRE ¦ 1QU LoRE | Non-Red Flag Warning - Destructive Fires | 2045 | 3.3851e-09 | 3.5744e-09 | 3.4005e-09 | 3.2386e-09 | 10992.1562 | 299.42 | 10692.7362 | 0 | 0 | 0 | 0 | 0 | 1.0034e-06 | 3.721e-05 | 0 | 3.721e-05 | 3.929e-05 | 0 | 3.929e-05 | 3.7379e-05 | 0 | 3.7379e-05 | 3.5599e-05 | 0 | 3.5599e-05
[79 empty] | WLDFR | HFTD - Distribution - Tier 3 - 4QU CoRE ¦ 1QU LoRE | Non-Red Flag Warning - Destructive Fires | 2046 | 3.3851e-09 | 3.5744e-09 | 3.4005e-09 | 3.2386e-09 | 10992.1562 | 299.42 | 10692.7362 | 0 | 0 | 0 | 0 | 0 | 1.0034e-06 | 3.721e-05 | 0 | 3.721e-05 | 3.929e-05 | 0 | 3.929e-05 | 3.7379e-05 | 0 | 3.7379e-05 | 3.5599e-05 | 0 | 3.5599e-05
[79 empty] | WLDFR | HFTD - Distribution - Tier 3 - 4QU CoRE ¦ 1QU LoRE | Non-Red Flag Warning - Destructive Fires | 2047 | 3.3851e-09 | 3.5744e-09 | 3.4005e-09 | 3.2386e-09 | 10992.1562 | 299.42 | 10692.7362 | 0 | 0 | 0 | 0 | 0 | 1.0034e-06 | 3.721e-05 | 0 | 3.721e-05 | 3.929e-05 | 0 | 3.929e-05 | 3.7379e-05 | 0 | 3.7379e-05 | 3.5599e-05 | 0 | 3.5599e-05
[79 empty] | WLDFR | HFTD - Distribution - Tier 3 - 4QU CoRE ¦ 1QU LoRE | Non-Red Flag Warning - Destructive Fires | 2048 | 3.3851e-09 | 3.5744e-09 | 3.4005e-09 | 3.2386e-09 | 11536.0538 | 319.4911 | 11216.5626 | 0 | 0 | 0 | 0 | 0 | 1.0034e-06 | 3.9051e-05 | 0 | 3.9051e-05 | 4.1234e-05 | 0 | 4.1234e-05 | 3.9228e-05 | 0 | 3.9228e-05 | 3.736e-05 | 0 | 3.736e-05
[79 empty] | WLDFR | HFTD - Distribution - Tier 3 - 4QU CoRE ¦ 1QU LoRE | Non-Red Flag Warning - Destructive Fires | 2049 | 3.3851e-09 | 3.5744e-09 | 3.4005e-09 | 3.2386e-09 | 11536.0538 | 319.4911 | 11216.5626 | 0 | 0 | 0 | 0 | 0 | 1.0034e-06 | 3.9051e-05 | 0 | 3.9051e-05 | 4.1234e-05 | 0 | 4.1234e-05 | 3.9228e-05 | 0 | 3.9228e-05 | 3.736e-05 | 0 | 3.736e-05
[79 empty] | WLDFR | HFTD - Distribution - Tier 3 - 4QU CoRE ¦ 1QU LoRE | Non-Red Flag Warning - Destructive Fires | 2050 | 0 | 3.5744e-09 | 3.4005e-09 | 3.2386e-09 | 11536.0538 | 319.4911 | 11216.5626 | 0 | 0 | 0 | 0 | 0 | 1.0034e-06 | 0 | 0 | 0 | 4.1234e-05 | 0 | 4.1234e-05 | 3.9228e-05 | 0 | 3.9228e-05 | 3.736e-05 | 0 | 3.736e-05
[79 empty] | WLDFR | HFTD - Distribution - Tier 3 - 4QU CoRE ¦ 1QU LoRE | Non-Red Flag Warning - Destructive Fires | 2051 | 0 | 0 | 3.4005e-09 | 3.2386e-09 | 11536.0538 | 319.4911 | 11216.5626 | 0 | 0 | 0 | 0 | 0 | 1.0034e-06 | 0 | 0 | 0 | 0 | 0 | 0 | 3.9228e-05 | 0 | 3.9228e-05 | 3.736e-05 | 0 | 3.736e-05
[79 empty] | WLDFR | HFTD - Distribution - Tier 3 - 4QU CoRE ¦ 1QU LoRE | Non-Red Flag Warning - Destructive Fires | 2052 | 0 | 0 | 0 | 3.2386e-09 | 11536.0538 | 319.4911 | 11216.5626 | 0 | 0 | 0 | 0 | 0 | 1.0034e-06 | 0 | 0 | 0 | 0 | 0 | 0 | 0 | 0 | 0 | 3.736e-05 | 0 | 3.736e-05
[79 empty] | WLDFR | HFTD - Distribution - Tier 3 - 4QU CoRE ¦ 1QU LoRE | Non-Red Flag Warning - Large Fires | 2020 | 1.4486e-07 | 0 | 0 | 0 | 5.2406 | 0.69642 | 2.942 | 1.6022 | 0 | 0 | 0 | 0 | 2.0966e-05 | 7.5917e-07 | 0 | 7.5917e-07 | 0 | 0 | 0 | 0 | 0 | 0 | 0 | 0 | 0
[79 empty] | WLDFR | HFTD - Distribution - Tier 3 - 4QU CoRE ¦ 1QU LoRE | Non-Red Flag Warning - Large Fires | 2021 | 7.7913e-08 | 1.5296e-07 | 0 | 0 | 5.2406 | 0.69642 | 2.942 | 1.6022 | 0 | 0 | 0 | 0 | 2.0966e-05 | 4.0831e-07 | 0 | 4.0831e-07 | 8.0161e-07 | 0 | 8.0161e-07 | 0 | 0 | 0 | 0 | 0 | 0
[79 empty] | WLDFR | HFTD - Distribution - Tier 3 - 4QU CoRE ¦ 1QU LoRE | Non-Red Flag Warning - Large Fires | 2022 | 7.7311e-08 | 8.1633e-08 | 1.4482e-07 | 0 | 5.2406 | 0.69642 | 2.942 | 1.6022 | 0 | 0 | 0 | 0 | 2.0789e-05 | 4.0515e-07 | 0 | 4.0515e-07 | 4.278e-07 | 0 | 4.278e-07 | 7.5892e-07 | 0 | 7.5892e-07 | 0 | 0 | 0
[79 empty] | WLDFR | HFTD - Distribution - Tier 3 - 4QU CoRE ¦ 1QU LoRE | Non-Red Flag Warning - Large Fires | 2023 | 7.7311e-08 | 8.1633e-08 | 7.7662e-08 | 1.3792e-07 | 5.475 | 0.71896 | 3.0715 | 1.6846 | 0 | 0 | 0 | 0 | 2.0789e-05 | 4.2328e-07 | 0 | 4.2328e-07 | 4.4694e-07 | 0 | 4.4694e-07 | 4.252e-07 | 0 | 4.252e-07 | 7.5512e-07 | 0 | 7.5512e-07
[79 empty] | WLDFR | HFTD - Distribution - Tier 3 - 4QU CoRE ¦ 1QU LoRE | Non-Red Flag Warning - Large Fires | 2024 | 7.7311e-08 | 8.1633e-08 | 7.7662e-08 | 7.3963e-08 | 5.475 | 0.71896 | 3.0715 | 1.6846 | 0 | 0 | 0 | 0 | 2.0789e-05 | 4.2328e-07 | 0 | 4.2328e-07 | 4.4694e-07 | 0 | 4.4694e-07 | 4.252e-07 | 0 | 4.252e-07 | 4.0495e-07 | 0 | 4.0495e-07
[79 empty] | WLDFR | HFTD - Distribution - Tier 3 - 4QU CoRE ¦ 1QU LoRE | Non-Red Flag Warning - Large Fires | 2025 | 7.7311e-08 | 8.1633e-08 | 7.7662e-08 | 7.3963e-08 | 5.475 | 0.71896 | 3.0715 | 1.6846 | 0 | 0 | 0 | 0 | 2.0789e-05 | 4.2328e-07 | 0 | 4.2328e-07 | 4.4694e-07 | 0 | 4.4694e-07 | 4.252e-07 | 0 | 4.252e-07 | 4.0495e-07 | 0 | 4.0495e-07
[79 empty] | WLDFR | HFTD - Distribution - Tier 3 - 4QU CoRE ¦ 1QU LoRE | Non-Red Flag Warning - Large Fires | 2026 | 7.7311e-08 | 8.1633e-08 | 7.7662e-08 | 7.3963e-08 | 5.475 | 0.71896 | 3.0715 | 1.6846 | 0 | 0 | 0 | 0 | 2.0789e-05 | 4.2328e-07 | 0 | 4.2328e-07 | 4.4694e-07 | 0 | 4.4694e-07 | 4.252e-07 | 0 | 4.252e-07 | 4.0495e-07 | 0 | 4.0495e-07
[79 empty] | WLDFR | HFTD - Distribution - Tier 3 - 4QU CoRE ¦ 1QU LoRE | Non-Red Flag Warning - Large Fires | 2027 | 7.7311e-08 | 8.1633e-08 | 7.7662e-08 | 7.3963e-08 | 5.475 | 0.71896 | 3.0715 | 1.6846 | 0 | 0 | 0 | 0 | 2.0789e-05 | 4.2328e-07 | 0 | 4.2328e-07 | 4.4694e-07 | 0 | 4.4694e-07 | 4.252e-07 | 0 | 4.252e-07 | 4.0495e-07 | 0 | 4.0495e-07
[79 empty] | WLDFR | HFTD - Distribution - Tier 3 - 4QU CoRE ¦ 1QU LoRE | Non-Red Flag Warning - Large Fires | 2028 | 7.7311e-08 | 8.1633e-08 | 7.7662e-08 | 7.3963e-08 | 5.777 | 0.74734 | 3.238 | 1.7917 | 0 | 0 | 0 | 0 | 2.0789e-05 | 4.4662e-07 | 0 | 4.4662e-07 | 4.7159e-07 | 0 | 4.7159e-07 | 4.4865e-07 | 0 | 4.4865e-07 | 4.2729e-07 | 0 | 4.2729e-07
[79 empty] | WLDFR | HFTD - Distribution - Tier 3 - 4QU CoRE ¦ 1QU LoRE | Non-Red Flag Warning - Large Fires | 2029 | 7.7311e-08 | 8.1633e-08 | 7.7662e-08 | 7.3963e-08 | 5.777 | 0.74734 | 3.238 | 1.7917 | 0 | 0 | 0 | 0 | 2.0789e-05 | 4.4662e-07 | 0 | 4.4662e-07 | 4.7159e-07 | 0 | 4.7159e-07 | 4.4865e-07 | 0 | 4.4865e-07 | 4.2729e-07 | 0 | 4.2729e-07
[79 empty] | WLDFR | HFTD - Distribution - Tier 3 - 4QU CoRE ¦ 1QU LoRE | Non-Red Flag Warning - Large Fires | 2030 | 7.7311e-08 | 8.1633e-08 | 7.7662e-08 | 7.3963e-08 | 5.777 | 0.74734 | 3.238 | 1.7917 | 0 | 0 | 0 | 0 | 2.0789e-05 | 4.4662e-07 | 0 | 4.4662e-07 | 4.7159e-07 | 0 | 4.7159e-07 | 4.4865e-07 | 0 | 4.4865e-07 | 4.2729e-07 | 0 | 4.2729e-07
[79 empty] | WLDFR | HFTD - Distribution - Tier 3 - 4QU CoRE ¦ 1QU LoRE | Non-Red Flag Warning - Large Fires | 2031 | 7.7311e-08 | 8.1633e-08 | 7.7662e-08 | 7.3963e-08 | 5.777 | 0.74734 | 3.238 | 1.7917 | 0 | 0 | 0 | 0 | 2.0789e-05 | 4.4662e-07 | 0 | 4.4662e-07 | 4.7159e-07 | 0 | 4.7159e-07 | 4.4865e-07 | 0 | 4.4865e-07 | 4.2729e-07 | 0 | 4.2729e-07
[79 empty] | WLDFR | HFTD - Distribution - Tier 3 - 4QU CoRE ¦ 1QU LoRE | Non-Red Flag Warning - Large Fires | 2032 | 7.7311e-08 | 8.1633e-08 | 7.7662e-08 | 7.3963e-08 | 5.777 | 0.74734 | 3.238 | 1.7917 | 0 | 0 | 0 | 0 | 2.0789e-05 | 4.4662e-07 | 0 | 4.4662e-07 | 4.7159e-07 | 0 | 4.7159e-07 | 4.4865e-07 | 0 | 4.4865e-07 | 4.2729e-07 | 0 | 4.2729e-07
[79 empty] | WLDFR | HFTD - Distribution - Tier 3 - 4QU CoRE ¦ 1QU LoRE | Non-Red Flag Warning - Large Fires | 2033 | 7.7311e-08 | 8.1633e-08 | 7.7662e-08 | 7.3963e-08 | 6.1205 | 0.77885 | 3.4265 | 1.9151 | 0 | 0 | 0 | 0 | 2.0789e-05 | 4.7318e-07 | 0 | 4.7318e-07 | 4.9963e-07 | 0 | 4.9963e-07 | 4.7533e-07 | 0 | 4.7533e-07 | 4.5269e-07 | 0 | 4.5269e-07
[79 empty] | WLDFR | HFTD - Distribution - Tier 3 - 4QU CoRE ¦ 1QU LoRE | Non-Red Flag Warning - Large Fires | 2034 | 7.7311e-08 | 8.1633e-08 | 7.7662e-08 | 7.3963e-08 | 6.1205 | 0.77885 | 3.4265 | 1.9151 | 0 | 0 | 0 | 0 | 2.0789e-05 | 4.7318e-07 | 0 | 4.7318e-07 | 4.9963e-07 | 0 | 4.9963e-07 | 4.7533e-07 | 0 | 4.7533e-07 | 4.5269e-07 | 0 | 4.5269e-07
[79 empty] | WLDFR | HFTD - Distribution - Tier 3 - 4QU CoRE ¦ 1QU LoRE | Non-Red Flag Warning - Large Fires | 2035 | 7.7311e-08 | 8.1633e-08 | 7.7662e-08 | 7.3963e-08 | 6.1205 | 0.77885 | 3.4265 | 1.9151 | 0 | 0 | 0 | 0 | 2.0789e-05 | 4.7318e-07 | 0 | 4.7318e-07 | 4.9963e-07 | 0 | 4.9963e-07 | 4.7533e-07 | 0 | 4.7533e-07 | 4.5269e-07 | 0 | 4.5269e-07
[79 empty] | WLDFR | HFTD - Distribution - Tier 3 - 4QU CoRE ¦ 1QU LoRE | Non-Red Flag Warning - Large Fires | 2036 | 7.7311e-08 | 8.1633e-08 | 7.7662e-08 | 7.3963e-08 | 6.1205 | 0.77885 | 3.4265 | 1.9151 | 0 | 0 | 0 | 0 | 2.0789e-05 | 4.7318e-07 | 0 | 4.7318e-07 | 4.9963e-07 | 0 | 4.9963e-07 | 4.7533e-07 | 0 | 4.7533e-07 | 4.5269e-07 | 0 | 4.5269e-07
[79 empty] | WLDFR | HFTD - Distribution - Tier 3 - 4QU CoRE ¦ 1QU LoRE | Non-Red Flag Warning - Large Fires | 2037 | 7.7311e-08 | 8.1633e-08 | 7.7662e-08 | 7.3963e-08 | 6.1205 | 0.77885 | 3.4265 | 1.9151 | 0 | 0 | 0 | 0 | 2.0789e-05 | 4.7318e-07 | 0 | 4.7318e-07 | 4.9963e-07 | 0 | 4.9963e-07 | 4.7533e-07 | 0 | 4.7533e-07 | 4.5269e-07 | 0 | 4.5269e-07
[79 empty] | WLDFR | HFTD - Distribution - Tier 3 - 4QU CoRE ¦ 1QU LoRE | Non-Red Flag Warning - Large Fires | 2038 | 7.7311e-08 | 8.1633e-08 | 7.7662e-08 | 7.3963e-08 | 6.5028 | 0.81304 | 3.6355 | 2.0543 | 0 | 0 | 0 | 0 | 2.0789e-05 | 5.0274e-07 | 0 | 5.0274e-07 | 5.3084e-07 | 0 | 5.3084e-07 | 5.0502e-07 | 0 | 5.0502e-07 | 4.8097e-07 | 0 | 4.8097e-07
[79 empty] | WLDFR | HFTD - Distribution - Tier 3 - 4QU CoRE ¦ 1QU LoRE | Non-Red Flag Warning - Large Fires | 2039 | 7.7311e-08 | 8.1633e-08 | 7.7662e-08 | 7.3963e-08 | 6.5028 | 0.81304 | 3.6355 | 2.0543 | 0 | 0 | 0 | 0 | 2.0789e-05 | 5.0274e-07 | 0 | 5.0274e-07 | 5.3084e-07 | 0 | 5.3084e-07 | 5.0502e-07 | 0 | 5.0502e-07 | 4.8097e-07 | 0 | 4.8097e-07
[79 empty] | WLDFR | HFTD - Distribution - Tier 3 - 4QU CoRE ¦ 1QU LoRE | Non-Red Flag Warning - Large Fires | 2040 | 7.7311e-08 | 8.1633e-08 | 7.7662e-08 | 7.3963e-08 | 6.5028 | 0.81304 | 3.6355 | 2.0543 | 0 | 0 | 0 | 0 | 2.0789e-05 | 5.0274e-07 | 0 | 5.0274e-07 | 5.3084e-07 | 0 | 5.3084e-07 | 5.0502e-07 | 0 | 5.0502e-07 | 4.8097e-07 | 0 | 4.8097e-07
[79 empty] | WLDFR | HFTD - Distribution - Tier 3 - 4QU CoRE ¦ 1QU LoRE | Non-Red Flag Warning - Large Fires | 2041 | 7.7311e-08 | 8.1633e-08 | 7.7662e-08 | 7.3963e-08 | 6.5028 | 0.81304 | 3.6355 | 2.0543 | 0 | 0 | 0 | 0 | 2.0789e-05 | 5.0274e-07 | 0 | 5.0274e-07 | 5.3084e-07 | 0 | 5.3084e-07 | 5.0502e-07 | 0 | 5.0502e-07 | 4.8097e-07 | 0 | 4.8097e-07
[79 empty] | WLDFR | HFTD - Distribution - Tier 3 - 4QU CoRE ¦ 1QU LoRE | Non-Red Flag Warning - Large Fires | 2042 | 7.7311e-08 | 8.1633e-08 | 7.7662e-08 | 7.3963e-08 | 6.5028 | 0.81304 | 3.6355 | 2.0543 | 0 | 0 | 0 | 0 | 2.0789e-05 | 5.0274e-07 | 0 | 5.0274e-07 | 5.3084e-07 | 0 | 5.3084e-07 | 5.0502e-07 | 0 | 5.0502e-07 | 4.8097e-07 | 0 | 4.8097e-07
[79 empty] | WLDFR | HFTD - Distribution - Tier 3 - 4QU CoRE ¦ 1QU LoRE | Non-Red Flag Warning - Large Fires | 2043 | 7.7311e-08 | 8.1633e-08 | 7.7662e-08 | 7.3963e-08 | 6.9209 | 0.84944 | 3.8632 | 2.2083 | 0 | 0 | 0 | 0 | 2.0789e-05 | 5.3506e-07 | 0 | 5.3506e-07 | 5.6498e-07 | 0 | 5.6498e-07 | 5.3749e-07 | 0 | 5.3749e-07 | 5.119e-07 | 0 | 5.119e-07
[79 empty] | WLDFR | HFTD - Distribution - Tier 3 - 4QU CoRE ¦ 1QU LoRE | Non-Red Flag Warning - Large Fires | 2044 | 7.7311e-08 | 8.1633e-08 | 7.7662e-08 | 7.3963e-08 | 6.9209 | 0.84944 | 3.8632 | 2.2083 | 0 | 0 | 0 | 0 | 2.0789e-05 | 5.3506e-07 | 0 | 5.3506e-07 | 5.6498e-07 | 0 | 5.6498e-07 | 5.3749e-07 | 0 | 5.3749e-07 | 5.119e-07 | 0 | 5.119e-07
[79 empty] | WLDFR | HFTD - Distribution - Tier 3 - 4QU CoRE ¦ 1QU LoRE | Non-Red Flag Warning - Large Fires | 2045 | 7.7311e-08 | 8.1633e-08 | 7.7662e-08 | 7.3963e-08 | 6.9209 | 0.84944 | 3.8632 | 2.2083 | 0 | 0 | 0 | 0 | 2.0789e-05 | 5.3506e-07 | 0 | 5.3506e-07 | 5.6498e-07 | 0 | 5.6498e-07 | 5.3749e-07 | 0 | 5.3749e-07 | 5.119e-07 | 0 | 5.119e-07
[79 empty] | WLDFR | HFTD - Distribution - Tier 3 - 4QU CoRE ¦ 1QU LoRE | Non-Red Flag Warning - Large Fires | 2046 | 7.7311e-08 | 8.1633e-08 | 7.7662e-08 | 7.3963e-08 | 6.9209 | 0.84944 | 3.8632 | 2.2083 | 0 | 0 | 0 | 0 | 2.0789e-05 | 5.3506e-07 | 0 | 5.3506e-07 | 5.6498e-07 | 0 | 5.6498e-07 | 5.3749e-07 | 0 | 5.3749e-07 | 5.119e-07 | 0 | 5.119e-07
[79 empty] | WLDFR | HFTD - Distribution - Tier 3 - 4QU CoRE ¦ 1QU LoRE | Non-Red Flag Warning - Large Fires | 2047 | 7.7311e-08 | 8.1633e-08 | 7.7662e-08 | 7.3963e-08 | 6.9209 | 0.84944 | 3.8632 | 2.2083 | 0 | 0 | 0 | 0 | 2.0789e-05 | 5.3506e-07 | 0 | 5.3506e-07 | 5.6498e-07 | 0 | 5.6498e-07 | 5.3749e-07 | 0 | 5.3749e-07 | 5.119e-07 | 0 | 5.119e-07
[79 empty] | WLDFR | HFTD - Distribution - Tier 3 - 4QU CoRE ¦ 1QU LoRE | Non-Red Flag Warning - Large Fires | 2048 | 7.7311e-08 | 8.1633e-08 | 7.7662e-08 | 7.3963e-08 | 7.3713 | 0.88759 | 4.1075 | 2.3763 | 0 | 0 | 0 | 0 | 2.0789e-05 | 5.6988e-07 | 0 | 5.6988e-07 | 6.0175e-07 | 0 | 6.0175e-07 | 5.7247e-07 | 0 | 5.7247e-07 | 5.4521e-07 | 0 | 5.4521e-07
[79 empty] | WLDFR | HFTD - Distribution - Tier 3 - 4QU CoRE ¦ 1QU LoRE | Non-Red Flag Warning - Large Fires | 2049 | 7.7311e-08 | 8.1633e-08 | 7.7662e-08 | 7.3963e-08 | 7.3713 | 0.88759 | 4.1075 | 2.3763 | 0 | 0 | 0 | 0 | 2.0789e-05 | 5.6988e-07 | 0 | 5.6988e-07 | 6.0175e-07 | 0 | 6.0175e-07 | 5.7247e-07 | 0 | 5.7247e-07 | 5.4521e-07 | 0 | 5.4521e-07
[79 empty] | WLDFR | HFTD - Distribution - Tier 3 - 4QU CoRE ¦ 1QU LoRE | Non-Red Flag Warning - Large Fires | 2050 | 0 | 8.1633e-08 | 7.7662e-08 | 7.3963e-08 | 7.3713 | 0.88759 | 4.1075 | 2.3763 | 0 | 0 | 0 | 0 | 2.0789e-05 | 0 | 0 | 0 | 6.0175e-07 | 0 | 6.0175e-07 | 5.7247e-07 | 0 | 5.7247e-07 | 5.4521e-07 | 0 | 5.4521e-07
[79 empty] | WLDFR | HFTD - Distribution - Tier 3 - 4QU CoRE ¦ 1QU LoRE | Non-Red Flag Warning - Large Fires | 2051 | 0 | 0 | 7.7662e-08 | 7.3963e-08 | 7.3713 | 0.88759 | 4.1075 | 2.3763 | 0 | 0 | 0 | 0 | 2.0789e-05 | 0 | 0 | 0 | 0 | 0 | 0 | 5.7247e-07 | 0 | 5.7247e-07 | 5.4521e-07 | 0 | 5.4521e-07
[79 empty] | WLDFR | HFTD - Distribution - Tier 3 - 4QU CoRE ¦ 1QU LoRE | Non-Red Flag Warning - Large Fires | 2052 | 0 | 0 | 0 | 7.3963e-08 | 7.3713 | 0.88759 | 4.1075 | 2.3763 | 0 | 0 | 0 | 0 | 2.0789e-05 | 0 | 0 | 0 | 0 | 0 | 0 | 0 | 0 | 0 | 5.4521e-07 | 0 | 5.4521e-07
[79 empty] | WLDFR | HFTD - Distribution - Tier 3 - 4QU CoRE ¦ 1QU LoRE | Non-Red Flag Warning - Small Fires | 2020 | 6.0296e-05 | 0 | 0 | 0 | 0.077901 | 0.036425 | 0.0015809 | 0.039895 | 0 | 0 | 0 | 0 | 0.0076751 | 4.6971e-06 | 0 | 4.6971e-06 | 0 | 0 | 0 | 0 | 0 | 0 | 0 | 0 | 0
[79 empty] | WLDFR | HFTD - Distribution - Tier 3 - 4QU CoRE ¦ 1QU LoRE | Non-Red Flag Warning - Small Fires | 2021 | 3.2727e-05 | 6.3667e-05 | 0 | 0 | 0.077901 | 0.036425 | 0.0015809 | 0.039895 | 0 | 0 | 0 | 0 | 0.0076751 | 2.5494e-06 | 0 | 2.5494e-06 | 4.9597e-06 | 0 | 4.9597e-06 | 0 | 0 | 0 | 0 | 0 | 0
[79 empty] | WLDFR | HFTD - Distribution - Tier 3 - 4QU CoRE ¦ 1QU LoRE | Non-Red Flag Warning - Small Fires | 2022 | 3.2605e-05 | 3.4428e-05 | 6.0519e-05 | 0 | 0.077901 | 0.036425 | 0.0015809 | 0.039895 | 0 | 0 | 0 | 0 | 0.0076457 | 2.54e-06 | 0 | 2.54e-06 | 2.682e-06 | 0 | 2.682e-06 | 4.7145e-06 | 0 | 4.7145e-06 | 0 | 0 | 0
[79 empty] | WLDFR | HFTD - Distribution - Tier 3 - 4QU CoRE ¦ 1QU LoRE | Non-Red Flag Warning - Small Fires | 2023 | 3.2605e-05 | 3.4428e-05 | 3.2753e-05 | 5.7637e-05 | 0.080408 | 0.03759 | 0.0016314 | 0.041187 | 0 | 0 | 0 | 0 | 0.0076457 | 2.6217e-06 | 0 | 2.6217e-06 | 2.7683e-06 | 0 | 2.7683e-06 | 2.6336e-06 | 0 | 2.6336e-06 | 4.6345e-06 | 0 | 4.6345e-06
[79 empty] | WLDFR | HFTD - Distribution - Tier 3 - 4QU CoRE ¦ 1QU LoRE | Non-Red Flag Warning - Small Fires | 2024 | 3.2605e-05 | 3.4428e-05 | 3.2753e-05 | 3.1194e-05 | 0.080408 | 0.03759 | 0.0016314 | 0.041187 | 0 | 0 | 0 | 0 | 0.0076457 | 2.6217e-06 | 0 | 2.6217e-06 | 2.7683e-06 | 0 | 2.7683e-06 | 2.6336e-06 | 0 | 2.6336e-06 | 2.5082e-06 | 0 | 2.5082e-06
[79 empty] | WLDFR | HFTD - Distribution - Tier 3 - 4QU CoRE ¦ 1QU LoRE | Non-Red Flag Warning - Small Fires | 2025 | 3.2605e-05 | 3.4428e-05 | 3.2753e-05 | 3.1194e-05 | 0.080408 | 0.03759 | 0.0016314 | 0.041187 | 0 | 0 | 0 | 0 | 0.0076457 | 2.6217e-06 | 0 | 2.6217e-06 | 2.7683e-06 | 0 | 2.7683e-06 | 2.6336e-06 | 0 | 2.6336e-06 | 2.5082e-06 | 0 | 2.5082e-06
[79 empty] | WLDFR | HFTD - Distribution - Tier 3 - 4QU CoRE ¦ 1QU LoRE | Non-Red Flag Warning - Small Fires | 2026 | 3.2605e-05 | 3.4428e-05 | 3.2753e-05 | 3.1194e-05 | 0.080408 | 0.03759 | 0.0016314 | 0.041187 | 0 | 0 | 0 | 0 | 0.0076457 | 2.6217e-06 | 0 | 2.6217e-06 | 2.7683e-06 | 0 | 2.7683e-06 | 2.6336e-06 | 0 | 2.6336e-06 | 2.5082e-06 | 0 | 2.5082e-06
[79 empty] | WLDFR | HFTD - Distribution - Tier 3 - 4QU CoRE ¦ 1QU LoRE | Non-Red Flag Warning - Small Fires | 2027 | 3.2605e-05 | 3.4428e-05 | 3.2753e-05 | 3.1194e-05 | 0.080408 | 0.03759 | 0.0016314 | 0.041187 | 0 | 0 | 0 | 0 | 0.0076457 | 2.6217e-06 | 0 | 2.6217e-06 | 2.7683e-06 | 0 | 2.7683e-06 | 2.6336e-06 | 0 | 2.6336e-06 | 2.5082e-06 | 0 | 2.5082e-06
[79 empty] | WLDFR | HFTD - Distribution - Tier 3 - 4QU CoRE ¦ 1QU LoRE | Non-Red Flag Warning - Small Fires | 2028 | 3.2605e-05 | 3.4428e-05 | 3.2753e-05 | 3.1194e-05 | 0.083606 | 0.039055 | 0.001695 | 0.042856 | 0 | 0 | 0 | 0 | 0.0076457 | 2.726e-06 | 0 | 2.726e-06 | 2.8784e-06 | 0 | 2.8784e-06 | 2.7384e-06 | 0 | 2.7384e-06 | 2.608e-06 | 0 | 2.608e-06
[79 empty] | WLDFR | HFTD - Distribution - Tier 3 - 4QU CoRE ¦ 1QU LoRE | Non-Red Flag Warning - Small Fires | 2029 | 3.2605e-05 | 3.4428e-05 | 3.2753e-05 | 3.1194e-05 | 0.083606 | 0.039055 | 0.001695 | 0.042856 | 0 | 0 | 0 | 0 | 0.0076457 | 2.726e-06 | 0 | 2.726e-06 | 2.8784e-06 | 0 | 2.8784e-06 | 2.7384e-06 | 0 | 2.7384e-06 | 2.608e-06 | 0 | 2.608e-06
[79 empty] | WLDFR | HFTD - Distribution - Tier 3 - 4QU CoRE ¦ 1QU LoRE | Non-Red Flag Warning - Small Fires | 2030 | 3.2605e-05 | 3.4428e-05 | 3.2753e-05 | 3.1194e-05 | 0.083606 | 0.039055 | 0.001695 | 0.042856 | 0 | 0 | 0 | 0 | 0.0076457 | 2.726e-06 | 0 | 2.726e-06 | 2.8784e-06 | 0 | 2.8784e-06 | 2.7384e-06 | 0 | 2.7384e-06 | 2.608e-06 | 0 | 2.608e-06
[79 empty] | WLDFR | HFTD - Distribution - Tier 3 - 4QU CoRE ¦ 1QU LoRE | Non-Red Flag Warning - Small Fires | 2031 | 3.2605e-05 | 3.4428e-05 | 3.2753e-05 | 3.1194e-05 | 0.083606 | 0.039055 | 0.001695 | 0.042856 | 0 | 0 | 0 | 0 | 0.0076457 | 2.726e-06 | 0 | 2.726e-06 | 2.8784e-06 | 0 | 2.8784e-06 | 2.7384e-06 | 0 | 2.7384e-06 | 2.608e-06 | 0 | 2.608e-06
[79 empty] | WLDFR | HFTD - Distribution - Tier 3 - 4QU CoRE ¦ 1QU LoRE | Non-Red Flag Warning - Small Fires | 2032 | 3.2605e-05 | 3.4428e-05 | 3.2753e-05 | 3.1194e-05 | 0.083606 | 0.039055 | 0.001695 | 0.042856 | 0 | 0 | 0 | 0 | 0.0076457 | 2.726e-06 | 0 | 2.726e-06 | 2.8784e-06 | 0 | 2.8784e-06 | 2.7384e-06 | 0 | 2.7384e-06 | 2.608e-06 | 0 | 2.608e-06
[79 empty] | WLDFR | HFTD - Distribution - Tier 3 - 4QU CoRE ¦ 1QU LoRE | Non-Red Flag Warning - Small Fires | 2033 | 3.2605e-05 | 3.4428e-05 | 3.2753e-05 | 3.1194e-05 | 0.087211 | 0.040679 | 0.0017655 | 0.044766 | 0 | 0 | 0 | 0 | 0.0076457 | 2.8435e-06 | 0 | 2.8435e-06 | 3.0025e-06 | 0 | 3.0025e-06 | 2.8565e-06 | 0 | 2.8565e-06 | 2.7204e-06 | 0 | 2.7204e-06
[79 empty] | WLDFR | HFTD - Distribution - Tier 3 - 4QU CoRE ¦ 1QU LoRE | Non-Red Flag Warning - Small Fires | 2034 | 3.2605e-05 | 3.4428e-05 | 3.2753e-05 | 3.1194e-05 | 0.087211 | 0.040679 | 0.0017655 | 0.044766 | 0 | 0 | 0 | 0 | 0.0076457 | 2.8435e-06 | 0 | 2.8435e-06 | 3.0025e-06 | 0 | 3.0025e-06 | 2.8565e-06 | 0 | 2.8565e-06 | 2.7204e-06 | 0 | 2.7204e-06
[79 empty] | WLDFR | HFTD - Distribution - Tier 3 - 4QU CoRE ¦ 1QU LoRE | Non-Red Flag Warning - Small Fires | 2035 | 3.2605e-05 | 3.4428e-05 | 3.2753e-05 | 3.1194e-05 | 0.087211 | 0.040679 | 0.0017655 | 0.044766 | 0 | 0 | 0 | 0 | 0.0076457 | 2.8435e-06 | 0 | 2.8435e-06 | 3.0025e-06 | 0 | 3.0025e-06 | 2.8565e-06 | 0 | 2.8565e-06 | 2.7204e-06 | 0 | 2.7204e-06
[79 empty] | WLDFR | HFTD - Distribution - Tier 3 - 4QU CoRE ¦ 1QU LoRE | Non-Red Flag Warning - Small Fires | 2036 | 3.2605e-05 | 3.4428e-05 | 3.2753e-05 | 3.1194e-05 | 0.087211 | 0.040679 | 0.0017655 | 0.044766 | 0 | 0 | 0 | 0 | 0.0076457 | 2.8435e-06 | 0 | 2.8435e-06 | 3.0025e-06 | 0 | 3.0025e-06 | 2.8565e-06 | 0 | 2.8565e-06 | 2.7204e-06 | 0 | 2.7204e-06
[79 empty] | WLDFR | HFTD - Distribution - Tier 3 - 4QU CoRE ¦ 1QU LoRE | Non-Red Flag Warning - Small Fires | 2037 | 3.2605e-05 | 3.4428e-05 | 3.2753e-05 | 3.1194e-05 | 0.087211 | 0.040679 | 0.0017655 | 0.044766 | 0 | 0 | 0 | 0 | 0.0076457 | 2.8435e-06 | 0 | 2.8435e-06 | 3.0025e-06 | 0 | 3.0025e-06 | 2.8565e-06 | 0 | 2.8565e-06 | 2.7204e-06 | 0 | 2.7204e-06
[79 empty] | WLDFR | HFTD - Distribution - Tier 3 - 4QU CoRE ¦ 1QU LoRE | Non-Red Flag Warning - Small Fires | 2038 | 3.2605e-05 | 3.4428e-05 | 3.2753e-05 | 3.1194e-05 | 0.091184 | 0.042438 | 0.0018418 | 0.046905 | 0 | 0 | 0 | 0 | 0.0076457 | 2.9731e-06 | 0 | 2.9731e-06 | 3.1393e-06 | 0 | 3.1393e-06 | 2.9866e-06 | 0 | 2.9866e-06 | 2.8444e-06 | 0 | 2.8444e-06
[79 empty] | WLDFR | HFTD - Distribution - Tier 3 - 4QU CoRE ¦ 1QU LoRE | Non-Red Flag Warning - Small Fires | 2039 | 3.2605e-05 | 3.4428e-05 | 3.2753e-05 | 3.1194e-05 | 0.091184 | 0.042438 | 0.0018418 | 0.046905 | 0 | 0 | 0 | 0 | 0.0076457 | 2.9731e-06 | 0 | 2.9731e-06 | 3.1393e-06 | 0 | 3.1393e-06 | 2.9866e-06 | 0 | 2.9866e-06 | 2.8444e-06 | 0 | 2.8444e-06
[79 empty] | WLDFR | HFTD - Distribution - Tier 3 - 4QU CoRE ¦ 1QU LoRE | Non-Red Flag Warning - Small Fires | 2040 | 3.2605e-05 | 3.4428e-05 | 3.2753e-05 | 3.1194e-05 | 0.091184 | 0.042438 | 0.0018418 | 0.046905 | 0 | 0 | 0 | 0 | 0.0076457 | 2.9731e-06 | 0 | 2.9731e-06 | 3.1393e-06 | 0 | 3.1393e-06 | 2.9866e-06 | 0 | 2.9866e-06 | 2.8444e-06 | 0 | 2.8444e-06
[79 empty] | WLDFR | HFTD - Distribution - Tier 3 - 4QU CoRE ¦ 1QU LoRE | Non-Red Flag Warning - Small Fires | 2041 | 3.2605e-05 | 3.4428e-05 | 3.2753e-05 | 3.1194e-05 | 0.091184 | 0.042438 | 0.0018418 | 0.046905 | 0 | 0 | 0 | 0 | 0.0076457 | 2.9731e-06 | 0 | 2.9731e-06 | 3.1393e-06 | 0 | 3.1393e-06 | 2.9866e-06 | 0 | 2.9866e-06 | 2.8444e-06 | 0 | 2.8444e-06
[79 empty] | WLDFR | HFTD - Distribution - Tier 3 - 4QU CoRE ¦ 1QU LoRE | Non-Red Flag Warning - Small Fires | 2042 | 3.2605e-05 | 3.4428e-05 | 3.2753e-05 | 3.1194e-05 | 0.091184 | 0.042438 | 0.0018418 | 0.046905 | 0 | 0 | 0 | 0 | 0.0076457 | 2.9731e-06 | 0 | 2.9731e-06 | 3.1393e-06 | 0 | 3.1393e-06 | 2.9866e-06 | 0 | 2.9866e-06 | 2.8444e-06 | 0 | 2.8444e-06
[79 empty] | WLDFR | HFTD - Distribution - Tier 3 - 4QU CoRE ¦ 1QU LoRE | Non-Red Flag Warning - Small Fires | 2043 | 3.2605e-05 | 3.4428e-05 | 3.2753e-05 | 3.1194e-05 | 0.095486 | 0.044306 | 0.0019228 | 0.049257 | 0 | 0 | 0 | 0 | 0.0076457 | 3.1133e-06 | 0 | 3.1133e-06 | 3.2874e-06 | 0 | 3.2874e-06 | 3.1275e-06 | 0 | 3.1275e-06 | 2.9786e-06 | 0 | 2.9786e-06
[79 empty] | WLDFR | HFTD - Distribution - Tier 3 - 4QU CoRE ¦ 1QU LoRE | Non-Red Flag Warning - Small Fires | 2044 | 3.2605e-05 | 3.4428e-05 | 3.2753e-05 | 3.1194e-05 | 0.095486 | 0.044306 | 0.0019228 | 0.049257 | 0 | 0 | 0 | 0 | 0.0076457 | 3.1133e-06 | 0 | 3.1133e-06 | 3.2874e-06 | 0 | 3.2874e-06 | 3.1275e-06 | 0 | 3.1275e-06 | 2.9786e-06 | 0 | 2.9786e-06
[79 empty] | WLDFR | HFTD - Distribution - Tier 3 - 4QU CoRE ¦ 1QU LoRE | Non-Red Flag Warning - Small Fires | 2045 | 3.2605e-05 | 3.4428e-05 | 3.2753e-05 | 3.1194e-05 | 0.095486 | 0.044306 | 0.0019228 | 0.049257 | 0 | 0 | 0 | 0 | 0.0076457 | 3.1133e-06 | 0 | 3.1133e-06 | 3.2874e-06 | 0 | 3.2874e-06 | 3.1275e-06 | 0 | 3.1275e-06 | 2.9786e-06 | 0 | 2.9786e-06
[79 empty] | WLDFR | HFTD - Distribution - Tier 3 - 4QU CoRE ¦ 1QU LoRE | Non-Red Flag Warning - Small Fires | 2046 | 3.2605e-05 | 3.4428e-05 | 3.2753e-05 | 3.1194e-05 | 0.095486 | 0.044306 | 0.0019228 | 0.049257 | 0 | 0 | 0 | 0 | 0.0076457 | 3.1133e-06 | 0 | 3.1133e-06 | 3.2874e-06 | 0 | 3.2874e-06 | 3.1275e-06 | 0 | 3.1275e-06 | 2.9786e-06 | 0 | 2.9786e-06
[79 empty] | WLDFR | HFTD - Distribution - Tier 3 - 4QU CoRE ¦ 1QU LoRE | Non-Red Flag Warning - Small Fires | 2047 | 3.2605e-05 | 3.4428e-05 | 3.2753e-05 | 3.1194e-05 | 0.095486 | 0.044306 | 0.0019228 | 0.049257 | 0 | 0 | 0 | 0 | 0.0076457 | 3.1133e-06 | 0 | 3.1133e-06 | 3.2874e-06 | 0 | 3.2874e-06 | 3.1275e-06 | 0 | 3.1275e-06 | 2.9786e-06 | 0 | 2.9786e-06
[79 empty] | WLDFR | HFTD - Distribution - Tier 3 - 4QU CoRE ¦ 1QU LoRE | Non-Red Flag Warning - Small Fires | 2048 | 3.2605e-05 | 3.4428e-05 | 3.2753e-05 | 3.1194e-05 | 0.10007 | 0.04626 | 0.0020076 | 0.051804 | 0 | 0 | 0 | 0 | 0.0076457 | 3.2629e-06 | 0 | 3.2629e-06 | 3.4453e-06 | 0 | 3.4453e-06 | 3.2777e-06 | 0 | 3.2777e-06 | 3.1216e-06 | 0 | 3.1216e-06
[79 empty] | WLDFR | HFTD - Distribution - Tier 3 - 4QU CoRE ¦ 1QU LoRE | Non-Red Flag Warning - Small Fires | 2049 | 3.2605e-05 | 3.4428e-05 | 3.2753e-05 | 3.1194e-05 | 0.10007 | 0.04626 | 0.0020076 | 0.051804 | 0 | 0 | 0 | 0 | 0.0076457 | 3.2629e-06 | 0 | 3.2629e-06 | 3.4453e-06 | 0 | 3.4453e-06 | 3.2777e-06 | 0 | 3.2777e-06 | 3.1216e-06 | 0 | 3.1216e-06
[79 empty] | WLDFR | HFTD - Distribution - Tier 3 - 4QU CoRE ¦ 1QU LoRE | Non-Red Flag Warning - Small Fires | 2050 | 0 | 3.4428e-05 | 3.2753e-05 | 3.1194e-05 | 0.10007 | 0.04626 | 0.0020076 | 0.051804 | 0 | 0 | 0 | 0 | 0.0076457 | 0 | 0 | 0 | 3.4453e-06 | 0 | 3.4453e-06 | 3.2777e-06 | 0 | 3.2777e-06 | 3.1216e-06 | 0 | 3.1216e-06
[79 empty] | WLDFR | HFTD - Distribution - Tier 3 - 4QU CoRE ¦ 1QU LoRE | Non-Red Flag Warning - Small Fires | 2051 | 0 | 0 | 3.2753e-05 | 3.1194e-05 | 0.10007 | 0.04626 | 0.0020076 | 0.051804 | 0 | 0 | 0 | 0 | 0.0076457 | 0 | 0 | 0 | 0 | 0 | 0 | 3.2777e-06 | 0 | 3.2777e-06 | 3.1216e-06 | 0 | 3.1216e-06
[79 empty] | WLDFR | HFTD - Distribution - Tier 3 - 4QU CoRE ¦ 1QU LoRE | Non-Red Flag Warning - Small Fires | 2052 | 0 | 0 | 0 | 3.1194e-05 | 0.10007 | 0.04626 | 0.0020076 | 0.051804 | 0 | 0 | 0 | 0 | 0.0076457 | 0 | 0 | 0 | 0 | 0 | 0 | 0 | 0 | 0 | 3.1216e-06 | 0 | 3.1216e-06
[79 empty] | WLDFR | HFTD - Distribution - Tier 3 - 4QU CoRE ¦ 1QU LoRE | Red Flag Warning - Catastrophic Fires | 2020 | 2.3394e-07 | 0 | 0 | 0 | 14146.1306 | 222.2294 | 8585.7228 | 5338.1784 | 0 | 0 | 0 | 0 | 1.8194e-05 | 0.0033093 | 0 | 0.0033093 | 0 | 0 | 0 | 0 | 0 | 0 | 0 | 0 | 0
[79 empty] | WLDFR | HFTD - Distribution - Tier 3 - 4QU CoRE ¦ 1QU LoRE | Red Flag Warning - Catastrophic Fires | 2021 | 1.5445e-07 | 2.4702e-07 | 0 | 0 | 14146.1306 | 222.2294 | 8585.7228 | 5338.1784 | 0 | 0 | 0 | 0 | 1.8194e-05 | 0.0021849 | 0 | 0.0021849 | 0.0034944 | 0 | 0.0034944 | 0 | 0 | 0 | 0 | 0 | 0
[79 empty] | WLDFR | HFTD - Distribution - Tier 3 - 4QU CoRE ¦ 1QU LoRE | Red Flag Warning - Catastrophic Fires | 2022 | 1.5283e-07 | 1.6137e-07 | 2.3297e-07 | 0 | 14146.1306 | 222.2294 | 8585.7228 | 5338.1784 | 0 | 0 | 0 | 0 | 1.7986e-05 | 0.0021619 | 0 | 0.0021619 | 0.0022828 | 0 | 0.0022828 | 0.0032957 | 0 | 0.0032957 | 0 | 0 | 0
[79 empty] | WLDFR | HFTD - Distribution - Tier 3 - 4QU CoRE ¦ 1QU LoRE | Red Flag Warning - Catastrophic Fires | 2023 | 1.5283e-07 | 1.6137e-07 | 1.5352e-07 | 2.2188e-07 | 14664.6376 | 233.2301 | 8896.516 | 5534.8915 | 0 | 0 | 0 | 0 | 1.7986e-05 | 0.0022411 | 0 | 0.0022411 | 0.0023664 | 0 | 0.0023664 | 0.0022513 | 0 | 0.0022513 | 0.0032538 | 0 | 0.0032538
[79 empty] | WLDFR | HFTD - Distribution - Tier 3 - 4QU CoRE ¦ 1QU LoRE | Red Flag Warning - Catastrophic Fires | 2024 | 1.5283e-07 | 1.6137e-07 | 1.5352e-07 | 1.4621e-07 | 14664.6376 | 233.2301 | 8896.516 | 5534.8915 | 0 | 0 | 0 | 0 | 1.7986e-05 | 0.0022411 | 0 | 0.0022411 | 0.0023664 | 0 | 0.0023664 | 0.0022513 | 0 | 0.0022513 | 0.0021441 | 0 | 0.0021441
[79 empty] | WLDFR | HFTD - Distribution - Tier 3 - 4QU CoRE ¦ 1QU LoRE | Red Flag Warning - Catastrophic Fires | 2025 | 1.5283e-07 | 1.6137e-07 | 1.5352e-07 | 1.4621e-07 | 14664.6376 | 233.2301 | 8896.516 | 5534.8915 | 0 | 0 | 0 | 0 | 1.7986e-05 | 0.0022411 | 0 | 0.0022411 | 0.0023664 | 0 | 0.0023664 | 0.0022513 | 0 | 0.0022513 | 0.0021441 | 0 | 0.0021441
[79 empty] | WLDFR | HFTD - Distribution - Tier 3 - 4QU CoRE ¦ 1QU LoRE | Red Flag Warning - Catastrophic Fires | 2026 | 1.5283e-07 | 1.6137e-07 | 1.5352e-07 | 1.4621e-07 | 14664.6376 | 233.2301 | 8896.516 | 5534.8915 | 0 | 0 | 0 | 0 | 1.7986e-05 | 0.0022411 | 0 | 0.0022411 | 0.0023664 | 0 | 0.0023664 | 0.0022513 | 0 | 0.0022513 | 0.0021441 | 0 | 0.0021441
[79 empty] | WLDFR | HFTD - Distribution - Tier 3 - 4QU CoRE ¦ 1QU LoRE | Red Flag Warning - Catastrophic Fires | 2027 | 1.5283e-07 | 1.6137e-07 | 1.5352e-07 | 1.4621e-07 | 14664.6376 | 233.2301 | 8896.516 | 5534.8915 | 0 | 0 | 0 | 0 | 1.7986e-05 | 0.0022411 | 0 | 0.0022411 | 0.0023664 | 0 | 0.0023664 | 0.0022513 | 0 | 0.0022513 | 0.0021441 | 0 | 0.0021441
[79 empty] | WLDFR | HFTD - Distribution - Tier 3 - 4QU CoRE ¦ 1QU LoRE | Red Flag Warning - Catastrophic Fires | 2028 | 1.5283e-07 | 1.6137e-07 | 1.5352e-07 | 1.4621e-07 | 15317.9909 | 247.273 | 9287.6491 | 5783.0689 | 0 | 0 | 0 | 0 | 1.7986e-05 | 0.002341 | 0 | 0.002341 | 0.0024719 | 0 | 0.0024719 | 0.0023516 | 0 | 0.0023516 | 0.0022396 | 0 | 0.0022396
[79 empty] | WLDFR | HFTD - Distribution - Tier 3 - 4QU CoRE ¦ 1QU LoRE | Red Flag Warning - Catastrophic Fires | 2029 | 1.5283e-07 | 1.6137e-07 | 1.5352e-07 | 1.4621e-07 | 15317.9909 | 247.273 | 9287.6491 | 5783.0689 | 0 | 0 | 0 | 0 | 1.7986e-05 | 0.002341 | 0 | 0.002341 | 0.0024719 | 0 | 0.0024719 | 0.0023516 | 0 | 0.0023516 | 0.0022396 | 0 | 0.0022396
[79 empty] | WLDFR | HFTD - Distribution - Tier 3 - 4QU CoRE ¦ 1QU LoRE | Red Flag Warning - Catastrophic Fires | 2030 | 1.5283e-07 | 1.6137e-07 | 1.5352e-07 | 1.4621e-07 | 15317.9909 | 247.273 | 9287.6491 | 5783.0689 | 0 | 0 | 0 | 0 | 1.7986e-05 | 0.002341 | 0 | 0.002341 | 0.0024719 | 0 | 0.0024719 | 0.0023516 | 0 | 0.0023516 | 0.0022396 | 0 | 0.0022396
[79 empty] | WLDFR | HFTD - Distribution - Tier 3 - 4QU CoRE ¦ 1QU LoRE | Red Flag Warning - Catastrophic Fires | 2031 | 1.5283e-07 | 1.6137e-07 | 1.5352e-07 | 1.4621e-07 | 15317.9909 | 247.273 | 9287.6491 | 5783.0689 | 0 | 0 | 0 | 0 | 1.7986e-05 | 0.002341 | 0 | 0.002341 | 0.0024719 | 0 | 0.0024719 | 0.0023516 | 0 | 0.0023516 | 0.0022396 | 0 | 0.0022396
[79 empty] | WLDFR | HFTD - Distribution - Tier 3 - 4QU CoRE ¦ 1QU LoRE | Red Flag Warning - Catastrophic Fires | 2032 | 1.5283e-07 | 1.6137e-07 | 1.5352e-07 | 1.4621e-07 | 15317.9909 | 247.273 | 9287.6491 | 5783.0689 | 0 | 0 | 0 | 0 | 1.7986e-05 | 0.002341 | 0 | 0.002341 | 0.0024719 | 0 | 0.0024719 | 0.0023516 | 0 | 0.0023516 | 0.0022396 | 0 | 0.0022396
[79 empty] | WLDFR | HFTD - Distribution - Tier 3 - 4QU CoRE ¦ 1QU LoRE | Red Flag Warning - Catastrophic Fires | 2033 | 1.5283e-07 | 1.6137e-07 | 1.5352e-07 | 1.4621e-07 | 16044.1264 | 263.1074 | 9721.74 | 6059.2791 | 0 | 0 | 0 | 0 | 1.7986e-05 | 0.002452 | 0 | 0.002452 | 0.002589 | 0 | 0.002589 | 0.0024631 | 0 | 0.0024631 | 0.0023458 | 0 | 0.0023458
[79 empty] | WLDFR | HFTD - Distribution - Tier 3 - 4QU CoRE ¦ 1QU LoRE | Red Flag Warning - Catastrophic Fires | 2034 | 1.5283e-07 | 1.6137e-07 | 1.5352e-07 | 1.4621e-07 | 16044.1264 | 263.1074 | 9721.74 | 6059.2791 | 0 | 0 | 0 | 0 | 1.7986e-05 | 0.002452 | 0 | 0.002452 | 0.002589 | 0 | 0.002589 | 0.0024631 | 0 | 0.0024631 | 0.0023458 | 0 | 0.0023458
[79 empty] | WLDFR | HFTD - Distribution - Tier 3 - 4QU CoRE ¦ 1QU LoRE | Red Flag Warning - Catastrophic Fires | 2035 | 1.5283e-07 | 1.6137e-07 | 1.5352e-07 | 1.4621e-07 | 16044.1264 | 263.1074 | 9721.74 | 6059.2791 | 0 | 0 | 0 | 0 | 1.7986e-05 | 0.002452 | 0 | 0.002452 | 0.002589 | 0 | 0.002589 | 0.0024631 | 0 | 0.0024631 | 0.0023458 | 0 | 0.0023458
[79 empty] | WLDFR | HFTD - Distribution - Tier 3 - 4QU CoRE ¦ 1QU LoRE | Red Flag Warning - Catastrophic Fires | 2036 | 1.5283e-07 | 1.6137e-07 | 1.5352e-07 | 1.4621e-07 | 16044.1264 | 263.1074 | 9721.74 | 6059.2791 | 0 | 0 | 0 | 0 | 1.7986e-05 | 0.002452 | 0 | 0.002452 | 0.002589 | 0 | 0.002589 | 0.0024631 | 0 | 0.0024631 | 0.0023458 | 0 | 0.0023458
[79 empty] | WLDFR | HFTD - Distribution - Tier 3 - 4QU CoRE ¦ 1QU LoRE | Red Flag Warning - Catastrophic Fires | 2037 | 1.5283e-07 | 1.6137e-07 | 1.5352e-07 | 1.4621e-07 | 16044.1264 | 263.1074 | 9721.74 | 6059.2791 | 0 | 0 | 0 | 0 | 1.7986e-05 | 0.002452 | 0 | 0.002452 | 0.002589 | 0 | 0.002589 | 0.0024631 | 0 | 0.0024631 | 0.0023458 | 0 | 0.0023458
[79 empty] | WLDFR | HFTD - Distribution - Tier 3 - 4QU CoRE ¦ 1QU LoRE | Red Flag Warning - Catastrophic Fires | 2038 | 1.5283e-07 | 1.6137e-07 | 1.5352e-07 | 1.4621e-07 | 16832.3912 | 280.5544 | 10192.2718 | 6359.5651 | 0 | 0 | 0 | 0 | 1.7986e-05 | 0.0025724 | 0 | 0.0025724 | 0.0027162 | 0 | 0.0027162 | 0.0025841 | 0 | 0.0025841 | 0.0024611 | 0 | 0.0024611
[79 empty] | WLDFR | HFTD - Distribution - Tier 3 - 4QU CoRE ¦ 1QU LoRE | Red Flag Warning - Catastrophic Fires | 2039 | 1.5283e-07 | 1.6137e-07 | 1.5352e-07 | 1.4621e-07 | 16832.3912 | 280.5544 | 10192.2718 | 6359.5651 | 0 | 0 | 0 | 0 | 1.7986e-05 | 0.0025724 | 0 | 0.0025724 | 0.0027162 | 0 | 0.0027162 | 0.0025841 | 0 | 0.0025841 | 0.0024611 | 0 | 0.0024611
[79 empty] | WLDFR | HFTD - Distribution - Tier 3 - 4QU CoRE ¦ 1QU LoRE | Red Flag Warning - Catastrophic Fires | 2040 | 1.5283e-07 | 1.6137e-07 | 1.5352e-07 | 1.4621e-07 | 16832.3912 | 280.5544 | 10192.2718 | 6359.5651 | 0 | 0 | 0 | 0 | 1.7986e-05 | 0.0025724 | 0 | 0.0025724 | 0.0027162 | 0 | 0.0027162 | 0.0025841 | 0 | 0.0025841 | 0.0024611 | 0 | 0.0024611
[79 empty] | WLDFR | HFTD - Distribution - Tier 3 - 4QU CoRE ¦ 1QU LoRE | Red Flag Warning - Catastrophic Fires | 2041 | 1.5283e-07 | 1.6137e-07 | 1.5352e-07 | 1.4621e-07 | 16832.3912 | 280.5544 | 10192.2718 | 6359.5651 | 0 | 0 | 0 | 0 | 1.7986e-05 | 0.0025724 | 0 | 0.0025724 | 0.0027162 | 0 | 0.0027162 | 0.0025841 | 0 | 0.0025841 | 0.0024611 | 0 | 0.0024611
[79 empty] | WLDFR | HFTD - Distribution - Tier 3 - 4QU CoRE ¦ 1QU LoRE | Red Flag Warning - Catastrophic Fires | 2042 | 1.5283e-07 | 1.6137e-07 | 1.5352e-07 | 1.4621e-07 | 16832.3912 | 280.5544 | 10192.2718 | 6359.5651 | 0 | 0 | 0 | 0 | 1.7986e-05 | 0.0025724 | 0 | 0.0025724 | 0.0027162 | 0 | 0.0027162 | 0.0025841 | 0 | 0.0025841 | 0.0024611 | 0 | 0.0024611
[79 empty] | WLDFR | HFTD - Distribution - Tier 3 - 4QU CoRE ¦ 1QU LoRE | Red Flag Warning - Catastrophic Fires | 2043 | 1.5283e-07 | 1.6137e-07 | 1.5352e-07 | 1.4621e-07 | 17672.0852 | 299.42 | 10692.7362 | 6679.929 | 0 | 0 | 0 | 0 | 1.7986e-05 | 0.0027007 | 0 | 0.0027007 | 0.0028517 | 0 | 0.0028517 | 0.002713 | 0 | 0.002713 | 0.0025838 | 0 | 0.0025838
[79 empty] | WLDFR | HFTD - Distribution - Tier 3 - 4QU CoRE ¦ 1QU LoRE | Red Flag Warning - Catastrophic Fires | 2044 | 1.5283e-07 | 1.6137e-07 | 1.5352e-07 | 1.4621e-07 | 17672.0852 | 299.42 | 10692.7362 | 6679.929 | 0 | 0 | 0 | 0 | 1.7986e-05 | 0.0027007 | 0 | 0.0027007 | 0.0028517 | 0 | 0.0028517 | 0.002713 | 0 | 0.002713 | 0.0025838 | 0 | 0.0025838
[79 empty] | WLDFR | HFTD - Distribution - Tier 3 - 4QU CoRE ¦ 1QU LoRE | Red Flag Warning - Catastrophic Fires | 2045 | 1.5283e-07 | 1.6137e-07 | 1.5352e-07 | 1.4621e-07 | 17672.0852 | 299.42 | 10692.7362 | 6679.929 | 0 | 0 | 0 | 0 | 1.7986e-05 | 0.0027007 | 0 | 0.0027007 | 0.0028517 | 0 | 0.0028517 | 0.002713 | 0 | 0.002713 | 0.0025838 | 0 | 0.0025838
[79 empty] | WLDFR | HFTD - Distribution - Tier 3 - 4QU CoRE ¦ 1QU LoRE | Red Flag Warning - Catastrophic Fires | 2046 | 1.5283e-07 | 1.6137e-07 | 1.5352e-07 | 1.4621e-07 | 17672.0852 | 299.42 | 10692.7362 | 6679.929 | 0 | 0 | 0 | 0 | 1.7986e-05 | 0.0027007 | 0 | 0.0027007 | 0.0028517 | 0 | 0.0028517 | 0.002713 | 0 | 0.002713 | 0.0025838 | 0 | 0.0025838
[79 empty] | WLDFR | HFTD - Distribution - Tier 3 - 4QU CoRE ¦ 1QU LoRE | Red Flag Warning - Catastrophic Fires | 2047 | 1.5283e-07 | 1.6137e-07 | 1.5352e-07 | 1.4621e-07 | 17672.0852 | 299.42 | 10692.7362 | 6679.929 | 0 | 0 | 0 | 0 | 1.7986e-05 | 0.0027007 | 0 | 0.0027007 | 0.0028517 | 0 | 0.0028517 | 0.002713 | 0 | 0.002713 | 0.0025838 | 0 | 0.0025838
[79 empty] | WLDFR | HFTD - Distribution - Tier 3 - 4QU CoRE ¦ 1QU LoRE | Red Flag Warning - Catastrophic Fires | 2048 | 1.5283e-07 | 1.6137e-07 | 1.5352e-07 | 1.4621e-07 | 18552.3348 | 319.4911 | 11216.5626 | 7016.281 | 0 | 0 | 0 | 0 | 1.7986e-05 | 0.0028353 | 0 | 0.0028353 | 0.0029938 | 0 | 0.0029938 | 0.0028482 | 0 | 0.0028482 | 0.0027125 | 0 | 0.0027125
[79 empty] | WLDFR | HFTD - Distribution - Tier 3 - 4QU CoRE ¦ 1QU LoRE | Red Flag Warning - Catastrophic Fires | 2049 | 1.5283e-07 | 1.6137e-07 | 1.5352e-07 | 1.4621e-07 | 18552.3348 | 319.4911 | 11216.5626 | 7016.281 | 0 | 0 | 0 | 0 | 1.7986e-05 | 0.0028353 | 0 | 0.0028353 | 0.0029938 | 0 | 0.0029938 | 0.0028482 | 0 | 0.0028482 | 0.0027125 | 0 | 0.0027125
[79 empty] | WLDFR | HFTD - Distribution - Tier 3 - 4QU CoRE ¦ 1QU LoRE | Red Flag Warning - Catastrophic Fires | 2050 | 0 | 1.6137e-07 | 1.5352e-07 | 1.4621e-07 | 18552.3348 | 319.4911 | 11216.5626 | 7016.281 | 0 | 0 | 0 | 0 | 1.7986e-05 | 0 | 0 | 0 | 0.0029938 | 0 | 0.0029938 | 0.0028482 | 0 | 0.0028482 | 0.0027125 | 0 | 0.0027125
[79 empty] | WLDFR | HFTD - Distribution - Tier 3 - 4QU CoRE ¦ 1QU LoRE | Red Flag Warning - Catastrophic Fires | 2051 | 0 | 0 | 1.5352e-07 | 1.4621e-07 | 18552.3348 | 319.4911 | 11216.5626 | 7016.281 | 0 | 0 | 0 | 0 | 1.7986e-05 | 0 | 0 | 0 | 0 | 0 | 0 | 0.0028482 | 0 | 0.0028482 | 0.0027125 | 0 | 0.0027125
[79 empty] | WLDFR | HFTD - Distribution - Tier 3 - 4QU CoRE ¦ 1QU LoRE | Red Flag Warning - Catastrophic Fires | 2052 | 0 | 0 | 0 | 1.4621e-07 | 18552.3348 | 319.4911 | 11216.5626 | 7016.281 | 0 | 0 | 0 | 0 | 1.7986e-05 | 0 | 0 | 0 | 0 | 0 | 0 | 0 | 0 | 0 | 0.0027125 | 0 | 0.0027125
[79 empty] | WLDFR | HFTD - Distribution - Tier 3 - 4QU CoRE ¦ 1QU LoRE | Red Flag Warning - Destructive Fires | 2020 | 3.2272e-08 | 0 | 0 | 0 | 8807.9522 | 222.2294 | 8585.7228 | 0 | 0 | 0 | 0 | 0 | 2.8468e-06 | 0.00028425 | 0 | 0.00028425 | 0 | 0 | 0 | 0 | 0 | 0 | 0 | 0 | 0
[79 empty] | WLDFR | HFTD - Distribution - Tier 3 - 4QU CoRE ¦ 1QU LoRE | Red Flag Warning - Destructive Fires | 2021 | 2.1349e-08 | 3.4077e-08 | 0 | 0 | 8807.9522 | 222.2294 | 8585.7228 | 0 | 0 | 0 | 0 | 0 | 2.8468e-06 | 0.00018804 | 0 | 0.00018804 | 0.00030015 | 0 | 0.00030015 | 0 | 0 | 0 | 0 | 0 | 0
[79 empty] | WLDFR | HFTD - Distribution - Tier 3 - 4QU CoRE ¦ 1QU LoRE | Red Flag Warning - Destructive Fires | 2022 | 2.1153e-08 | 2.2336e-08 | 3.2185e-08 | 0 | 8807.9522 | 222.2294 | 8585.7228 | 0 | 0 | 0 | 0 | 0 | 2.8139e-06 | 0.00018632 | 0 | 0.00018632 | 0.00019673 | 0 | 0.00019673 | 0.00028348 | 0 | 0.00028348 | 0 | 0 | 0
[79 empty] | WLDFR | HFTD - Distribution - Tier 3 - 4QU CoRE ¦ 1QU LoRE | Red Flag Warning - Destructive Fires | 2023 | 2.1153e-08 | 2.2336e-08 | 2.1249e-08 | 3.0652e-08 | 9129.7461 | 233.2301 | 8896.516 | 0 | 0 | 0 | 0 | 0 | 2.8139e-06 | 0.00019312 | 0 | 0.00019312 | 0.00020392 | 0 | 0.00020392 | 0.000194 | 0 | 0.000194 | 0.00027985 | 0 | 0.00027985
[79 empty] | WLDFR | HFTD - Distribution - Tier 3 - 4QU CoRE ¦ 1QU LoRE | Red Flag Warning - Destructive Fires | 2024 | 2.1153e-08 | 2.2336e-08 | 2.1249e-08 | 2.0237e-08 | 9129.7461 | 233.2301 | 8896.516 | 0 | 0 | 0 | 0 | 0 | 2.8139e-06 | 0.00019312 | 0 | 0.00019312 | 0.00020392 | 0 | 0.00020392 | 0.000194 | 0 | 0.000194 | 0.00018476 | 0 | 0.00018476
[79 empty] | WLDFR | HFTD - Distribution - Tier 3 - 4QU CoRE ¦ 1QU LoRE | Red Flag Warning - Destructive Fires | 2025 | 2.1153e-08 | 2.2336e-08 | 2.1249e-08 | 2.0237e-08 | 9129.7461 | 233.2301 | 8896.516 | 0 | 0 | 0 | 0 | 0 | 2.8139e-06 | 0.00019312 | 0 | 0.00019312 | 0.00020392 | 0 | 0.00020392 | 0.000194 | 0 | 0.000194 | 0.00018476 | 0 | 0.00018476
[79 empty] | WLDFR | HFTD - Distribution - Tier 3 - 4QU CoRE ¦ 1QU LoRE | Red Flag Warning - Destructive Fires | 2026 | 2.1153e-08 | 2.2336e-08 | 2.1249e-08 | 2.0237e-08 | 9129.7461 | 233.2301 | 8896.516 | 0 | 0 | 0 | 0 | 0 | 2.8139e-06 | 0.00019312 | 0 | 0.00019312 | 0.00020392 | 0 | 0.00020392 | 0.000194 | 0 | 0.000194 | 0.00018476 | 0 | 0.00018476
[79 empty] | WLDFR | HFTD - Distribution - Tier 3 - 4QU CoRE ¦ 1QU LoRE | Red Flag Warning - Destructive Fires | 2027 | 2.1153e-08 | 2.2336e-08 | 2.1249e-08 | 2.0237e-08 | 9129.7461 | 233.2301 | 8896.516 | 0 | 0 | 0 | 0 | 0 | 2.8139e-06 | 0.00019312 | 0 | 0.00019312 | 0.00020392 | 0 | 0.00020392 | 0.000194 | 0 | 0.000194 | 0.00018476 | 0 | 0.00018476
[79 empty] | WLDFR | HFTD - Distribution - Tier 3 - 4QU CoRE ¦ 1QU LoRE | Red Flag Warning - Destructive Fires | 2028 | 2.1153e-08 | 2.2336e-08 | 2.1249e-08 | 2.0237e-08 | 9534.9221 | 247.273 | 9287.6491 | 0 | 0 | 0 | 0 | 0 | 2.8139e-06 | 0.00020169 | 0 | 0.00020169 | 0.00021297 | 0 | 0.00021297 | 0.00020261 | 0 | 0.00020261 | 0.00019296 | 0 | 0.00019296
[79 empty] | WLDFR | HFTD - Distribution - Tier 3 - 4QU CoRE ¦ 1QU LoRE | Red Flag Warning - Destructive Fires | 2029 | 2.1153e-08 | 2.2336e-08 | 2.1249e-08 | 2.0237e-08 | 9534.9221 | 247.273 | 9287.6491 | 0 | 0 | 0 | 0 | 0 | 2.8139e-06 | 0.00020169 | 0 | 0.00020169 | 0.00021297 | 0 | 0.00021297 | 0.00020261 | 0 | 0.00020261 | 0.00019296 | 0 | 0.00019296
[79 empty] | WLDFR | HFTD - Distribution - Tier 3 - 4QU CoRE ¦ 1QU LoRE | Red Flag Warning - Destructive Fires | 2030 | 2.1153e-08 | 2.2336e-08 | 2.1249e-08 | 2.0237e-08 | 9534.9221 | 247.273 | 9287.6491 | 0 | 0 | 0 | 0 | 0 | 2.8139e-06 | 0.00020169 | 0 | 0.00020169 | 0.00021297 | 0 | 0.00021297 | 0.00020261 | 0 | 0.00020261 | 0.00019296 | 0 | 0.00019296
[79 empty] | WLDFR | HFTD - Distribution - Tier 3 - 4QU CoRE ¦ 1QU LoRE | Red Flag Warning - Destructive Fires | 2031 | 2.1153e-08 | 2.2336e-08 | 2.1249e-08 | 2.0237e-08 | 9534.9221 | 247.273 | 9287.6491 | 0 | 0 | 0 | 0 | 0 | 2.8139e-06 | 0.00020169 | 0 | 0.00020169 | 0.00021297 | 0 | 0.00021297 | 0.00020261 | 0 | 0.00020261 | 0.00019296 | 0 | 0.00019296
[79 empty] | WLDFR | HFTD - Distribution - Tier 3 - 4QU CoRE ¦ 1QU LoRE | Red Flag Warning - Destructive Fires | 2032 | 2.1153e-08 | 2.2336e-08 | 2.1249e-08 | 2.0237e-08 | 9534.9221 | 247.273 | 9287.6491 | 0 | 0 | 0 | 0 | 0 | 2.8139e-06 | 0.00020169 | 0 | 0.00020169 | 0.00021297 | 0 | 0.00021297 | 0.00020261 | 0 | 0.00020261 | 0.00019296 | 0 | 0.00019296
[79 empty] | WLDFR | HFTD - Distribution - Tier 3 - 4QU CoRE ¦ 1QU LoRE | Red Flag Warning - Destructive Fires | 2033 | 2.1153e-08 | 2.2336e-08 | 2.1249e-08 | 2.0237e-08 | 9984.8474 | 263.1074 | 9721.74 | 0 | 0 | 0 | 0 | 0 | 2.8139e-06 | 0.00021121 | 0 | 0.00021121 | 0.00022302 | 0 | 0.00022302 | 0.00021217 | 0 | 0.00021217 | 0.00020207 | 0 | 0.00020207
[79 empty] | WLDFR | HFTD - Distribution - Tier 3 - 4QU CoRE ¦ 1QU LoRE | Red Flag Warning - Destructive Fires | 2034 | 2.1153e-08 | 2.2336e-08 | 2.1249e-08 | 2.0237e-08 | 9984.8474 | 263.1074 | 9721.74 | 0 | 0 | 0 | 0 | 0 | 2.8139e-06 | 0.00021121 | 0 | 0.00021121 | 0.00022302 | 0 | 0.00022302 | 0.00021217 | 0 | 0.00021217 | 0.00020207 | 0 | 0.00020207
[79 empty] | WLDFR | HFTD - Distribution - Tier 3 - 4QU CoRE ¦ 1QU LoRE | Red Flag Warning - Destructive Fires | 2035 | 2.1153e-08 | 2.2336e-08 | 2.1249e-08 | 2.0237e-08 | 9984.8474 | 263.1074 | 9721.74 | 0 | 0 | 0 | 0 | 0 | 2.8139e-06 | 0.00021121 | 0 | 0.00021121 | 0.00022302 | 0 | 0.00022302 | 0.00021217 | 0 | 0.00021217 | 0.00020207 | 0 | 0.00020207
[79 empty] | WLDFR | HFTD - Distribution - Tier 3 - 4QU CoRE ¦ 1QU LoRE | Red Flag Warning - Destructive Fires | 2036 | 2.1153e-08 | 2.2336e-08 | 2.1249e-08 | 2.0237e-08 | 9984.8474 | 263.1074 | 9721.74 | 0 | 0 | 0 | 0 | 0 | 2.8139e-06 | 0.00021121 | 0 | 0.00021121 | 0.00022302 | 0 | 0.00022302 | 0.00021217 | 0 | 0.00021217 | 0.00020207 | 0 | 0.00020207
[79 empty] | WLDFR | HFTD - Distribution - Tier 3 - 4QU CoRE ¦ 1QU LoRE | Red Flag Warning - Destructive Fires | 2037 | 2.1153e-08 | 2.2336e-08 | 2.1249e-08 | 2.0237e-08 | 9984.8474 | 263.1074 | 9721.74 | 0 | 0 | 0 | 0 | 0 | 2.8139e-06 | 0.00021121 | 0 | 0.00021121 | 0.00022302 | 0 | 0.00022302 | 0.00021217 | 0 | 0.00021217 | 0.00020207 | 0 | 0.00020207
[79 empty] | WLDFR | HFTD - Distribution - Tier 3 - 4QU CoRE ¦ 1QU LoRE | Red Flag Warning - Destructive Fires | 2038 | 2.1153e-08 | 2.2336e-08 | 2.1249e-08 | 2.0237e-08 | 10472.8261 | 280.5544 | 10192.2718 | 0 | 0 | 0 | 0 | 0 | 2.8139e-06 | 0.00022153 | 0 | 0.00022153 | 0.00023392 | 0 | 0.00023392 | 0.00022254 | 0 | 0.00022254 | 0.00021194 | 0 | 0.00021194
[79 empty] | WLDFR | HFTD - Distribution - Tier 3 - 4QU CoRE ¦ 1QU LoRE | Red Flag Warning - Destructive Fires | 2039 | 2.1153e-08 | 2.2336e-08 | 2.1249e-08 | 2.0237e-08 | 10472.8261 | 280.5544 | 10192.2718 | 0 | 0 | 0 | 0 | 0 | 2.8139e-06 | 0.00022153 | 0 | 0.00022153 | 0.00023392 | 0 | 0.00023392 | 0.00022254 | 0 | 0.00022254 | 0.00021194 | 0 | 0.00021194
[79 empty] | WLDFR | HFTD - Distribution - Tier 3 - 4QU CoRE ¦ 1QU LoRE | Red Flag Warning - Destructive Fires | 2040 | 2.1153e-08 | 2.2336e-08 | 2.1249e-08 | 2.0237e-08 | 10472.8261 | 280.5544 | 10192.2718 | 0 | 0 | 0 | 0 | 0 | 2.8139e-06 | 0.00022153 | 0 | 0.00022153 | 0.00023392 | 0 | 0.00023392 | 0.00022254 | 0 | 0.00022254 | 0.00021194 | 0 | 0.00021194
[79 empty] | WLDFR | HFTD - Distribution - Tier 3 - 4QU CoRE ¦ 1QU LoRE | Red Flag Warning - Destructive Fires | 2041 | 2.1153e-08 | 2.2336e-08 | 2.1249e-08 | 2.0237e-08 | 10472.8261 | 280.5544 | 10192.2718 | 0 | 0 | 0 | 0 | 0 | 2.8139e-06 | 0.00022153 | 0 | 0.00022153 | 0.00023392 | 0 | 0.00023392 | 0.00022254 | 0 | 0.00022254 | 0.00021194 | 0 | 0.00021194
[79 empty] | WLDFR | HFTD - Distribution - Tier 3 - 4QU CoRE ¦ 1QU LoRE | Red Flag Warning - Destructive Fires | 2042 | 2.1153e-08 | 2.2336e-08 | 2.1249e-08 | 2.0237e-08 | 10472.8261 | 280.5544 | 10192.2718 | 0 | 0 | 0 | 0 | 0 | 2.8139e-06 | 0.00022153 | 0 | 0.00022153 | 0.00023392 | 0 | 0.00023392 | 0.00022254 | 0 | 0.00022254 | 0.00021194 | 0 | 0.00021194
[79 empty] | WLDFR | HFTD - Distribution - Tier 3 - 4QU CoRE ¦ 1QU LoRE | Red Flag Warning - Destructive Fires | 2043 | 2.1153e-08 | 2.2336e-08 | 2.1249e-08 | 2.0237e-08 | 10992.1562 | 299.42 | 10692.7362 | 0 | 0 | 0 | 0 | 0 | 2.8139e-06 | 0.00023252 | 0 | 0.00023252 | 0.00024552 | 0 | 0.00024552 | 0.00023358 | 0 | 0.00023358 | 0.00022245 | 0 | 0.00022245
[79 empty] | WLDFR | HFTD - Distribution - Tier 3 - 4QU CoRE ¦ 1QU LoRE | Red Flag Warning - Destructive Fires | 2044 | 2.1153e-08 | 2.2336e-08 | 2.1249e-08 | 2.0237e-08 | 10992.1562 | 299.42 | 10692.7362 | 0 | 0 | 0 | 0 | 0 | 2.8139e-06 | 0.00023252 | 0 | 0.00023252 | 0.00024552 | 0 | 0.00024552 | 0.00023358 | 0 | 0.00023358 | 0.00022245 | 0 | 0.00022245
[79 empty] | WLDFR | HFTD - Distribution - Tier 3 - 4QU CoRE ¦ 1QU LoRE | Red Flag Warning - Destructive Fires | 2045 | 2.1153e-08 | 2.2336e-08 | 2.1249e-08 | 2.0237e-08 | 10992.1562 | 299.42 | 10692.7362 | 0 | 0 | 0 | 0 | 0 | 2.8139e-06 | 0.00023252 | 0 | 0.00023252 | 0.00024552 | 0 | 0.00024552 | 0.00023358 | 0 | 0.00023358 | 0.00022245 | 0 | 0.00022245
[79 empty] | WLDFR | HFTD - Distribution - Tier 3 - 4QU CoRE ¦ 1QU LoRE | Red Flag Warning - Destructive Fires | 2046 | 2.1153e-08 | 2.2336e-08 | 2.1249e-08 | 2.0237e-08 | 10992.1562 | 299.42 | 10692.7362 | 0 | 0 | 0 | 0 | 0 | 2.8139e-06 | 0.00023252 | 0 | 0.00023252 | 0.00024552 | 0 | 0.00024552 | 0.00023358 | 0 | 0.00023358 | 0.00022245 | 0 | 0.00022245
[79 empty] | WLDFR | HFTD - Distribution - Tier 3 - 4QU CoRE ¦ 1QU LoRE | Red Flag Warning - Destructive Fires | 2047 | 2.1153e-08 | 2.2336e-08 | 2.1249e-08 | 2.0237e-08 | 10992.1562 | 299.42 | 10692.7362 | 0 | 0 | 0 | 0 | 0 | 2.8139e-06 | 0.00023252 | 0 | 0.00023252 | 0.00024552 | 0 | 0.00024552 | 0.00023358 | 0 | 0.00023358 | 0.00022245 | 0 | 0.00022245
[79 empty] | WLDFR | HFTD - Distribution - Tier 3 - 4QU CoRE ¦ 1QU LoRE | Red Flag Warning - Destructive Fires | 2048 | 2.1153e-08 | 2.2336e-08 | 2.1249e-08 | 2.0237e-08 | 11536.0538 | 319.4911 | 11216.5626 | 0 | 0 | 0 | 0 | 0 | 2.8139e-06 | 0.00024402 | 0 | 0.00024402 | 0.00025767 | 0 | 0.00025767 | 0.00024513 | 0 | 0.00024513 | 0.00023346 | 0 | 0.00023346
[79 empty] | WLDFR | HFTD - Distribution - Tier 3 - 4QU CoRE ¦ 1QU LoRE | Red Flag Warning - Destructive Fires | 2049 | 2.1153e-08 | 2.2336e-08 | 2.1249e-08 | 2.0237e-08 | 11536.0538 | 319.4911 | 11216.5626 | 0 | 0 | 0 | 0 | 0 | 2.8139e-06 | 0.00024402 | 0 | 0.00024402 | 0.00025767 | 0 | 0.00025767 | 0.00024513 | 0 | 0.00024513 | 0.00023346 | 0 | 0.00023346
[79 empty] | WLDFR | HFTD - Distribution - Tier 3 - 4QU CoRE ¦ 1QU LoRE | Red Flag Warning - Destructive Fires | 2050 | 0 | 2.2336e-08 | 2.1249e-08 | 2.0237e-08 | 11536.0538 | 319.4911 | 11216.5626 | 0 | 0 | 0 | 0 | 0 | 2.8139e-06 | 0 | 0 | 0 | 0.00025767 | 0 | 0.00025767 | 0.00024513 | 0 | 0.00024513 | 0.00023346 | 0 | 0.00023346
[79 empty] | WLDFR | HFTD - Distribution - Tier 3 - 4QU CoRE ¦ 1QU LoRE | Red Flag Warning - Destructive Fires | 2051 | 0 | 0 | 2.1249e-08 | 2.0237e-08 | 11536.0538 | 319.4911 | 11216.5626 | 0 | 0 | 0 | 0 | 0 | 2.8139e-06 | 0 | 0 | 0 | 0 | 0 | 0 | 0.00024513 | 0 | 0.00024513 | 0.00023346 | 0 | 0.00023346
[79 empty] | WLDFR | HFTD - Distribution - Tier 3 - 4QU CoRE ¦ 1QU LoRE | Red Flag Warning - Destructive Fires | 2052 | 0 | 0 | 0 | 2.0237e-08 | 11536.0538 | 319.4911 | 11216.5626 | 0 | 0 | 0 | 0 | 0 | 2.8139e-06 | 0 | 0 | 0 | 0 | 0 | 0 | 0 | 0 | 0 | 0.00023346 | 0 | 0.00023346
[79 empty] | WLDFR | HFTD - Distribution - Tier 3 - 4QU CoRE ¦ 1QU LoRE | Red Flag Warning - Large Fires | 2020 | 4.031e-07 | 0 | 0 | 0 | 5.2406 | 0.69642 | 2.942 | 1.6022 | 0 | 0 | 0 | 0 | 3.8223e-05 | 2.1124e-06 | 0 | 2.1124e-06 | 0 | 0 | 0 | 0 | 0 | 0 | 0 | 0 | 0
[79 empty] | WLDFR | HFTD - Distribution - Tier 3 - 4QU CoRE ¦ 1QU LoRE | Red Flag Warning - Large Fires | 2021 | 2.6618e-07 | 4.2563e-07 | 0 | 0 | 5.2406 | 0.69642 | 2.942 | 1.6022 | 0 | 0 | 0 | 0 | 3.8223e-05 | 1.3949e-06 | 0 | 1.3949e-06 | 2.2306e-06 | 0 | 2.2306e-06 | 0 | 0 | 0 | 0 | 0 | 0
[79 empty] | WLDFR | HFTD - Distribution - Tier 3 - 4QU CoRE ¦ 1QU LoRE | Red Flag Warning - Large Fires | 2022 | 2.6413e-07 | 2.789e-07 | 4.0266e-07 | 0 | 5.2406 | 0.69642 | 2.942 | 1.6022 | 0 | 0 | 0 | 0 | 3.7823e-05 | 1.3842e-06 | 0 | 1.3842e-06 | 1.4616e-06 | 0 | 1.4616e-06 | 2.1102e-06 | 0 | 2.1102e-06 | 0 | 0 | 0
[79 empty] | WLDFR | HFTD - Distribution - Tier 3 - 4QU CoRE ¦ 1QU LoRE | Red Flag Warning - Large Fires | 2023 | 2.6413e-07 | 2.789e-07 | 2.6533e-07 | 3.8349e-07 | 5.475 | 0.71896 | 3.0715 | 1.6846 | 0 | 0 | 0 | 0 | 3.7823e-05 | 1.4461e-06 | 0 | 1.4461e-06 | 1.527e-06 | 0 | 1.527e-06 | 1.4527e-06 | 0 | 1.4527e-06 | 2.0996e-06 | 0 | 2.0996e-06
[79 empty] | WLDFR | HFTD - Distribution - Tier 3 - 4QU CoRE ¦ 1QU LoRE | Red Flag Warning - Large Fires | 2024 | 2.6413e-07 | 2.789e-07 | 2.6533e-07 | 2.5269e-07 | 5.475 | 0.71896 | 3.0715 | 1.6846 | 0 | 0 | 0 | 0 | 3.7823e-05 | 1.4461e-06 | 0 | 1.4461e-06 | 1.527e-06 | 0 | 1.527e-06 | 1.4527e-06 | 0 | 1.4527e-06 | 1.3835e-06 | 0 | 1.3835e-06
[79 empty] | WLDFR | HFTD - Distribution - Tier 3 - 4QU CoRE ¦ 1QU LoRE | Red Flag Warning - Large Fires | 2025 | 2.6413e-07 | 2.789e-07 | 2.6533e-07 | 2.5269e-07 | 5.475 | 0.71896 | 3.0715 | 1.6846 | 0 | 0 | 0 | 0 | 3.7823e-05 | 1.4461e-06 | 0 | 1.4461e-06 | 1.527e-06 | 0 | 1.527e-06 | 1.4527e-06 | 0 | 1.4527e-06 | 1.3835e-06 | 0 | 1.3835e-06
[79 empty] | WLDFR | HFTD - Distribution - Tier 3 - 4QU CoRE ¦ 1QU LoRE | Red Flag Warning - Large Fires | 2026 | 2.6413e-07 | 2.789e-07 | 2.6533e-07 | 2.5269e-07 | 5.475 | 0.71896 | 3.0715 | 1.6846 | 0 | 0 | 0 | 0 | 3.7823e-05 | 1.4461e-06 | 0 | 1.4461e-06 | 1.527e-06 | 0 | 1.527e-06 | 1.4527e-06 | 0 | 1.4527e-06 | 1.3835e-06 | 0 | 1.3835e-06
[79 empty] | WLDFR | HFTD - Distribution - Tier 3 - 4QU CoRE ¦ 1QU LoRE | Red Flag Warning - Large Fires | 2027 | 2.6413e-07 | 2.789e-07 | 2.6533e-07 | 2.5269e-07 | 5.475 | 0.71896 | 3.0715 | 1.6846 | 0 | 0 | 0 | 0 | 3.7823e-05 | 1.4461e-06 | 0 | 1.4461e-06 | 1.527e-06 | 0 | 1.527e-06 | 1.4527e-06 | 0 | 1.4527e-06 | 1.3835e-06 | 0 | 1.3835e-06
[79 empty] | WLDFR | HFTD - Distribution - Tier 3 - 4QU CoRE ¦ 1QU LoRE | Red Flag Warning - Large Fires | 2028 | 2.6413e-07 | 2.789e-07 | 2.6533e-07 | 2.5269e-07 | 5.777 | 0.74734 | 3.238 | 1.7917 | 0 | 0 | 0 | 0 | 3.7823e-05 | 1.5259e-06 | 0 | 1.5259e-06 | 1.6112e-06 | 0 | 1.6112e-06 | 1.5328e-06 | 0 | 1.5328e-06 | 1.4598e-06 | 0 | 1.4598e-06
[79 empty] | WLDFR | HFTD - Distribution - Tier 3 - 4QU CoRE ¦ 1QU LoRE | Red Flag Warning - Large Fires | 2029 | 2.6413e-07 | 2.789e-07 | 2.6533e-07 | 2.5269e-07 | 5.777 | 0.74734 | 3.238 | 1.7917 | 0 | 0 | 0 | 0 | 3.7823e-05 | 1.5259e-06 | 0 | 1.5259e-06 | 1.6112e-06 | 0 | 1.6112e-06 | 1.5328e-06 | 0 | 1.5328e-06 | 1.4598e-06 | 0 | 1.4598e-06
[79 empty] | WLDFR | HFTD - Distribution - Tier 3 - 4QU CoRE ¦ 1QU LoRE | Red Flag Warning - Large Fires | 2030 | 2.6413e-07 | 2.789e-07 | 2.6533e-07 | 2.5269e-07 | 5.777 | 0.74734 | 3.238 | 1.7917 | 0 | 0 | 0 | 0 | 3.7823e-05 | 1.5259e-06 | 0 | 1.5259e-06 | 1.6112e-06 | 0 | 1.6112e-06 | 1.5328e-06 | 0 | 1.5328e-06 | 1.4598e-06 | 0 | 1.4598e-06
[79 empty] | WLDFR | HFTD - Distribution - Tier 3 - 4QU CoRE ¦ 1QU LoRE | Red Flag Warning - Large Fires | 2031 | 2.6413e-07 | 2.789e-07 | 2.6533e-07 | 2.5269e-07 | 5.777 | 0.74734 | 3.238 | 1.7917 | 0 | 0 | 0 | 0 | 3.7823e-05 | 1.5259e-06 | 0 | 1.5259e-06 | 1.6112e-06 | 0 | 1.6112e-06 | 1.5328e-06 | 0 | 1.5328e-06 | 1.4598e-06 | 0 | 1.4598e-06
[79 empty] | WLDFR | HFTD - Distribution - Tier 3 - 4QU CoRE ¦ 1QU LoRE | Red Flag Warning - Large Fires | 2032 | 2.6413e-07 | 2.789e-07 | 2.6533e-07 | 2.5269e-07 | 5.777 | 0.74734 | 3.238 | 1.7917 | 0 | 0 | 0 | 0 | 3.7823e-05 | 1.5259e-06 | 0 | 1.5259e-06 | 1.6112e-06 | 0 | 1.6112e-06 | 1.5328e-06 | 0 | 1.5328e-06 | 1.4598e-06 | 0 | 1.4598e-06
[79 empty] | WLDFR | HFTD - Distribution - Tier 3 - 4QU CoRE ¦ 1QU LoRE | Red Flag Warning - Large Fires | 2033 | 2.6413e-07 | 2.789e-07 | 2.6533e-07 | 2.5269e-07 | 6.1205 | 0.77885 | 3.4265 | 1.9151 | 0 | 0 | 0 | 0 | 3.7823e-05 | 1.6166e-06 | 0 | 1.6166e-06 | 1.707e-06 | 0 | 1.707e-06 | 1.624e-06 | 0 | 1.624e-06 | 1.5466e-06 | 0 | 1.5466e-06
[79 empty] | WLDFR | HFTD - Distribution - Tier 3 - 4QU CoRE ¦ 1QU LoRE | Red Flag Warning - Large Fires | 2034 | 2.6413e-07 | 2.789e-07 | 2.6533e-07 | 2.5269e-07 | 6.1205 | 0.77885 | 3.4265 | 1.9151 | 0 | 0 | 0 | 0 | 3.7823e-05 | 1.6166e-06 | 0 | 1.6166e-06 | 1.707e-06 | 0 | 1.707e-06 | 1.624e-06 | 0 | 1.624e-06 | 1.5466e-06 | 0 | 1.5466e-06
[79 empty] | WLDFR | HFTD - Distribution - Tier 3 - 4QU CoRE ¦ 1QU LoRE | Red Flag Warning - Large Fires | 2035 | 2.6413e-07 | 2.789e-07 | 2.6533e-07 | 2.5269e-07 | 6.1205 | 0.77885 | 3.4265 | 1.9151 | 0 | 0 | 0 | 0 | 3.7823e-05 | 1.6166e-06 | 0 | 1.6166e-06 | 1.707e-06 | 0 | 1.707e-06 | 1.624e-06 | 0 | 1.624e-06 | 1.5466e-06 | 0 | 1.5466e-06
[79 empty] | WLDFR | HFTD - Distribution - Tier 3 - 4QU CoRE ¦ 1QU LoRE | Red Flag Warning - Large Fires | 2036 | 2.6413e-07 | 2.789e-07 | 2.6533e-07 | 2.5269e-07 | 6.1205 | 0.77885 | 3.4265 | 1.9151 | 0 | 0 | 0 | 0 | 3.7823e-05 | 1.6166e-06 | 0 | 1.6166e-06 | 1.707e-06 | 0 | 1.707e-06 | 1.624e-06 | 0 | 1.624e-06 | 1.5466e-06 | 0 | 1.5466e-06
[79 empty] | WLDFR | HFTD - Distribution - Tier 3 - 4QU CoRE ¦ 1QU LoRE | Red Flag Warning - Large Fires | 2037 | 2.6413e-07 | 2.789e-07 | 2.6533e-07 | 2.5269e-07 | 6.1205 | 0.77885 | 3.4265 | 1.9151 | 0 | 0 | 0 | 0 | 3.7823e-05 | 1.6166e-06 | 0 | 1.6166e-06 | 1.707e-06 | 0 | 1.707e-06 | 1.624e-06 | 0 | 1.624e-06 | 1.5466e-06 | 0 | 1.5466e-06
[79 empty] | WLDFR | HFTD - Distribution - Tier 3 - 4QU CoRE ¦ 1QU LoRE | Red Flag Warning - Large Fires | 2038 | 2.6413e-07 | 2.789e-07 | 2.6533e-07 | 2.5269e-07 | 6.5028 | 0.81304 | 3.6355 | 2.0543 | 0 | 0 | 0 | 0 | 3.7823e-05 | 1.7176e-06 | 0 | 1.7176e-06 | 1.8136e-06 | 0 | 1.8136e-06 | 1.7254e-06 | 0 | 1.7254e-06 | 1.6432e-06 | 0 | 1.6432e-06
[79 empty] | WLDFR | HFTD - Distribution - Tier 3 - 4QU CoRE ¦ 1QU LoRE | Red Flag Warning - Large Fires | 2039 | 2.6413e-07 | 2.789e-07 | 2.6533e-07 | 2.5269e-07 | 6.5028 | 0.81304 | 3.6355 | 2.0543 | 0 | 0 | 0 | 0 | 3.7823e-05 | 1.7176e-06 | 0 | 1.7176e-06 | 1.8136e-06 | 0 | 1.8136e-06 | 1.7254e-06 | 0 | 1.7254e-06 | 1.6432e-06 | 0 | 1.6432e-06
[79 empty] | WLDFR | HFTD - Distribution - Tier 3 - 4QU CoRE ¦ 1QU LoRE | Red Flag Warning - Large Fires | 2040 | 2.6413e-07 | 2.789e-07 | 2.6533e-07 | 2.5269e-07 | 6.5028 | 0.81304 | 3.6355 | 2.0543 | 0 | 0 | 0 | 0 | 3.7823e-05 | 1.7176e-06 | 0 | 1.7176e-06 | 1.8136e-06 | 0 | 1.8136e-06 | 1.7254e-06 | 0 | 1.7254e-06 | 1.6432e-06 | 0 | 1.6432e-06
[79 empty] | WLDFR | HFTD - Distribution - Tier 3 - 4QU CoRE ¦ 1QU LoRE | Red Flag Warning - Large Fires | 2041 | 2.6413e-07 | 2.789e-07 | 2.6533e-07 | 2.5269e-07 | 6.5028 | 0.81304 | 3.6355 | 2.0543 | 0 | 0 | 0 | 0 | 3.7823e-05 | 1.7176e-06 | 0 | 1.7176e-06 | 1.8136e-06 | 0 | 1.8136e-06 | 1.7254e-06 | 0 | 1.7254e-06 | 1.6432e-06 | 0 | 1.6432e-06
[79 empty] | WLDFR | HFTD - Distribution - Tier 3 - 4QU CoRE ¦ 1QU LoRE | Red Flag Warning - Large Fires | 2042 | 2.6413e-07 | 2.789e-07 | 2.6533e-07 | 2.5269e-07 | 6.5028 | 0.81304 | 3.6355 | 2.0543 | 0 | 0 | 0 | 0 | 3.7823e-05 | 1.7176e-06 | 0 | 1.7176e-06 | 1.8136e-06 | 0 | 1.8136e-06 | 1.7254e-06 | 0 | 1.7254e-06 | 1.6432e-06 | 0 | 1.6432e-06
[79 empty] | WLDFR | HFTD - Distribution - Tier 3 - 4QU CoRE ¦ 1QU LoRE | Red Flag Warning - Large Fires | 2043 | 2.6413e-07 | 2.789e-07 | 2.6533e-07 | 2.5269e-07 | 6.9209 | 0.84944 | 3.8632 | 2.2083 | 0 | 0 | 0 | 0 | 3.7823e-05 | 1.828e-06 | 0 | 1.828e-06 | 1.9302e-06 | 0 | 1.9302e-06 | 1.8363e-06 | 0 | 1.8363e-06 | 1.7489e-06 | 0 | 1.7489e-06
[79 empty] | WLDFR | HFTD - Distribution - Tier 3 - 4QU CoRE ¦ 1QU LoRE | Red Flag Warning - Large Fires | 2044 | 2.6413e-07 | 2.789e-07 | 2.6533e-07 | 2.5269e-07 | 6.9209 | 0.84944 | 3.8632 | 2.2083 | 0 | 0 | 0 | 0 | 3.7823e-05 | 1.828e-06 | 0 | 1.828e-06 | 1.9302e-06 | 0 | 1.9302e-06 | 1.8363e-06 | 0 | 1.8363e-06 | 1.7489e-06 | 0 | 1.7489e-06
[79 empty] | WLDFR | HFTD - Distribution - Tier 3 - 4QU CoRE ¦ 1QU LoRE | Red Flag Warning - Large Fires | 2045 | 2.6413e-07 | 2.789e-07 | 2.6533e-07 | 2.5269e-07 | 6.9209 | 0.84944 | 3.8632 | 2.2083 | 0 | 0 | 0 | 0 | 3.7823e-05 | 1.828e-06 | 0 | 1.828e-06 | 1.9302e-06 | 0 | 1.9302e-06 | 1.8363e-06 | 0 | 1.8363e-06 | 1.7489e-06 | 0 | 1.7489e-06
[79 empty] | WLDFR | HFTD - Distribution - Tier 3 - 4QU CoRE ¦ 1QU LoRE | Red Flag Warning - Large Fires | 2046 | 2.6413e-07 | 2.789e-07 | 2.6533e-07 | 2.5269e-07 | 6.9209 | 0.84944 | 3.8632 | 2.2083 | 0 | 0 | 0 | 0 | 3.7823e-05 | 1.828e-06 | 0 | 1.828e-06 | 1.9302e-06 | 0 | 1.9302e-06 | 1.8363e-06 | 0 | 1.8363e-06 | 1.7489e-06 | 0 | 1.7489e-06
[79 empty] | WLDFR | HFTD - Distribution - Tier 3 - 4QU CoRE ¦ 1QU LoRE | Red Flag Warning - Large Fires | 2047 | 2.6413e-07 | 2.789e-07 | 2.6533e-07 | 2.5269e-07 | 6.9209 | 0.84944 | 3.8632 | 2.2083 | 0 | 0 | 0 | 0 | 3.7823e-05 | 1.828e-06 | 0 | 1.828e-06 | 1.9302e-06 | 0 | 1.9302e-06 | 1.8363e-06 | 0 | 1.8363e-06 | 1.7489e-06 | 0 | 1.7489e-06
[79 empty] | WLDFR | HFTD - Distribution - Tier 3 - 4QU CoRE ¦ 1QU LoRE | Red Flag Warning - Large Fires | 2048 | 2.6413e-07 | 2.789e-07 | 2.6533e-07 | 2.5269e-07 | 7.3713 | 0.88759 | 4.1075 | 2.3763 | 0 | 0 | 0 | 0 | 3.7823e-05 | 1.947e-06 | 0 | 1.947e-06 | 2.0559e-06 | 0 | 2.0559e-06 | 1.9558e-06 | 0 | 1.9558e-06 | 1.8627e-06 | 0 | 1.8627e-06
[79 empty] | WLDFR | HFTD - Distribution - Tier 3 - 4QU CoRE ¦ 1QU LoRE | Red Flag Warning - Large Fires | 2049 | 2.6413e-07 | 2.789e-07 | 2.6533e-07 | 2.5269e-07 | 7.3713 | 0.88759 | 4.1075 | 2.3763 | 0 | 0 | 0 | 0 | 3.7823e-05 | 1.947e-06 | 0 | 1.947e-06 | 2.0559e-06 | 0 | 2.0559e-06 | 1.9558e-06 | 0 | 1.9558e-06 | 1.8627e-06 | 0 | 1.8627e-06
[79 empty] | WLDFR | HFTD - Distribution - Tier 3 - 4QU CoRE ¦ 1QU LoRE | Red Flag Warning - Large Fires | 2050 | 0 | 2.789e-07 | 2.6533e-07 | 2.5269e-07 | 7.3713 | 0.88759 | 4.1075 | 2.3763 | 0 | 0 | 0 | 0 | 3.7823e-05 | 0 | 0 | 0 | 2.0559e-06 | 0 | 2.0559e-06 | 1.9558e-06 | 0 | 1.9558e-06 | 1.8627e-06 | 0 | 1.8627e-06
[79 empty] | WLDFR | HFTD - Distribution - Tier 3 - 4QU CoRE ¦ 1QU LoRE | Red Flag Warning - Large Fires | 2051 | 0 | 0 | 2.6533e-07 | 2.5269e-07 | 7.3713 | 0.88759 | 4.1075 | 2.3763 | 0 | 0 | 0 | 0 | 3.7823e-05 | 0 | 0 | 0 | 0 | 0 | 0 | 1.9558e-06 | 0 | 1.9558e-06 | 1.8627e-06 | 0 | 1.8627e-06
[79 empty] | WLDFR | HFTD - Distribution - Tier 3 - 4QU CoRE ¦ 1QU LoRE | Red Flag Warning - Large Fires | 2052 | 0 | 0 | 0 | 2.5269e-07 | 7.3713 | 0.88759 | 4.1075 | 2.3763 | 0 | 0 | 0 | 0 | 3.7823e-05 | 0 | 0 | 0 | 0 | 0 | 0 | 0 | 0 | 0 | 1.8627e-06 | 0 | 1.8627e-06
[79 empty] | WLDFR | HFTD - Distribution - Tier 3 - 4QU CoRE ¦ 1QU LoRE | Red Flag Warning - Small Fires | 2020 | 1.5215e-05 | 0 | 0 | 0 | 0.077901 | 0.036425 | 0.0015809 | 0.039895 | 0 | 0 | 0 | 0 | 0.0011055 | 1.1853e-06 | 0 | 1.1853e-06 | 0 | 0 | 0 | 0 | 0 | 0 | 0 | 0 | 0
[79 empty] | WLDFR | HFTD - Distribution - Tier 3 - 4QU CoRE ¦ 1QU LoRE | Red Flag Warning - Small Fires | 2021 | 1.0115e-05 | 1.6066e-05 | 0 | 0 | 0.077901 | 0.036425 | 0.0015809 | 0.039895 | 0 | 0 | 0 | 0 | 0.0011055 | 7.8794e-07 | 0 | 7.8794e-07 | 1.2516e-06 | 0 | 1.2516e-06 | 0 | 0 | 0 | 0 | 0 | 0
[79 empty] | WLDFR | HFTD - Distribution - Tier 3 - 4QU CoRE ¦ 1QU LoRE | Red Flag Warning - Small Fires | 2022 | 1.0077e-05 | 1.0641e-05 | 1.526e-05 | 0 | 0.077901 | 0.036425 | 0.0015809 | 0.039895 | 0 | 0 | 0 | 0 | 0.0011019 | 7.8504e-07 | 0 | 7.8504e-07 | 8.2893e-07 | 0 | 8.2893e-07 | 1.1888e-06 | 0 | 1.1888e-06 | 0 | 0 | 0
[79 empty] | WLDFR | HFTD - Distribution - Tier 3 - 4QU CoRE ¦ 1QU LoRE | Red Flag Warning - Small Fires | 2023 | 1.0077e-05 | 1.0641e-05 | 1.0123e-05 | 1.4534e-05 | 0.080408 | 0.03759 | 0.0016314 | 0.041187 | 0 | 0 | 0 | 0 | 0.0011019 | 8.1031e-07 | 0 | 8.1031e-07 | 8.5561e-07 | 0 | 8.5561e-07 | 8.1399e-07 | 0 | 8.1399e-07 | 1.1686e-06 | 0 | 1.1686e-06
[79 empty] | WLDFR | HFTD - Distribution - Tier 3 - 4QU CoRE ¦ 1QU LoRE | Red Flag Warning - Small Fires | 2024 | 1.0077e-05 | 1.0641e-05 | 1.0123e-05 | 9.6411e-06 | 0.080408 | 0.03759 | 0.0016314 | 0.041187 | 0 | 0 | 0 | 0 | 0.0011019 | 8.1031e-07 | 0 | 8.1031e-07 | 8.5561e-07 | 0 | 8.5561e-07 | 8.1399e-07 | 0 | 8.1399e-07 | 7.7523e-07 | 0 | 7.7523e-07
[79 empty] | WLDFR | HFTD - Distribution - Tier 3 - 4QU CoRE ¦ 1QU LoRE | Red Flag Warning - Small Fires | 2025 | 1.0077e-05 | 1.0641e-05 | 1.0123e-05 | 9.6411e-06 | 0.080408 | 0.03759 | 0.0016314 | 0.041187 | 0 | 0 | 0 | 0 | 0.0011019 | 8.1031e-07 | 0 | 8.1031e-07 | 8.5561e-07 | 0 | 8.5561e-07 | 8.1399e-07 | 0 | 8.1399e-07 | 7.7523e-07 | 0 | 7.7523e-07
[79 empty] | WLDFR | HFTD - Distribution - Tier 3 - 4QU CoRE ¦ 1QU LoRE | Red Flag Warning - Small Fires | 2026 | 1.0077e-05 | 1.0641e-05 | 1.0123e-05 | 9.6411e-06 | 0.080408 | 0.03759 | 0.0016314 | 0.041187 | 0 | 0 | 0 | 0 | 0.0011019 | 8.1031e-07 | 0 | 8.1031e-07 | 8.5561e-07 | 0 | 8.5561e-07 | 8.1399e-07 | 0 | 8.1399e-07 | 7.7523e-07 | 0 | 7.7523e-07
[79 empty] | WLDFR | HFTD - Distribution - Tier 3 - 4QU CoRE ¦ 1QU LoRE | Red Flag Warning - Small Fires | 2027 | 1.0077e-05 | 1.0641e-05 | 1.0123e-05 | 9.6411e-06 | 0.080408 | 0.03759 | 0.0016314 | 0.041187 | 0 | 0 | 0 | 0 | 0.0011019 | 8.1031e-07 | 0 | 8.1031e-07 | 8.5561e-07 | 0 | 8.5561e-07 | 8.1399e-07 | 0 | 8.1399e-07 | 7.7523e-07 | 0 | 7.7523e-07
[79 empty] | WLDFR | HFTD - Distribution - Tier 3 - 4QU CoRE ¦ 1QU LoRE | Red Flag Warning - Small Fires | 2028 | 1.0077e-05 | 1.0641e-05 | 1.0123e-05 | 9.6411e-06 | 0.083606 | 0.039055 | 0.001695 | 0.042856 | 0 | 0 | 0 | 0 | 0.0011019 | 8.4254e-07 | 0 | 8.4254e-07 | 8.8964e-07 | 0 | 8.8964e-07 | 8.4636e-07 | 0 | 8.4636e-07 | 8.0606e-07 | 0 | 8.0606e-07
[79 empty] | WLDFR | HFTD - Distribution - Tier 3 - 4QU CoRE ¦ 1QU LoRE | Red Flag Warning - Small Fires | 2029 | 1.0077e-05 | 1.0641e-05 | 1.0123e-05 | 9.6411e-06 | 0.083606 | 0.039055 | 0.001695 | 0.042856 | 0 | 0 | 0 | 0 | 0.0011019 | 8.4254e-07 | 0 | 8.4254e-07 | 8.8964e-07 | 0 | 8.8964e-07 | 8.4636e-07 | 0 | 8.4636e-07 | 8.0606e-07 | 0 | 8.0606e-07
[79 empty] | WLDFR | HFTD - Distribution - Tier 3 - 4QU CoRE ¦ 1QU LoRE | Red Flag Warning - Small Fires | 2030 | 1.0077e-05 | 1.0641e-05 | 1.0123e-05 | 9.6411e-06 | 0.083606 | 0.039055 | 0.001695 | 0.042856 | 0 | 0 | 0 | 0 | 0.0011019 | 8.4254e-07 | 0 | 8.4254e-07 | 8.8964e-07 | 0 | 8.8964e-07 | 8.4636e-07 | 0 | 8.4636e-07 | 8.0606e-07 | 0 | 8.0606e-07
[79 empty] | WLDFR | HFTD - Distribution - Tier 3 - 4QU CoRE ¦ 1QU LoRE | Red Flag Warning - Small Fires | 2031 | 1.0077e-05 | 1.0641e-05 | 1.0123e-05 | 9.6411e-06 | 0.083606 | 0.039055 | 0.001695 | 0.042856 | 0 | 0 | 0 | 0 | 0.0011019 | 8.4254e-07 | 0 | 8.4254e-07 | 8.8964e-07 | 0 | 8.8964e-07 | 8.4636e-07 | 0 | 8.4636e-07 | 8.0606e-07 | 0 | 8.0606e-07
[79 empty] | WLDFR | HFTD - Distribution - Tier 3 - 4QU CoRE ¦ 1QU LoRE | Red Flag Warning - Small Fires | 2032 | 1.0077e-05 | 1.0641e-05 | 1.0123e-05 | 9.6411e-06 | 0.083606 | 0.039055 | 0.001695 | 0.042856 | 0 | 0 | 0 | 0 | 0.0011019 | 8.4254e-07 | 0 | 8.4254e-07 | 8.8964e-07 | 0 | 8.8964e-07 | 8.4636e-07 | 0 | 8.4636e-07 | 8.0606e-07 | 0 | 8.0606e-07
[79 empty] | WLDFR | HFTD - Distribution - Tier 3 - 4QU CoRE ¦ 1QU LoRE | Red Flag Warning - Small Fires | 2033 | 1.0077e-05 | 1.0641e-05 | 1.0123e-05 | 9.6411e-06 | 0.087211 | 0.040679 | 0.0017655 | 0.044766 | 0 | 0 | 0 | 0 | 0.0011019 | 8.7886e-07 | 0 | 8.7886e-07 | 9.28e-07 | 0 | 9.28e-07 | 8.8285e-07 | 0 | 8.8285e-07 | 8.4081e-07 | 0 | 8.4081e-07
[79 empty] | WLDFR | HFTD - Distribution - Tier 3 - 4QU CoRE ¦ 1QU LoRE | Red Flag Warning - Small Fires | 2034 | 1.0077e-05 | 1.0641e-05 | 1.0123e-05 | 9.6411e-06 | 0.087211 | 0.040679 | 0.0017655 | 0.044766 | 0 | 0 | 0 | 0 | 0.0011019 | 8.7886e-07 | 0 | 8.7886e-07 | 9.28e-07 | 0 | 9.28e-07 | 8.8285e-07 | 0 | 8.8285e-07 | 8.4081e-07 | 0 | 8.4081e-07
[79 empty] | WLDFR | HFTD - Distribution - Tier 3 - 4QU CoRE ¦ 1QU LoRE | Red Flag Warning - Small Fires | 2035 | 1.0077e-05 | 1.0641e-05 | 1.0123e-05 | 9.6411e-06 | 0.087211 | 0.040679 | 0.0017655 | 0.044766 | 0 | 0 | 0 | 0 | 0.0011019 | 8.7886e-07 | 0 | 8.7886e-07 | 9.28e-07 | 0 | 9.28e-07 | 8.8285e-07 | 0 | 8.8285e-07 | 8.4081e-07 | 0 | 8.4081e-07
[79 empty] | WLDFR | HFTD - Distribution - Tier 3 - 4QU CoRE ¦ 1QU LoRE | Red Flag Warning - Small Fires | 2036 | 1.0077e-05 | 1.0641e-05 | 1.0123e-05 | 9.6411e-06 | 0.087211 | 0.040679 | 0.0017655 | 0.044766 | 0 | 0 | 0 | 0 | 0.0011019 | 8.7886e-07 | 0 | 8.7886e-07 | 9.28e-07 | 0 | 9.28e-07 | 8.8285e-07 | 0 | 8.8285e-07 | 8.4081e-07 | 0 | 8.4081e-07
[79 empty] | WLDFR | HFTD - Distribution - Tier 3 - 4QU CoRE ¦ 1QU LoRE | Red Flag Warning - Small Fires | 2037 | 1.0077e-05 | 1.0641e-05 | 1.0123e-05 | 9.6411e-06 | 0.087211 | 0.040679 | 0.0017655 | 0.044766 | 0 | 0 | 0 | 0 | 0.0011019 | 8.7886e-07 | 0 | 8.7886e-07 | 9.28e-07 | 0 | 9.28e-07 | 8.8285e-07 | 0 | 8.8285e-07 | 8.4081e-07 | 0 | 8.4081e-07
[79 empty] | WLDFR | HFTD - Distribution - Tier 3 - 4QU CoRE ¦ 1QU LoRE | Red Flag Warning - Small Fires | 2038 | 1.0077e-05 | 1.0641e-05 | 1.0123e-05 | 9.6411e-06 | 0.091184 | 0.042438 | 0.0018418 | 0.046905 | 0 | 0 | 0 | 0 | 0.0011019 | 9.189e-07 | 0 | 9.189e-07 | 9.7028e-07 | 0 | 9.7028e-07 | 9.2307e-07 | 0 | 9.2307e-07 | 8.7912e-07 | 0 | 8.7912e-07
[79 empty] | WLDFR | HFTD - Distribution - Tier 3 - 4QU CoRE ¦ 1QU LoRE | Red Flag Warning - Small Fires | 2039 | 1.0077e-05 | 1.0641e-05 | 1.0123e-05 | 9.6411e-06 | 0.091184 | 0.042438 | 0.0018418 | 0.046905 | 0 | 0 | 0 | 0 | 0.0011019 | 9.189e-07 | 0 | 9.189e-07 | 9.7028e-07 | 0 | 9.7028e-07 | 9.2307e-07 | 0 | 9.2307e-07 | 8.7912e-07 | 0 | 8.7912e-07
[79 empty] | WLDFR | HFTD - Distribution - Tier 3 - 4QU CoRE ¦ 1QU LoRE | Red Flag Warning - Small Fires | 2040 | 1.0077e-05 | 1.0641e-05 | 1.0123e-05 | 9.6411e-06 | 0.091184 | 0.042438 | 0.0018418 | 0.046905 | 0 | 0 | 0 | 0 | 0.0011019 | 9.189e-07 | 0 | 9.189e-07 | 9.7028e-07 | 0 | 9.7028e-07 | 9.2307e-07 | 0 | 9.2307e-07 | 8.7912e-07 | 0 | 8.7912e-07
[79 empty] | WLDFR | HFTD - Distribution - Tier 3 - 4QU CoRE ¦ 1QU LoRE | Red Flag Warning - Small Fires | 2041 | 1.0077e-05 | 1.0641e-05 | 1.0123e-05 | 9.6411e-06 | 0.091184 | 0.042438 | 0.0018418 | 0.046905 | 0 | 0 | 0 | 0 | 0.0011019 | 9.189e-07 | 0 | 9.189e-07 | 9.7028e-07 | 0 | 9.7028e-07 | 9.2307e-07 | 0 | 9.2307e-07 | 8.7912e-07 | 0 | 8.7912e-07
[79 empty] | WLDFR | HFTD - Distribution - Tier 3 - 4QU CoRE ¦ 1QU LoRE | Red Flag Warning - Small Fires | 2042 | 1.0077e-05 | 1.0641e-05 | 1.0123e-05 | 9.6411e-06 | 0.091184 | 0.042438 | 0.0018418 | 0.046905 | 0 | 0 | 0 | 0 | 0.0011019 | 9.189e-07 | 0 | 9.189e-07 | 9.7028e-07 | 0 | 9.7028e-07 | 9.2307e-07 | 0 | 9.2307e-07 | 8.7912e-07 | 0 | 8.7912e-07
[79 empty] | WLDFR | HFTD - Distribution - Tier 3 - 4QU CoRE ¦ 1QU LoRE | Red Flag Warning - Small Fires | 2043 | 1.0077e-05 | 1.0641e-05 | 1.0123e-05 | 9.6411e-06 | 0.095486 | 0.044306 | 0.0019228 | 0.049257 | 0 | 0 | 0 | 0 | 0.0011019 | 9.6225e-07 | 0 | 9.6225e-07 | 1.016e-06 | 0 | 1.016e-06 | 9.6662e-07 | 0 | 9.6662e-07 | 9.2059e-07 | 0 | 9.2059e-07
[79 empty] | WLDFR | HFTD - Distribution - Tier 3 - 4QU CoRE ¦ 1QU LoRE | Red Flag Warning - Small Fires | 2044 | 1.0077e-05 | 1.0641e-05 | 1.0123e-05 | 9.6411e-06 | 0.095486 | 0.044306 | 0.0019228 | 0.049257 | 0 | 0 | 0 | 0 | 0.0011019 | 9.6225e-07 | 0 | 9.6225e-07 | 1.016e-06 | 0 | 1.016e-06 | 9.6662e-07 | 0 | 9.6662e-07 | 9.2059e-07 | 0 | 9.2059e-07
[79 empty] | WLDFR | HFTD - Distribution - Tier 3 - 4QU CoRE ¦ 1QU LoRE | Red Flag Warning - Small Fires | 2045 | 1.0077e-05 | 1.0641e-05 | 1.0123e-05 | 9.6411e-06 | 0.095486 | 0.044306 | 0.0019228 | 0.049257 | 0 | 0 | 0 | 0 | 0.0011019 | 9.6225e-07 | 0 | 9.6225e-07 | 1.016e-06 | 0 | 1.016e-06 | 9.6662e-07 | 0 | 9.6662e-07 | 9.2059e-07 | 0 | 9.2059e-07
[79 empty] | WLDFR | HFTD - Distribution - Tier 3 - 4QU CoRE ¦ 1QU LoRE | Red Flag Warning - Small Fires | 2046 | 1.0077e-05 | 1.0641e-05 | 1.0123e-05 | 9.6411e-06 | 0.095486 | 0.044306 | 0.0019228 | 0.049257 | 0 | 0 | 0 | 0 | 0.0011019 | 9.6225e-07 | 0 | 9.6225e-07 | 1.016e-06 | 0 | 1.016e-06 | 9.6662e-07 | 0 | 9.6662e-07 | 9.2059e-07 | 0 | 9.2059e-07
[79 empty] | WLDFR | HFTD - Distribution - Tier 3 - 4QU CoRE ¦ 1QU LoRE | Red Flag Warning - Small Fires | 2047 | 1.0077e-05 | 1.0641e-05 | 1.0123e-05 | 9.6411e-06 | 0.095486 | 0.044306 | 0.0019228 | 0.049257 | 0 | 0 | 0 | 0 | 0.0011019 | 9.6225e-07 | 0 | 9.6225e-07 | 1.016e-06 | 0 | 1.016e-06 | 9.6662e-07 | 0 | 9.6662e-07 | 9.2059e-07 | 0 | 9.2059e-07
[79 empty] | WLDFR | HFTD - Distribution - Tier 3 - 4QU CoRE ¦ 1QU LoRE | Red Flag Warning - Small Fires | 2048 | 1.0077e-05 | 1.0641e-05 | 1.0123e-05 | 9.6411e-06 | 0.10007 | 0.04626 | 0.0020076 | 0.051804 | 0 | 0 | 0 | 0 | 0.0011019 | 1.0085e-06 | 0 | 1.0085e-06 | 1.0648e-06 | 0 | 1.0648e-06 | 1.013e-06 | 0 | 1.013e-06 | 9.648e-07 | 0 | 9.648e-07
[79 empty] | WLDFR | HFTD - Distribution - Tier 3 - 4QU CoRE ¦ 1QU LoRE | Red Flag Warning - Small Fires | 2049 | 1.0077e-05 | 1.0641e-05 | 1.0123e-05 | 9.6411e-06 | 0.10007 | 0.04626 | 0.0020076 | 0.051804 | 0 | 0 | 0 | 0 | 0.0011019 | 1.0085e-06 | 0 | 1.0085e-06 | 1.0648e-06 | 0 | 1.0648e-06 | 1.013e-06 | 0 | 1.013e-06 | 9.648e-07 | 0 | 9.648e-07
[79 empty] | WLDFR | HFTD - Distribution - Tier 3 - 4QU CoRE ¦ 1QU LoRE | Red Flag Warning - Small Fires | 2050 | 0 | 1.0641e-05 | 1.0123e-05 | 9.6411e-06 | 0.10007 | 0.04626 | 0.0020076 | 0.051804 | 0 | 0 | 0 | 0 | 0.0011019 | 0 | 0 | 0 | 1.0648e-06 | 0 | 1.0648e-06 | 1.013e-06 | 0 | 1.013e-06 | 9.648e-07 | 0 | 9.648e-07
[79 empty] | WLDFR | HFTD - Distribution - Tier 3 - 4QU CoRE ¦ 1QU LoRE | Red Flag Warning - Small Fires | 2051 | 0 | 0 | 1.0123e-05 | 9.6411e-06 | 0.10007 | 0.04626 | 0.0020076 | 0.051804 | 0 | 0 | 0 | 0 | 0.0011019 | 0 | 0 | 0 | 0 | 0 | 0 | 1.013e-06 | 0 | 1.013e-06 | 9.648e-07 | 0 | 9.648e-07
[79 empty] | WLDFR | HFTD - Distribution - Tier 3 - 4QU CoRE ¦ 1QU LoRE | Red Flag Warning - Small Fires | 2052 | 0 | 0 | 0 | 9.6411e-06 | 0.10007 | 0.04626 | 0.0020076 | 0.051804 | 0 | 0 | 0 | 0 | 0.0011019 | 0 | 0 | 0 | 0 | 0 | 0 | 0 | 0 | 0 | 9.648e-07 | 0 | 9.648e-07
[79 empty] | WLDFR | HFTD - Distribution - Tier 3 - 4QU CoRE ¦ 1QU LoRE | Seismic - Non-Red Flag Warning - Catastrophic Fires | 2020 | 3.5974e-12 | 0 | 0 | 0 | 21083.8428 | 409.2237 | 13469.0878 | 7205.5313 | 0 | 0 | 0 | 0 | 5.9439e-10 | 7.5847e-08 | 0 | 7.5847e-08 | 0 | 0 | 0 | 0 | 0 | 0 | 0 | 0 | 0
[79 empty] | WLDFR | HFTD - Distribution - Tier 3 - 4QU CoRE ¦ 1QU LoRE | Seismic - Non-Red Flag Warning - Catastrophic Fires | 2021 | 0 | 3.7985e-12 | 0 | 0 | 21083.8428 | 409.2237 | 13469.0878 | 7205.5313 | 0 | 0 | 0 | 0 | 5.9439e-10 | 0 | 0 | 0 | 8.0088e-08 | 0 | 8.0088e-08 | 0 | 0 | 0 | 0 | 0 | 0
[79 empty] | WLDFR | HFTD - Distribution - Tier 3 - 4QU CoRE ¦ 1QU LoRE | Seismic - Non-Red Flag Warning - Catastrophic Fires | 2022 | 0 | 0 | 3.6342e-12 | 0 | 21083.8428 | 409.2237 | 13469.0878 | 7205.5313 | 0 | 0 | 0 | 0 | 5.9666e-10 | 0 | 0 | 0 | 0 | 0 | 0 | 7.6623e-08 | 0 | 7.6623e-08 | 0 | 0 | 0
[79 empty] | WLDFR | HFTD - Distribution - Tier 3 - 4QU CoRE ¦ 1QU LoRE | Seismic - Non-Red Flag Warning - Catastrophic Fires | 2023 | 0 | 0 | 0 | 3.4612e-12 | 21835.9781 | 428.6023 | 13939.561 | 7467.8148 | 0 | 0 | 0 | 0 | 5.9666e-10 | 0 | 0 | 0 | 0 | 0 | 0 | 0 | 0 | 0 | 7.5578e-08 | 0 | 7.5578e-08
[79 empty] | WLDFR | HFTD - Distribution - Tier 3 - 4QU CoRE ¦ 1QU LoRE | Seismic - Red Flag Warning - Catastrophic Fires | 2020 | 1.5512e-10 | 0 | 0 | 0 | 21083.8428 | 409.2237 | 13469.0878 | 7205.5313 | 0 | 0 | 0 | 0 | 2.563e-08 | 3.2705e-06 | 0 | 3.2705e-06 | 0 | 0 | 0 | 0 | 0 | 0 | 0 | 0 | 0
[79 empty] | WLDFR | HFTD - Distribution - Tier 3 - 4QU CoRE ¦ 1QU LoRE | Seismic - Red Flag Warning - Catastrophic Fires | 2021 | 0 | 1.6379e-10 | 0 | 0 | 21083.8428 | 409.2237 | 13469.0878 | 7205.5313 | 0 | 0 | 0 | 0 | 2.563e-08 | 0 | 0 | 0 | 3.4533e-06 | 0 | 3.4533e-06 | 0 | 0 | 0 | 0 | 0 | 0
[79 empty] | WLDFR | HFTD - Distribution - Tier 3 - 4QU CoRE ¦ 1QU LoRE | Seismic - Red Flag Warning - Catastrophic Fires | 2022 | 0 | 0 | 1.5671e-10 | 0 | 21083.8428 | 409.2237 | 13469.0878 | 7205.5313 | 0 | 0 | 0 | 0 | 2.5728e-08 | 0 | 0 | 0 | 0 | 0 | 0 | 3.304e-06 | 0 | 3.304e-06 | 0 | 0 | 0
[79 empty] | WLDFR | HFTD - Distribution - Tier 3 - 4QU CoRE ¦ 1QU LoRE | Seismic - Red Flag Warning - Catastrophic Fires | 2023 | 0 | 0 | 0 | 1.4924e-10 | 21835.9781 | 428.6023 | 13939.561 | 7467.8148 | 0 | 0 | 0 | 0 | 2.5728e-08 | 0 | 0 | 0 | 0 | 0 | 0 | 0 | 0 | 0 | 3.2589e-06 | 0 | 3.2589e-06
[79 empty] | WLDFR | HFTD - Distribution - Tier 3 - 4QU CoRE ¦ 2QU LoRE | Non-Red Flag Warning - Catastrophic Fires | 2020 | 1.4744e-09 | 0 | 0 | 0 | 14146.1306 | 222.2294 | 8585.7228 | 5338.1784 | 0 | 0 | 0 | 0 | 4.3362e-07 | 2.0858e-05 | 0 | 2.0858e-05 | 0 | 0 | 0 | 0 | 0 | 0 | 0 | 0 | 0
[79 empty] | WLDFR | HFTD - Distribution - Tier 3 - 4QU CoRE ¦ 2QU LoRE | Non-Red Flag Warning - Catastrophic Fires | 2021 | 8.1011e-10 | 1.5569e-09 | 0 | 0 | 14146.1306 | 222.2294 | 8585.7228 | 5338.1784 | 0 | 0 | 0 | 0 | 4.3362e-07 | 1.146e-05 | 0 | 1.146e-05 | 2.2024e-05 | 0 | 2.2024e-05 | 0 | 0 | 0 | 0 | 0 | 0
[79 empty] | WLDFR | HFTD - Distribution - Tier 3 - 4QU CoRE ¦ 2QU LoRE | Non-Red Flag Warning - Catastrophic Fires | 2022 | 7.4117e-10 | 7.8261e-10 | 1.4197e-09 | 0 | 14146.1306 | 222.2294 | 8585.7228 | 5338.1784 | 0 | 0 | 0 | 0 | 4.2208e-07 | 1.0485e-05 | 0 | 1.0485e-05 | 1.1071e-05 | 0 | 1.1071e-05 | 2.0083e-05 | 0 | 2.0083e-05 | 0 | 0 | 0
[79 empty] | WLDFR | HFTD - Distribution - Tier 3 - 4QU CoRE ¦ 2QU LoRE | Non-Red Flag Warning - Catastrophic Fires | 2023 | 7.4117e-10 | 7.8261e-10 | 7.7297e-10 | 1.3521e-09 | 14664.6376 | 233.2301 | 8896.516 | 5534.8915 | 0 | 0 | 0 | 0 | 4.2208e-07 | 1.0869e-05 | 0 | 1.0869e-05 | 1.1477e-05 | 0 | 1.1477e-05 | 1.1335e-05 | 0 | 1.1335e-05 | 1.9827e-05 | 0 | 1.9827e-05
[79 empty] | WLDFR | HFTD - Distribution - Tier 3 - 4QU CoRE ¦ 2QU LoRE | Non-Red Flag Warning - Catastrophic Fires | 2024 | 7.4117e-10 | 7.8261e-10 | 7.7297e-10 | 7.3616e-10 | 14664.6376 | 233.2301 | 8896.516 | 5534.8915 | 0 | 0 | 0 | 0 | 4.2208e-07 | 1.0869e-05 | 0 | 1.0869e-05 | 1.1477e-05 | 0 | 1.1477e-05 | 1.1335e-05 | 0 | 1.1335e-05 | 1.0796e-05 | 0 | 1.0796e-05
[79 empty] | WLDFR | HFTD - Distribution - Tier 3 - 4QU CoRE ¦ 2QU LoRE | Non-Red Flag Warning - Catastrophic Fires | 2025 | 7.4117e-10 | 7.8261e-10 | 7.7297e-10 | 7.3616e-10 | 14664.6376 | 233.2301 | 8896.516 | 5534.8915 | 0 | 0 | 0 | 0 | 4.2208e-07 | 1.0869e-05 | 0 | 1.0869e-05 | 1.1477e-05 | 0 | 1.1477e-05 | 1.1335e-05 | 0 | 1.1335e-05 | 1.0796e-05 | 0 | 1.0796e-05
[79 empty] | WLDFR | HFTD - Distribution - Tier 3 - 4QU CoRE ¦ 2QU LoRE | Non-Red Flag Warning - Catastrophic Fires | 2026 | 7.4117e-10 | 7.8261e-10 | 7.7297e-10 | 7.3616e-10 | 14664.6376 | 233.2301 | 8896.516 | 5534.8915 | 0 | 0 | 0 | 0 | 4.2208e-07 | 1.0869e-05 | 0 | 1.0869e-05 | 1.1477e-05 | 0 | 1.1477e-05 | 1.1335e-05 | 0 | 1.1335e-05 | 1.0796e-05 | 0 | 1.0796e-05
[79 empty] | WLDFR | HFTD - Distribution - Tier 3 - 4QU CoRE ¦ 2QU LoRE | Non-Red Flag Warning - Catastrophic Fires | 2027 | 7.4117e-10 | 7.8261e-10 | 7.7297e-10 | 7.3616e-10 | 14664.6376 | 233.2301 | 8896.516 | 5534.8915 | 0 | 0 | 0 | 0 | 4.2208e-07 | 1.0869e-05 | 0 | 1.0869e-05 | 1.1477e-05 | 0 | 1.1477e-05 | 1.1335e-05 | 0 | 1.1335e-05 | 1.0796e-05 | 0 | 1.0796e-05
[79 empty] | WLDFR | HFTD - Distribution - Tier 3 - 4QU CoRE ¦ 2QU LoRE | Non-Red Flag Warning - Catastrophic Fires | 2028 | 7.4117e-10 | 7.8261e-10 | 7.7297e-10 | 7.3616e-10 | 15317.9909 | 247.273 | 9287.6491 | 5783.0689 | 0 | 0 | 0 | 0 | 4.2208e-07 | 1.1353e-05 | 0 | 1.1353e-05 | 1.1988e-05 | 0 | 1.1988e-05 | 1.184e-05 | 0 | 1.184e-05 | 1.1277e-05 | 0 | 1.1277e-05
[79 empty] | WLDFR | HFTD - Distribution - Tier 3 - 4QU CoRE ¦ 2QU LoRE | Non-Red Flag Warning - Catastrophic Fires | 2029 | 7.4117e-10 | 7.8261e-10 | 7.7297e-10 | 7.3616e-10 | 15317.9909 | 247.273 | 9287.6491 | 5783.0689 | 0 | 0 | 0 | 0 | 4.2208e-07 | 1.1353e-05 | 0 | 1.1353e-05 | 1.1988e-05 | 0 | 1.1988e-05 | 1.184e-05 | 0 | 1.184e-05 | 1.1277e-05 | 0 | 1.1277e-05
[79 empty] | WLDFR | HFTD - Distribution - Tier 3 - 4QU CoRE ¦ 2QU LoRE | Non-Red Flag Warning - Catastrophic Fires | 2030 | 7.4117e-10 | 7.8261e-10 | 7.7297e-10 | 7.3616e-10 | 15317.9909 | 247.273 | 9287.6491 | 5783.0689 | 0 | 0 | 0 | 0 | 4.2208e-07 | 1.1353e-05 | 0 | 1.1353e-05 | 1.1988e-05 | 0 | 1.1988e-05 | 1.184e-05 | 0 | 1.184e-05 | 1.1277e-05 | 0 | 1.1277e-05
[79 empty] | WLDFR | HFTD - Distribution - Tier 3 - 4QU CoRE ¦ 2QU LoRE | Non-Red Flag Warning - Catastrophic Fires | 2031 | 7.4117e-10 | 7.8261e-10 | 7.7297e-10 | 7.3616e-10 | 15317.9909 | 247.273 | 9287.6491 | 5783.0689 | 0 | 0 | 0 | 0 | 4.2208e-07 | 1.1353e-05 | 0 | 1.1353e-05 | 1.1988e-05 | 0 | 1.1988e-05 | 1.184e-05 | 0 | 1.184e-05 | 1.1277e-05 | 0 | 1.1277e-05
[79 empty] | WLDFR | HFTD - Distribution - Tier 3 - 4QU CoRE ¦ 2QU LoRE | Non-Red Flag Warning - Catastrophic Fires | 2032 | 7.4117e-10 | 7.8261e-10 | 7.7297e-10 | 7.3616e-10 | 15317.9909 | 247.273 | 9287.6491 | 5783.0689 | 0 | 0 | 0 | 0 | 4.2208e-07 | 1.1353e-05 | 0 | 1.1353e-05 | 1.1988e-05 | 0 | 1.1988e-05 | 1.184e-05 | 0 | 1.184e-05 | 1.1277e-05 | 0 | 1.1277e-05
[79 empty] | WLDFR | HFTD - Distribution - Tier 3 - 4QU CoRE ¦ 2QU LoRE | Non-Red Flag Warning - Catastrophic Fires | 2033 | 7.4117e-10 | 7.8261e-10 | 7.7297e-10 | 7.3616e-10 | 16044.1264 | 263.1074 | 9721.74 | 6059.2791 | 0 | 0 | 0 | 0 | 4.2208e-07 | 1.1891e-05 | 0 | 1.1891e-05 | 1.2556e-05 | 0 | 1.2556e-05 | 1.2402e-05 | 0 | 1.2402e-05 | 1.1811e-05 | 0 | 1.1811e-05
[79 empty] | WLDFR | HFTD - Distribution - Tier 3 - 4QU CoRE ¦ 2QU LoRE | Non-Red Flag Warning - Catastrophic Fires | 2034 | 7.4117e-10 | 7.8261e-10 | 7.7297e-10 | 7.3616e-10 | 16044.1264 | 263.1074 | 9721.74 | 6059.2791 | 0 | 0 | 0 | 0 | 4.2208e-07 | 1.1891e-05 | 0 | 1.1891e-05 | 1.2556e-05 | 0 | 1.2556e-05 | 1.2402e-05 | 0 | 1.2402e-05 | 1.1811e-05 | 0 | 1.1811e-05
[79 empty] | WLDFR | HFTD - Distribution - Tier 3 - 4QU CoRE ¦ 2QU LoRE | Non-Red Flag Warning - Catastrophic Fires | 2035 | 7.4117e-10 | 7.8261e-10 | 7.7297e-10 | 7.3616e-10 | 16044.1264 | 263.1074 | 9721.74 | 6059.2791 | 0 | 0 | 0 | 0 | 4.2208e-07 | 1.1891e-05 | 0 | 1.1891e-05 | 1.2556e-05 | 0 | 1.2556e-05 | 1.2402e-05 | 0 | 1.2402e-05 | 1.1811e-05 | 0 | 1.1811e-05
[79 empty] | WLDFR | HFTD - Distribution - Tier 3 - 4QU CoRE ¦ 2QU LoRE | Non-Red Flag Warning - Catastrophic Fires | 2036 | 7.4117e-10 | 7.8261e-10 | 7.7297e-10 | 7.3616e-10 | 16044.1264 | 263.1074 | 9721.74 | 6059.2791 | 0 | 0 | 0 | 0 | 4.2208e-07 | 1.1891e-05 | 0 | 1.1891e-05 | 1.2556e-05 | 0 | 1.2556e-05 | 1.2402e-05 | 0 | 1.2402e-05 | 1.1811e-05 | 0 | 1.1811e-05
[79 empty] | WLDFR | HFTD - Distribution - Tier 3 - 4QU CoRE ¦ 2QU LoRE | Non-Red Flag Warning - Catastrophic Fires | 2037 | 7.4117e-10 | 7.8261e-10 | 7.7297e-10 | 7.3616e-10 | 16044.1264 | 263.1074 | 9721.74 | 6059.2791 | 0 | 0 | 0 | 0 | 4.2208e-07 | 1.1891e-05 | 0 | 1.1891e-05 | 1.2556e-05 | 0 | 1.2556e-05 | 1.2402e-05 | 0 | 1.2402e-05 | 1.1811e-05 | 0 | 1.1811e-05
[79 empty] | WLDFR | HFTD - Distribution - Tier 3 - 4QU CoRE ¦ 2QU LoRE | Non-Red Flag Warning - Catastrophic Fires | 2038 | 7.4117e-10 | 7.8261e-10 | 7.7297e-10 | 7.3616e-10 | 16832.3912 | 280.5544 | 10192.2718 | 6359.5651 | 0 | 0 | 0 | 0 | 4.2208e-07 | 1.2476e-05 | 0 | 1.2476e-05 | 1.3173e-05 | 0 | 1.3173e-05 | 1.3011e-05 | 0 | 1.3011e-05 | 1.2391e-05 | 0 | 1.2391e-05
[79 empty] | WLDFR | HFTD - Distribution - Tier 3 - 4QU CoRE ¦ 2QU LoRE | Non-Red Flag Warning - Catastrophic Fires | 2039 | 7.4117e-10 | 7.8261e-10 | 7.7297e-10 | 7.3616e-10 | 16832.3912 | 280.5544 | 10192.2718 | 6359.5651 | 0 | 0 | 0 | 0 | 4.2208e-07 | 1.2476e-05 | 0 | 1.2476e-05 | 1.3173e-05 | 0 | 1.3173e-05 | 1.3011e-05 | 0 | 1.3011e-05 | 1.2391e-05 | 0 | 1.2391e-05
[79 empty] | WLDFR | HFTD - Distribution - Tier 3 - 4QU CoRE ¦ 2QU LoRE | Non-Red Flag Warning - Catastrophic Fires | 2040 | 7.4117e-10 | 7.8261e-10 | 7.7297e-10 | 7.3616e-10 | 16832.3912 | 280.5544 | 10192.2718 | 6359.5651 | 0 | 0 | 0 | 0 | 4.2208e-07 | 1.2476e-05 | 0 | 1.2476e-05 | 1.3173e-05 | 0 | 1.3173e-05 | 1.3011e-05 | 0 | 1.3011e-05 | 1.2391e-05 | 0 | 1.2391e-05
[79 empty] | WLDFR | HFTD - Distribution - Tier 3 - 4QU CoRE ¦ 2QU LoRE | Non-Red Flag Warning - Catastrophic Fires | 2041 | 7.4117e-10 | 7.8261e-10 | 7.7297e-10 | 7.3616e-10 | 16832.3912 | 280.5544 | 10192.2718 | 6359.5651 | 0 | 0 | 0 | 0 | 4.2208e-07 | 1.2476e-05 | 0 | 1.2476e-05 | 1.3173e-05 | 0 | 1.3173e-05 | 1.3011e-05 | 0 | 1.3011e-05 | 1.2391e-05 | 0 | 1.2391e-05
[79 empty] | WLDFR | HFTD - Distribution - Tier 3 - 4QU CoRE ¦ 2QU LoRE | Non-Red Flag Warning - Catastrophic Fires | 2042 | 7.4117e-10 | 7.8261e-10 | 7.7297e-10 | 7.3616e-10 | 16832.3912 | 280.5544 | 10192.2718 | 6359.5651 | 0 | 0 | 0 | 0 | 4.2208e-07 | 1.2476e-05 | 0 | 1.2476e-05 | 1.3173e-05 | 0 | 1.3173e-05 | 1.3011e-05 | 0 | 1.3011e-05 | 1.2391e-05 | 0 | 1.2391e-05
[79 empty] | WLDFR | HFTD - Distribution - Tier 3 - 4QU CoRE ¦ 2QU LoRE | Non-Red Flag Warning - Catastrophic Fires | 2043 | 7.4117e-10 | 7.8261e-10 | 7.7297e-10 | 7.3616e-10 | 17672.0852 | 299.42 | 10692.7362 | 6679.929 | 0 | 0 | 0 | 0 | 4.2208e-07 | 1.3098e-05 | 0 | 1.3098e-05 | 1.383e-05 | 0 | 1.383e-05 | 1.366e-05 | 0 | 1.366e-05 | 1.301e-05 | 0 | 1.301e-05
[79 empty] | WLDFR | HFTD - Distribution - Tier 3 - 4QU CoRE ¦ 2QU LoRE | Non-Red Flag Warning - Catastrophic Fires | 2044 | 7.4117e-10 | 7.8261e-10 | 7.7297e-10 | 7.3616e-10 | 17672.0852 | 299.42 | 10692.7362 | 6679.929 | 0 | 0 | 0 | 0 | 4.2208e-07 | 1.3098e-05 | 0 | 1.3098e-05 | 1.383e-05 | 0 | 1.383e-05 | 1.366e-05 | 0 | 1.366e-05 | 1.301e-05 | 0 | 1.301e-05
[79 empty] | WLDFR | HFTD - Distribution - Tier 3 - 4QU CoRE ¦ 2QU LoRE | Non-Red Flag Warning - Catastrophic Fires | 2045 | 7.4117e-10 | 7.8261e-10 | 7.7297e-10 | 7.3616e-10 | 17672.0852 | 299.42 | 10692.7362 | 6679.929 | 0 | 0 | 0 | 0 | 4.2208e-07 | 1.3098e-05 | 0 | 1.3098e-05 | 1.383e-05 | 0 | 1.383e-05 | 1.366e-05 | 0 | 1.366e-05 | 1.301e-05 | 0 | 1.301e-05
[79 empty] | WLDFR | HFTD - Distribution - Tier 3 - 4QU CoRE ¦ 2QU LoRE | Non-Red Flag Warning - Catastrophic Fires | 2046 | 7.4117e-10 | 7.8261e-10 | 7.7297e-10 | 7.3616e-10 | 17672.0852 | 299.42 | 10692.7362 | 6679.929 | 0 | 0 | 0 | 0 | 4.2208e-07 | 1.3098e-05 | 0 | 1.3098e-05 | 1.383e-05 | 0 | 1.383e-05 | 1.366e-05 | 0 | 1.366e-05 | 1.301e-05 | 0 | 1.301e-05
[79 empty] | WLDFR | HFTD - Distribution - Tier 3 - 4QU CoRE ¦ 2QU LoRE | Non-Red Flag Warning - Catastrophic Fires | 2047 | 7.4117e-10 | 7.8261e-10 | 7.7297e-10 | 7.3616e-10 | 17672.0852 | 299.42 | 10692.7362 | 6679.929 | 0 | 0 | 0 | 0 | 4.2208e-07 | 1.3098e-05 | 0 | 1.3098e-05 | 1.383e-05 | 0 | 1.383e-05 | 1.366e-05 | 0 | 1.366e-05 | 1.301e-05 | 0 | 1.301e-05
[79 empty] | WLDFR | HFTD - Distribution - Tier 3 - 4QU CoRE ¦ 2QU LoRE | Non-Red Flag Warning - Catastrophic Fires | 2048 | 7.4117e-10 | 7.8261e-10 | 7.7297e-10 | 7.3616e-10 | 18552.3348 | 319.4911 | 11216.5626 | 7016.281 | 0 | 0 | 0 | 0 | 4.2208e-07 | 1.3751e-05 | 0 | 1.3751e-05 | 1.4519e-05 | 0 | 1.4519e-05 | 1.434e-05 | 0 | 1.434e-05 | 1.3658e-05 | 0 | 1.3658e-05
[79 empty] | WLDFR | HFTD - Distribution - Tier 3 - 4QU CoRE ¦ 2QU LoRE | Non-Red Flag Warning - Catastrophic Fires | 2049 | 7.4117e-10 | 7.8261e-10 | 7.7297e-10 | 7.3616e-10 | 18552.3348 | 319.4911 | 11216.5626 | 7016.281 | 0 | 0 | 0 | 0 | 4.2208e-07 | 1.3751e-05 | 0 | 1.3751e-05 | 1.4519e-05 | 0 | 1.4519e-05 | 1.434e-05 | 0 | 1.434e-05 | 1.3658e-05 | 0 | 1.3658e-05
[79 empty] | WLDFR | HFTD - Distribution - Tier 3 - 4QU CoRE ¦ 2QU LoRE | Non-Red Flag Warning - Catastrophic Fires | 2050 | 0 | 7.8261e-10 | 7.7297e-10 | 7.3616e-10 | 18552.3348 | 319.4911 | 11216.5626 | 7016.281 | 0 | 0 | 0 | 0 | 4.2208e-07 | 0 | 0 | 0 | 1.4519e-05 | 0 | 1.4519e-05 | 1.434e-05 | 0 | 1.434e-05 | 1.3658e-05 | 0 | 1.3658e-05
[79 empty] | WLDFR | HFTD - Distribution - Tier 3 - 4QU CoRE ¦ 2QU LoRE | Non-Red Flag Warning - Catastrophic Fires | 2051 | 0 | 0 | 7.7297e-10 | 7.3616e-10 | 18552.3348 | 319.4911 | 11216.5626 | 7016.281 | 0 | 0 | 0 | 0 | 4.2208e-07 | 0 | 0 | 0 | 0 | 0 | 0 | 1.434e-05 | 0 | 1.434e-05 | 1.3658e-05 | 0 | 1.3658e-05
[79 empty] | WLDFR | HFTD - Distribution - Tier 3 - 4QU CoRE ¦ 2QU LoRE | Non-Red Flag Warning - Catastrophic Fires | 2052 | 0 | 0 | 0 | 7.3616e-10 | 18552.3348 | 319.4911 | 11216.5626 | 7016.281 | 0 | 0 | 0 | 0 | 4.2208e-07 | 0 | 0 | 0 | 0 | 0 | 0 | 0 | 0 | 0 | 1.3658e-05 | 0 | 1.3658e-05
[79 empty] | WLDFR | HFTD - Distribution - Tier 3 - 4QU CoRE ¦ 2QU LoRE | Non-Red Flag Warning - Destructive Fires | 2020 | 4.1183e-09 | 0 | 0 | 0 | 8807.9522 | 222.2294 | 8585.7228 | 0 | 0 | 0 | 0 | 0 | 5.4129e-07 | 3.6273e-05 | 0 | 3.6273e-05 | 0 | 0 | 0 | 0 | 0 | 0 | 0 | 0 | 0
[79 empty] | WLDFR | HFTD - Distribution - Tier 3 - 4QU CoRE ¦ 2QU LoRE | Non-Red Flag Warning - Destructive Fires | 2021 | 2.2645e-09 | 4.3485e-09 | 0 | 0 | 8807.9522 | 222.2294 | 8585.7228 | 0 | 0 | 0 | 0 | 0 | 5.4129e-07 | 1.9945e-05 | 0 | 1.9945e-05 | 3.8301e-05 | 0 | 3.8301e-05 | 0 | 0 | 0 | 0 | 0 | 0
[79 empty] | WLDFR | HFTD - Distribution - Tier 3 - 4QU CoRE ¦ 2QU LoRE | Non-Red Flag Warning - Destructive Fires | 2022 | 2.0614e-09 | 2.1766e-09 | 3.9477e-09 | 0 | 8807.9522 | 222.2294 | 8585.7228 | 0 | 0 | 0 | 0 | 0 | 5.2532e-07 | 1.8156e-05 | 0 | 1.8156e-05 | 1.9172e-05 | 0 | 1.9172e-05 | 3.4771e-05 | 0 | 3.4771e-05 | 0 | 0 | 0
[79 empty] | WLDFR | HFTD - Distribution - Tier 3 - 4QU CoRE ¦ 2QU LoRE | Non-Red Flag Warning - Destructive Fires | 2023 | 2.0614e-09 | 2.1766e-09 | 2.1498e-09 | 3.7597e-09 | 9129.7461 | 233.2301 | 8896.516 | 0 | 0 | 0 | 0 | 0 | 5.2532e-07 | 1.882e-05 | 0 | 1.882e-05 | 1.9872e-05 | 0 | 1.9872e-05 | 1.9627e-05 | 0 | 1.9627e-05 | 3.4325e-05 | 0 | 3.4325e-05
[79 empty] | WLDFR | HFTD - Distribution - Tier 3 - 4QU CoRE ¦ 2QU LoRE | Non-Red Flag Warning - Destructive Fires | 2024 | 2.0614e-09 | 2.1766e-09 | 2.1498e-09 | 2.0474e-09 | 9129.7461 | 233.2301 | 8896.516 | 0 | 0 | 0 | 0 | 0 | 5.2532e-07 | 1.882e-05 | 0 | 1.882e-05 | 1.9872e-05 | 0 | 1.9872e-05 | 1.9627e-05 | 0 | 1.9627e-05 | 1.8693e-05 | 0 | 1.8693e-05
[79 empty] | WLDFR | HFTD - Distribution - Tier 3 - 4QU CoRE ¦ 2QU LoRE | Non-Red Flag Warning - Destructive Fires | 2025 | 2.0614e-09 | 2.1766e-09 | 2.1498e-09 | 2.0474e-09 | 9129.7461 | 233.2301 | 8896.516 | 0 | 0 | 0 | 0 | 0 | 5.2532e-07 | 1.882e-05 | 0 | 1.882e-05 | 1.9872e-05 | 0 | 1.9872e-05 | 1.9627e-05 | 0 | 1.9627e-05 | 1.8693e-05 | 0 | 1.8693e-05
[79 empty] | WLDFR | HFTD - Distribution - Tier 3 - 4QU CoRE ¦ 2QU LoRE | Non-Red Flag Warning - Destructive Fires | 2026 | 2.0614e-09 | 2.1766e-09 | 2.1498e-09 | 2.0474e-09 | 9129.7461 | 233.2301 | 8896.516 | 0 | 0 | 0 | 0 | 0 | 5.2532e-07 | 1.882e-05 | 0 | 1.882e-05 | 1.9872e-05 | 0 | 1.9872e-05 | 1.9627e-05 | 0 | 1.9627e-05 | 1.8693e-05 | 0 | 1.8693e-05
[79 empty] | WLDFR | HFTD - Distribution - Tier 3 - 4QU CoRE ¦ 2QU LoRE | Non-Red Flag Warning - Destructive Fires | 2027 | 2.0614e-09 | 2.1766e-09 | 2.1498e-09 | 2.0474e-09 | 9129.7461 | 233.2301 | 8896.516 | 0 | 0 | 0 | 0 | 0 | 5.2532e-07 | 1.882e-05 | 0 | 1.882e-05 | 1.9872e-05 | 0 | 1.9872e-05 | 1.9627e-05 | 0 | 1.9627e-05 | 1.8693e-05 | 0 | 1.8693e-05
[79 empty] | WLDFR | HFTD - Distribution - Tier 3 - 4QU CoRE ¦ 2QU LoRE | Non-Red Flag Warning - Destructive Fires | 2028 | 2.0614e-09 | 2.1766e-09 | 2.1498e-09 | 2.0474e-09 | 9534.9221 | 247.273 | 9287.6491 | 0 | 0 | 0 | 0 | 0 | 5.2532e-07 | 1.9655e-05 | 0 | 1.9655e-05 | 2.0754e-05 | 0 | 2.0754e-05 | 2.0498e-05 | 0 | 2.0498e-05 | 1.9522e-05 | 0 | 1.9522e-05
[79 empty] | WLDFR | HFTD - Distribution - Tier 3 - 4QU CoRE ¦ 2QU LoRE | Non-Red Flag Warning - Destructive Fires | 2029 | 2.0614e-09 | 2.1766e-09 | 2.1498e-09 | 2.0474e-09 | 9534.9221 | 247.273 | 9287.6491 | 0 | 0 | 0 | 0 | 0 | 5.2532e-07 | 1.9655e-05 | 0 | 1.9655e-05 | 2.0754e-05 | 0 | 2.0754e-05 | 2.0498e-05 | 0 | 2.0498e-05 | 1.9522e-05 | 0 | 1.9522e-05
[79 empty] | WLDFR | HFTD - Distribution - Tier 3 - 4QU CoRE ¦ 2QU LoRE | Non-Red Flag Warning - Destructive Fires | 2030 | 2.0614e-09 | 2.1766e-09 | 2.1498e-09 | 2.0474e-09 | 9534.9221 | 247.273 | 9287.6491 | 0 | 0 | 0 | 0 | 0 | 5.2532e-07 | 1.9655e-05 | 0 | 1.9655e-05 | 2.0754e-05 | 0 | 2.0754e-05 | 2.0498e-05 | 0 | 2.0498e-05 | 1.9522e-05 | 0 | 1.9522e-05
[79 empty] | WLDFR | HFTD - Distribution - Tier 3 - 4QU CoRE ¦ 2QU LoRE | Non-Red Flag Warning - Destructive Fires | 2031 | 2.0614e-09 | 2.1766e-09 | 2.1498e-09 | 2.0474e-09 | 9534.9221 | 247.273 | 9287.6491 | 0 | 0 | 0 | 0 | 0 | 5.2532e-07 | 1.9655e-05 | 0 | 1.9655e-05 | 2.0754e-05 | 0 | 2.0754e-05 | 2.0498e-05 | 0 | 2.0498e-05 | 1.9522e-05 | 0 | 1.9522e-05
[79 empty] | WLDFR | HFTD - Distribution - Tier 3 - 4QU CoRE ¦ 2QU LoRE | Non-Red Flag Warning - Destructive Fires | 2032 | 2.0614e-09 | 2.1766e-09 | 2.1498e-09 | 2.0474e-09 | 9534.9221 | 247.273 | 9287.6491 | 0 | 0 | 0 | 0 | 0 | 5.2532e-07 | 1.9655e-05 | 0 | 1.9655e-05 | 2.0754e-05 | 0 | 2.0754e-05 | 2.0498e-05 | 0 | 2.0498e-05 | 1.9522e-05 | 0 | 1.9522e-05
[79 empty] | WLDFR | HFTD - Distribution - Tier 3 - 4QU CoRE ¦ 2QU LoRE | Non-Red Flag Warning - Destructive Fires | 2033 | 2.0614e-09 | 2.1766e-09 | 2.1498e-09 | 2.0474e-09 | 9984.8474 | 263.1074 | 9721.74 | 0 | 0 | 0 | 0 | 0 | 5.2532e-07 | 2.0582e-05 | 0 | 2.0582e-05 | 2.1733e-05 | 0 | 2.1733e-05 | 2.1466e-05 | 0 | 2.1466e-05 | 2.0443e-05 | 0 | 2.0443e-05
[79 empty] | WLDFR | HFTD - Distribution - Tier 3 - 4QU CoRE ¦ 2QU LoRE | Non-Red Flag Warning - Destructive Fires | 2034 | 2.0614e-09 | 2.1766e-09 | 2.1498e-09 | 2.0474e-09 | 9984.8474 | 263.1074 | 9721.74 | 0 | 0 | 0 | 0 | 0 | 5.2532e-07 | 2.0582e-05 | 0 | 2.0582e-05 | 2.1733e-05 | 0 | 2.1733e-05 | 2.1466e-05 | 0 | 2.1466e-05 | 2.0443e-05 | 0 | 2.0443e-05
[79 empty] | WLDFR | HFTD - Distribution - Tier 3 - 4QU CoRE ¦ 2QU LoRE | Non-Red Flag Warning - Destructive Fires | 2035 | 2.0614e-09 | 2.1766e-09 | 2.1498e-09 | 2.0474e-09 | 9984.8474 | 263.1074 | 9721.74 | 0 | 0 | 0 | 0 | 0 | 5.2532e-07 | 2.0582e-05 | 0 | 2.0582e-05 | 2.1733e-05 | 0 | 2.1733e-05 | 2.1466e-05 | 0 | 2.1466e-05 | 2.0443e-05 | 0 | 2.0443e-05
[79 empty] | WLDFR | HFTD - Distribution - Tier 3 - 4QU CoRE ¦ 2QU LoRE | Non-Red Flag Warning - Destructive Fires | 2036 | 2.0614e-09 | 2.1766e-09 | 2.1498e-09 | 2.0474e-09 | 9984.8474 | 263.1074 | 9721.74 | 0 | 0 | 0 | 0 | 0 | 5.2532e-07 | 2.0582e-05 | 0 | 2.0582e-05 | 2.1733e-05 | 0 | 2.1733e-05 | 2.1466e-05 | 0 | 2.1466e-05 | 2.0443e-05 | 0 | 2.0443e-05
[79 empty] | WLDFR | HFTD - Distribution - Tier 3 - 4QU CoRE ¦ 2QU LoRE | Non-Red Flag Warning - Destructive Fires | 2037 | 2.0614e-09 | 2.1766e-09 | 2.1498e-09 | 2.0474e-09 | 9984.8474 | 263.1074 | 9721.74 | 0 | 0 | 0 | 0 | 0 | 5.2532e-07 | 2.0582e-05 | 0 | 2.0582e-05 | 2.1733e-05 | 0 | 2.1733e-05 | 2.1466e-05 | 0 | 2.1466e-05 | 2.0443e-05 | 0 | 2.0443e-05
[79 empty] | WLDFR | HFTD - Distribution - Tier 3 - 4QU CoRE ¦ 2QU LoRE | Non-Red Flag Warning - Destructive Fires | 2038 | 2.0614e-09 | 2.1766e-09 | 2.1498e-09 | 2.0474e-09 | 10472.8261 | 280.5544 | 10192.2718 | 0 | 0 | 0 | 0 | 0 | 5.2532e-07 | 2.1588e-05 | 0 | 2.1588e-05 | 2.2795e-05 | 0 | 2.2795e-05 | 2.2515e-05 | 0 | 2.2515e-05 | 2.1442e-05 | 0 | 2.1442e-05
[79 empty] | WLDFR | HFTD - Distribution - Tier 3 - 4QU CoRE ¦ 2QU LoRE | Non-Red Flag Warning - Destructive Fires | 2039 | 2.0614e-09 | 2.1766e-09 | 2.1498e-09 | 2.0474e-09 | 10472.8261 | 280.5544 | 10192.2718 | 0 | 0 | 0 | 0 | 0 | 5.2532e-07 | 2.1588e-05 | 0 | 2.1588e-05 | 2.2795e-05 | 0 | 2.2795e-05 | 2.2515e-05 | 0 | 2.2515e-05 | 2.1442e-05 | 0 | 2.1442e-05
[79 empty] | WLDFR | HFTD - Distribution - Tier 3 - 4QU CoRE ¦ 2QU LoRE | Non-Red Flag Warning - Destructive Fires | 2040 | 2.0614e-09 | 2.1766e-09 | 2.1498e-09 | 2.0474e-09 | 10472.8261 | 280.5544 | 10192.2718 | 0 | 0 | 0 | 0 | 0 | 5.2532e-07 | 2.1588e-05 | 0 | 2.1588e-05 | 2.2795e-05 | 0 | 2.2795e-05 | 2.2515e-05 | 0 | 2.2515e-05 | 2.1442e-05 | 0 | 2.1442e-05
[79 empty] | WLDFR | HFTD - Distribution - Tier 3 - 4QU CoRE ¦ 2QU LoRE | Non-Red Flag Warning - Destructive Fires | 2041 | 2.0614e-09 | 2.1766e-09 | 2.1498e-09 | 2.0474e-09 | 10472.8261 | 280.5544 | 10192.2718 | 0 | 0 | 0 | 0 | 0 | 5.2532e-07 | 2.1588e-05 | 0 | 2.1588e-05 | 2.2795e-05 | 0 | 2.2795e-05 | 2.2515e-05 | 0 | 2.2515e-05 | 2.1442e-05 | 0 | 2.1442e-05
[79 empty] | WLDFR | HFTD - Distribution - Tier 3 - 4QU CoRE ¦ 2QU LoRE | Non-Red Flag Warning - Destructive Fires | 2042 | 2.0614e-09 | 2.1766e-09 | 2.1498e-09 | 2.0474e-09 | 10472.8261 | 280.5544 | 10192.2718 | 0 | 0 | 0 | 0 | 0 | 5.2532e-07 | 2.1588e-05 | 0 | 2.1588e-05 | 2.2795e-05 | 0 | 2.2795e-05 | 2.2515e-05 | 0 | 2.2515e-05 | 2.1442e-05 | 0 | 2.1442e-05
[79 empty] | WLDFR | HFTD - Distribution - Tier 3 - 4QU CoRE ¦ 2QU LoRE | Non-Red Flag Warning - Destructive Fires | 2043 | 2.0614e-09 | 2.1766e-09 | 2.1498e-09 | 2.0474e-09 | 10992.1562 | 299.42 | 10692.7362 | 0 | 0 | 0 | 0 | 0 | 5.2532e-07 | 2.2659e-05 | 0 | 2.2659e-05 | 2.3926e-05 | 0 | 2.3926e-05 | 2.3631e-05 | 0 | 2.3631e-05 | 2.2506e-05 | 0 | 2.2506e-05
[79 empty] | WLDFR | HFTD - Distribution - Tier 3 - 4QU CoRE ¦ 2QU LoRE | Non-Red Flag Warning - Destructive Fires | 2044 | 2.0614e-09 | 2.1766e-09 | 2.1498e-09 | 2.0474e-09 | 10992.1562 | 299.42 | 10692.7362 | 0 | 0 | 0 | 0 | 0 | 5.2532e-07 | 2.2659e-05 | 0 | 2.2659e-05 | 2.3926e-05 | 0 | 2.3926e-05 | 2.3631e-05 | 0 | 2.3631e-05 | 2.2506e-05 | 0 | 2.2506e-05
[79 empty] | WLDFR | HFTD - Distribution - Tier 3 - 4QU CoRE ¦ 2QU LoRE | Non-Red Flag Warning - Destructive Fires | 2045 | 2.0614e-09 | 2.1766e-09 | 2.1498e-09 | 2.0474e-09 | 10992.1562 | 299.42 | 10692.7362 | 0 | 0 | 0 | 0 | 0 | 5.2532e-07 | 2.2659e-05 | 0 | 2.2659e-05 | 2.3926e-05 | 0 | 2.3926e-05 | 2.3631e-05 | 0 | 2.3631e-05 | 2.2506e-05 | 0 | 2.2506e-05
[79 empty] | WLDFR | HFTD - Distribution - Tier 3 - 4QU CoRE ¦ 2QU LoRE | Non-Red Flag Warning - Destructive Fires | 2046 | 2.0614e-09 | 2.1766e-09 | 2.1498e-09 | 2.0474e-09 | 10992.1562 | 299.42 | 10692.7362 | 0 | 0 | 0 | 0 | 0 | 5.2532e-07 | 2.2659e-05 | 0 | 2.2659e-05 | 2.3926e-05 | 0 | 2.3926e-05 | 2.3631e-05 | 0 | 2.3631e-05 | 2.2506e-05 | 0 | 2.2506e-05
[79 empty] | WLDFR | HFTD - Distribution - Tier 3 - 4QU CoRE ¦ 2QU LoRE | Non-Red Flag Warning - Destructive Fires | 2047 | 2.0614e-09 | 2.1766e-09 | 2.1498e-09 | 2.0474e-09 | 10992.1562 | 299.42 | 10692.7362 | 0 | 0 | 0 | 0 | 0 | 5.2532e-07 | 2.2659e-05 | 0 | 2.2659e-05 | 2.3926e-05 | 0 | 2.3926e-05 | 2.3631e-05 | 0 | 2.3631e-05 | 2.2506e-05 | 0 | 2.2506e-05
[79 empty] | WLDFR | HFTD - Distribution - Tier 3 - 4QU CoRE ¦ 2QU LoRE | Non-Red Flag Warning - Destructive Fires | 2048 | 2.0614e-09 | 2.1766e-09 | 2.1498e-09 | 2.0474e-09 | 11536.0538 | 319.4911 | 11216.5626 | 0 | 0 | 0 | 0 | 0 | 5.2532e-07 | 2.378e-05 | 0 | 2.378e-05 | 2.511e-05 | 0 | 2.511e-05 | 2.48e-05 | 0 | 2.48e-05 | 2.3619e-05 | 0 | 2.3619e-05
[79 empty] | WLDFR | HFTD - Distribution - Tier 3 - 4QU CoRE ¦ 2QU LoRE | Non-Red Flag Warning - Destructive Fires | 2049 | 2.0614e-09 | 2.1766e-09 | 2.1498e-09 | 2.0474e-09 | 11536.0538 | 319.4911 | 11216.5626 | 0 | 0 | 0 | 0 | 0 | 5.2532e-07 | 2.378e-05 | 0 | 2.378e-05 | 2.511e-05 | 0 | 2.511e-05 | 2.48e-05 | 0 | 2.48e-05 | 2.3619e-05 | 0 | 2.3619e-05
[79 empty] | WLDFR | HFTD - Distribution - Tier 3 - 4QU CoRE ¦ 2QU LoRE | Non-Red Flag Warning - Destructive Fires | 2050 | 0 | 2.1766e-09 | 2.1498e-09 | 2.0474e-09 | 11536.0538 | 319.4911 | 11216.5626 | 0 | 0 | 0 | 0 | 0 | 5.2532e-07 | 0 | 0 | 0 | 2.511e-05 | 0 | 2.511e-05 | 2.48e-05 | 0 | 2.48e-05 | 2.3619e-05 | 0 | 2.3619e-05
[79 empty] | WLDFR | HFTD - Distribution - Tier 3 - 4QU CoRE ¦ 2QU LoRE | Non-Red Flag Warning - Destructive Fires | 2051 | 0 | 0 | 2.1498e-09 | 2.0474e-09 | 11536.0538 | 319.4911 | 11216.5626 | 0 | 0 | 0 | 0 | 0 | 5.2532e-07 | 0 | 0 | 0 | 0 | 0 | 0 | 2.48e-05 | 0 | 2.48e-05 | 2.3619e-05 | 0 | 2.3619e-05
[79 empty] | WLDFR | HFTD - Distribution - Tier 3 - 4QU CoRE ¦ 2QU LoRE | Non-Red Flag Warning - Destructive Fires | 2052 | 0 | 0 | 0 | 2.0474e-09 | 11536.0538 | 319.4911 | 11216.5626 | 0 | 0 | 0 | 0 | 0 | 5.2532e-07 | 0 | 0 | 0 | 0 | 0 | 0 | 0 | 0 | 0 | 2.3619e-05 | 0 | 2.3619e-05
[79 empty] | WLDFR | HFTD - Distribution - Tier 3 - 4QU CoRE ¦ 2QU LoRE | Non-Red Flag Warning - Large Fires | 2020 | 1.1076e-07 | 0 | 0 | 0 | 5.2406 | 0.69642 | 2.942 | 1.6022 | 0 | 0 | 0 | 0 | 1.3244e-05 | 5.8046e-07 | 0 | 5.8046e-07 | 0 | 0 | 0 | 0 | 0 | 0 | 0 | 0 | 0
[79 empty] | WLDFR | HFTD - Distribution - Tier 3 - 4QU CoRE ¦ 2QU LoRE | Non-Red Flag Warning - Large Fires | 2021 | 6.1151e-08 | 1.1696e-07 | 0 | 0 | 5.2406 | 0.69642 | 2.942 | 1.6022 | 0 | 0 | 0 | 0 | 1.3244e-05 | 3.2047e-07 | 0 | 3.2047e-07 | 6.1291e-07 | 0 | 6.1291e-07 | 0 | 0 | 0 | 0 | 0 | 0
[79 empty] | WLDFR | HFTD - Distribution - Tier 3 - 4QU CoRE ¦ 2QU LoRE | Non-Red Flag Warning - Large Fires | 2022 | 5.6566e-08 | 5.9728e-08 | 1.0736e-07 | 0 | 5.2406 | 0.69642 | 2.942 | 1.6022 | 0 | 0 | 0 | 0 | 1.288e-05 | 2.9643e-07 | 0 | 2.9643e-07 | 3.1301e-07 | 0 | 3.1301e-07 | 5.626e-07 | 0 | 5.626e-07 | 0 | 0 | 0
[79 empty] | WLDFR | HFTD - Distribution - Tier 3 - 4QU CoRE ¦ 2QU LoRE | Non-Red Flag Warning - Large Fires | 2023 | 5.6566e-08 | 5.9728e-08 | 5.8992e-08 | 1.0224e-07 | 5.475 | 0.71896 | 3.0715 | 1.6846 | 0 | 0 | 0 | 0 | 1.288e-05 | 3.097e-07 | 0 | 3.097e-07 | 3.2701e-07 | 0 | 3.2701e-07 | 3.2299e-07 | 0 | 3.2299e-07 | 5.5979e-07 | 0 | 5.5979e-07
[79 empty] | WLDFR | HFTD - Distribution - Tier 3 - 4QU CoRE ¦ 2QU LoRE | Non-Red Flag Warning - Large Fires | 2024 | 5.6566e-08 | 5.9728e-08 | 5.8992e-08 | 5.6183e-08 | 5.475 | 0.71896 | 3.0715 | 1.6846 | 0 | 0 | 0 | 0 | 1.288e-05 | 3.097e-07 | 0 | 3.097e-07 | 3.2701e-07 | 0 | 3.2701e-07 | 3.2299e-07 | 0 | 3.2299e-07 | 3.076e-07 | 0 | 3.076e-07
[79 empty] | WLDFR | HFTD - Distribution - Tier 3 - 4QU CoRE ¦ 2QU LoRE | Non-Red Flag Warning - Large Fires | 2025 | 5.6566e-08 | 5.9728e-08 | 5.8992e-08 | 5.6183e-08 | 5.475 | 0.71896 | 3.0715 | 1.6846 | 0 | 0 | 0 | 0 | 1.288e-05 | 3.097e-07 | 0 | 3.097e-07 | 3.2701e-07 | 0 | 3.2701e-07 | 3.2299e-07 | 0 | 3.2299e-07 | 3.076e-07 | 0 | 3.076e-07
[79 empty] | WLDFR | HFTD - Distribution - Tier 3 - 4QU CoRE ¦ 2QU LoRE | Non-Red Flag Warning - Large Fires | 2026 | 5.6566e-08 | 5.9728e-08 | 5.8992e-08 | 5.6183e-08 | 5.475 | 0.71896 | 3.0715 | 1.6846 | 0 | 0 | 0 | 0 | 1.288e-05 | 3.097e-07 | 0 | 3.097e-07 | 3.2701e-07 | 0 | 3.2701e-07 | 3.2299e-07 | 0 | 3.2299e-07 | 3.076e-07 | 0 | 3.076e-07
[79 empty] | WLDFR | HFTD - Distribution - Tier 3 - 4QU CoRE ¦ 2QU LoRE | Non-Red Flag Warning - Large Fires | 2027 | 5.6566e-08 | 5.9728e-08 | 5.8992e-08 | 5.6183e-08 | 5.475 | 0.71896 | 3.0715 | 1.6846 | 0 | 0 | 0 | 0 | 1.288e-05 | 3.097e-07 | 0 | 3.097e-07 | 3.2701e-07 | 0 | 3.2701e-07 | 3.2299e-07 | 0 | 3.2299e-07 | 3.076e-07 | 0 | 3.076e-07
[79 empty] | WLDFR | HFTD - Distribution - Tier 3 - 4QU CoRE ¦ 2QU LoRE | Non-Red Flag Warning - Large Fires | 2028 | 5.6566e-08 | 5.9728e-08 | 5.8992e-08 | 5.6183e-08 | 5.777 | 0.74734 | 3.238 | 1.7917 | 0 | 0 | 0 | 0 | 1.288e-05 | 3.2678e-07 | 0 | 3.2678e-07 | 3.4505e-07 | 0 | 3.4505e-07 | 3.408e-07 | 0 | 3.408e-07 | 3.2457e-07 | 0 | 3.2457e-07
[79 empty] | WLDFR | HFTD - Distribution - Tier 3 - 4QU CoRE ¦ 2QU LoRE | Non-Red Flag Warning - Large Fires | 2029 | 5.6566e-08 | 5.9728e-08 | 5.8992e-08 | 5.6183e-08 | 5.777 | 0.74734 | 3.238 | 1.7917 | 0 | 0 | 0 | 0 | 1.288e-05 | 3.2678e-07 | 0 | 3.2678e-07 | 3.4505e-07 | 0 | 3.4505e-07 | 3.408e-07 | 0 | 3.408e-07 | 3.2457e-07 | 0 | 3.2457e-07
[79 empty] | WLDFR | HFTD - Distribution - Tier 3 - 4QU CoRE ¦ 2QU LoRE | Non-Red Flag Warning - Large Fires | 2030 | 5.6566e-08 | 5.9728e-08 | 5.8992e-08 | 5.6183e-08 | 5.777 | 0.74734 | 3.238 | 1.7917 | 0 | 0 | 0 | 0 | 1.288e-05 | 3.2678e-07 | 0 | 3.2678e-07 | 3.4505e-07 | 0 | 3.4505e-07 | 3.408e-07 | 0 | 3.408e-07 | 3.2457e-07 | 0 | 3.2457e-07
[79 empty] | WLDFR | HFTD - Distribution - Tier 3 - 4QU CoRE ¦ 2QU LoRE | Non-Red Flag Warning - Large Fires | 2031 | 5.6566e-08 | 5.9728e-08 | 5.8992e-08 | 5.6183e-08 | 5.777 | 0.74734 | 3.238 | 1.7917 | 0 | 0 | 0 | 0 | 1.288e-05 | 3.2678e-07 | 0 | 3.2678e-07 | 3.4505e-07 | 0 | 3.4505e-07 | 3.408e-07 | 0 | 3.408e-07 | 3.2457e-07 | 0 | 3.2457e-07
[79 empty] | WLDFR | HFTD - Distribution - Tier 3 - 4QU CoRE ¦ 2QU LoRE | Non-Red Flag Warning - Large Fires | 2032 | 5.6566e-08 | 5.9728e-08 | 5.8992e-08 | 5.6183e-08 | 5.777 | 0.74734 | 3.238 | 1.7917 | 0 | 0 | 0 | 0 | 1.288e-05 | 3.2678e-07 | 0 | 3.2678e-07 | 3.4505e-07 | 0 | 3.4505e-07 | 3.408e-07 | 0 | 3.408e-07 | 3.2457e-07 | 0 | 3.2457e-07
[79 empty] | WLDFR | HFTD - Distribution - Tier 3 - 4QU CoRE ¦ 2QU LoRE | Non-Red Flag Warning - Large Fires | 2033 | 5.6566e-08 | 5.9728e-08 | 5.8992e-08 | 5.6183e-08 | 6.1205 | 0.77885 | 3.4265 | 1.9151 | 0 | 0 | 0 | 0 | 1.288e-05 | 3.4621e-07 | 0 | 3.4621e-07 | 3.6557e-07 | 0 | 3.6557e-07 | 3.6106e-07 | 0 | 3.6106e-07 | 3.4387e-07 | 0 | 3.4387e-07
[79 empty] | WLDFR | HFTD - Distribution - Tier 3 - 4QU CoRE ¦ 2QU LoRE | Non-Red Flag Warning - Large Fires | 2034 | 5.6566e-08 | 5.9728e-08 | 5.8992e-08 | 5.6183e-08 | 6.1205 | 0.77885 | 3.4265 | 1.9151 | 0 | 0 | 0 | 0 | 1.288e-05 | 3.4621e-07 | 0 | 3.4621e-07 | 3.6557e-07 | 0 | 3.6557e-07 | 3.6106e-07 | 0 | 3.6106e-07 | 3.4387e-07 | 0 | 3.4387e-07
[79 empty] | WLDFR | HFTD - Distribution - Tier 3 - 4QU CoRE ¦ 2QU LoRE | Non-Red Flag Warning - Large Fires | 2035 | 5.6566e-08 | 5.9728e-08 | 5.8992e-08 | 5.6183e-08 | 6.1205 | 0.77885 | 3.4265 | 1.9151 | 0 | 0 | 0 | 0 | 1.288e-05 | 3.4621e-07 | 0 | 3.4621e-07 | 3.6557e-07 | 0 | 3.6557e-07 | 3.6106e-07 | 0 | 3.6106e-07 | 3.4387e-07 | 0 | 3.4387e-07
[79 empty] | WLDFR | HFTD - Distribution - Tier 3 - 4QU CoRE ¦ 2QU LoRE | Non-Red Flag Warning - Large Fires | 2036 | 5.6566e-08 | 5.9728e-08 | 5.8992e-08 | 5.6183e-08 | 6.1205 | 0.77885 | 3.4265 | 1.9151 | 0 | 0 | 0 | 0 | 1.288e-05 | 3.4621e-07 | 0 | 3.4621e-07 | 3.6557e-07 | 0 | 3.6557e-07 | 3.6106e-07 | 0 | 3.6106e-07 | 3.4387e-07 | 0 | 3.4387e-07
[79 empty] | WLDFR | HFTD - Distribution - Tier 3 - 4QU CoRE ¦ 2QU LoRE | Non-Red Flag Warning - Large Fires | 2037 | 5.6566e-08 | 5.9728e-08 | 5.8992e-08 | 5.6183e-08 | 6.1205 | 0.77885 | 3.4265 | 1.9151 | 0 | 0 | 0 | 0 | 1.288e-05 | 3.4621e-07 | 0 | 3.4621e-07 | 3.6557e-07 | 0 | 3.6557e-07 | 3.6106e-07 | 0 | 3.6106e-07 | 3.4387e-07 | 0 | 3.4387e-07
[79 empty] | WLDFR | HFTD - Distribution - Tier 3 - 4QU CoRE ¦ 2QU LoRE | Non-Red Flag Warning - Large Fires | 2038 | 5.6566e-08 | 5.9728e-08 | 5.8992e-08 | 5.6183e-08 | 6.5028 | 0.81304 | 3.6355 | 2.0543 | 0 | 0 | 0 | 0 | 1.288e-05 | 3.6784e-07 | 0 | 3.6784e-07 | 3.884e-07 | 0 | 3.884e-07 | 3.8362e-07 | 0 | 3.8362e-07 | 3.6535e-07 | 0 | 3.6535e-07
[79 empty] | WLDFR | HFTD - Distribution - Tier 3 - 4QU CoRE ¦ 2QU LoRE | Non-Red Flag Warning - Large Fires | 2039 | 5.6566e-08 | 5.9728e-08 | 5.8992e-08 | 5.6183e-08 | 6.5028 | 0.81304 | 3.6355 | 2.0543 | 0 | 0 | 0 | 0 | 1.288e-05 | 3.6784e-07 | 0 | 3.6784e-07 | 3.884e-07 | 0 | 3.884e-07 | 3.8362e-07 | 0 | 3.8362e-07 | 3.6535e-07 | 0 | 3.6535e-07
[79 empty] | WLDFR | HFTD - Distribution - Tier 3 - 4QU CoRE ¦ 2QU LoRE | Non-Red Flag Warning - Large Fires | 2040 | 5.6566e-08 | 5.9728e-08 | 5.8992e-08 | 5.6183e-08 | 6.5028 | 0.81304 | 3.6355 | 2.0543 | 0 | 0 | 0 | 0 | 1.288e-05 | 3.6784e-07 | 0 | 3.6784e-07 | 3.884e-07 | 0 | 3.884e-07 | 3.8362e-07 | 0 | 3.8362e-07 | 3.6535e-07 | 0 | 3.6535e-07
[79 empty] | WLDFR | HFTD - Distribution - Tier 3 - 4QU CoRE ¦ 2QU LoRE | Non-Red Flag Warning - Large Fires | 2041 | 5.6566e-08 | 5.9728e-08 | 5.8992e-08 | 5.6183e-08 | 6.5028 | 0.81304 | 3.6355 | 2.0543 | 0 | 0 | 0 | 0 | 1.288e-05 | 3.6784e-07 | 0 | 3.6784e-07 | 3.884e-07 | 0 | 3.884e-07 | 3.8362e-07 | 0 | 3.8362e-07 | 3.6535e-07 | 0 | 3.6535e-07
[79 empty] | WLDFR | HFTD - Distribution - Tier 3 - 4QU CoRE ¦ 2QU LoRE | Non-Red Flag Warning - Large Fires | 2042 | 5.6566e-08 | 5.9728e-08 | 5.8992e-08 | 5.6183e-08 | 6.5028 | 0.81304 | 3.6355 | 2.0543 | 0 | 0 | 0 | 0 | 1.288e-05 | 3.6784e-07 | 0 | 3.6784e-07 | 3.884e-07 | 0 | 3.884e-07 | 3.8362e-07 | 0 | 3.8362e-07 | 3.6535e-07 | 0 | 3.6535e-07
[79 empty] | WLDFR | HFTD - Distribution - Tier 3 - 4QU CoRE ¦ 2QU LoRE | Non-Red Flag Warning - Large Fires | 2043 | 5.6566e-08 | 5.9728e-08 | 5.8992e-08 | 5.6183e-08 | 6.9209 | 0.84944 | 3.8632 | 2.2083 | 0 | 0 | 0 | 0 | 1.288e-05 | 3.9149e-07 | 0 | 3.9149e-07 | 4.1337e-07 | 0 | 4.1337e-07 | 4.0828e-07 | 0 | 4.0828e-07 | 3.8884e-07 | 0 | 3.8884e-07
[79 empty] | WLDFR | HFTD - Distribution - Tier 3 - 4QU CoRE ¦ 2QU LoRE | Non-Red Flag Warning - Large Fires | 2044 | 5.6566e-08 | 5.9728e-08 | 5.8992e-08 | 5.6183e-08 | 6.9209 | 0.84944 | 3.8632 | 2.2083 | 0 | 0 | 0 | 0 | 1.288e-05 | 3.9149e-07 | 0 | 3.9149e-07 | 4.1337e-07 | 0 | 4.1337e-07 | 4.0828e-07 | 0 | 4.0828e-07 | 3.8884e-07 | 0 | 3.8884e-07
[79 empty] | WLDFR | HFTD - Distribution - Tier 3 - 4QU CoRE ¦ 2QU LoRE | Non-Red Flag Warning - Large Fires | 2045 | 5.6566e-08 | 5.9728e-08 | 5.8992e-08 | 5.6183e-08 | 6.9209 | 0.84944 | 3.8632 | 2.2083 | 0 | 0 | 0 | 0 | 1.288e-05 | 3.9149e-07 | 0 | 3.9149e-07 | 4.1337e-07 | 0 | 4.1337e-07 | 4.0828e-07 | 0 | 4.0828e-07 | 3.8884e-07 | 0 | 3.8884e-07
[79 empty] | WLDFR | HFTD - Distribution - Tier 3 - 4QU CoRE ¦ 2QU LoRE | Non-Red Flag Warning - Large Fires | 2046 | 5.6566e-08 | 5.9728e-08 | 5.8992e-08 | 5.6183e-08 | 6.9209 | 0.84944 | 3.8632 | 2.2083 | 0 | 0 | 0 | 0 | 1.288e-05 | 3.9149e-07 | 0 | 3.9149e-07 | 4.1337e-07 | 0 | 4.1337e-07 | 4.0828e-07 | 0 | 4.0828e-07 | 3.8884e-07 | 0 | 3.8884e-07
[79 empty] | WLDFR | HFTD - Distribution - Tier 3 - 4QU CoRE ¦ 2QU LoRE | Non-Red Flag Warning - Large Fires | 2047 | 5.6566e-08 | 5.9728e-08 | 5.8992e-08 | 5.6183e-08 | 6.9209 | 0.84944 | 3.8632 | 2.2083 | 0 | 0 | 0 | 0 | 1.288e-05 | 3.9149e-07 | 0 | 3.9149e-07 | 4.1337e-07 | 0 | 4.1337e-07 | 4.0828e-07 | 0 | 4.0828e-07 | 3.8884e-07 | 0 | 3.8884e-07
[79 empty] | WLDFR | HFTD - Distribution - Tier 3 - 4QU CoRE ¦ 2QU LoRE | Non-Red Flag Warning - Large Fires | 2048 | 5.6566e-08 | 5.9728e-08 | 5.8992e-08 | 5.6183e-08 | 7.3713 | 0.88759 | 4.1075 | 2.3763 | 0 | 0 | 0 | 0 | 1.288e-05 | 4.1696e-07 | 0 | 4.1696e-07 | 4.4028e-07 | 0 | 4.4028e-07 | 4.3485e-07 | 0 | 4.3485e-07 | 4.1415e-07 | 0 | 4.1415e-07
[79 empty] | WLDFR | HFTD - Distribution - Tier 3 - 4QU CoRE ¦ 2QU LoRE | Non-Red Flag Warning - Large Fires | 2049 | 5.6566e-08 | 5.9728e-08 | 5.8992e-08 | 5.6183e-08 | 7.3713 | 0.88759 | 4.1075 | 2.3763 | 0 | 0 | 0 | 0 | 1.288e-05 | 4.1696e-07 | 0 | 4.1696e-07 | 4.4028e-07 | 0 | 4.4028e-07 | 4.3485e-07 | 0 | 4.3485e-07 | 4.1415e-07 | 0 | 4.1415e-07
[79 empty] | WLDFR | HFTD - Distribution - Tier 3 - 4QU CoRE ¦ 2QU LoRE | Non-Red Flag Warning - Large Fires | 2050 | 0 | 5.9728e-08 | 5.8992e-08 | 5.6183e-08 | 7.3713 | 0.88759 | 4.1075 | 2.3763 | 0 | 0 | 0 | 0 | 1.288e-05 | 0 | 0 | 0 | 4.4028e-07 | 0 | 4.4028e-07 | 4.3485e-07 | 0 | 4.3485e-07 | 4.1415e-07 | 0 | 4.1415e-07
[79 empty] | WLDFR | HFTD - Distribution - Tier 3 - 4QU CoRE ¦ 2QU LoRE | Non-Red Flag Warning - Large Fires | 2051 | 0 | 0 | 5.8992e-08 | 5.6183e-08 | 7.3713 | 0.88759 | 4.1075 | 2.3763 | 0 | 0 | 0 | 0 | 1.288e-05 | 0 | 0 | 0 | 0 | 0 | 0 | 4.3485e-07 | 0 | 4.3485e-07 | 4.1415e-07 | 0 | 4.1415e-07
[79 empty] | WLDFR | HFTD - Distribution - Tier 3 - 4QU CoRE ¦ 2QU LoRE | Non-Red Flag Warning - Large Fires | 2052 | 0 | 0 | 0 | 5.6183e-08 | 7.3713 | 0.88759 | 4.1075 | 2.3763 | 0 | 0 | 0 | 0 | 1.288e-05 | 0 | 0 | 0 | 0 | 0 | 0 | 0 | 0 | 0 | 4.1415e-07 | 0 | 4.1415e-07
[79 empty] | WLDFR | HFTD - Distribution - Tier 3 - 4QU CoRE ¦ 2QU LoRE | Non-Red Flag Warning - Small Fires | 2020 | 4.794e-05 | 0 | 0 | 0 | 0.077901 | 0.036425 | 0.0015809 | 0.039895 | 0 | 0 | 0 | 0 | 0.0054162 | 3.7345e-06 | 0 | 3.7345e-06 | 0 | 0 | 0 | 0 | 0 | 0 | 0 | 0 | 0
[79 empty] | WLDFR | HFTD - Distribution - Tier 3 - 4QU CoRE ¦ 2QU LoRE | Non-Red Flag Warning - Small Fires | 2021 | 2.6547e-05 | 5.062e-05 | 0 | 0 | 0.077901 | 0.036425 | 0.0015809 | 0.039895 | 0 | 0 | 0 | 0 | 0.0054162 | 2.0681e-06 | 0 | 2.0681e-06 | 3.9433e-06 | 0 | 3.9433e-06 | 0 | 0 | 0 | 0 | 0 | 0
[79 empty] | WLDFR | HFTD - Distribution - Tier 3 - 4QU CoRE ¦ 2QU LoRE | Non-Red Flag Warning - Small Fires | 2022 | 2.4762e-05 | 2.6146e-05 | 4.686e-05 | 0 | 0.077901 | 0.036425 | 0.0015809 | 0.039895 | 0 | 0 | 0 | 0 | 0.0053131 | 1.929e-06 | 0 | 1.929e-06 | 2.0368e-06 | 0 | 2.0368e-06 | 3.6505e-06 | 0 | 3.6505e-06 | 0 | 0 | 0
[79 empty] | WLDFR | HFTD - Distribution - Tier 3 - 4QU CoRE ¦ 2QU LoRE | Non-Red Flag Warning - Small Fires | 2023 | 2.4762e-05 | 2.6146e-05 | 2.5824e-05 | 4.4629e-05 | 0.080408 | 0.03759 | 0.0016314 | 0.041187 | 0 | 0 | 0 | 0 | 0.0053131 | 1.9911e-06 | 0 | 1.9911e-06 | 2.1024e-06 | 0 | 2.1024e-06 | 2.0765e-06 | 0 | 2.0765e-06 | 3.5885e-06 | 0 | 3.5885e-06
[79 empty] | WLDFR | HFTD - Distribution - Tier 3 - 4QU CoRE ¦ 2QU LoRE | Non-Red Flag Warning - Small Fires | 2024 | 2.4762e-05 | 2.6146e-05 | 2.5824e-05 | 2.4595e-05 | 0.080408 | 0.03759 | 0.0016314 | 0.041187 | 0 | 0 | 0 | 0 | 0.0053131 | 1.9911e-06 | 0 | 1.9911e-06 | 2.1024e-06 | 0 | 2.1024e-06 | 2.0765e-06 | 0 | 2.0765e-06 | 1.9776e-06 | 0 | 1.9776e-06
[79 empty] | WLDFR | HFTD - Distribution - Tier 3 - 4QU CoRE ¦ 2QU LoRE | Non-Red Flag Warning - Small Fires | 2025 | 2.4762e-05 | 2.6146e-05 | 2.5824e-05 | 2.4595e-05 | 0.080408 | 0.03759 | 0.0016314 | 0.041187 | 0 | 0 | 0 | 0 | 0.0053131 | 1.9911e-06 | 0 | 1.9911e-06 | 2.1024e-06 | 0 | 2.1024e-06 | 2.0765e-06 | 0 | 2.0765e-06 | 1.9776e-06 | 0 | 1.9776e-06
[79 empty] | WLDFR | HFTD - Distribution - Tier 3 - 4QU CoRE ¦ 2QU LoRE | Non-Red Flag Warning - Small Fires | 2026 | 2.4762e-05 | 2.6146e-05 | 2.5824e-05 | 2.4595e-05 | 0.080408 | 0.03759 | 0.0016314 | 0.041187 | 0 | 0 | 0 | 0 | 0.0053131 | 1.9911e-06 | 0 | 1.9911e-06 | 2.1024e-06 | 0 | 2.1024e-06 | 2.0765e-06 | 0 | 2.0765e-06 | 1.9776e-06 | 0 | 1.9776e-06
[79 empty] | WLDFR | HFTD - Distribution - Tier 3 - 4QU CoRE ¦ 2QU LoRE | Non-Red Flag Warning - Small Fires | 2027 | 2.4762e-05 | 2.6146e-05 | 2.5824e-05 | 2.4595e-05 | 0.080408 | 0.03759 | 0.0016314 | 0.041187 | 0 | 0 | 0 | 0 | 0.0053131 | 1.9911e-06 | 0 | 1.9911e-06 | 2.1024e-06 | 0 | 2.1024e-06 | 2.0765e-06 | 0 | 2.0765e-06 | 1.9776e-06 | 0 | 1.9776e-06
[79 empty] | WLDFR | HFTD - Distribution - Tier 3 - 4QU CoRE ¦ 2QU LoRE | Non-Red Flag Warning - Small Fires | 2028 | 2.4762e-05 | 2.6146e-05 | 2.5824e-05 | 2.4595e-05 | 0.083606 | 0.039055 | 0.001695 | 0.042856 | 0 | 0 | 0 | 0 | 0.0053131 | 2.0703e-06 | 0 | 2.0703e-06 | 2.186e-06 | 0 | 2.186e-06 | 2.1591e-06 | 0 | 2.1591e-06 | 2.0563e-06 | 0 | 2.0563e-06
[79 empty] | WLDFR | HFTD - Distribution - Tier 3 - 4QU CoRE ¦ 2QU LoRE | Non-Red Flag Warning - Small Fires | 2029 | 2.4762e-05 | 2.6146e-05 | 2.5824e-05 | 2.4595e-05 | 0.083606 | 0.039055 | 0.001695 | 0.042856 | 0 | 0 | 0 | 0 | 0.0053131 | 2.0703e-06 | 0 | 2.0703e-06 | 2.186e-06 | 0 | 2.186e-06 | 2.1591e-06 | 0 | 2.1591e-06 | 2.0563e-06 | 0 | 2.0563e-06
[79 empty] | WLDFR | HFTD - Distribution - Tier 3 - 4QU CoRE ¦ 2QU LoRE | Non-Red Flag Warning - Small Fires | 2030 | 2.4762e-05 | 2.6146e-05 | 2.5824e-05 | 2.4595e-05 | 0.083606 | 0.039055 | 0.001695 | 0.042856 | 0 | 0 | 0 | 0 | 0.0053131 | 2.0703e-06 | 0 | 2.0703e-06 | 2.186e-06 | 0 | 2.186e-06 | 2.1591e-06 | 0 | 2.1591e-06 | 2.0563e-06 | 0 | 2.0563e-06
[79 empty] | WLDFR | HFTD - Distribution - Tier 3 - 4QU CoRE ¦ 2QU LoRE | Non-Red Flag Warning - Small Fires | 2031 | 2.4762e-05 | 2.6146e-05 | 2.5824e-05 | 2.4595e-05 | 0.083606 | 0.039055 | 0.001695 | 0.042856 | 0 | 0 | 0 | 0 | 0.0053131 | 2.0703e-06 | 0 | 2.0703e-06 | 2.186e-06 | 0 | 2.186e-06 | 2.1591e-06 | 0 | 2.1591e-06 | 2.0563e-06 | 0 | 2.0563e-06
[79 empty] | WLDFR | HFTD - Distribution - Tier 3 - 4QU CoRE ¦ 2QU LoRE | Non-Red Flag Warning - Small Fires | 2032 | 2.4762e-05 | 2.6146e-05 | 2.5824e-05 | 2.4595e-05 | 0.083606 | 0.039055 | 0.001695 | 0.042856 | 0 | 0 | 0 | 0 | 0.0053131 | 2.0703e-06 | 0 | 2.0703e-06 | 2.186e-06 | 0 | 2.186e-06 | 2.1591e-06 | 0 | 2.1591e-06 | 2.0563e-06 | 0 | 2.0563e-06
[79 empty] | WLDFR | HFTD - Distribution - Tier 3 - 4QU CoRE ¦ 2QU LoRE | Non-Red Flag Warning - Small Fires | 2033 | 2.4762e-05 | 2.6146e-05 | 2.5824e-05 | 2.4595e-05 | 0.087211 | 0.040679 | 0.0017655 | 0.044766 | 0 | 0 | 0 | 0 | 0.0053131 | 2.1595e-06 | 0 | 2.1595e-06 | 2.2803e-06 | 0 | 2.2803e-06 | 2.2522e-06 | 0 | 2.2522e-06 | 2.1449e-06 | 0 | 2.1449e-06
[79 empty] | WLDFR | HFTD - Distribution - Tier 3 - 4QU CoRE ¦ 2QU LoRE | Non-Red Flag Warning - Small Fires | 2034 | 2.4762e-05 | 2.6146e-05 | 2.5824e-05 | 2.4595e-05 | 0.087211 | 0.040679 | 0.0017655 | 0.044766 | 0 | 0 | 0 | 0 | 0.0053131 | 2.1595e-06 | 0 | 2.1595e-06 | 2.2803e-06 | 0 | 2.2803e-06 | 2.2522e-06 | 0 | 2.2522e-06 | 2.1449e-06 | 0 | 2.1449e-06
[79 empty] | WLDFR | HFTD - Distribution - Tier 3 - 4QU CoRE ¦ 2QU LoRE | Non-Red Flag Warning - Small Fires | 2035 | 2.4762e-05 | 2.6146e-05 | 2.5824e-05 | 2.4595e-05 | 0.087211 | 0.040679 | 0.0017655 | 0.044766 | 0 | 0 | 0 | 0 | 0.0053131 | 2.1595e-06 | 0 | 2.1595e-06 | 2.2803e-06 | 0 | 2.2803e-06 | 2.2522e-06 | 0 | 2.2522e-06 | 2.1449e-06 | 0 | 2.1449e-06
[79 empty] | WLDFR | HFTD - Distribution - Tier 3 - 4QU CoRE ¦ 2QU LoRE | Non-Red Flag Warning - Small Fires | 2036 | 2.4762e-05 | 2.6146e-05 | 2.5824e-05 | 2.4595e-05 | 0.087211 | 0.040679 | 0.0017655 | 0.044766 | 0 | 0 | 0 | 0 | 0.0053131 | 2.1595e-06 | 0 | 2.1595e-06 | 2.2803e-06 | 0 | 2.2803e-06 | 2.2522e-06 | 0 | 2.2522e-06 | 2.1449e-06 | 0 | 2.1449e-06
[79 empty] | WLDFR | HFTD - Distribution - Tier 3 - 4QU CoRE ¦ 2QU LoRE | Non-Red Flag Warning - Small Fires | 2037 | 2.4762e-05 | 2.6146e-05 | 2.5824e-05 | 2.4595e-05 | 0.087211 | 0.040679 | 0.0017655 | 0.044766 | 0 | 0 | 0 | 0 | 0.0053131 | 2.1595e-06 | 0 | 2.1595e-06 | 2.2803e-06 | 0 | 2.2803e-06 | 2.2522e-06 | 0 | 2.2522e-06 | 2.1449e-06 | 0 | 2.1449e-06
[79 empty] | WLDFR | HFTD - Distribution - Tier 3 - 4QU CoRE ¦ 2QU LoRE | Non-Red Flag Warning - Small Fires | 2038 | 2.4762e-05 | 2.6146e-05 | 2.5824e-05 | 2.4595e-05 | 0.091184 | 0.042438 | 0.0018418 | 0.046905 | 0 | 0 | 0 | 0 | 0.0053131 | 2.2579e-06 | 0 | 2.2579e-06 | 2.3841e-06 | 0 | 2.3841e-06 | 2.3548e-06 | 0 | 2.3548e-06 | 2.2426e-06 | 0 | 2.2426e-06
[79 empty] | WLDFR | HFTD - Distribution - Tier 3 - 4QU CoRE ¦ 2QU LoRE | Non-Red Flag Warning - Small Fires | 2039 | 2.4762e-05 | 2.6146e-05 | 2.5824e-05 | 2.4595e-05 | 0.091184 | 0.042438 | 0.0018418 | 0.046905 | 0 | 0 | 0 | 0 | 0.0053131 | 2.2579e-06 | 0 | 2.2579e-06 | 2.3841e-06 | 0 | 2.3841e-06 | 2.3548e-06 | 0 | 2.3548e-06 | 2.2426e-06 | 0 | 2.2426e-06
[79 empty] | WLDFR | HFTD - Distribution - Tier 3 - 4QU CoRE ¦ 2QU LoRE | Non-Red Flag Warning - Small Fires | 2040 | 2.4762e-05 | 2.6146e-05 | 2.5824e-05 | 2.4595e-05 | 0.091184 | 0.042438 | 0.0018418 | 0.046905 | 0 | 0 | 0 | 0 | 0.0053131 | 2.2579e-06 | 0 | 2.2579e-06 | 2.3841e-06 | 0 | 2.3841e-06 | 2.3548e-06 | 0 | 2.3548e-06 | 2.2426e-06 | 0 | 2.2426e-06
[79 empty] | WLDFR | HFTD - Distribution - Tier 3 - 4QU CoRE ¦ 2QU LoRE | Non-Red Flag Warning - Small Fires | 2041 | 2.4762e-05 | 2.6146e-05 | 2.5824e-05 | 2.4595e-05 | 0.091184 | 0.042438 | 0.0018418 | 0.046905 | 0 | 0 | 0 | 0 | 0.0053131 | 2.2579e-06 | 0 | 2.2579e-06 | 2.3841e-06 | 0 | 2.3841e-06 | 2.3548e-06 | 0 | 2.3548e-06 | 2.2426e-06 | 0 | 2.2426e-06
[79 empty] | WLDFR | HFTD - Distribution - Tier 3 - 4QU CoRE ¦ 2QU LoRE | Non-Red Flag Warning - Small Fires | 2042 | 2.4762e-05 | 2.6146e-05 | 2.5824e-05 | 2.4595e-05 | 0.091184 | 0.042438 | 0.0018418 | 0.046905 | 0 | 0 | 0 | 0 | 0.0053131 | 2.2579e-06 | 0 | 2.2579e-06 | 2.3841e-06 | 0 | 2.3841e-06 | 2.3548e-06 | 0 | 2.3548e-06 | 2.2426e-06 | 0 | 2.2426e-06
[79 empty] | WLDFR | HFTD - Distribution - Tier 3 - 4QU CoRE ¦ 2QU LoRE | Non-Red Flag Warning - Small Fires | 2043 | 2.4762e-05 | 2.6146e-05 | 2.5824e-05 | 2.4595e-05 | 0.095486 | 0.044306 | 0.0019228 | 0.049257 | 0 | 0 | 0 | 0 | 0.0053131 | 2.3644e-06 | 0 | 2.3644e-06 | 2.4966e-06 | 0 | 2.4966e-06 | 2.4659e-06 | 0 | 2.4659e-06 | 2.3484e-06 | 0 | 2.3484e-06
[79 empty] | WLDFR | HFTD - Distribution - Tier 3 - 4QU CoRE ¦ 2QU LoRE | Non-Red Flag Warning - Small Fires | 2044 | 2.4762e-05 | 2.6146e-05 | 2.5824e-05 | 2.4595e-05 | 0.095486 | 0.044306 | 0.0019228 | 0.049257 | 0 | 0 | 0 | 0 | 0.0053131 | 2.3644e-06 | 0 | 2.3644e-06 | 2.4966e-06 | 0 | 2.4966e-06 | 2.4659e-06 | 0 | 2.4659e-06 | 2.3484e-06 | 0 | 2.3484e-06
[79 empty] | WLDFR | HFTD - Distribution - Tier 3 - 4QU CoRE ¦ 2QU LoRE | Non-Red Flag Warning - Small Fires | 2045 | 2.4762e-05 | 2.6146e-05 | 2.5824e-05 | 2.4595e-05 | 0.095486 | 0.044306 | 0.0019228 | 0.049257 | 0 | 0 | 0 | 0 | 0.0053131 | 2.3644e-06 | 0 | 2.3644e-06 | 2.4966e-06 | 0 | 2.4966e-06 | 2.4659e-06 | 0 | 2.4659e-06 | 2.3484e-06 | 0 | 2.3484e-06
[79 empty] | WLDFR | HFTD - Distribution - Tier 3 - 4QU CoRE ¦ 2QU LoRE | Non-Red Flag Warning - Small Fires | 2046 | 2.4762e-05 | 2.6146e-05 | 2.5824e-05 | 2.4595e-05 | 0.095486 | 0.044306 | 0.0019228 | 0.049257 | 0 | 0 | 0 | 0 | 0.0053131 | 2.3644e-06 | 0 | 2.3644e-06 | 2.4966e-06 | 0 | 2.4966e-06 | 2.4659e-06 | 0 | 2.4659e-06 | 2.3484e-06 | 0 | 2.3484e-06
[79 empty] | WLDFR | HFTD - Distribution - Tier 3 - 4QU CoRE ¦ 2QU LoRE | Non-Red Flag Warning - Small Fires | 2047 | 2.4762e-05 | 2.6146e-05 | 2.5824e-05 | 2.4595e-05 | 0.095486 | 0.044306 | 0.0019228 | 0.049257 | 0 | 0 | 0 | 0 | 0.0053131 | 2.3644e-06 | 0 | 2.3644e-06 | 2.4966e-06 | 0 | 2.4966e-06 | 2.4659e-06 | 0 | 2.4659e-06 | 2.3484e-06 | 0 | 2.3484e-06
[79 empty] | WLDFR | HFTD - Distribution - Tier 3 - 4QU CoRE ¦ 2QU LoRE | Non-Red Flag Warning - Small Fires | 2048 | 2.4762e-05 | 2.6146e-05 | 2.5824e-05 | 2.4595e-05 | 0.10007 | 0.04626 | 0.0020076 | 0.051804 | 0 | 0 | 0 | 0 | 0.0053131 | 2.478e-06 | 0 | 2.478e-06 | 2.6165e-06 | 0 | 2.6165e-06 | 2.5843e-06 | 0 | 2.5843e-06 | 2.4612e-06 | 0 | 2.4612e-06
[79 empty] | WLDFR | HFTD - Distribution - Tier 3 - 4QU CoRE ¦ 2QU LoRE | Non-Red Flag Warning - Small Fires | 2049 | 2.4762e-05 | 2.6146e-05 | 2.5824e-05 | 2.4595e-05 | 0.10007 | 0.04626 | 0.0020076 | 0.051804 | 0 | 0 | 0 | 0 | 0.0053131 | 2.478e-06 | 0 | 2.478e-06 | 2.6165e-06 | 0 | 2.6165e-06 | 2.5843e-06 | 0 | 2.5843e-06 | 2.4612e-06 | 0 | 2.4612e-06
[79 empty] | WLDFR | HFTD - Distribution - Tier 3 - 4QU CoRE ¦ 2QU LoRE | Non-Red Flag Warning - Small Fires | 2050 | 0 | 2.6146e-05 | 2.5824e-05 | 2.4595e-05 | 0.10007 | 0.04626 | 0.0020076 | 0.051804 | 0 | 0 | 0 | 0 | 0.0053131 | 0 | 0 | 0 | 2.6165e-06 | 0 | 2.6165e-06 | 2.5843e-06 | 0 | 2.5843e-06 | 2.4612e-06 | 0 | 2.4612e-06
[79 empty] | WLDFR | HFTD - Distribution - Tier 3 - 4QU CoRE ¦ 2QU LoRE | Non-Red Flag Warning - Small Fires | 2051 | 0 | 0 | 2.5824e-05 | 2.4595e-05 | 0.10007 | 0.04626 | 0.0020076 | 0.051804 | 0 | 0 | 0 | 0 | 0.0053131 | 0 | 0 | 0 | 0 | 0 | 0 | 2.5843e-06 | 0 | 2.5843e-06 | 2.4612e-06 | 0 | 2.4612e-06
[79 empty] | WLDFR | HFTD - Distribution - Tier 3 - 4QU CoRE ¦ 2QU LoRE | Non-Red Flag Warning - Small Fires | 2052 | 0 | 0 | 0 | 2.4595e-05 | 0.10007 | 0.04626 | 0.0020076 | 0.051804 | 0 | 0 | 0 | 0 | 0.0053131 | 0 | 0 | 0 | 0 | 0 | 0 | 0 | 0 | 0 | 2.4612e-06 | 0 | 2.4612e-06
[79 empty] | WLDFR | HFTD - Distribution - Tier 3 - 4QU CoRE ¦ 2QU LoRE | Red Flag Warning - Catastrophic Fires | 2020 | 1.5006e-07 | 0 | 0 | 0 | 14146.1306 | 222.2294 | 8585.7228 | 5338.1784 | 0 | 0 | 0 | 0 | 1.1202e-05 | 0.0021227 | 0 | 0.0021227 | 0 | 0 | 0 | 0 | 0 | 0 | 0 | 0 | 0
[79 empty] | WLDFR | HFTD - Distribution - Tier 3 - 4QU CoRE ¦ 2QU LoRE | Red Flag Warning - Catastrophic Fires | 2021 | 1.0064e-07 | 1.5845e-07 | 0 | 0 | 14146.1306 | 222.2294 | 8585.7228 | 5338.1784 | 0 | 0 | 0 | 0 | 1.1202e-05 | 0.0014237 | 0 | 0.0014237 | 0.0022414 | 0 | 0.0022414 | 0 | 0 | 0 | 0 | 0 | 0
[79 empty] | WLDFR | HFTD - Distribution - Tier 3 - 4QU CoRE ¦ 2QU LoRE | Red Flag Warning - Catastrophic Fires | 2022 | 9.2087e-08 | 9.7235e-08 | 1.4414e-07 | 0 | 14146.1306 | 222.2294 | 8585.7228 | 5338.1784 | 0 | 0 | 0 | 0 | 1.087e-05 | 0.0013027 | 0 | 0.0013027 | 0.0013755 | 0 | 0.0013755 | 0.002039 | 0 | 0.002039 | 0 | 0 | 0
[79 empty] | WLDFR | HFTD - Distribution - Tier 3 - 4QU CoRE ¦ 2QU LoRE | Red Flag Warning - Catastrophic Fires | 2023 | 9.2087e-08 | 9.7235e-08 | 9.6037e-08 | 1.3728e-07 | 14664.6376 | 233.2301 | 8896.516 | 5534.8915 | 0 | 0 | 0 | 0 | 1.087e-05 | 0.0013504 | 0 | 0.0013504 | 0.0014259 | 0 | 0.0014259 | 0.0014084 | 0 | 0.0014084 | 0.0020131 | 0 | 0.0020131
[79 empty] | WLDFR | HFTD - Distribution - Tier 3 - 4QU CoRE ¦ 2QU LoRE | Red Flag Warning - Catastrophic Fires | 2024 | 9.2087e-08 | 9.7235e-08 | 9.6037e-08 | 9.1464e-08 | 14664.6376 | 233.2301 | 8896.516 | 5534.8915 | 0 | 0 | 0 | 0 | 1.087e-05 | 0.0013504 | 0 | 0.0013504 | 0.0014259 | 0 | 0.0014259 | 0.0014084 | 0 | 0.0014084 | 0.0013413 | 0 | 0.0013413
[79 empty] | WLDFR | HFTD - Distribution - Tier 3 - 4QU CoRE ¦ 2QU LoRE | Red Flag Warning - Catastrophic Fires | 2025 | 9.2087e-08 | 9.7235e-08 | 9.6037e-08 | 9.1464e-08 | 14664.6376 | 233.2301 | 8896.516 | 5534.8915 | 0 | 0 | 0 | 0 | 1.087e-05 | 0.0013504 | 0 | 0.0013504 | 0.0014259 | 0 | 0.0014259 | 0.0014084 | 0 | 0.0014084 | 0.0013413 | 0 | 0.0013413
[79 empty] | WLDFR | HFTD - Distribution - Tier 3 - 4QU CoRE ¦ 2QU LoRE | Red Flag Warning - Catastrophic Fires | 2026 | 9.2087e-08 | 9.7235e-08 | 9.6037e-08 | 9.1464e-08 | 14664.6376 | 233.2301 | 8896.516 | 5534.8915 | 0 | 0 | 0 | 0 | 1.087e-05 | 0.0013504 | 0 | 0.0013504 | 0.0014259 | 0 | 0.0014259 | 0.0014084 | 0 | 0.0014084 | 0.0013413 | 0 | 0.0013413
[79 empty] | WLDFR | HFTD - Distribution - Tier 3 - 4QU CoRE ¦ 2QU LoRE | Red Flag Warning - Catastrophic Fires | 2027 | 9.2087e-08 | 9.7235e-08 | 9.6037e-08 | 9.1464e-08 | 14664.6376 | 233.2301 | 8896.516 | 5534.8915 | 0 | 0 | 0 | 0 | 1.087e-05 | 0.0013504 | 0 | 0.0013504 | 0.0014259 | 0 | 0.0014259 | 0.0014084 | 0 | 0.0014084 | 0.0013413 | 0 | 0.0013413
[79 empty] | WLDFR | HFTD - Distribution - Tier 3 - 4QU CoRE ¦ 2QU LoRE | Red Flag Warning - Catastrophic Fires | 2028 | 9.2087e-08 | 9.7235e-08 | 9.6037e-08 | 9.1464e-08 | 15317.9909 | 247.273 | 9287.6491 | 5783.0689 | 0 | 0 | 0 | 0 | 1.087e-05 | 0.0014106 | 0 | 0.0014106 | 0.0014894 | 0 | 0.0014894 | 0.0014711 | 0 | 0.0014711 | 0.001401 | 0 | 0.001401
[79 empty] | WLDFR | HFTD - Distribution - Tier 3 - 4QU CoRE ¦ 2QU LoRE | Red Flag Warning - Catastrophic Fires | 2029 | 9.2087e-08 | 9.7235e-08 | 9.6037e-08 | 9.1464e-08 | 15317.9909 | 247.273 | 9287.6491 | 5783.0689 | 0 | 0 | 0 | 0 | 1.087e-05 | 0.0014106 | 0 | 0.0014106 | 0.0014894 | 0 | 0.0014894 | 0.0014711 | 0 | 0.0014711 | 0.001401 | 0 | 0.001401
[79 empty] | WLDFR | HFTD - Distribution - Tier 3 - 4QU CoRE ¦ 2QU LoRE | Red Flag Warning - Catastrophic Fires | 2030 | 9.2087e-08 | 9.7235e-08 | 9.6037e-08 | 9.1464e-08 | 15317.9909 | 247.273 | 9287.6491 | 5783.0689 | 0 | 0 | 0 | 0 | 1.087e-05 | 0.0014106 | 0 | 0.0014106 | 0.0014894 | 0 | 0.0014894 | 0.0014711 | 0 | 0.0014711 | 0.001401 | 0 | 0.001401
[79 empty] | WLDFR | HFTD - Distribution - Tier 3 - 4QU CoRE ¦ 2QU LoRE | Red Flag Warning - Catastrophic Fires | 2031 | 9.2087e-08 | 9.7235e-08 | 9.6037e-08 | 9.1464e-08 | 15317.9909 | 247.273 | 9287.6491 | 5783.0689 | 0 | 0 | 0 | 0 | 1.087e-05 | 0.0014106 | 0 | 0.0014106 | 0.0014894 | 0 | 0.0014894 | 0.0014711 | 0 | 0.0014711 | 0.001401 | 0 | 0.001401
[79 empty] | WLDFR | HFTD - Distribution - Tier 3 - 4QU CoRE ¦ 2QU LoRE | Red Flag Warning - Catastrophic Fires | 2032 | 9.2087e-08 | 9.7235e-08 | 9.6037e-08 | 9.1464e-08 | 15317.9909 | 247.273 | 9287.6491 | 5783.0689 | 0 | 0 | 0 | 0 | 1.087e-05 | 0.0014106 | 0 | 0.0014106 | 0.0014894 | 0 | 0.0014894 | 0.0014711 | 0 | 0.0014711 | 0.001401 | 0 | 0.001401
[79 empty] | WLDFR | HFTD - Distribution - Tier 3 - 4QU CoRE ¦ 2QU LoRE | Red Flag Warning - Catastrophic Fires | 2033 | 9.2087e-08 | 9.7235e-08 | 9.6037e-08 | 9.1464e-08 | 16044.1264 | 263.1074 | 9721.74 | 6059.2791 | 0 | 0 | 0 | 0 | 1.087e-05 | 0.0014774 | 0 | 0.0014774 | 0.0015601 | 0 | 0.0015601 | 0.0015408 | 0 | 0.0015408 | 0.0014675 | 0 | 0.0014675
[79 empty] | WLDFR | HFTD - Distribution - Tier 3 - 4QU CoRE ¦ 2QU LoRE | Red Flag Warning - Catastrophic Fires | 2034 | 9.2087e-08 | 9.7235e-08 | 9.6037e-08 | 9.1464e-08 | 16044.1264 | 263.1074 | 9721.74 | 6059.2791 | 0 | 0 | 0 | 0 | 1.087e-05 | 0.0014774 | 0 | 0.0014774 | 0.0015601 | 0 | 0.0015601 | 0.0015408 | 0 | 0.0015408 | 0.0014675 | 0 | 0.0014675
[79 empty] | WLDFR | HFTD - Distribution - Tier 3 - 4QU CoRE ¦ 2QU LoRE | Red Flag Warning - Catastrophic Fires | 2035 | 9.2087e-08 | 9.7235e-08 | 9.6037e-08 | 9.1464e-08 | 16044.1264 | 263.1074 | 9721.74 | 6059.2791 | 0 | 0 | 0 | 0 | 1.087e-05 | 0.0014774 | 0 | 0.0014774 | 0.0015601 | 0 | 0.0015601 | 0.0015408 | 0 | 0.0015408 | 0.0014675 | 0 | 0.0014675
[79 empty] | WLDFR | HFTD - Distribution - Tier 3 - 4QU CoRE ¦ 2QU LoRE | Red Flag Warning - Catastrophic Fires | 2036 | 9.2087e-08 | 9.7235e-08 | 9.6037e-08 | 9.1464e-08 | 16044.1264 | 263.1074 | 9721.74 | 6059.2791 | 0 | 0 | 0 | 0 | 1.087e-05 | 0.0014774 | 0 | 0.0014774 | 0.0015601 | 0 | 0.0015601 | 0.0015408 | 0 | 0.0015408 | 0.0014675 | 0 | 0.0014675
[79 empty] | WLDFR | HFTD - Distribution - Tier 3 - 4QU CoRE ¦ 2QU LoRE | Red Flag Warning - Catastrophic Fires | 2037 | 9.2087e-08 | 9.7235e-08 | 9.6037e-08 | 9.1464e-08 | 16044.1264 | 263.1074 | 9721.74 | 6059.2791 | 0 | 0 | 0 | 0 | 1.087e-05 | 0.0014774 | 0 | 0.0014774 | 0.0015601 | 0 | 0.0015601 | 0.0015408 | 0 | 0.0015408 | 0.0014675 | 0 | 0.0014675
[79 empty] | WLDFR | HFTD - Distribution - Tier 3 - 4QU CoRE ¦ 2QU LoRE | Red Flag Warning - Catastrophic Fires | 2038 | 9.2087e-08 | 9.7235e-08 | 9.6037e-08 | 9.1464e-08 | 16832.3912 | 280.5544 | 10192.2718 | 6359.5651 | 0 | 0 | 0 | 0 | 1.087e-05 | 0.00155 | 0 | 0.00155 | 0.0016367 | 0 | 0.0016367 | 0.0016165 | 0 | 0.0016165 | 0.0015396 | 0 | 0.0015396
[79 empty] | WLDFR | HFTD - Distribution - Tier 3 - 4QU CoRE ¦ 2QU LoRE | Red Flag Warning - Catastrophic Fires | 2039 | 9.2087e-08 | 9.7235e-08 | 9.6037e-08 | 9.1464e-08 | 16832.3912 | 280.5544 | 10192.2718 | 6359.5651 | 0 | 0 | 0 | 0 | 1.087e-05 | 0.00155 | 0 | 0.00155 | 0.0016367 | 0 | 0.0016367 | 0.0016165 | 0 | 0.0016165 | 0.0015396 | 0 | 0.0015396
[79 empty] | WLDFR | HFTD - Distribution - Tier 3 - 4QU CoRE ¦ 2QU LoRE | Red Flag Warning - Catastrophic Fires | 2040 | 9.2087e-08 | 9.7235e-08 | 9.6037e-08 | 9.1464e-08 | 16832.3912 | 280.5544 | 10192.2718 | 6359.5651 | 0 | 0 | 0 | 0 | 1.087e-05 | 0.00155 | 0 | 0.00155 | 0.0016367 | 0 | 0.0016367 | 0.0016165 | 0 | 0.0016165 | 0.0015396 | 0 | 0.0015396
[79 empty] | WLDFR | HFTD - Distribution - Tier 3 - 4QU CoRE ¦ 2QU LoRE | Red Flag Warning - Catastrophic Fires | 2041 | 9.2087e-08 | 9.7235e-08 | 9.6037e-08 | 9.1464e-08 | 16832.3912 | 280.5544 | 10192.2718 | 6359.5651 | 0 | 0 | 0 | 0 | 1.087e-05 | 0.00155 | 0 | 0.00155 | 0.0016367 | 0 | 0.0016367 | 0.0016165 | 0 | 0.0016165 | 0.0015396 | 0 | 0.0015396
[79 empty] | WLDFR | HFTD - Distribution - Tier 3 - 4QU CoRE ¦ 2QU LoRE | Red Flag Warning - Catastrophic Fires | 2042 | 9.2087e-08 | 9.7235e-08 | 9.6037e-08 | 9.1464e-08 | 16832.3912 | 280.5544 | 10192.2718 | 6359.5651 | 0 | 0 | 0 | 0 | 1.087e-05 | 0.00155 | 0 | 0.00155 | 0.0016367 | 0 | 0.0016367 | 0.0016165 | 0 | 0.0016165 | 0.0015396 | 0 | 0.0015396
[79 empty] | WLDFR | HFTD - Distribution - Tier 3 - 4QU CoRE ¦ 2QU LoRE | Red Flag Warning - Catastrophic Fires | 2043 | 9.2087e-08 | 9.7235e-08 | 9.6037e-08 | 9.1464e-08 | 17672.0852 | 299.42 | 10692.7362 | 6679.929 | 0 | 0 | 0 | 0 | 1.087e-05 | 0.0016274 | 0 | 0.0016274 | 0.0017183 | 0 | 0.0017183 | 0.0016972 | 0 | 0.0016972 | 0.0016164 | 0 | 0.0016164
[79 empty] | WLDFR | HFTD - Distribution - Tier 3 - 4QU CoRE ¦ 2QU LoRE | Red Flag Warning - Catastrophic Fires | 2044 | 9.2087e-08 | 9.7235e-08 | 9.6037e-08 | 9.1464e-08 | 17672.0852 | 299.42 | 10692.7362 | 6679.929 | 0 | 0 | 0 | 0 | 1.087e-05 | 0.0016274 | 0 | 0.0016274 | 0.0017183 | 0 | 0.0017183 | 0.0016972 | 0 | 0.0016972 | 0.0016164 | 0 | 0.0016164
[79 empty] | WLDFR | HFTD - Distribution - Tier 3 - 4QU CoRE ¦ 2QU LoRE | Red Flag Warning - Catastrophic Fires | 2045 | 9.2087e-08 | 9.7235e-08 | 9.6037e-08 | 9.1464e-08 | 17672.0852 | 299.42 | 10692.7362 | 6679.929 | 0 | 0 | 0 | 0 | 1.087e-05 | 0.0016274 | 0 | 0.0016274 | 0.0017183 | 0 | 0.0017183 | 0.0016972 | 0 | 0.0016972 | 0.0016164 | 0 | 0.0016164
[79 empty] | WLDFR | HFTD - Distribution - Tier 3 - 4QU CoRE ¦ 2QU LoRE | Red Flag Warning - Catastrophic Fires | 2046 | 9.2087e-08 | 9.7235e-08 | 9.6037e-08 | 9.1464e-08 | 17672.0852 | 299.42 | 10692.7362 | 6679.929 | 0 | 0 | 0 | 0 | 1.087e-05 | 0.0016274 | 0 | 0.0016274 | 0.0017183 | 0 | 0.0017183 | 0.0016972 | 0 | 0.0016972 | 0.0016164 | 0 | 0.0016164
[79 empty] | WLDFR | HFTD - Distribution - Tier 3 - 4QU CoRE ¦ 2QU LoRE | Red Flag Warning - Catastrophic Fires | 2047 | 9.2087e-08 | 9.7235e-08 | 9.6037e-08 | 9.1464e-08 | 17672.0852 | 299.42 | 10692.7362 | 6679.929 | 0 | 0 | 0 | 0 | 1.087e-05 | 0.0016274 | 0 | 0.0016274 | 0.0017183 | 0 | 0.0017183 | 0.0016972 | 0 | 0.0016972 | 0.0016164 | 0 | 0.0016164
[79 empty] | WLDFR | HFTD - Distribution - Tier 3 - 4QU CoRE ¦ 2QU LoRE | Red Flag Warning - Catastrophic Fires | 2048 | 9.2087e-08 | 9.7235e-08 | 9.6037e-08 | 9.1464e-08 | 18552.3348 | 319.4911 | 11216.5626 | 7016.281 | 0 | 0 | 0 | 0 | 1.087e-05 | 0.0017084 | 0 | 0.0017084 | 0.0018039 | 0 | 0.0018039 | 0.0017817 | 0 | 0.0017817 | 0.0016969 | 0 | 0.0016969
[79 empty] | WLDFR | HFTD - Distribution - Tier 3 - 4QU CoRE ¦ 2QU LoRE | Red Flag Warning - Catastrophic Fires | 2049 | 9.2087e-08 | 9.7235e-08 | 9.6037e-08 | 9.1464e-08 | 18552.3348 | 319.4911 | 11216.5626 | 7016.281 | 0 | 0 | 0 | 0 | 1.087e-05 | 0.0017084 | 0 | 0.0017084 | 0.0018039 | 0 | 0.0018039 | 0.0017817 | 0 | 0.0017817 | 0.0016969 | 0 | 0.0016969
[79 empty] | WLDFR | HFTD - Distribution - Tier 3 - 4QU CoRE ¦ 2QU LoRE | Red Flag Warning - Catastrophic Fires | 2050 | 0 | 9.7235e-08 | 9.6037e-08 | 9.1464e-08 | 18552.3348 | 319.4911 | 11216.5626 | 7016.281 | 0 | 0 | 0 | 0 | 1.087e-05 | 0 | 0 | 0 | 0.0018039 | 0 | 0.0018039 | 0.0017817 | 0 | 0.0017817 | 0.0016969 | 0 | 0.0016969
[79 empty] | WLDFR | HFTD - Distribution - Tier 3 - 4QU CoRE ¦ 2QU LoRE | Red Flag Warning - Catastrophic Fires | 2051 | 0 | 0 | 9.6037e-08 | 9.1464e-08 | 18552.3348 | 319.4911 | 11216.5626 | 7016.281 | 0 | 0 | 0 | 0 | 1.087e-05 | 0 | 0 | 0 | 0 | 0 | 0 | 0.0017817 | 0 | 0.0017817 | 0.0016969 | 0 | 0.0016969
[79 empty] | WLDFR | HFTD - Distribution - Tier 3 - 4QU CoRE ¦ 2QU LoRE | Red Flag Warning - Catastrophic Fires | 2052 | 0 | 0 | 0 | 9.1464e-08 | 18552.3348 | 319.4911 | 11216.5626 | 7016.281 | 0 | 0 | 0 | 0 | 1.087e-05 | 0 | 0 | 0 | 0 | 0 | 0 | 0 | 0 | 0 | 0.0016969 | 0 | 0.0016969
[79 empty] | WLDFR | HFTD - Distribution - Tier 3 - 4QU CoRE ¦ 2QU LoRE | Red Flag Warning - Destructive Fires | 2020 | 2.108e-08 | 0 | 0 | 0 | 8807.9522 | 222.2294 | 8585.7228 | 0 | 0 | 0 | 0 | 0 | 1.7289e-06 | 0.00018568 | 0 | 0.00018568 | 0 | 0 | 0 | 0 | 0 | 0 | 0 | 0 | 0
[79 empty] | WLDFR | HFTD - Distribution - Tier 3 - 4QU CoRE ¦ 2QU LoRE | Red Flag Warning - Destructive Fires | 2021 | 1.4147e-08 | 2.2259e-08 | 0 | 0 | 8807.9522 | 222.2294 | 8585.7228 | 0 | 0 | 0 | 0 | 0 | 1.7289e-06 | 0.0001246 | 0 | 0.0001246 | 0.00019606 | 0 | 0.00019606 | 0 | 0 | 0 | 0 | 0 | 0
[79 empty] | WLDFR | HFTD - Distribution - Tier 3 - 4QU CoRE ¦ 2QU LoRE | Red Flag Warning - Destructive Fires | 2022 | 1.2879e-08 | 1.3599e-08 | 2.0156e-08 | 0 | 8807.9522 | 222.2294 | 8585.7228 | 0 | 0 | 0 | 0 | 0 | 1.6783e-06 | 0.00011344 | 0 | 0.00011344 | 0.00011978 | 0 | 0.00011978 | 0.00017753 | 0 | 0.00017753 | 0 | 0 | 0
[79 empty] | WLDFR | HFTD - Distribution - Tier 3 - 4QU CoRE ¦ 2QU LoRE | Red Flag Warning - Destructive Fires | 2023 | 1.2879e-08 | 1.3599e-08 | 1.3431e-08 | 1.9196e-08 | 9129.7461 | 233.2301 | 8896.516 | 0 | 0 | 0 | 0 | 0 | 1.6783e-06 | 0.00011758 | 0 | 0.00011758 | 0.00012416 | 0 | 0.00012416 | 0.00012263 | 0 | 0.00012263 | 0.00017526 | 0 | 0.00017526
[79 empty] | WLDFR | HFTD - Distribution - Tier 3 - 4QU CoRE ¦ 2QU LoRE | Red Flag Warning - Destructive Fires | 2024 | 1.2879e-08 | 1.3599e-08 | 1.3431e-08 | 1.2792e-08 | 9129.7461 | 233.2301 | 8896.516 | 0 | 0 | 0 | 0 | 0 | 1.6783e-06 | 0.00011758 | 0 | 0.00011758 | 0.00012416 | 0 | 0.00012416 | 0.00012263 | 0 | 0.00012263 | 0.00011679 | 0 | 0.00011679
[79 empty] | WLDFR | HFTD - Distribution - Tier 3 - 4QU CoRE ¦ 2QU LoRE | Red Flag Warning - Destructive Fires | 2025 | 1.2879e-08 | 1.3599e-08 | 1.3431e-08 | 1.2792e-08 | 9129.7461 | 233.2301 | 8896.516 | 0 | 0 | 0 | 0 | 0 | 1.6783e-06 | 0.00011758 | 0 | 0.00011758 | 0.00012416 | 0 | 0.00012416 | 0.00012263 | 0 | 0.00012263 | 0.00011679 | 0 | 0.00011679
[79 empty] | WLDFR | HFTD - Distribution - Tier 3 - 4QU CoRE ¦ 2QU LoRE | Red Flag Warning - Destructive Fires | 2026 | 1.2879e-08 | 1.3599e-08 | 1.3431e-08 | 1.2792e-08 | 9129.7461 | 233.2301 | 8896.516 | 0 | 0 | 0 | 0 | 0 | 1.6783e-06 | 0.00011758 | 0 | 0.00011758 | 0.00012416 | 0 | 0.00012416 | 0.00012263 | 0 | 0.00012263 | 0.00011679 | 0 | 0.00011679
[79 empty] | WLDFR | HFTD - Distribution - Tier 3 - 4QU CoRE ¦ 2QU LoRE | Red Flag Warning - Destructive Fires | 2027 | 1.2879e-08 | 1.3599e-08 | 1.3431e-08 | 1.2792e-08 | 9129.7461 | 233.2301 | 8896.516 | 0 | 0 | 0 | 0 | 0 | 1.6783e-06 | 0.00011758 | 0 | 0.00011758 | 0.00012416 | 0 | 0.00012416 | 0.00012263 | 0 | 0.00012263 | 0.00011679 | 0 | 0.00011679
[79 empty] | WLDFR | HFTD - Distribution - Tier 3 - 4QU CoRE ¦ 2QU LoRE | Red Flag Warning - Destructive Fires | 2028 | 1.2879e-08 | 1.3599e-08 | 1.3431e-08 | 1.2792e-08 | 9534.9221 | 247.273 | 9287.6491 | 0 | 0 | 0 | 0 | 0 | 1.6783e-06 | 0.0001228 | 0 | 0.0001228 | 0.00012967 | 0 | 0.00012967 | 0.00012807 | 0 | 0.00012807 | 0.00012197 | 0 | 0.00012197
[79 empty] | WLDFR | HFTD - Distribution - Tier 3 - 4QU CoRE ¦ 2QU LoRE | Red Flag Warning - Destructive Fires | 2029 | 1.2879e-08 | 1.3599e-08 | 1.3431e-08 | 1.2792e-08 | 9534.9221 | 247.273 | 9287.6491 | 0 | 0 | 0 | 0 | 0 | 1.6783e-06 | 0.0001228 | 0 | 0.0001228 | 0.00012967 | 0 | 0.00012967 | 0.00012807 | 0 | 0.00012807 | 0.00012197 | 0 | 0.00012197
[79 empty] | WLDFR | HFTD - Distribution - Tier 3 - 4QU CoRE ¦ 2QU LoRE | Red Flag Warning - Destructive Fires | 2030 | 1.2879e-08 | 1.3599e-08 | 1.3431e-08 | 1.2792e-08 | 9534.9221 | 247.273 | 9287.6491 | 0 | 0 | 0 | 0 | 0 | 1.6783e-06 | 0.0001228 | 0 | 0.0001228 | 0.00012967 | 0 | 0.00012967 | 0.00012807 | 0 | 0.00012807 | 0.00012197 | 0 | 0.00012197
[79 empty] | WLDFR | HFTD - Distribution - Tier 3 - 4QU CoRE ¦ 2QU LoRE | Red Flag Warning - Destructive Fires | 2031 | 1.2879e-08 | 1.3599e-08 | 1.3431e-08 | 1.2792e-08 | 9534.9221 | 247.273 | 9287.6491 | 0 | 0 | 0 | 0 | 0 | 1.6783e-06 | 0.0001228 | 0 | 0.0001228 | 0.00012967 | 0 | 0.00012967 | 0.00012807 | 0 | 0.00012807 | 0.00012197 | 0 | 0.00012197
[79 empty] | WLDFR | HFTD - Distribution - Tier 3 - 4QU CoRE ¦ 2QU LoRE | Red Flag Warning - Destructive Fires | 2032 | 1.2879e-08 | 1.3599e-08 | 1.3431e-08 | 1.2792e-08 | 9534.9221 | 247.273 | 9287.6491 | 0 | 0 | 0 | 0 | 0 | 1.6783e-06 | 0.0001228 | 0 | 0.0001228 | 0.00012967 | 0 | 0.00012967 | 0.00012807 | 0 | 0.00012807 | 0.00012197 | 0 | 0.00012197
[79 empty] | WLDFR | HFTD - Distribution - Tier 3 - 4QU CoRE ¦ 2QU LoRE | Red Flag Warning - Destructive Fires | 2033 | 1.2879e-08 | 1.3599e-08 | 1.3431e-08 | 1.2792e-08 | 9984.8474 | 263.1074 | 9721.74 | 0 | 0 | 0 | 0 | 0 | 1.6783e-06 | 0.00012859 | 0 | 0.00012859 | 0.00013578 | 0 | 0.00013578 | 0.00013411 | 0 | 0.00013411 | 0.00012772 | 0 | 0.00012772
[79 empty] | WLDFR | HFTD - Distribution - Tier 3 - 4QU CoRE ¦ 2QU LoRE | Red Flag Warning - Destructive Fires | 2034 | 1.2879e-08 | 1.3599e-08 | 1.3431e-08 | 1.2792e-08 | 9984.8474 | 263.1074 | 9721.74 | 0 | 0 | 0 | 0 | 0 | 1.6783e-06 | 0.00012859 | 0 | 0.00012859 | 0.00013578 | 0 | 0.00013578 | 0.00013411 | 0 | 0.00013411 | 0.00012772 | 0 | 0.00012772
[79 empty] | WLDFR | HFTD - Distribution - Tier 3 - 4QU CoRE ¦ 2QU LoRE | Red Flag Warning - Destructive Fires | 2035 | 1.2879e-08 | 1.3599e-08 | 1.3431e-08 | 1.2792e-08 | 9984.8474 | 263.1074 | 9721.74 | 0 | 0 | 0 | 0 | 0 | 1.6783e-06 | 0.00012859 | 0 | 0.00012859 | 0.00013578 | 0 | 0.00013578 | 0.00013411 | 0 | 0.00013411 | 0.00012772 | 0 | 0.00012772
[79 empty] | WLDFR | HFTD - Distribution - Tier 3 - 4QU CoRE ¦ 2QU LoRE | Red Flag Warning - Destructive Fires | 2036 | 1.2879e-08 | 1.3599e-08 | 1.3431e-08 | 1.2792e-08 | 9984.8474 | 263.1074 | 9721.74 | 0 | 0 | 0 | 0 | 0 | 1.6783e-06 | 0.00012859 | 0 | 0.00012859 | 0.00013578 | 0 | 0.00013578 | 0.00013411 | 0 | 0.00013411 | 0.00012772 | 0 | 0.00012772
[79 empty] | WLDFR | HFTD - Distribution - Tier 3 - 4QU CoRE ¦ 2QU LoRE | Red Flag Warning - Destructive Fires | 2037 | 1.2879e-08 | 1.3599e-08 | 1.3431e-08 | 1.2792e-08 | 9984.8474 | 263.1074 | 9721.74 | 0 | 0 | 0 | 0 | 0 | 1.6783e-06 | 0.00012859 | 0 | 0.00012859 | 0.00013578 | 0 | 0.00013578 | 0.00013411 | 0 | 0.00013411 | 0.00012772 | 0 | 0.00012772
[79 empty] | WLDFR | HFTD - Distribution - Tier 3 - 4QU CoRE ¦ 2QU LoRE | Red Flag Warning - Destructive Fires | 2038 | 1.2879e-08 | 1.3599e-08 | 1.3431e-08 | 1.2792e-08 | 10472.8261 | 280.5544 | 10192.2718 | 0 | 0 | 0 | 0 | 0 | 1.6783e-06 | 0.00013488 | 0 | 0.00013488 | 0.00014242 | 0 | 0.00014242 | 0.00014067 | 0 | 0.00014067 | 0.00013397 | 0 | 0.00013397
[79 empty] | WLDFR | HFTD - Distribution - Tier 3 - 4QU CoRE ¦ 2QU LoRE | Red Flag Warning - Destructive Fires | 2039 | 1.2879e-08 | 1.3599e-08 | 1.3431e-08 | 1.2792e-08 | 10472.8261 | 280.5544 | 10192.2718 | 0 | 0 | 0 | 0 | 0 | 1.6783e-06 | 0.00013488 | 0 | 0.00013488 | 0.00014242 | 0 | 0.00014242 | 0.00014067 | 0 | 0.00014067 | 0.00013397 | 0 | 0.00013397
[79 empty] | WLDFR | HFTD - Distribution - Tier 3 - 4QU CoRE ¦ 2QU LoRE | Red Flag Warning - Destructive Fires | 2040 | 1.2879e-08 | 1.3599e-08 | 1.3431e-08 | 1.2792e-08 | 10472.8261 | 280.5544 | 10192.2718 | 0 | 0 | 0 | 0 | 0 | 1.6783e-06 | 0.00013488 | 0 | 0.00013488 | 0.00014242 | 0 | 0.00014242 | 0.00014067 | 0 | 0.00014067 | 0.00013397 | 0 | 0.00013397
[79 empty] | WLDFR | HFTD - Distribution - Tier 3 - 4QU CoRE ¦ 2QU LoRE | Red Flag Warning - Destructive Fires | 2041 | 1.2879e-08 | 1.3599e-08 | 1.3431e-08 | 1.2792e-08 | 10472.8261 | 280.5544 | 10192.2718 | 0 | 0 | 0 | 0 | 0 | 1.6783e-06 | 0.00013488 | 0 | 0.00013488 | 0.00014242 | 0 | 0.00014242 | 0.00014067 | 0 | 0.00014067 | 0.00013397 | 0 | 0.00013397
[79 empty] | WLDFR | HFTD - Distribution - Tier 3 - 4QU CoRE ¦ 2QU LoRE | Red Flag Warning - Destructive Fires | 2042 | 1.2879e-08 | 1.3599e-08 | 1.3431e-08 | 1.2792e-08 | 10472.8261 | 280.5544 | 10192.2718 | 0 | 0 | 0 | 0 | 0 | 1.6783e-06 | 0.00013488 | 0 | 0.00013488 | 0.00014242 | 0 | 0.00014242 | 0.00014067 | 0 | 0.00014067 | 0.00013397 | 0 | 0.00013397
[79 empty] | WLDFR | HFTD - Distribution - Tier 3 - 4QU CoRE ¦ 2QU LoRE | Red Flag Warning - Destructive Fires | 2043 | 1.2879e-08 | 1.3599e-08 | 1.3431e-08 | 1.2792e-08 | 10992.1562 | 299.42 | 10692.7362 | 0 | 0 | 0 | 0 | 0 | 1.6783e-06 | 0.00014157 | 0 | 0.00014157 | 0.00014948 | 0 | 0.00014948 | 0.00014764 | 0 | 0.00014764 | 0.00014061 | 0 | 0.00014061
[79 empty] | WLDFR | HFTD - Distribution - Tier 3 - 4QU CoRE ¦ 2QU LoRE | Red Flag Warning - Destructive Fires | 2044 | 1.2879e-08 | 1.3599e-08 | 1.3431e-08 | 1.2792e-08 | 10992.1562 | 299.42 | 10692.7362 | 0 | 0 | 0 | 0 | 0 | 1.6783e-06 | 0.00014157 | 0 | 0.00014157 | 0.00014948 | 0 | 0.00014948 | 0.00014764 | 0 | 0.00014764 | 0.00014061 | 0 | 0.00014061
[79 empty] | WLDFR | HFTD - Distribution - Tier 3 - 4QU CoRE ¦ 2QU LoRE | Red Flag Warning - Destructive Fires | 2045 | 1.2879e-08 | 1.3599e-08 | 1.3431e-08 | 1.2792e-08 | 10992.1562 | 299.42 | 10692.7362 | 0 | 0 | 0 | 0 | 0 | 1.6783e-06 | 0.00014157 | 0 | 0.00014157 | 0.00014948 | 0 | 0.00014948 | 0.00014764 | 0 | 0.00014764 | 0.00014061 | 0 | 0.00014061
[79 empty] | WLDFR | HFTD - Distribution - Tier 3 - 4QU CoRE ¦ 2QU LoRE | Red Flag Warning - Destructive Fires | 2046 | 1.2879e-08 | 1.3599e-08 | 1.3431e-08 | 1.2792e-08 | 10992.1562 | 299.42 | 10692.7362 | 0 | 0 | 0 | 0 | 0 | 1.6783e-06 | 0.00014157 | 0 | 0.00014157 | 0.00014948 | 0 | 0.00014948 | 0.00014764 | 0 | 0.00014764 | 0.00014061 | 0 | 0.00014061
[79 empty] | WLDFR | HFTD - Distribution - Tier 3 - 4QU CoRE ¦ 2QU LoRE | Red Flag Warning - Destructive Fires | 2047 | 1.2879e-08 | 1.3599e-08 | 1.3431e-08 | 1.2792e-08 | 10992.1562 | 299.42 | 10692.7362 | 0 | 0 | 0 | 0 | 0 | 1.6783e-06 | 0.00014157 | 0 | 0.00014157 | 0.00014948 | 0 | 0.00014948 | 0.00014764 | 0 | 0.00014764 | 0.00014061 | 0 | 0.00014061
[79 empty] | WLDFR | HFTD - Distribution - Tier 3 - 4QU CoRE ¦ 2QU LoRE | Red Flag Warning - Destructive Fires | 2048 | 1.2879e-08 | 1.3599e-08 | 1.3431e-08 | 1.2792e-08 | 11536.0538 | 319.4911 | 11216.5626 | 0 | 0 | 0 | 0 | 0 | 1.6783e-06 | 0.00014857 | 0 | 0.00014857 | 0.00015688 | 0 | 0.00015688 | 0.00015495 | 0 | 0.00015495 | 0.00014757 | 0 | 0.00014757
[79 empty] | WLDFR | HFTD - Distribution - Tier 3 - 4QU CoRE ¦ 2QU LoRE | Red Flag Warning - Destructive Fires | 2049 | 1.2879e-08 | 1.3599e-08 | 1.3431e-08 | 1.2792e-08 | 11536.0538 | 319.4911 | 11216.5626 | 0 | 0 | 0 | 0 | 0 | 1.6783e-06 | 0.00014857 | 0 | 0.00014857 | 0.00015688 | 0 | 0.00015688 | 0.00015495 | 0 | 0.00015495 | 0.00014757 | 0 | 0.00014757
[79 empty] | WLDFR | HFTD - Distribution - Tier 3 - 4QU CoRE ¦ 2QU LoRE | Red Flag Warning - Destructive Fires | 2050 | 0 | 1.3599e-08 | 1.3431e-08 | 1.2792e-08 | 11536.0538 | 319.4911 | 11216.5626 | 0 | 0 | 0 | 0 | 0 | 1.6783e-06 | 0 | 0 | 0 | 0.00015688 | 0 | 0.00015688 | 0.00015495 | 0 | 0.00015495 | 0.00014757 | 0 | 0.00014757
[79 empty] | WLDFR | HFTD - Distribution - Tier 3 - 4QU CoRE ¦ 2QU LoRE | Red Flag Warning - Destructive Fires | 2051 | 0 | 0 | 1.3431e-08 | 1.2792e-08 | 11536.0538 | 319.4911 | 11216.5626 | 0 | 0 | 0 | 0 | 0 | 1.6783e-06 | 0 | 0 | 0 | 0 | 0 | 0 | 0.00015495 | 0 | 0.00015495 | 0.00014757 | 0 | 0.00014757
[79 empty] | WLDFR | HFTD - Distribution - Tier 3 - 4QU CoRE ¦ 2QU LoRE | Red Flag Warning - Destructive Fires | 2052 | 0 | 0 | 0 | 1.2792e-08 | 11536.0538 | 319.4911 | 11216.5626 | 0 | 0 | 0 | 0 | 0 | 1.6783e-06 | 0 | 0 | 0 | 0 | 0 | 0 | 0 | 0 | 0 | 0.00014757 | 0 | 0.00014757
[79 empty] | WLDFR | HFTD - Distribution - Tier 3 - 4QU CoRE ¦ 2QU LoRE | Red Flag Warning - Large Fires | 2020 | 3.103e-07 | 0 | 0 | 0 | 5.2406 | 0.69642 | 2.942 | 1.6022 | 0 | 0 | 0 | 0 | 2.5795e-05 | 1.6262e-06 | 0 | 1.6262e-06 | 0 | 0 | 0 | 0 | 0 | 0 | 0 | 0 | 0
[79 empty] | WLDFR | HFTD - Distribution - Tier 3 - 4QU CoRE ¦ 2QU LoRE | Red Flag Warning - Large Fires | 2021 | 2.0885e-07 | 3.2765e-07 | 0 | 0 | 5.2406 | 0.69642 | 2.942 | 1.6022 | 0 | 0 | 0 | 0 | 2.5795e-05 | 1.0945e-06 | 0 | 1.0945e-06 | 1.7171e-06 | 0 | 1.7171e-06 | 0 | 0 | 0 | 0 | 0 | 0
[79 empty] | WLDFR | HFTD - Distribution - Tier 3 - 4QU CoRE ¦ 2QU LoRE | Red Flag Warning - Large Fires | 2022 | 1.932e-07 | 2.04e-07 | 3.0039e-07 | 0 | 5.2406 | 0.69642 | 2.942 | 1.6022 | 0 | 0 | 0 | 0 | 2.5124e-05 | 1.0125e-06 | 0 | 1.0125e-06 | 1.0691e-06 | 0 | 1.0691e-06 | 1.5742e-06 | 0 | 1.5742e-06 | 0 | 0 | 0
[79 empty] | WLDFR | HFTD - Distribution - Tier 3 - 4QU CoRE ¦ 2QU LoRE | Red Flag Warning - Large Fires | 2023 | 1.932e-07 | 2.04e-07 | 2.0149e-07 | 2.8608e-07 | 5.475 | 0.71896 | 3.0715 | 1.6846 | 0 | 0 | 0 | 0 | 2.5124e-05 | 1.0578e-06 | 0 | 1.0578e-06 | 1.1169e-06 | 0 | 1.1169e-06 | 1.1031e-06 | 0 | 1.1031e-06 | 1.5663e-06 | 0 | 1.5663e-06
[79 empty] | WLDFR | HFTD - Distribution - Tier 3 - 4QU CoRE ¦ 2QU LoRE | Red Flag Warning - Large Fires | 2024 | 1.932e-07 | 2.04e-07 | 2.0149e-07 | 1.9189e-07 | 5.475 | 0.71896 | 3.0715 | 1.6846 | 0 | 0 | 0 | 0 | 2.5124e-05 | 1.0578e-06 | 0 | 1.0578e-06 | 1.1169e-06 | 0 | 1.1169e-06 | 1.1031e-06 | 0 | 1.1031e-06 | 1.0506e-06 | 0 | 1.0506e-06
[79 empty] | WLDFR | HFTD - Distribution - Tier 3 - 4QU CoRE ¦ 2QU LoRE | Red Flag Warning - Large Fires | 2025 | 1.932e-07 | 2.04e-07 | 2.0149e-07 | 1.9189e-07 | 5.475 | 0.71896 | 3.0715 | 1.6846 | 0 | 0 | 0 | 0 | 2.5124e-05 | 1.0578e-06 | 0 | 1.0578e-06 | 1.1169e-06 | 0 | 1.1169e-06 | 1.1031e-06 | 0 | 1.1031e-06 | 1.0506e-06 | 0 | 1.0506e-06
[79 empty] | WLDFR | HFTD - Distribution - Tier 3 - 4QU CoRE ¦ 2QU LoRE | Red Flag Warning - Large Fires | 2026 | 1.932e-07 | 2.04e-07 | 2.0149e-07 | 1.9189e-07 | 5.475 | 0.71896 | 3.0715 | 1.6846 | 0 | 0 | 0 | 0 | 2.5124e-05 | 1.0578e-06 | 0 | 1.0578e-06 | 1.1169e-06 | 0 | 1.1169e-06 | 1.1031e-06 | 0 | 1.1031e-06 | 1.0506e-06 | 0 | 1.0506e-06
[79 empty] | WLDFR | HFTD - Distribution - Tier 3 - 4QU CoRE ¦ 2QU LoRE | Red Flag Warning - Large Fires | 2027 | 1.932e-07 | 2.04e-07 | 2.0149e-07 | 1.9189e-07 | 5.475 | 0.71896 | 3.0715 | 1.6846 | 0 | 0 | 0 | 0 | 2.5124e-05 | 1.0578e-06 | 0 | 1.0578e-06 | 1.1169e-06 | 0 | 1.1169e-06 | 1.1031e-06 | 0 | 1.1031e-06 | 1.0506e-06 | 0 | 1.0506e-06
[79 empty] | WLDFR | HFTD - Distribution - Tier 3 - 4QU CoRE ¦ 2QU LoRE | Red Flag Warning - Large Fires | 2028 | 1.932e-07 | 2.04e-07 | 2.0149e-07 | 1.9189e-07 | 5.777 | 0.74734 | 3.238 | 1.7917 | 0 | 0 | 0 | 0 | 2.5124e-05 | 1.1161e-06 | 0 | 1.1161e-06 | 1.1785e-06 | 0 | 1.1785e-06 | 1.164e-06 | 0 | 1.164e-06 | 1.1086e-06 | 0 | 1.1086e-06
[79 empty] | WLDFR | HFTD - Distribution - Tier 3 - 4QU CoRE ¦ 2QU LoRE | Red Flag Warning - Large Fires | 2029 | 1.932e-07 | 2.04e-07 | 2.0149e-07 | 1.9189e-07 | 5.777 | 0.74734 | 3.238 | 1.7917 | 0 | 0 | 0 | 0 | 2.5124e-05 | 1.1161e-06 | 0 | 1.1161e-06 | 1.1785e-06 | 0 | 1.1785e-06 | 1.164e-06 | 0 | 1.164e-06 | 1.1086e-06 | 0 | 1.1086e-06
[79 empty] | WLDFR | HFTD - Distribution - Tier 3 - 4QU CoRE ¦ 2QU LoRE | Red Flag Warning - Large Fires | 2030 | 1.932e-07 | 2.04e-07 | 2.0149e-07 | 1.9189e-07 | 5.777 | 0.74734 | 3.238 | 1.7917 | 0 | 0 | 0 | 0 | 2.5124e-05 | 1.1161e-06 | 0 | 1.1161e-06 | 1.1785e-06 | 0 | 1.1785e-06 | 1.164e-06 | 0 | 1.164e-06 | 1.1086e-06 | 0 | 1.1086e-06
[79 empty] | WLDFR | HFTD - Distribution - Tier 3 - 4QU CoRE ¦ 2QU LoRE | Red Flag Warning - Large Fires | 2031 | 1.932e-07 | 2.04e-07 | 2.0149e-07 | 1.9189e-07 | 5.777 | 0.74734 | 3.238 | 1.7917 | 0 | 0 | 0 | 0 | 2.5124e-05 | 1.1161e-06 | 0 | 1.1161e-06 | 1.1785e-06 | 0 | 1.1785e-06 | 1.164e-06 | 0 | 1.164e-06 | 1.1086e-06 | 0 | 1.1086e-06
[79 empty] | WLDFR | HFTD - Distribution - Tier 3 - 4QU CoRE ¦ 2QU LoRE | Red Flag Warning - Large Fires | 2032 | 1.932e-07 | 2.04e-07 | 2.0149e-07 | 1.9189e-07 | 5.777 | 0.74734 | 3.238 | 1.7917 | 0 | 0 | 0 | 0 | 2.5124e-05 | 1.1161e-06 | 0 | 1.1161e-06 | 1.1785e-06 | 0 | 1.1785e-06 | 1.164e-06 | 0 | 1.164e-06 | 1.1086e-06 | 0 | 1.1086e-06
[79 empty] | WLDFR | HFTD - Distribution - Tier 3 - 4QU CoRE ¦ 2QU LoRE | Red Flag Warning - Large Fires | 2033 | 1.932e-07 | 2.04e-07 | 2.0149e-07 | 1.9189e-07 | 6.1205 | 0.77885 | 3.4265 | 1.9151 | 0 | 0 | 0 | 0 | 2.5124e-05 | 1.1825e-06 | 0 | 1.1825e-06 | 1.2486e-06 | 0 | 1.2486e-06 | 1.2332e-06 | 0 | 1.2332e-06 | 1.1745e-06 | 0 | 1.1745e-06
[79 empty] | WLDFR | HFTD - Distribution - Tier 3 - 4QU CoRE ¦ 2QU LoRE | Red Flag Warning - Large Fires | 2034 | 1.932e-07 | 2.04e-07 | 2.0149e-07 | 1.9189e-07 | 6.1205 | 0.77885 | 3.4265 | 1.9151 | 0 | 0 | 0 | 0 | 2.5124e-05 | 1.1825e-06 | 0 | 1.1825e-06 | 1.2486e-06 | 0 | 1.2486e-06 | 1.2332e-06 | 0 | 1.2332e-06 | 1.1745e-06 | 0 | 1.1745e-06
[79 empty] | WLDFR | HFTD - Distribution - Tier 3 - 4QU CoRE ¦ 2QU LoRE | Red Flag Warning - Large Fires | 2035 | 1.932e-07 | 2.04e-07 | 2.0149e-07 | 1.9189e-07 | 6.1205 | 0.77885 | 3.4265 | 1.9151 | 0 | 0 | 0 | 0 | 2.5124e-05 | 1.1825e-06 | 0 | 1.1825e-06 | 1.2486e-06 | 0 | 1.2486e-06 | 1.2332e-06 | 0 | 1.2332e-06 | 1.1745e-06 | 0 | 1.1745e-06
[79 empty] | WLDFR | HFTD - Distribution - Tier 3 - 4QU CoRE ¦ 2QU LoRE | Red Flag Warning - Large Fires | 2036 | 1.932e-07 | 2.04e-07 | 2.0149e-07 | 1.9189e-07 | 6.1205 | 0.77885 | 3.4265 | 1.9151 | 0 | 0 | 0 | 0 | 2.5124e-05 | 1.1825e-06 | 0 | 1.1825e-06 | 1.2486e-06 | 0 | 1.2486e-06 | 1.2332e-06 | 0 | 1.2332e-06 | 1.1745e-06 | 0 | 1.1745e-06
[79 empty] | WLDFR | HFTD - Distribution - Tier 3 - 4QU CoRE ¦ 2QU LoRE | Red Flag Warning - Large Fires | 2037 | 1.932e-07 | 2.04e-07 | 2.0149e-07 | 1.9189e-07 | 6.1205 | 0.77885 | 3.4265 | 1.9151 | 0 | 0 | 0 | 0 | 2.5124e-05 | 1.1825e-06 | 0 | 1.1825e-06 | 1.2486e-06 | 0 | 1.2486e-06 | 1.2332e-06 | 0 | 1.2332e-06 | 1.1745e-06 | 0 | 1.1745e-06
[79 empty] | WLDFR | HFTD - Distribution - Tier 3 - 4QU CoRE ¦ 2QU LoRE | Red Flag Warning - Large Fires | 2038 | 1.932e-07 | 2.04e-07 | 2.0149e-07 | 1.9189e-07 | 6.5028 | 0.81304 | 3.6355 | 2.0543 | 0 | 0 | 0 | 0 | 2.5124e-05 | 1.2563e-06 | 0 | 1.2563e-06 | 1.3266e-06 | 0 | 1.3266e-06 | 1.3102e-06 | 0 | 1.3102e-06 | 1.2478e-06 | 0 | 1.2478e-06
[79 empty] | WLDFR | HFTD - Distribution - Tier 3 - 4QU CoRE ¦ 2QU LoRE | Red Flag Warning - Large Fires | 2039 | 1.932e-07 | 2.04e-07 | 2.0149e-07 | 1.9189e-07 | 6.5028 | 0.81304 | 3.6355 | 2.0543 | 0 | 0 | 0 | 0 | 2.5124e-05 | 1.2563e-06 | 0 | 1.2563e-06 | 1.3266e-06 | 0 | 1.3266e-06 | 1.3102e-06 | 0 | 1.3102e-06 | 1.2478e-06 | 0 | 1.2478e-06
[79 empty] | WLDFR | HFTD - Distribution - Tier 3 - 4QU CoRE ¦ 2QU LoRE | Red Flag Warning - Large Fires | 2040 | 1.932e-07 | 2.04e-07 | 2.0149e-07 | 1.9189e-07 | 6.5028 | 0.81304 | 3.6355 | 2.0543 | 0 | 0 | 0 | 0 | 2.5124e-05 | 1.2563e-06 | 0 | 1.2563e-06 | 1.3266e-06 | 0 | 1.3266e-06 | 1.3102e-06 | 0 | 1.3102e-06 | 1.2478e-06 | 0 | 1.2478e-06
[79 empty] | WLDFR | HFTD - Distribution - Tier 3 - 4QU CoRE ¦ 2QU LoRE | Red Flag Warning - Large Fires | 2041 | 1.932e-07 | 2.04e-07 | 2.0149e-07 | 1.9189e-07 | 6.5028 | 0.81304 | 3.6355 | 2.0543 | 0 | 0 | 0 | 0 | 2.5124e-05 | 1.2563e-06 | 0 | 1.2563e-06 | 1.3266e-06 | 0 | 1.3266e-06 | 1.3102e-06 | 0 | 1.3102e-06 | 1.2478e-06 | 0 | 1.2478e-06
[79 empty] | WLDFR | HFTD - Distribution - Tier 3 - 4QU CoRE ¦ 2QU LoRE | Red Flag Warning - Large Fires | 2042 | 1.932e-07 | 2.04e-07 | 2.0149e-07 | 1.9189e-07 | 6.5028 | 0.81304 | 3.6355 | 2.0543 | 0 | 0 | 0 | 0 | 2.5124e-05 | 1.2563e-06 | 0 | 1.2563e-06 | 1.3266e-06 | 0 | 1.3266e-06 | 1.3102e-06 | 0 | 1.3102e-06 | 1.2478e-06 | 0 | 1.2478e-06
[79 empty] | WLDFR | HFTD - Distribution - Tier 3 - 4QU CoRE ¦ 2QU LoRE | Red Flag Warning - Large Fires | 2043 | 1.932e-07 | 2.04e-07 | 2.0149e-07 | 1.9189e-07 | 6.9209 | 0.84944 | 3.8632 | 2.2083 | 0 | 0 | 0 | 0 | 2.5124e-05 | 1.3371e-06 | 0 | 1.3371e-06 | 1.4119e-06 | 0 | 1.4119e-06 | 1.3945e-06 | 0 | 1.3945e-06 | 1.3281e-06 | 0 | 1.3281e-06
[79 empty] | WLDFR | HFTD - Distribution - Tier 3 - 4QU CoRE ¦ 2QU LoRE | Red Flag Warning - Large Fires | 2044 | 1.932e-07 | 2.04e-07 | 2.0149e-07 | 1.9189e-07 | 6.9209 | 0.84944 | 3.8632 | 2.2083 | 0 | 0 | 0 | 0 | 2.5124e-05 | 1.3371e-06 | 0 | 1.3371e-06 | 1.4119e-06 | 0 | 1.4119e-06 | 1.3945e-06 | 0 | 1.3945e-06 | 1.3281e-06 | 0 | 1.3281e-06
[79 empty] | WLDFR | HFTD - Distribution - Tier 3 - 4QU CoRE ¦ 2QU LoRE | Red Flag Warning - Large Fires | 2045 | 1.932e-07 | 2.04e-07 | 2.0149e-07 | 1.9189e-07 | 6.9209 | 0.84944 | 3.8632 | 2.2083 | 0 | 0 | 0 | 0 | 2.5124e-05 | 1.3371e-06 | 0 | 1.3371e-06 | 1.4119e-06 | 0 | 1.4119e-06 | 1.3945e-06 | 0 | 1.3945e-06 | 1.3281e-06 | 0 | 1.3281e-06
[79 empty] | WLDFR | HFTD - Distribution - Tier 3 - 4QU CoRE ¦ 2QU LoRE | Red Flag Warning - Large Fires | 2046 | 1.932e-07 | 2.04e-07 | 2.0149e-07 | 1.9189e-07 | 6.9209 | 0.84944 | 3.8632 | 2.2083 | 0 | 0 | 0 | 0 | 2.5124e-05 | 1.3371e-06 | 0 | 1.3371e-06 | 1.4119e-06 | 0 | 1.4119e-06 | 1.3945e-06 | 0 | 1.3945e-06 | 1.3281e-06 | 0 | 1.3281e-06
[79 empty] | WLDFR | HFTD - Distribution - Tier 3 - 4QU CoRE ¦ 2QU LoRE | Red Flag Warning - Large Fires | 2047 | 1.932e-07 | 2.04e-07 | 2.0149e-07 | 1.9189e-07 | 6.9209 | 0.84944 | 3.8632 | 2.2083 | 0 | 0 | 0 | 0 | 2.5124e-05 | 1.3371e-06 | 0 | 1.3371e-06 | 1.4119e-06 | 0 | 1.4119e-06 | 1.3945e-06 | 0 | 1.3945e-06 | 1.3281e-06 | 0 | 1.3281e-06
[79 empty] | WLDFR | HFTD - Distribution - Tier 3 - 4QU CoRE ¦ 2QU LoRE | Red Flag Warning - Large Fires | 2048 | 1.932e-07 | 2.04e-07 | 2.0149e-07 | 1.9189e-07 | 7.3713 | 0.88759 | 4.1075 | 2.3763 | 0 | 0 | 0 | 0 | 2.5124e-05 | 1.4241e-06 | 0 | 1.4241e-06 | 1.5037e-06 | 0 | 1.5037e-06 | 1.4852e-06 | 0 | 1.4852e-06 | 1.4145e-06 | 0 | 1.4145e-06
[79 empty] | WLDFR | HFTD - Distribution - Tier 3 - 4QU CoRE ¦ 2QU LoRE | Red Flag Warning - Large Fires | 2049 | 1.932e-07 | 2.04e-07 | 2.0149e-07 | 1.9189e-07 | 7.3713 | 0.88759 | 4.1075 | 2.3763 | 0 | 0 | 0 | 0 | 2.5124e-05 | 1.4241e-06 | 0 | 1.4241e-06 | 1.5037e-06 | 0 | 1.5037e-06 | 1.4852e-06 | 0 | 1.4852e-06 | 1.4145e-06 | 0 | 1.4145e-06
[79 empty] | WLDFR | HFTD - Distribution - Tier 3 - 4QU CoRE ¦ 2QU LoRE | Red Flag Warning - Large Fires | 2050 | 0 | 2.04e-07 | 2.0149e-07 | 1.9189e-07 | 7.3713 | 0.88759 | 4.1075 | 2.3763 | 0 | 0 | 0 | 0 | 2.5124e-05 | 0 | 0 | 0 | 1.5037e-06 | 0 | 1.5037e-06 | 1.4852e-06 | 0 | 1.4852e-06 | 1.4145e-06 | 0 | 1.4145e-06
[79 empty] | WLDFR | HFTD - Distribution - Tier 3 - 4QU CoRE ¦ 2QU LoRE | Red Flag Warning - Large Fires | 2051 | 0 | 0 | 2.0149e-07 | 1.9189e-07 | 7.3713 | 0.88759 | 4.1075 | 2.3763 | 0 | 0 | 0 | 0 | 2.5124e-05 | 0 | 0 | 0 | 0 | 0 | 0 | 1.4852e-06 | 0 | 1.4852e-06 | 1.4145e-06 | 0 | 1.4145e-06
[79 empty] | WLDFR | HFTD - Distribution - Tier 3 - 4QU CoRE ¦ 2QU LoRE | Red Flag Warning - Large Fires | 2052 | 0 | 0 | 0 | 1.9189e-07 | 7.3713 | 0.88759 | 4.1075 | 2.3763 | 0 | 0 | 0 | 0 | 2.5124e-05 | 0 | 0 | 0 | 0 | 0 | 0 | 0 | 0 | 0 | 1.4145e-06 | 0 | 1.4145e-06
[79 empty] | WLDFR | HFTD - Distribution - Tier 3 - 4QU CoRE ¦ 2QU LoRE | Red Flag Warning - Small Fires | 2020 | 1.2161e-05 | 0 | 0 | 0 | 0.077901 | 0.036425 | 0.0015809 | 0.039895 | 0 | 0 | 0 | 0 | 0.00081792 | 9.4731e-07 | 0 | 9.4731e-07 | 0 | 0 | 0 | 0 | 0 | 0 | 0 | 0 | 0
[79 empty] | WLDFR | HFTD - Distribution - Tier 3 - 4QU CoRE ¦ 2QU LoRE | Red Flag Warning - Small Fires | 2021 | 8.2027e-06 | 1.284e-05 | 0 | 0 | 0.077901 | 0.036425 | 0.0015809 | 0.039895 | 0 | 0 | 0 | 0 | 0.00081792 | 6.3899e-07 | 0 | 6.3899e-07 | 1.0003e-06 | 0 | 1.0003e-06 | 0 | 0 | 0 | 0 | 0 | 0
[79 empty] | WLDFR | HFTD - Distribution - Tier 3 - 4QU CoRE ¦ 2QU LoRE | Red Flag Warning - Small Fires | 2022 | 7.6514e-06 | 8.0791e-06 | 1.1872e-05 | 0 | 0.077901 | 0.036425 | 0.0015809 | 0.039895 | 0 | 0 | 0 | 0 | 0.00080004 | 5.9604e-07 | 0 | 5.9604e-07 | 6.2937e-07 | 0 | 6.2937e-07 | 9.248e-07 | 0 | 9.248e-07 | 0 | 0 | 0
[79 empty] | WLDFR | HFTD - Distribution - Tier 3 - 4QU CoRE ¦ 2QU LoRE | Red Flag Warning - Small Fires | 2023 | 7.6514e-06 | 8.0791e-06 | 7.9796e-06 | 1.1306e-05 | 0.080408 | 0.03759 | 0.0016314 | 0.041187 | 0 | 0 | 0 | 0 | 0.00080004 | 6.1523e-07 | 0 | 6.1523e-07 | 6.4963e-07 | 0 | 6.4963e-07 | 6.4163e-07 | 0 | 6.4163e-07 | 9.0912e-07 | 0 | 9.0912e-07
[79 empty] | WLDFR | HFTD - Distribution - Tier 3 - 4QU CoRE ¦ 2QU LoRE | Red Flag Warning - Small Fires | 2024 | 7.6514e-06 | 8.0791e-06 | 7.9796e-06 | 7.5996e-06 | 0.080408 | 0.03759 | 0.0016314 | 0.041187 | 0 | 0 | 0 | 0 | 0.00080004 | 6.1523e-07 | 0 | 6.1523e-07 | 6.4963e-07 | 0 | 6.4963e-07 | 6.4163e-07 | 0 | 6.4163e-07 | 6.1107e-07 | 0 | 6.1107e-07
[79 empty] | WLDFR | HFTD - Distribution - Tier 3 - 4QU CoRE ¦ 2QU LoRE | Red Flag Warning - Small Fires | 2025 | 7.6514e-06 | 8.0791e-06 | 7.9796e-06 | 7.5996e-06 | 0.080408 | 0.03759 | 0.0016314 | 0.041187 | 0 | 0 | 0 | 0 | 0.00080004 | 6.1523e-07 | 0 | 6.1523e-07 | 6.4963e-07 | 0 | 6.4963e-07 | 6.4163e-07 | 0 | 6.4163e-07 | 6.1107e-07 | 0 | 6.1107e-07
[79 empty] | WLDFR | HFTD - Distribution - Tier 3 - 4QU CoRE ¦ 2QU LoRE | Red Flag Warning - Small Fires | 2026 | 7.6514e-06 | 8.0791e-06 | 7.9796e-06 | 7.5996e-06 | 0.080408 | 0.03759 | 0.0016314 | 0.041187 | 0 | 0 | 0 | 0 | 0.00080004 | 6.1523e-07 | 0 | 6.1523e-07 | 6.4963e-07 | 0 | 6.4963e-07 | 6.4163e-07 | 0 | 6.4163e-07 | 6.1107e-07 | 0 | 6.1107e-07
[79 empty] | WLDFR | HFTD - Distribution - Tier 3 - 4QU CoRE ¦ 2QU LoRE | Red Flag Warning - Small Fires | 2027 | 7.6514e-06 | 8.0791e-06 | 7.9796e-06 | 7.5996e-06 | 0.080408 | 0.03759 | 0.0016314 | 0.041187 | 0 | 0 | 0 | 0 | 0.00080004 | 6.1523e-07 | 0 | 6.1523e-07 | 6.4963e-07 | 0 | 6.4963e-07 | 6.4163e-07 | 0 | 6.4163e-07 | 6.1107e-07 | 0 | 6.1107e-07
[79 empty] | WLDFR | HFTD - Distribution - Tier 3 - 4QU CoRE ¦ 2QU LoRE | Red Flag Warning - Small Fires | 2028 | 7.6514e-06 | 8.0791e-06 | 7.9796e-06 | 7.5996e-06 | 0.083606 | 0.039055 | 0.001695 | 0.042856 | 0 | 0 | 0 | 0 | 0.00080004 | 6.397e-07 | 0 | 6.397e-07 | 6.7547e-07 | 0 | 6.7547e-07 | 6.6715e-07 | 0 | 6.6715e-07 | 6.3538e-07 | 0 | 6.3538e-07
[79 empty] | WLDFR | HFTD - Distribution - Tier 3 - 4QU CoRE ¦ 2QU LoRE | Red Flag Warning - Small Fires | 2029 | 7.6514e-06 | 8.0791e-06 | 7.9796e-06 | 7.5996e-06 | 0.083606 | 0.039055 | 0.001695 | 0.042856 | 0 | 0 | 0 | 0 | 0.00080004 | 6.397e-07 | 0 | 6.397e-07 | 6.7547e-07 | 0 | 6.7547e-07 | 6.6715e-07 | 0 | 6.6715e-07 | 6.3538e-07 | 0 | 6.3538e-07
[79 empty] | WLDFR | HFTD - Distribution - Tier 3 - 4QU CoRE ¦ 2QU LoRE | Red Flag Warning - Small Fires | 2030 | 7.6514e-06 | 8.0791e-06 | 7.9796e-06 | 7.5996e-06 | 0.083606 | 0.039055 | 0.001695 | 0.042856 | 0 | 0 | 0 | 0 | 0.00080004 | 6.397e-07 | 0 | 6.397e-07 | 6.7547e-07 | 0 | 6.7547e-07 | 6.6715e-07 | 0 | 6.6715e-07 | 6.3538e-07 | 0 | 6.3538e-07
[79 empty] | WLDFR | HFTD - Distribution - Tier 3 - 4QU CoRE ¦ 2QU LoRE | Red Flag Warning - Small Fires | 2031 | 7.6514e-06 | 8.0791e-06 | 7.9796e-06 | 7.5996e-06 | 0.083606 | 0.039055 | 0.001695 | 0.042856 | 0 | 0 | 0 | 0 | 0.00080004 | 6.397e-07 | 0 | 6.397e-07 | 6.7547e-07 | 0 | 6.7547e-07 | 6.6715e-07 | 0 | 6.6715e-07 | 6.3538e-07 | 0 | 6.3538e-07
[79 empty] | WLDFR | HFTD - Distribution - Tier 3 - 4QU CoRE ¦ 2QU LoRE | Red Flag Warning - Small Fires | 2032 | 7.6514e-06 | 8.0791e-06 | 7.9796e-06 | 7.5996e-06 | 0.083606 | 0.039055 | 0.001695 | 0.042856 | 0 | 0 | 0 | 0 | 0.00080004 | 6.397e-07 | 0 | 6.397e-07 | 6.7547e-07 | 0 | 6.7547e-07 | 6.6715e-07 | 0 | 6.6715e-07 | 6.3538e-07 | 0 | 6.3538e-07
[79 empty] | WLDFR | HFTD - Distribution - Tier 3 - 4QU CoRE ¦ 2QU LoRE | Red Flag Warning - Small Fires | 2033 | 7.6514e-06 | 8.0791e-06 | 7.9796e-06 | 7.5996e-06 | 0.087211 | 0.040679 | 0.0017655 | 0.044766 | 0 | 0 | 0 | 0 | 0.00080004 | 6.6728e-07 | 0 | 6.6728e-07 | 7.0459e-07 | 0 | 7.0459e-07 | 6.9591e-07 | 0 | 6.9591e-07 | 6.6277e-07 | 0 | 6.6277e-07
[79 empty] | WLDFR | HFTD - Distribution - Tier 3 - 4QU CoRE ¦ 2QU LoRE | Red Flag Warning - Small Fires | 2034 | 7.6514e-06 | 8.0791e-06 | 7.9796e-06 | 7.5996e-06 | 0.087211 | 0.040679 | 0.0017655 | 0.044766 | 0 | 0 | 0 | 0 | 0.00080004 | 6.6728e-07 | 0 | 6.6728e-07 | 7.0459e-07 | 0 | 7.0459e-07 | 6.9591e-07 | 0 | 6.9591e-07 | 6.6277e-07 | 0 | 6.6277e-07
[79 empty] | WLDFR | HFTD - Distribution - Tier 3 - 4QU CoRE ¦ 2QU LoRE | Red Flag Warning - Small Fires | 2035 | 7.6514e-06 | 8.0791e-06 | 7.9796e-06 | 7.5996e-06 | 0.087211 | 0.040679 | 0.0017655 | 0.044766 | 0 | 0 | 0 | 0 | 0.00080004 | 6.6728e-07 | 0 | 6.6728e-07 | 7.0459e-07 | 0 | 7.0459e-07 | 6.9591e-07 | 0 | 6.9591e-07 | 6.6277e-07 | 0 | 6.6277e-07
[79 empty] | WLDFR | HFTD - Distribution - Tier 3 - 4QU CoRE ¦ 2QU LoRE | Red Flag Warning - Small Fires | 2036 | 7.6514e-06 | 8.0791e-06 | 7.9796e-06 | 7.5996e-06 | 0.087211 | 0.040679 | 0.0017655 | 0.044766 | 0 | 0 | 0 | 0 | 0.00080004 | 6.6728e-07 | 0 | 6.6728e-07 | 7.0459e-07 | 0 | 7.0459e-07 | 6.9591e-07 | 0 | 6.9591e-07 | 6.6277e-07 | 0 | 6.6277e-07
[79 empty] | WLDFR | HFTD - Distribution - Tier 3 - 4QU CoRE ¦ 2QU LoRE | Red Flag Warning - Small Fires | 2037 | 7.6514e-06 | 8.0791e-06 | 7.9796e-06 | 7.5996e-06 | 0.087211 | 0.040679 | 0.0017655 | 0.044766 | 0 | 0 | 0 | 0 | 0.00080004 | 6.6728e-07 | 0 | 6.6728e-07 | 7.0459e-07 | 0 | 7.0459e-07 | 6.9591e-07 | 0 | 6.9591e-07 | 6.6277e-07 | 0 | 6.6277e-07
[79 empty] | WLDFR | HFTD - Distribution - Tier 3 - 4QU CoRE ¦ 2QU LoRE | Red Flag Warning - Small Fires | 2038 | 7.6514e-06 | 8.0791e-06 | 7.9796e-06 | 7.5996e-06 | 0.091184 | 0.042438 | 0.0018418 | 0.046905 | 0 | 0 | 0 | 0 | 0.00080004 | 6.9768e-07 | 0 | 6.9768e-07 | 7.3669e-07 | 0 | 7.3669e-07 | 7.2762e-07 | 0 | 7.2762e-07 | 6.9297e-07 | 0 | 6.9297e-07
[79 empty] | WLDFR | HFTD - Distribution - Tier 3 - 4QU CoRE ¦ 2QU LoRE | Red Flag Warning - Small Fires | 2039 | 7.6514e-06 | 8.0791e-06 | 7.9796e-06 | 7.5996e-06 | 0.091184 | 0.042438 | 0.0018418 | 0.046905 | 0 | 0 | 0 | 0 | 0.00080004 | 6.9768e-07 | 0 | 6.9768e-07 | 7.3669e-07 | 0 | 7.3669e-07 | 7.2762e-07 | 0 | 7.2762e-07 | 6.9297e-07 | 0 | 6.9297e-07
[79 empty] | WLDFR | HFTD - Distribution - Tier 3 - 4QU CoRE ¦ 2QU LoRE | Red Flag Warning - Small Fires | 2040 | 7.6514e-06 | 8.0791e-06 | 7.9796e-06 | 7.5996e-06 | 0.091184 | 0.042438 | 0.0018418 | 0.046905 | 0 | 0 | 0 | 0 | 0.00080004 | 6.9768e-07 | 0 | 6.9768e-07 | 7.3669e-07 | 0 | 7.3669e-07 | 7.2762e-07 | 0 | 7.2762e-07 | 6.9297e-07 | 0 | 6.9297e-07
[79 empty] | WLDFR | HFTD - Distribution - Tier 3 - 4QU CoRE ¦ 2QU LoRE | Red Flag Warning - Small Fires | 2041 | 7.6514e-06 | 8.0791e-06 | 7.9796e-06 | 7.5996e-06 | 0.091184 | 0.042438 | 0.0018418 | 0.046905 | 0 | 0 | 0 | 0 | 0.00080004 | 6.9768e-07 | 0 | 6.9768e-07 | 7.3669e-07 | 0 | 7.3669e-07 | 7.2762e-07 | 0 | 7.2762e-07 | 6.9297e-07 | 0 | 6.9297e-07
[79 empty] | WLDFR | HFTD - Distribution - Tier 3 - 4QU CoRE ¦ 2QU LoRE | Red Flag Warning - Small Fires | 2042 | 7.6514e-06 | 8.0791e-06 | 7.9796e-06 | 7.5996e-06 | 0.091184 | 0.042438 | 0.0018418 | 0.046905 | 0 | 0 | 0 | 0 | 0.00080004 | 6.9768e-07 | 0 | 6.9768e-07 | 7.3669e-07 | 0 | 7.3669e-07 | 7.2762e-07 | 0 | 7.2762e-07 | 6.9297e-07 | 0 | 6.9297e-07
[79 empty] | WLDFR | HFTD - Distribution - Tier 3 - 4QU CoRE ¦ 2QU LoRE | Red Flag Warning - Small Fires | 2043 | 7.6514e-06 | 8.0791e-06 | 7.9796e-06 | 7.5996e-06 | 0.095486 | 0.044306 | 0.0019228 | 0.049257 | 0 | 0 | 0 | 0 | 0.00080004 | 7.3059e-07 | 0 | 7.3059e-07 | 7.7144e-07 | 0 | 7.7144e-07 | 7.6194e-07 | 0 | 7.6194e-07 | 7.2566e-07 | 0 | 7.2566e-07
[79 empty] | WLDFR | HFTD - Distribution - Tier 3 - 4QU CoRE ¦ 2QU LoRE | Red Flag Warning - Small Fires | 2044 | 7.6514e-06 | 8.0791e-06 | 7.9796e-06 | 7.5996e-06 | 0.095486 | 0.044306 | 0.0019228 | 0.049257 | 0 | 0 | 0 | 0 | 0.00080004 | 7.3059e-07 | 0 | 7.3059e-07 | 7.7144e-07 | 0 | 7.7144e-07 | 7.6194e-07 | 0 | 7.6194e-07 | 7.2566e-07 | 0 | 7.2566e-07
[79 empty] | WLDFR | HFTD - Distribution - Tier 3 - 4QU CoRE ¦ 2QU LoRE | Red Flag Warning - Small Fires | 2045 | 7.6514e-06 | 8.0791e-06 | 7.9796e-06 | 7.5996e-06 | 0.095486 | 0.044306 | 0.0019228 | 0.049257 | 0 | 0 | 0 | 0 | 0.00080004 | 7.3059e-07 | 0 | 7.3059e-07 | 7.7144e-07 | 0 | 7.7144e-07 | 7.6194e-07 | 0 | 7.6194e-07 | 7.2566e-07 | 0 | 7.2566e-07
[79 empty] | WLDFR | HFTD - Distribution - Tier 3 - 4QU CoRE ¦ 2QU LoRE | Red Flag Warning - Small Fires | 2046 | 7.6514e-06 | 8.0791e-06 | 7.9796e-06 | 7.5996e-06 | 0.095486 | 0.044306 | 0.0019228 | 0.049257 | 0 | 0 | 0 | 0 | 0.00080004 | 7.3059e-07 | 0 | 7.3059e-07 | 7.7144e-07 | 0 | 7.7144e-07 | 7.6194e-07 | 0 | 7.6194e-07 | 7.2566e-07 | 0 | 7.2566e-07
[79 empty] | WLDFR | HFTD - Distribution - Tier 3 - 4QU CoRE ¦ 2QU LoRE | Red Flag Warning - Small Fires | 2047 | 7.6514e-06 | 8.0791e-06 | 7.9796e-06 | 7.5996e-06 | 0.095486 | 0.044306 | 0.0019228 | 0.049257 | 0 | 0 | 0 | 0 | 0.00080004 | 7.3059e-07 | 0 | 7.3059e-07 | 7.7144e-07 | 0 | 7.7144e-07 | 7.6194e-07 | 0 | 7.6194e-07 | 7.2566e-07 | 0 | 7.2566e-07
[79 empty] | WLDFR | HFTD - Distribution - Tier 3 - 4QU CoRE ¦ 2QU LoRE | Red Flag Warning - Small Fires | 2048 | 7.6514e-06 | 8.0791e-06 | 7.9796e-06 | 7.5996e-06 | 0.10007 | 0.04626 | 0.0020076 | 0.051804 | 0 | 0 | 0 | 0 | 0.00080004 | 7.6568e-07 | 0 | 7.6568e-07 | 8.0849e-07 | 0 | 8.0849e-07 | 7.9853e-07 | 0 | 7.9853e-07 | 7.6051e-07 | 0 | 7.6051e-07
[79 empty] | WLDFR | HFTD - Distribution - Tier 3 - 4QU CoRE ¦ 2QU LoRE | Red Flag Warning - Small Fires | 2049 | 7.6514e-06 | 8.0791e-06 | 7.9796e-06 | 7.5996e-06 | 0.10007 | 0.04626 | 0.0020076 | 0.051804 | 0 | 0 | 0 | 0 | 0.00080004 | 7.6568e-07 | 0 | 7.6568e-07 | 8.0849e-07 | 0 | 8.0849e-07 | 7.9853e-07 | 0 | 7.9853e-07 | 7.6051e-07 | 0 | 7.6051e-07
[79 empty] | WLDFR | HFTD - Distribution - Tier 3 - 4QU CoRE ¦ 2QU LoRE | Red Flag Warning - Small Fires | 2050 | 0 | 8.0791e-06 | 7.9796e-06 | 7.5996e-06 | 0.10007 | 0.04626 | 0.0020076 | 0.051804 | 0 | 0 | 0 | 0 | 0.00080004 | 0 | 0 | 0 | 8.0849e-07 | 0 | 8.0849e-07 | 7.9853e-07 | 0 | 7.9853e-07 | 7.6051e-07 | 0 | 7.6051e-07
[79 empty] | WLDFR | HFTD - Distribution - Tier 3 - 4QU CoRE ¦ 2QU LoRE | Red Flag Warning - Small Fires | 2051 | 0 | 0 | 7.9796e-06 | 7.5996e-06 | 0.10007 | 0.04626 | 0.0020076 | 0.051804 | 0 | 0 | 0 | 0 | 0.00080004 | 0 | 0 | 0 | 0 | 0 | 0 | 7.9853e-07 | 0 | 7.9853e-07 | 7.6051e-07 | 0 | 7.6051e-07
[79 empty] | WLDFR | HFTD - Distribution - Tier 3 - 4QU CoRE ¦ 2QU LoRE | Red Flag Warning - Small Fires | 2052 | 0 | 0 | 0 | 7.5996e-06 | 0.10007 | 0.04626 | 0.0020076 | 0.051804 | 0 | 0 | 0 | 0 | 0.00080004 | 0 | 0 | 0 | 0 | 0 | 0 | 0 | 0 | 0 | 7.6051e-07 | 0 | 7.6051e-07
[79 empty] | WLDFR | HFTD - Distribution - Tier 3 - 4QU CoRE ¦ 2QU LoRE | Seismic - Non-Red Flag Warning - Catastrophic Fires | 2020 | 1.8205e-12 | 0 | 0 | 0 | 21083.8428 | 409.2237 | 13469.0878 | 7205.5313 | 0 | 0 | 0 | 0 | 3.0079e-10 | 3.8383e-08 | 0 | 3.8383e-08 | 0 | 0 | 0 | 0 | 0 | 0 | 0 | 0 | 0
[79 empty] | WLDFR | HFTD - Distribution - Tier 3 - 4QU CoRE ¦ 2QU LoRE | Seismic - Non-Red Flag Warning - Catastrophic Fires | 2021 | 0 | 1.9223e-12 | 0 | 0 | 21083.8428 | 409.2237 | 13469.0878 | 7205.5313 | 0 | 0 | 0 | 0 | 3.0079e-10 | 0 | 0 | 0 | 4.0529e-08 | 0 | 4.0529e-08 | 0 | 0 | 0 | 0 | 0 | 0
[79 empty] | WLDFR | HFTD - Distribution - Tier 3 - 4QU CoRE ¦ 2QU LoRE | Seismic - Non-Red Flag Warning - Catastrophic Fires | 2022 | 0 | 0 | 2.0452e-12 | 0 | 21083.8428 | 409.2237 | 13469.0878 | 7205.5313 | 0 | 0 | 0 | 0 | 3.3578e-10 | 0 | 0 | 0 | 0 | 0 | 0 | 4.312e-08 | 0 | 4.312e-08 | 0 | 0 | 0
[79 empty] | WLDFR | HFTD - Distribution - Tier 3 - 4QU CoRE ¦ 2QU LoRE | Seismic - Non-Red Flag Warning - Catastrophic Fires | 2023 | 0 | 0 | 0 | 1.9478e-12 | 21835.9781 | 428.6023 | 13939.561 | 7467.8148 | 0 | 0 | 0 | 0 | 3.3578e-10 | 0 | 0 | 0 | 0 | 0 | 0 | 0 | 0 | 0 | 4.2532e-08 | 0 | 4.2532e-08
[79 empty] | WLDFR | HFTD - Distribution - Tier 3 - 4QU CoRE ¦ 2QU LoRE | Seismic - Red Flag Warning - Catastrophic Fires | 2020 | 7.8498e-11 | 0 | 0 | 0 | 21083.8428 | 409.2237 | 13469.0878 | 7205.5313 | 0 | 0 | 0 | 0 | 1.297e-08 | 1.655e-06 | 0 | 1.655e-06 | 0 | 0 | 0 | 0 | 0 | 0 | 0 | 0 | 0
[79 empty] | WLDFR | HFTD - Distribution - Tier 3 - 4QU CoRE ¦ 2QU LoRE | Seismic - Red Flag Warning - Catastrophic Fires | 2021 | 0 | 8.2887e-11 | 0 | 0 | 21083.8428 | 409.2237 | 13469.0878 | 7205.5313 | 0 | 0 | 0 | 0 | 1.297e-08 | 0 | 0 | 0 | 1.7476e-06 | 0 | 1.7476e-06 | 0 | 0 | 0 | 0 | 0 | 0
[79 empty] | WLDFR | HFTD - Distribution - Tier 3 - 4QU CoRE ¦ 2QU LoRE | Seismic - Red Flag Warning - Catastrophic Fires | 2022 | 0 | 0 | 8.8187e-11 | 0 | 21083.8428 | 409.2237 | 13469.0878 | 7205.5313 | 0 | 0 | 0 | 0 | 1.4478e-08 | 0 | 0 | 0 | 0 | 0 | 0 | 1.8593e-06 | 0 | 1.8593e-06 | 0 | 0 | 0
[79 empty] | WLDFR | HFTD - Distribution - Tier 3 - 4QU CoRE ¦ 2QU LoRE | Seismic - Red Flag Warning - Catastrophic Fires | 2023 | 0 | 0 | 0 | 8.3988e-11 | 21835.9781 | 428.6023 | 13939.561 | 7467.8148 | 0 | 0 | 0 | 0 | 1.4478e-08 | 0 | 0 | 0 | 0 | 0 | 0 | 0 | 0 | 0 | 1.834e-06 | 0 | 1.834e-06
[79 empty] | WLDFR | HFTD - Distribution - Tier 3 - 4QU CoRE ¦ 3QU LoRE | Non-Red Flag Warning - Catastrophic Fires | 2020 | 1.1176e-09 | 0 | 0 | 0 | 14146.1306 | 222.2294 | 8585.7228 | 5338.1784 | 0 | 0 | 0 | 0 | 3.8003e-07 | 1.581e-05 | 0 | 1.581e-05 | 0 | 0 | 0 | 0 | 0 | 0 | 0 | 0 | 0
[79 empty] | WLDFR | HFTD - Distribution - Tier 3 - 4QU CoRE ¦ 3QU LoRE | Non-Red Flag Warning - Catastrophic Fires | 2021 | 6.0798e-10 | 1.1801e-09 | 0 | 0 | 14146.1306 | 222.2294 | 8585.7228 | 5338.1784 | 0 | 0 | 0 | 0 | 3.8003e-07 | 8.6005e-06 | 0 | 8.6005e-06 | 1.6694e-05 | 0 | 1.6694e-05 | 0 | 0 | 0 | 0 | 0 | 0
[79 empty] | WLDFR | HFTD - Distribution - Tier 3 - 4QU CoRE ¦ 3QU LoRE | Non-Red Flag Warning - Catastrophic Fires | 2022 | 6.146e-10 | 6.4897e-10 | 1.1126e-09 | 0 | 14146.1306 | 222.2294 | 8585.7228 | 5338.1784 | 0 | 0 | 0 | 0 | 3.8554e-07 | 8.6943e-06 | 0 | 8.6943e-06 | 9.1804e-06 | 0 | 9.1804e-06 | 1.5739e-05 | 0 | 1.5739e-05 | 0 | 0 | 0
[79 empty] | WLDFR | HFTD - Distribution - Tier 3 - 4QU CoRE ¦ 3QU LoRE | Non-Red Flag Warning - Catastrophic Fires | 2023 | 6.146e-10 | 6.4897e-10 | 5.9409e-10 | 1.0596e-09 | 14664.6376 | 233.2301 | 8896.516 | 5534.8915 | 0 | 0 | 0 | 0 | 3.8554e-07 | 9.013e-06 | 0 | 9.013e-06 | 9.5169e-06 | 0 | 9.5169e-06 | 8.7121e-06 | 0 | 8.7121e-06 | 1.5539e-05 | 0 | 1.5539e-05
[79 empty] | WLDFR | HFTD - Distribution - Tier 3 - 4QU CoRE ¦ 3QU LoRE | Non-Red Flag Warning - Catastrophic Fires | 2024 | 6.146e-10 | 6.4897e-10 | 5.9409e-10 | 5.658e-10 | 14664.6376 | 233.2301 | 8896.516 | 5534.8915 | 0 | 0 | 0 | 0 | 3.8554e-07 | 9.013e-06 | 0 | 9.013e-06 | 9.5169e-06 | 0 | 9.5169e-06 | 8.7121e-06 | 0 | 8.7121e-06 | 8.2972e-06 | 0 | 8.2972e-06
[79 empty] | WLDFR | HFTD - Distribution - Tier 3 - 4QU CoRE ¦ 3QU LoRE | Non-Red Flag Warning - Catastrophic Fires | 2025 | 6.146e-10 | 6.4897e-10 | 5.9409e-10 | 5.658e-10 | 14664.6376 | 233.2301 | 8896.516 | 5534.8915 | 0 | 0 | 0 | 0 | 3.8554e-07 | 9.013e-06 | 0 | 9.013e-06 | 9.5169e-06 | 0 | 9.5169e-06 | 8.7121e-06 | 0 | 8.7121e-06 | 8.2972e-06 | 0 | 8.2972e-06
[79 empty] | WLDFR | HFTD - Distribution - Tier 3 - 4QU CoRE ¦ 3QU LoRE | Non-Red Flag Warning - Catastrophic Fires | 2026 | 6.146e-10 | 6.4897e-10 | 5.9409e-10 | 5.658e-10 | 14664.6376 | 233.2301 | 8896.516 | 5534.8915 | 0 | 0 | 0 | 0 | 3.8554e-07 | 9.013e-06 | 0 | 9.013e-06 | 9.5169e-06 | 0 | 9.5169e-06 | 8.7121e-06 | 0 | 8.7121e-06 | 8.2972e-06 | 0 | 8.2972e-06
[79 empty] | WLDFR | HFTD - Distribution - Tier 3 - 4QU CoRE ¦ 3QU LoRE | Non-Red Flag Warning - Catastrophic Fires | 2027 | 6.146e-10 | 6.4897e-10 | 5.9409e-10 | 5.658e-10 | 14664.6376 | 233.2301 | 8896.516 | 5534.8915 | 0 | 0 | 0 | 0 | 3.8554e-07 | 9.013e-06 | 0 | 9.013e-06 | 9.5169e-06 | 0 | 9.5169e-06 | 8.7121e-06 | 0 | 8.7121e-06 | 8.2972e-06 | 0 | 8.2972e-06
[79 empty] | WLDFR | HFTD - Distribution - Tier 3 - 4QU CoRE ¦ 3QU LoRE | Non-Red Flag Warning - Catastrophic Fires | 2028 | 6.146e-10 | 6.4897e-10 | 5.9409e-10 | 5.658e-10 | 15317.9909 | 247.273 | 9287.6491 | 5783.0689 | 0 | 0 | 0 | 0 | 3.8554e-07 | 9.4145e-06 | 0 | 9.4145e-06 | 9.9409e-06 | 0 | 9.9409e-06 | 9.1002e-06 | 0 | 9.1002e-06 | 8.6669e-06 | 0 | 8.6669e-06
[79 empty] | WLDFR | HFTD - Distribution - Tier 3 - 4QU CoRE ¦ 3QU LoRE | Non-Red Flag Warning - Catastrophic Fires | 2029 | 6.146e-10 | 6.4897e-10 | 5.9409e-10 | 5.658e-10 | 15317.9909 | 247.273 | 9287.6491 | 5783.0689 | 0 | 0 | 0 | 0 | 3.8554e-07 | 9.4145e-06 | 0 | 9.4145e-06 | 9.9409e-06 | 0 | 9.9409e-06 | 9.1002e-06 | 0 | 9.1002e-06 | 8.6669e-06 | 0 | 8.6669e-06
[79 empty] | WLDFR | HFTD - Distribution - Tier 3 - 4QU CoRE ¦ 3QU LoRE | Non-Red Flag Warning - Catastrophic Fires | 2030 | 6.146e-10 | 6.4897e-10 | 5.9409e-10 | 5.658e-10 | 15317.9909 | 247.273 | 9287.6491 | 5783.0689 | 0 | 0 | 0 | 0 | 3.8554e-07 | 9.4145e-06 | 0 | 9.4145e-06 | 9.9409e-06 | 0 | 9.9409e-06 | 9.1002e-06 | 0 | 9.1002e-06 | 8.6669e-06 | 0 | 8.6669e-06
[79 empty] | WLDFR | HFTD - Distribution - Tier 3 - 4QU CoRE ¦ 3QU LoRE | Non-Red Flag Warning - Catastrophic Fires | 2031 | 6.146e-10 | 6.4897e-10 | 5.9409e-10 | 5.658e-10 | 15317.9909 | 247.273 | 9287.6491 | 5783.0689 | 0 | 0 | 0 | 0 | 3.8554e-07 | 9.4145e-06 | 0 | 9.4145e-06 | 9.9409e-06 | 0 | 9.9409e-06 | 9.1002e-06 | 0 | 9.1002e-06 | 8.6669e-06 | 0 | 8.6669e-06
[79 empty] | WLDFR | HFTD - Distribution - Tier 3 - 4QU CoRE ¦ 3QU LoRE | Non-Red Flag Warning - Catastrophic Fires | 2032 | 6.146e-10 | 6.4897e-10 | 5.9409e-10 | 5.658e-10 | 15317.9909 | 247.273 | 9287.6491 | 5783.0689 | 0 | 0 | 0 | 0 | 3.8554e-07 | 9.4145e-06 | 0 | 9.4145e-06 | 9.9409e-06 | 0 | 9.9409e-06 | 9.1002e-06 | 0 | 9.1002e-06 | 8.6669e-06 | 0 | 8.6669e-06
[79 empty] | WLDFR | HFTD - Distribution - Tier 3 - 4QU CoRE ¦ 3QU LoRE | Non-Red Flag Warning - Catastrophic Fires | 2033 | 6.146e-10 | 6.4897e-10 | 5.9409e-10 | 5.658e-10 | 16044.1264 | 263.1074 | 9721.74 | 6059.2791 | 0 | 0 | 0 | 0 | 3.8554e-07 | 9.8608e-06 | 0 | 9.8608e-06 | 1.0412e-05 | 0 | 1.0412e-05 | 9.5316e-06 | 0 | 9.5316e-06 | 9.0777e-06 | 0 | 9.0777e-06
[79 empty] | WLDFR | HFTD - Distribution - Tier 3 - 4QU CoRE ¦ 3QU LoRE | Non-Red Flag Warning - Catastrophic Fires | 2034 | 6.146e-10 | 6.4897e-10 | 5.9409e-10 | 5.658e-10 | 16044.1264 | 263.1074 | 9721.74 | 6059.2791 | 0 | 0 | 0 | 0 | 3.8554e-07 | 9.8608e-06 | 0 | 9.8608e-06 | 1.0412e-05 | 0 | 1.0412e-05 | 9.5316e-06 | 0 | 9.5316e-06 | 9.0777e-06 | 0 | 9.0777e-06
[79 empty] | WLDFR | HFTD - Distribution - Tier 3 - 4QU CoRE ¦ 3QU LoRE | Non-Red Flag Warning - Catastrophic Fires | 2035 | 6.146e-10 | 6.4897e-10 | 5.9409e-10 | 5.658e-10 | 16044.1264 | 263.1074 | 9721.74 | 6059.2791 | 0 | 0 | 0 | 0 | 3.8554e-07 | 9.8608e-06 | 0 | 9.8608e-06 | 1.0412e-05 | 0 | 1.0412e-05 | 9.5316e-06 | 0 | 9.5316e-06 | 9.0777e-06 | 0 | 9.0777e-06
[79 empty] | WLDFR | HFTD - Distribution - Tier 3 - 4QU CoRE ¦ 3QU LoRE | Non-Red Flag Warning - Catastrophic Fires | 2036 | 6.146e-10 | 6.4897e-10 | 5.9409e-10 | 5.658e-10 | 16044.1264 | 263.1074 | 9721.74 | 6059.2791 | 0 | 0 | 0 | 0 | 3.8554e-07 | 9.8608e-06 | 0 | 9.8608e-06 | 1.0412e-05 | 0 | 1.0412e-05 | 9.5316e-06 | 0 | 9.5316e-06 | 9.0777e-06 | 0 | 9.0777e-06
[79 empty] | WLDFR | HFTD - Distribution - Tier 3 - 4QU CoRE ¦ 3QU LoRE | Non-Red Flag Warning - Catastrophic Fires | 2037 | 6.146e-10 | 6.4897e-10 | 5.9409e-10 | 5.658e-10 | 16044.1264 | 263.1074 | 9721.74 | 6059.2791 | 0 | 0 | 0 | 0 | 3.8554e-07 | 9.8608e-06 | 0 | 9.8608e-06 | 1.0412e-05 | 0 | 1.0412e-05 | 9.5316e-06 | 0 | 9.5316e-06 | 9.0777e-06 | 0 | 9.0777e-06
[79 empty] | WLDFR | HFTD - Distribution - Tier 3 - 4QU CoRE ¦ 3QU LoRE | Non-Red Flag Warning - Catastrophic Fires | 2038 | 6.146e-10 | 6.4897e-10 | 5.9409e-10 | 5.658e-10 | 16832.3912 | 280.5544 | 10192.2718 | 6359.5651 | 0 | 0 | 0 | 0 | 3.8554e-07 | 1.0345e-05 | 0 | 1.0345e-05 | 1.0924e-05 | 0 | 1.0924e-05 | 9.9999e-06 | 0 | 9.9999e-06 | 9.5237e-06 | 0 | 9.5237e-06
[79 empty] | WLDFR | HFTD - Distribution - Tier 3 - 4QU CoRE ¦ 3QU LoRE | Non-Red Flag Warning - Catastrophic Fires | 2039 | 6.146e-10 | 6.4897e-10 | 5.9409e-10 | 5.658e-10 | 16832.3912 | 280.5544 | 10192.2718 | 6359.5651 | 0 | 0 | 0 | 0 | 3.8554e-07 | 1.0345e-05 | 0 | 1.0345e-05 | 1.0924e-05 | 0 | 1.0924e-05 | 9.9999e-06 | 0 | 9.9999e-06 | 9.5237e-06 | 0 | 9.5237e-06
[79 empty] | WLDFR | HFTD - Distribution - Tier 3 - 4QU CoRE ¦ 3QU LoRE | Non-Red Flag Warning - Catastrophic Fires | 2040 | 6.146e-10 | 6.4897e-10 | 5.9409e-10 | 5.658e-10 | 16832.3912 | 280.5544 | 10192.2718 | 6359.5651 | 0 | 0 | 0 | 0 | 3.8554e-07 | 1.0345e-05 | 0 | 1.0345e-05 | 1.0924e-05 | 0 | 1.0924e-05 | 9.9999e-06 | 0 | 9.9999e-06 | 9.5237e-06 | 0 | 9.5237e-06
[79 empty] | WLDFR | HFTD - Distribution - Tier 3 - 4QU CoRE ¦ 3QU LoRE | Non-Red Flag Warning - Catastrophic Fires | 2041 | 6.146e-10 | 6.4897e-10 | 5.9409e-10 | 5.658e-10 | 16832.3912 | 280.5544 | 10192.2718 | 6359.5651 | 0 | 0 | 0 | 0 | 3.8554e-07 | 1.0345e-05 | 0 | 1.0345e-05 | 1.0924e-05 | 0 | 1.0924e-05 | 9.9999e-06 | 0 | 9.9999e-06 | 9.5237e-06 | 0 | 9.5237e-06
[79 empty] | WLDFR | HFTD - Distribution - Tier 3 - 4QU CoRE ¦ 3QU LoRE | Non-Red Flag Warning - Catastrophic Fires | 2042 | 6.146e-10 | 6.4897e-10 | 5.9409e-10 | 5.658e-10 | 16832.3912 | 280.5544 | 10192.2718 | 6359.5651 | 0 | 0 | 0 | 0 | 3.8554e-07 | 1.0345e-05 | 0 | 1.0345e-05 | 1.0924e-05 | 0 | 1.0924e-05 | 9.9999e-06 | 0 | 9.9999e-06 | 9.5237e-06 | 0 | 9.5237e-06
[79 empty] | WLDFR | HFTD - Distribution - Tier 3 - 4QU CoRE ¦ 3QU LoRE | Non-Red Flag Warning - Catastrophic Fires | 2043 | 6.146e-10 | 6.4897e-10 | 5.9409e-10 | 5.658e-10 | 17672.0852 | 299.42 | 10692.7362 | 6679.929 | 0 | 0 | 0 | 0 | 3.8554e-07 | 1.0861e-05 | 0 | 1.0861e-05 | 1.1469e-05 | 0 | 1.1469e-05 | 1.0499e-05 | 0 | 1.0499e-05 | 9.9988e-06 | 0 | 9.9988e-06
[79 empty] | WLDFR | HFTD - Distribution - Tier 3 - 4QU CoRE ¦ 3QU LoRE | Non-Red Flag Warning - Catastrophic Fires | 2044 | 6.146e-10 | 6.4897e-10 | 5.9409e-10 | 5.658e-10 | 17672.0852 | 299.42 | 10692.7362 | 6679.929 | 0 | 0 | 0 | 0 | 3.8554e-07 | 1.0861e-05 | 0 | 1.0861e-05 | 1.1469e-05 | 0 | 1.1469e-05 | 1.0499e-05 | 0 | 1.0499e-05 | 9.9988e-06 | 0 | 9.9988e-06
[79 empty] | WLDFR | HFTD - Distribution - Tier 3 - 4QU CoRE ¦ 3QU LoRE | Non-Red Flag Warning - Catastrophic Fires | 2045 | 6.146e-10 | 6.4897e-10 | 5.9409e-10 | 5.658e-10 | 17672.0852 | 299.42 | 10692.7362 | 6679.929 | 0 | 0 | 0 | 0 | 3.8554e-07 | 1.0861e-05 | 0 | 1.0861e-05 | 1.1469e-05 | 0 | 1.1469e-05 | 1.0499e-05 | 0 | 1.0499e-05 | 9.9988e-06 | 0 | 9.9988e-06
[79 empty] | WLDFR | HFTD - Distribution - Tier 3 - 4QU CoRE ¦ 3QU LoRE | Non-Red Flag Warning - Catastrophic Fires | 2046 | 6.146e-10 | 6.4897e-10 | 5.9409e-10 | 5.658e-10 | 17672.0852 | 299.42 | 10692.7362 | 6679.929 | 0 | 0 | 0 | 0 | 3.8554e-07 | 1.0861e-05 | 0 | 1.0861e-05 | 1.1469e-05 | 0 | 1.1469e-05 | 1.0499e-05 | 0 | 1.0499e-05 | 9.9988e-06 | 0 | 9.9988e-06
[79 empty] | WLDFR | HFTD - Distribution - Tier 3 - 4QU CoRE ¦ 3QU LoRE | Non-Red Flag Warning - Catastrophic Fires | 2047 | 6.146e-10 | 6.4897e-10 | 5.9409e-10 | 5.658e-10 | 17672.0852 | 299.42 | 10692.7362 | 6679.929 | 0 | 0 | 0 | 0 | 3.8554e-07 | 1.0861e-05 | 0 | 1.0861e-05 | 1.1469e-05 | 0 | 1.1469e-05 | 1.0499e-05 | 0 | 1.0499e-05 | 9.9988e-06 | 0 | 9.9988e-06
[79 empty] | WLDFR | HFTD - Distribution - Tier 3 - 4QU CoRE ¦ 3QU LoRE | Non-Red Flag Warning - Catastrophic Fires | 2048 | 6.146e-10 | 6.4897e-10 | 5.9409e-10 | 5.658e-10 | 18552.3348 | 319.4911 | 11216.5626 | 7016.281 | 0 | 0 | 0 | 0 | 3.8554e-07 | 1.1402e-05 | 0 | 1.1402e-05 | 1.204e-05 | 0 | 1.204e-05 | 1.1022e-05 | 0 | 1.1022e-05 | 1.0497e-05 | 0 | 1.0497e-05
[79 empty] | WLDFR | HFTD - Distribution - Tier 3 - 4QU CoRE ¦ 3QU LoRE | Non-Red Flag Warning - Catastrophic Fires | 2049 | 6.146e-10 | 6.4897e-10 | 5.9409e-10 | 5.658e-10 | 18552.3348 | 319.4911 | 11216.5626 | 7016.281 | 0 | 0 | 0 | 0 | 3.8554e-07 | 1.1402e-05 | 0 | 1.1402e-05 | 1.204e-05 | 0 | 1.204e-05 | 1.1022e-05 | 0 | 1.1022e-05 | 1.0497e-05 | 0 | 1.0497e-05
[79 empty] | WLDFR | HFTD - Distribution - Tier 3 - 4QU CoRE ¦ 3QU LoRE | Non-Red Flag Warning - Catastrophic Fires | 2050 | 0 | 6.4897e-10 | 5.9409e-10 | 5.658e-10 | 18552.3348 | 319.4911 | 11216.5626 | 7016.281 | 0 | 0 | 0 | 0 | 3.8554e-07 | 0 | 0 | 0 | 1.204e-05 | 0 | 1.204e-05 | 1.1022e-05 | 0 | 1.1022e-05 | 1.0497e-05 | 0 | 1.0497e-05
[79 empty] | WLDFR | HFTD - Distribution - Tier 3 - 4QU CoRE ¦ 3QU LoRE | Non-Red Flag Warning - Catastrophic Fires | 2051 | 0 | 0 | 5.9409e-10 | 5.658e-10 | 18552.3348 | 319.4911 | 11216.5626 | 7016.281 | 0 | 0 | 0 | 0 | 3.8554e-07 | 0 | 0 | 0 | 0 | 0 | 0 | 1.1022e-05 | 0 | 1.1022e-05 | 1.0497e-05 | 0 | 1.0497e-05
[79 empty] | WLDFR | HFTD - Distribution - Tier 3 - 4QU CoRE ¦ 3QU LoRE | Non-Red Flag Warning - Catastrophic Fires | 2052 | 0 | 0 | 0 | 5.658e-10 | 18552.3348 | 319.4911 | 11216.5626 | 7016.281 | 0 | 0 | 0 | 0 | 3.8554e-07 | 0 | 0 | 0 | 0 | 0 | 0 | 0 | 0 | 0 | 1.0497e-05 | 0 | 1.0497e-05
[79 empty] | WLDFR | HFTD - Distribution - Tier 3 - 4QU CoRE ¦ 3QU LoRE | Non-Red Flag Warning - Destructive Fires | 2020 | 3.2552e-09 | 0 | 0 | 0 | 8807.9522 | 222.2294 | 8585.7228 | 0 | 0 | 0 | 0 | 0 | 4.6547e-07 | 2.8671e-05 | 0 | 2.8671e-05 | 0 | 0 | 0 | 0 | 0 | 0 | 0 | 0 | 0
[79 empty] | WLDFR | HFTD - Distribution - Tier 3 - 4QU CoRE ¦ 3QU LoRE | Non-Red Flag Warning - Destructive Fires | 2021 | 1.778e-09 | 3.4372e-09 | 0 | 0 | 8807.9522 | 222.2294 | 8585.7228 | 0 | 0 | 0 | 0 | 0 | 4.6547e-07 | 1.566e-05 | 0 | 1.566e-05 | 3.0274e-05 | 0 | 3.0274e-05 | 0 | 0 | 0 | 0 | 0 | 0
[79 empty] | WLDFR | HFTD - Distribution - Tier 3 - 4QU CoRE ¦ 3QU LoRE | Non-Red Flag Warning - Destructive Fires | 2022 | 1.7908e-09 | 1.8909e-09 | 3.2302e-09 | 0 | 8807.9522 | 222.2294 | 8585.7228 | 0 | 0 | 0 | 0 | 0 | 4.6874e-07 | 1.5773e-05 | 0 | 1.5773e-05 | 1.6655e-05 | 0 | 1.6655e-05 | 2.8451e-05 | 0 | 2.8451e-05 | 0 | 0 | 0
[79 empty] | WLDFR | HFTD - Distribution - Tier 3 - 4QU CoRE ¦ 3QU LoRE | Non-Red Flag Warning - Destructive Fires | 2023 | 1.7908e-09 | 1.8909e-09 | 1.731e-09 | 3.0764e-09 | 9129.7461 | 233.2301 | 8896.516 | 0 | 0 | 0 | 0 | 0 | 4.6874e-07 | 1.6349e-05 | 0 | 1.6349e-05 | 1.7263e-05 | 0 | 1.7263e-05 | 1.5803e-05 | 0 | 1.5803e-05 | 2.8086e-05 | 0 | 2.8086e-05
[79 empty] | WLDFR | HFTD - Distribution - Tier 3 - 4QU CoRE ¦ 3QU LoRE | Non-Red Flag Warning - Destructive Fires | 2024 | 1.7908e-09 | 1.8909e-09 | 1.731e-09 | 1.6486e-09 | 9129.7461 | 233.2301 | 8896.516 | 0 | 0 | 0 | 0 | 0 | 4.6874e-07 | 1.6349e-05 | 0 | 1.6349e-05 | 1.7263e-05 | 0 | 1.7263e-05 | 1.5803e-05 | 0 | 1.5803e-05 | 1.5051e-05 | 0 | 1.5051e-05
[79 empty] | WLDFR | HFTD - Distribution - Tier 3 - 4QU CoRE ¦ 3QU LoRE | Non-Red Flag Warning - Destructive Fires | 2025 | 1.7908e-09 | 1.8909e-09 | 1.731e-09 | 1.6486e-09 | 9129.7461 | 233.2301 | 8896.516 | 0 | 0 | 0 | 0 | 0 | 4.6874e-07 | 1.6349e-05 | 0 | 1.6349e-05 | 1.7263e-05 | 0 | 1.7263e-05 | 1.5803e-05 | 0 | 1.5803e-05 | 1.5051e-05 | 0 | 1.5051e-05
[79 empty] | WLDFR | HFTD - Distribution - Tier 3 - 4QU CoRE ¦ 3QU LoRE | Non-Red Flag Warning - Destructive Fires | 2026 | 1.7908e-09 | 1.8909e-09 | 1.731e-09 | 1.6486e-09 | 9129.7461 | 233.2301 | 8896.516 | 0 | 0 | 0 | 0 | 0 | 4.6874e-07 | 1.6349e-05 | 0 | 1.6349e-05 | 1.7263e-05 | 0 | 1.7263e-05 | 1.5803e-05 | 0 | 1.5803e-05 | 1.5051e-05 | 0 | 1.5051e-05
[79 empty] | WLDFR | HFTD - Distribution - Tier 3 - 4QU CoRE ¦ 3QU LoRE | Non-Red Flag Warning - Destructive Fires | 2027 | 1.7908e-09 | 1.8909e-09 | 1.731e-09 | 1.6486e-09 | 9129.7461 | 233.2301 | 8896.516 | 0 | 0 | 0 | 0 | 0 | 4.6874e-07 | 1.6349e-05 | 0 | 1.6349e-05 | 1.7263e-05 | 0 | 1.7263e-05 | 1.5803e-05 | 0 | 1.5803e-05 | 1.5051e-05 | 0 | 1.5051e-05
[79 empty] | WLDFR | HFTD - Distribution - Tier 3 - 4QU CoRE ¦ 3QU LoRE | Non-Red Flag Warning - Destructive Fires | 2028 | 1.7908e-09 | 1.8909e-09 | 1.731e-09 | 1.6486e-09 | 9534.9221 | 247.273 | 9287.6491 | 0 | 0 | 0 | 0 | 0 | 4.6874e-07 | 1.7075e-05 | 0 | 1.7075e-05 | 1.8029e-05 | 0 | 1.8029e-05 | 1.6505e-05 | 0 | 1.6505e-05 | 1.5719e-05 | 0 | 1.5719e-05
[79 empty] | WLDFR | HFTD - Distribution - Tier 3 - 4QU CoRE ¦ 3QU LoRE | Non-Red Flag Warning - Destructive Fires | 2029 | 1.7908e-09 | 1.8909e-09 | 1.731e-09 | 1.6486e-09 | 9534.9221 | 247.273 | 9287.6491 | 0 | 0 | 0 | 0 | 0 | 4.6874e-07 | 1.7075e-05 | 0 | 1.7075e-05 | 1.8029e-05 | 0 | 1.8029e-05 | 1.6505e-05 | 0 | 1.6505e-05 | 1.5719e-05 | 0 | 1.5719e-05
[79 empty] | WLDFR | HFTD - Distribution - Tier 3 - 4QU CoRE ¦ 3QU LoRE | Non-Red Flag Warning - Destructive Fires | 2030 | 1.7908e-09 | 1.8909e-09 | 1.731e-09 | 1.6486e-09 | 9534.9221 | 247.273 | 9287.6491 | 0 | 0 | 0 | 0 | 0 | 4.6874e-07 | 1.7075e-05 | 0 | 1.7075e-05 | 1.8029e-05 | 0 | 1.8029e-05 | 1.6505e-05 | 0 | 1.6505e-05 | 1.5719e-05 | 0 | 1.5719e-05
[79 empty] | WLDFR | HFTD - Distribution - Tier 3 - 4QU CoRE ¦ 3QU LoRE | Non-Red Flag Warning - Destructive Fires | 2031 | 1.7908e-09 | 1.8909e-09 | 1.731e-09 | 1.6486e-09 | 9534.9221 | 247.273 | 9287.6491 | 0 | 0 | 0 | 0 | 0 | 4.6874e-07 | 1.7075e-05 | 0 | 1.7075e-05 | 1.8029e-05 | 0 | 1.8029e-05 | 1.6505e-05 | 0 | 1.6505e-05 | 1.5719e-05 | 0 | 1.5719e-05
[79 empty] | WLDFR | HFTD - Distribution - Tier 3 - 4QU CoRE ¦ 3QU LoRE | Non-Red Flag Warning - Destructive Fires | 2032 | 1.7908e-09 | 1.8909e-09 | 1.731e-09 | 1.6486e-09 | 9534.9221 | 247.273 | 9287.6491 | 0 | 0 | 0 | 0 | 0 | 4.6874e-07 | 1.7075e-05 | 0 | 1.7075e-05 | 1.8029e-05 | 0 | 1.8029e-05 | 1.6505e-05 | 0 | 1.6505e-05 | 1.5719e-05 | 0 | 1.5719e-05
[79 empty] | WLDFR | HFTD - Distribution - Tier 3 - 4QU CoRE ¦ 3QU LoRE | Non-Red Flag Warning - Destructive Fires | 2033 | 1.7908e-09 | 1.8909e-09 | 1.731e-09 | 1.6486e-09 | 9984.8474 | 263.1074 | 9721.74 | 0 | 0 | 0 | 0 | 0 | 4.6874e-07 | 1.788e-05 | 0 | 1.788e-05 | 1.888e-05 | 0 | 1.888e-05 | 1.7284e-05 | 0 | 1.7284e-05 | 1.6461e-05 | 0 | 1.6461e-05
[79 empty] | WLDFR | HFTD - Distribution - Tier 3 - 4QU CoRE ¦ 3QU LoRE | Non-Red Flag Warning - Destructive Fires | 2034 | 1.7908e-09 | 1.8909e-09 | 1.731e-09 | 1.6486e-09 | 9984.8474 | 263.1074 | 9721.74 | 0 | 0 | 0 | 0 | 0 | 4.6874e-07 | 1.788e-05 | 0 | 1.788e-05 | 1.888e-05 | 0 | 1.888e-05 | 1.7284e-05 | 0 | 1.7284e-05 | 1.6461e-05 | 0 | 1.6461e-05
[79 empty] | WLDFR | HFTD - Distribution - Tier 3 - 4QU CoRE ¦ 3QU LoRE | Non-Red Flag Warning - Destructive Fires | 2035 | 1.7908e-09 | 1.8909e-09 | 1.731e-09 | 1.6486e-09 | 9984.8474 | 263.1074 | 9721.74 | 0 | 0 | 0 | 0 | 0 | 4.6874e-07 | 1.788e-05 | 0 | 1.788e-05 | 1.888e-05 | 0 | 1.888e-05 | 1.7284e-05 | 0 | 1.7284e-05 | 1.6461e-05 | 0 | 1.6461e-05
[79 empty] | WLDFR | HFTD - Distribution - Tier 3 - 4QU CoRE ¦ 3QU LoRE | Non-Red Flag Warning - Destructive Fires | 2036 | 1.7908e-09 | 1.8909e-09 | 1.731e-09 | 1.6486e-09 | 9984.8474 | 263.1074 | 9721.74 | 0 | 0 | 0 | 0 | 0 | 4.6874e-07 | 1.788e-05 | 0 | 1.788e-05 | 1.888e-05 | 0 | 1.888e-05 | 1.7284e-05 | 0 | 1.7284e-05 | 1.6461e-05 | 0 | 1.6461e-05
[79 empty] | WLDFR | HFTD - Distribution - Tier 3 - 4QU CoRE ¦ 3QU LoRE | Non-Red Flag Warning - Destructive Fires | 2037 | 1.7908e-09 | 1.8909e-09 | 1.731e-09 | 1.6486e-09 | 9984.8474 | 263.1074 | 9721.74 | 0 | 0 | 0 | 0 | 0 | 4.6874e-07 | 1.788e-05 | 0 | 1.788e-05 | 1.888e-05 | 0 | 1.888e-05 | 1.7284e-05 | 0 | 1.7284e-05 | 1.6461e-05 | 0 | 1.6461e-05
[79 empty] | WLDFR | HFTD - Distribution - Tier 3 - 4QU CoRE ¦ 3QU LoRE | Non-Red Flag Warning - Destructive Fires | 2038 | 1.7908e-09 | 1.8909e-09 | 1.731e-09 | 1.6486e-09 | 10472.8261 | 280.5544 | 10192.2718 | 0 | 0 | 0 | 0 | 0 | 4.6874e-07 | 1.8754e-05 | 0 | 1.8754e-05 | 1.9803e-05 | 0 | 1.9803e-05 | 1.8128e-05 | 0 | 1.8128e-05 | 1.7265e-05 | 0 | 1.7265e-05
[79 empty] | WLDFR | HFTD - Distribution - Tier 3 - 4QU CoRE ¦ 3QU LoRE | Non-Red Flag Warning - Destructive Fires | 2039 | 1.7908e-09 | 1.8909e-09 | 1.731e-09 | 1.6486e-09 | 10472.8261 | 280.5544 | 10192.2718 | 0 | 0 | 0 | 0 | 0 | 4.6874e-07 | 1.8754e-05 | 0 | 1.8754e-05 | 1.9803e-05 | 0 | 1.9803e-05 | 1.8128e-05 | 0 | 1.8128e-05 | 1.7265e-05 | 0 | 1.7265e-05
[79 empty] | WLDFR | HFTD - Distribution - Tier 3 - 4QU CoRE ¦ 3QU LoRE | Non-Red Flag Warning - Destructive Fires | 2040 | 1.7908e-09 | 1.8909e-09 | 1.731e-09 | 1.6486e-09 | 10472.8261 | 280.5544 | 10192.2718 | 0 | 0 | 0 | 0 | 0 | 4.6874e-07 | 1.8754e-05 | 0 | 1.8754e-05 | 1.9803e-05 | 0 | 1.9803e-05 | 1.8128e-05 | 0 | 1.8128e-05 | 1.7265e-05 | 0 | 1.7265e-05
[79 empty] | WLDFR | HFTD - Distribution - Tier 3 - 4QU CoRE ¦ 3QU LoRE | Non-Red Flag Warning - Destructive Fires | 2041 | 1.7908e-09 | 1.8909e-09 | 1.731e-09 | 1.6486e-09 | 10472.8261 | 280.5544 | 10192.2718 | 0 | 0 | 0 | 0 | 0 | 4.6874e-07 | 1.8754e-05 | 0 | 1.8754e-05 | 1.9803e-05 | 0 | 1.9803e-05 | 1.8128e-05 | 0 | 1.8128e-05 | 1.7265e-05 | 0 | 1.7265e-05
[79 empty] | WLDFR | HFTD - Distribution - Tier 3 - 4QU CoRE ¦ 3QU LoRE | Non-Red Flag Warning - Destructive Fires | 2042 | 1.7908e-09 | 1.8909e-09 | 1.731e-09 | 1.6486e-09 | 10472.8261 | 280.5544 | 10192.2718 | 0 | 0 | 0 | 0 | 0 | 4.6874e-07 | 1.8754e-05 | 0 | 1.8754e-05 | 1.9803e-05 | 0 | 1.9803e-05 | 1.8128e-05 | 0 | 1.8128e-05 | 1.7265e-05 | 0 | 1.7265e-05
[79 empty] | WLDFR | HFTD - Distribution - Tier 3 - 4QU CoRE ¦ 3QU LoRE | Non-Red Flag Warning - Destructive Fires | 2043 | 1.7908e-09 | 1.8909e-09 | 1.731e-09 | 1.6486e-09 | 10992.1562 | 299.42 | 10692.7362 | 0 | 0 | 0 | 0 | 0 | 4.6874e-07 | 1.9684e-05 | 0 | 1.9684e-05 | 2.0785e-05 | 0 | 2.0785e-05 | 1.9027e-05 | 0 | 1.9027e-05 | 1.8121e-05 | 0 | 1.8121e-05
[79 empty] | WLDFR | HFTD - Distribution - Tier 3 - 4QU CoRE ¦ 3QU LoRE | Non-Red Flag Warning - Destructive Fires | 2044 | 1.7908e-09 | 1.8909e-09 | 1.731e-09 | 1.6486e-09 | 10992.1562 | 299.42 | 10692.7362 | 0 | 0 | 0 | 0 | 0 | 4.6874e-07 | 1.9684e-05 | 0 | 1.9684e-05 | 2.0785e-05 | 0 | 2.0785e-05 | 1.9027e-05 | 0 | 1.9027e-05 | 1.8121e-05 | 0 | 1.8121e-05
[79 empty] | WLDFR | HFTD - Distribution - Tier 3 - 4QU CoRE ¦ 3QU LoRE | Non-Red Flag Warning - Destructive Fires | 2045 | 1.7908e-09 | 1.8909e-09 | 1.731e-09 | 1.6486e-09 | 10992.1562 | 299.42 | 10692.7362 | 0 | 0 | 0 | 0 | 0 | 4.6874e-07 | 1.9684e-05 | 0 | 1.9684e-05 | 2.0785e-05 | 0 | 2.0785e-05 | 1.9027e-05 | 0 | 1.9027e-05 | 1.8121e-05 | 0 | 1.8121e-05
[79 empty] | WLDFR | HFTD - Distribution - Tier 3 - 4QU CoRE ¦ 3QU LoRE | Non-Red Flag Warning - Destructive Fires | 2046 | 1.7908e-09 | 1.8909e-09 | 1.731e-09 | 1.6486e-09 | 10992.1562 | 299.42 | 10692.7362 | 0 | 0 | 0 | 0 | 0 | 4.6874e-07 | 1.9684e-05 | 0 | 1.9684e-05 | 2.0785e-05 | 0 | 2.0785e-05 | 1.9027e-05 | 0 | 1.9027e-05 | 1.8121e-05 | 0 | 1.8121e-05
[79 empty] | WLDFR | HFTD - Distribution - Tier 3 - 4QU CoRE ¦ 3QU LoRE | Non-Red Flag Warning - Destructive Fires | 2047 | 1.7908e-09 | 1.8909e-09 | 1.731e-09 | 1.6486e-09 | 10992.1562 | 299.42 | 10692.7362 | 0 | 0 | 0 | 0 | 0 | 4.6874e-07 | 1.9684e-05 | 0 | 1.9684e-05 | 2.0785e-05 | 0 | 2.0785e-05 | 1.9027e-05 | 0 | 1.9027e-05 | 1.8121e-05 | 0 | 1.8121e-05
[79 empty] | WLDFR | HFTD - Distribution - Tier 3 - 4QU CoRE ¦ 3QU LoRE | Non-Red Flag Warning - Destructive Fires | 2048 | 1.7908e-09 | 1.8909e-09 | 1.731e-09 | 1.6486e-09 | 11536.0538 | 319.4911 | 11216.5626 | 0 | 0 | 0 | 0 | 0 | 4.6874e-07 | 2.0658e-05 | 0 | 2.0658e-05 | 2.1813e-05 | 0 | 2.1813e-05 | 1.9969e-05 | 0 | 1.9969e-05 | 1.9018e-05 | 0 | 1.9018e-05
[79 empty] | WLDFR | HFTD - Distribution - Tier 3 - 4QU CoRE ¦ 3QU LoRE | Non-Red Flag Warning - Destructive Fires | 2049 | 1.7908e-09 | 1.8909e-09 | 1.731e-09 | 1.6486e-09 | 11536.0538 | 319.4911 | 11216.5626 | 0 | 0 | 0 | 0 | 0 | 4.6874e-07 | 2.0658e-05 | 0 | 2.0658e-05 | 2.1813e-05 | 0 | 2.1813e-05 | 1.9969e-05 | 0 | 1.9969e-05 | 1.9018e-05 | 0 | 1.9018e-05
[79 empty] | WLDFR | HFTD - Distribution - Tier 3 - 4QU CoRE ¦ 3QU LoRE | Non-Red Flag Warning - Destructive Fires | 2050 | 0 | 1.8909e-09 | 1.731e-09 | 1.6486e-09 | 11536.0538 | 319.4911 | 11216.5626 | 0 | 0 | 0 | 0 | 0 | 4.6874e-07 | 0 | 0 | 0 | 2.1813e-05 | 0 | 2.1813e-05 | 1.9969e-05 | 0 | 1.9969e-05 | 1.9018e-05 | 0 | 1.9018e-05
[79 empty] | WLDFR | HFTD - Distribution - Tier 3 - 4QU CoRE ¦ 3QU LoRE | Non-Red Flag Warning - Destructive Fires | 2051 | 0 | 0 | 1.731e-09 | 1.6486e-09 | 11536.0538 | 319.4911 | 11216.5626 | 0 | 0 | 0 | 0 | 0 | 4.6874e-07 | 0 | 0 | 0 | 0 | 0 | 0 | 1.9969e-05 | 0 | 1.9969e-05 | 1.9018e-05 | 0 | 1.9018e-05
[79 empty] | WLDFR | HFTD - Distribution - Tier 3 - 4QU CoRE ¦ 3QU LoRE | Non-Red Flag Warning - Destructive Fires | 2052 | 0 | 0 | 0 | 1.6486e-09 | 11536.0538 | 319.4911 | 11216.5626 | 0 | 0 | 0 | 0 | 0 | 4.6874e-07 | 0 | 0 | 0 | 0 | 0 | 0 | 0 | 0 | 0 | 1.9018e-05 | 0 | 1.9018e-05
[79 empty] | WLDFR | HFTD - Distribution - Tier 3 - 4QU CoRE ¦ 3QU LoRE | Non-Red Flag Warning - Large Fires | 2020 | 8.9518e-08 | 0 | 0 | 0 | 5.2406 | 0.69642 | 2.942 | 1.6022 | 0 | 0 | 0 | 0 | 1.1548e-05 | 4.6912e-07 | 0 | 4.6912e-07 | 0 | 0 | 0 | 0 | 0 | 0 | 0 | 0 | 0
[79 empty] | WLDFR | HFTD - Distribution - Tier 3 - 4QU CoRE ¦ 3QU LoRE | Non-Red Flag Warning - Large Fires | 2021 | 4.8732e-08 | 9.4523e-08 | 0 | 0 | 5.2406 | 0.69642 | 2.942 | 1.6022 | 0 | 0 | 0 | 0 | 1.1548e-05 | 2.5538e-07 | 0 | 2.5538e-07 | 4.9535e-07 | 0 | 4.9535e-07 | 0 | 0 | 0 | 0 | 0 | 0
[79 empty] | WLDFR | HFTD - Distribution - Tier 3 - 4QU CoRE ¦ 3QU LoRE | Non-Red Flag Warning - Large Fires | 2022 | 4.873e-08 | 5.1455e-08 | 8.759e-08 | 0 | 5.2406 | 0.69642 | 2.942 | 1.6022 | 0 | 0 | 0 | 0 | 1.1383e-05 | 2.5537e-07 | 0 | 2.5537e-07 | 2.6965e-07 | 0 | 2.6965e-07 | 4.5902e-07 | 0 | 4.5902e-07 | 0 | 0 | 0
[79 empty] | WLDFR | HFTD - Distribution - Tier 3 - 4QU CoRE ¦ 3QU LoRE | Non-Red Flag Warning - Large Fires | 2023 | 4.873e-08 | 5.1455e-08 | 4.7103e-08 | 8.3419e-08 | 5.475 | 0.71896 | 3.0715 | 1.6846 | 0 | 0 | 0 | 0 | 1.1383e-05 | 2.668e-07 | 0 | 2.668e-07 | 2.8172e-07 | 0 | 2.8172e-07 | 2.5789e-07 | 0 | 2.5789e-07 | 4.5672e-07 | 0 | 4.5672e-07
[79 empty] | WLDFR | HFTD - Distribution - Tier 3 - 4QU CoRE ¦ 3QU LoRE | Non-Red Flag Warning - Large Fires | 2024 | 4.873e-08 | 5.1455e-08 | 4.7103e-08 | 4.486e-08 | 5.475 | 0.71896 | 3.0715 | 1.6846 | 0 | 0 | 0 | 0 | 1.1383e-05 | 2.668e-07 | 0 | 2.668e-07 | 2.8172e-07 | 0 | 2.8172e-07 | 2.5789e-07 | 0 | 2.5789e-07 | 2.4561e-07 | 0 | 2.4561e-07
[79 empty] | WLDFR | HFTD - Distribution - Tier 3 - 4QU CoRE ¦ 3QU LoRE | Non-Red Flag Warning - Large Fires | 2025 | 4.873e-08 | 5.1455e-08 | 4.7103e-08 | 4.486e-08 | 5.475 | 0.71896 | 3.0715 | 1.6846 | 0 | 0 | 0 | 0 | 1.1383e-05 | 2.668e-07 | 0 | 2.668e-07 | 2.8172e-07 | 0 | 2.8172e-07 | 2.5789e-07 | 0 | 2.5789e-07 | 2.4561e-07 | 0 | 2.4561e-07
[79 empty] | WLDFR | HFTD - Distribution - Tier 3 - 4QU CoRE ¦ 3QU LoRE | Non-Red Flag Warning - Large Fires | 2026 | 4.873e-08 | 5.1455e-08 | 4.7103e-08 | 4.486e-08 | 5.475 | 0.71896 | 3.0715 | 1.6846 | 0 | 0 | 0 | 0 | 1.1383e-05 | 2.668e-07 | 0 | 2.668e-07 | 2.8172e-07 | 0 | 2.8172e-07 | 2.5789e-07 | 0 | 2.5789e-07 | 2.4561e-07 | 0 | 2.4561e-07
[79 empty] | WLDFR | HFTD - Distribution - Tier 3 - 4QU CoRE ¦ 3QU LoRE | Non-Red Flag Warning - Large Fires | 2027 | 4.873e-08 | 5.1455e-08 | 4.7103e-08 | 4.486e-08 | 5.475 | 0.71896 | 3.0715 | 1.6846 | 0 | 0 | 0 | 0 | 1.1383e-05 | 2.668e-07 | 0 | 2.668e-07 | 2.8172e-07 | 0 | 2.8172e-07 | 2.5789e-07 | 0 | 2.5789e-07 | 2.4561e-07 | 0 | 2.4561e-07
[79 empty] | WLDFR | HFTD - Distribution - Tier 3 - 4QU CoRE ¦ 3QU LoRE | Non-Red Flag Warning - Large Fires | 2028 | 4.873e-08 | 5.1455e-08 | 4.7103e-08 | 4.486e-08 | 5.777 | 0.74734 | 3.238 | 1.7917 | 0 | 0 | 0 | 0 | 1.1383e-05 | 2.8151e-07 | 0 | 2.8151e-07 | 2.9725e-07 | 0 | 2.9725e-07 | 2.7212e-07 | 0 | 2.7212e-07 | 2.5916e-07 | 0 | 2.5916e-07
[79 empty] | WLDFR | HFTD - Distribution - Tier 3 - 4QU CoRE ¦ 3QU LoRE | Non-Red Flag Warning - Large Fires | 2029 | 4.873e-08 | 5.1455e-08 | 4.7103e-08 | 4.486e-08 | 5.777 | 0.74734 | 3.238 | 1.7917 | 0 | 0 | 0 | 0 | 1.1383e-05 | 2.8151e-07 | 0 | 2.8151e-07 | 2.9725e-07 | 0 | 2.9725e-07 | 2.7212e-07 | 0 | 2.7212e-07 | 2.5916e-07 | 0 | 2.5916e-07
[79 empty] | WLDFR | HFTD - Distribution - Tier 3 - 4QU CoRE ¦ 3QU LoRE | Non-Red Flag Warning - Large Fires | 2030 | 4.873e-08 | 5.1455e-08 | 4.7103e-08 | 4.486e-08 | 5.777 | 0.74734 | 3.238 | 1.7917 | 0 | 0 | 0 | 0 | 1.1383e-05 | 2.8151e-07 | 0 | 2.8151e-07 | 2.9725e-07 | 0 | 2.9725e-07 | 2.7212e-07 | 0 | 2.7212e-07 | 2.5916e-07 | 0 | 2.5916e-07
[79 empty] | WLDFR | HFTD - Distribution - Tier 3 - 4QU CoRE ¦ 3QU LoRE | Non-Red Flag Warning - Large Fires | 2031 | 4.873e-08 | 5.1455e-08 | 4.7103e-08 | 4.486e-08 | 5.777 | 0.74734 | 3.238 | 1.7917 | 0 | 0 | 0 | 0 | 1.1383e-05 | 2.8151e-07 | 0 | 2.8151e-07 | 2.9725e-07 | 0 | 2.9725e-07 | 2.7212e-07 | 0 | 2.7212e-07 | 2.5916e-07 | 0 | 2.5916e-07
[79 empty] | WLDFR | HFTD - Distribution - Tier 3 - 4QU CoRE ¦ 3QU LoRE | Non-Red Flag Warning - Large Fires | 2032 | 4.873e-08 | 5.1455e-08 | 4.7103e-08 | 4.486e-08 | 5.777 | 0.74734 | 3.238 | 1.7917 | 0 | 0 | 0 | 0 | 1.1383e-05 | 2.8151e-07 | 0 | 2.8151e-07 | 2.9725e-07 | 0 | 2.9725e-07 | 2.7212e-07 | 0 | 2.7212e-07 | 2.5916e-07 | 0 | 2.5916e-07
[79 empty] | WLDFR | HFTD - Distribution - Tier 3 - 4QU CoRE ¦ 3QU LoRE | Non-Red Flag Warning - Large Fires | 2033 | 4.873e-08 | 5.1455e-08 | 4.7103e-08 | 4.486e-08 | 6.1205 | 0.77885 | 3.4265 | 1.9151 | 0 | 0 | 0 | 0 | 1.1383e-05 | 2.9825e-07 | 0 | 2.9825e-07 | 3.1493e-07 | 0 | 3.1493e-07 | 2.883e-07 | 0 | 2.883e-07 | 2.7457e-07 | 0 | 2.7457e-07
[79 empty] | WLDFR | HFTD - Distribution - Tier 3 - 4QU CoRE ¦ 3QU LoRE | Non-Red Flag Warning - Large Fires | 2034 | 4.873e-08 | 5.1455e-08 | 4.7103e-08 | 4.486e-08 | 6.1205 | 0.77885 | 3.4265 | 1.9151 | 0 | 0 | 0 | 0 | 1.1383e-05 | 2.9825e-07 | 0 | 2.9825e-07 | 3.1493e-07 | 0 | 3.1493e-07 | 2.883e-07 | 0 | 2.883e-07 | 2.7457e-07 | 0 | 2.7457e-07
[79 empty] | WLDFR | HFTD - Distribution - Tier 3 - 4QU CoRE ¦ 3QU LoRE | Non-Red Flag Warning - Large Fires | 2035 | 4.873e-08 | 5.1455e-08 | 4.7103e-08 | 4.486e-08 | 6.1205 | 0.77885 | 3.4265 | 1.9151 | 0 | 0 | 0 | 0 | 1.1383e-05 | 2.9825e-07 | 0 | 2.9825e-07 | 3.1493e-07 | 0 | 3.1493e-07 | 2.883e-07 | 0 | 2.883e-07 | 2.7457e-07 | 0 | 2.7457e-07
[79 empty] | WLDFR | HFTD - Distribution - Tier 3 - 4QU CoRE ¦ 3QU LoRE | Non-Red Flag Warning - Large Fires | 2036 | 4.873e-08 | 5.1455e-08 | 4.7103e-08 | 4.486e-08 | 6.1205 | 0.77885 | 3.4265 | 1.9151 | 0 | 0 | 0 | 0 | 1.1383e-05 | 2.9825e-07 | 0 | 2.9825e-07 | 3.1493e-07 | 0 | 3.1493e-07 | 2.883e-07 | 0 | 2.883e-07 | 2.7457e-07 | 0 | 2.7457e-07
[79 empty] | WLDFR | HFTD - Distribution - Tier 3 - 4QU CoRE ¦ 3QU LoRE | Non-Red Flag Warning - Large Fires | 2037 | 4.873e-08 | 5.1455e-08 | 4.7103e-08 | 4.486e-08 | 6.1205 | 0.77885 | 3.4265 | 1.9151 | 0 | 0 | 0 | 0 | 1.1383e-05 | 2.9825e-07 | 0 | 2.9825e-07 | 3.1493e-07 | 0 | 3.1493e-07 | 2.883e-07 | 0 | 2.883e-07 | 2.7457e-07 | 0 | 2.7457e-07
[79 empty] | WLDFR | HFTD - Distribution - Tier 3 - 4QU CoRE ¦ 3QU LoRE | Non-Red Flag Warning - Large Fires | 2038 | 4.873e-08 | 5.1455e-08 | 4.7103e-08 | 4.486e-08 | 6.5028 | 0.81304 | 3.6355 | 2.0543 | 0 | 0 | 0 | 0 | 1.1383e-05 | 3.1688e-07 | 0 | 3.1688e-07 | 3.346e-07 | 0 | 3.346e-07 | 3.063e-07 | 0 | 3.063e-07 | 2.9172e-07 | 0 | 2.9172e-07
[79 empty] | WLDFR | HFTD - Distribution - Tier 3 - 4QU CoRE ¦ 3QU LoRE | Non-Red Flag Warning - Large Fires | 2039 | 4.873e-08 | 5.1455e-08 | 4.7103e-08 | 4.486e-08 | 6.5028 | 0.81304 | 3.6355 | 2.0543 | 0 | 0 | 0 | 0 | 1.1383e-05 | 3.1688e-07 | 0 | 3.1688e-07 | 3.346e-07 | 0 | 3.346e-07 | 3.063e-07 | 0 | 3.063e-07 | 2.9172e-07 | 0 | 2.9172e-07
[79 empty] | WLDFR | HFTD - Distribution - Tier 3 - 4QU CoRE ¦ 3QU LoRE | Non-Red Flag Warning - Large Fires | 2040 | 4.873e-08 | 5.1455e-08 | 4.7103e-08 | 4.486e-08 | 6.5028 | 0.81304 | 3.6355 | 2.0543 | 0 | 0 | 0 | 0 | 1.1383e-05 | 3.1688e-07 | 0 | 3.1688e-07 | 3.346e-07 | 0 | 3.346e-07 | 3.063e-07 | 0 | 3.063e-07 | 2.9172e-07 | 0 | 2.9172e-07
[79 empty] | WLDFR | HFTD - Distribution - Tier 3 - 4QU CoRE ¦ 3QU LoRE | Non-Red Flag Warning - Large Fires | 2041 | 4.873e-08 | 5.1455e-08 | 4.7103e-08 | 4.486e-08 | 6.5028 | 0.81304 | 3.6355 | 2.0543 | 0 | 0 | 0 | 0 | 1.1383e-05 | 3.1688e-07 | 0 | 3.1688e-07 | 3.346e-07 | 0 | 3.346e-07 | 3.063e-07 | 0 | 3.063e-07 | 2.9172e-07 | 0 | 2.9172e-07
[79 empty] | WLDFR | HFTD - Distribution - Tier 3 - 4QU CoRE ¦ 3QU LoRE | Non-Red Flag Warning - Large Fires | 2042 | 4.873e-08 | 5.1455e-08 | 4.7103e-08 | 4.486e-08 | 6.5028 | 0.81304 | 3.6355 | 2.0543 | 0 | 0 | 0 | 0 | 1.1383e-05 | 3.1688e-07 | 0 | 3.1688e-07 | 3.346e-07 | 0 | 3.346e-07 | 3.063e-07 | 0 | 3.063e-07 | 2.9172e-07 | 0 | 2.9172e-07
[79 empty] | WLDFR | HFTD - Distribution - Tier 3 - 4QU CoRE ¦ 3QU LoRE | Non-Red Flag Warning - Large Fires | 2043 | 4.873e-08 | 5.1455e-08 | 4.7103e-08 | 4.486e-08 | 6.9209 | 0.84944 | 3.8632 | 2.2083 | 0 | 0 | 0 | 0 | 1.1383e-05 | 3.3726e-07 | 0 | 3.3726e-07 | 3.5611e-07 | 0 | 3.5611e-07 | 3.26e-07 | 0 | 3.26e-07 | 3.1047e-07 | 0 | 3.1047e-07
[79 empty] | WLDFR | HFTD - Distribution - Tier 3 - 4QU CoRE ¦ 3QU LoRE | Non-Red Flag Warning - Large Fires | 2044 | 4.873e-08 | 5.1455e-08 | 4.7103e-08 | 4.486e-08 | 6.9209 | 0.84944 | 3.8632 | 2.2083 | 0 | 0 | 0 | 0 | 1.1383e-05 | 3.3726e-07 | 0 | 3.3726e-07 | 3.5611e-07 | 0 | 3.5611e-07 | 3.26e-07 | 0 | 3.26e-07 | 3.1047e-07 | 0 | 3.1047e-07
[79 empty] | WLDFR | HFTD - Distribution - Tier 3 - 4QU CoRE ¦ 3QU LoRE | Non-Red Flag Warning - Large Fires | 2045 | 4.873e-08 | 5.1455e-08 | 4.7103e-08 | 4.486e-08 | 6.9209 | 0.84944 | 3.8632 | 2.2083 | 0 | 0 | 0 | 0 | 1.1383e-05 | 3.3726e-07 | 0 | 3.3726e-07 | 3.5611e-07 | 0 | 3.5611e-07 | 3.26e-07 | 0 | 3.26e-07 | 3.1047e-07 | 0 | 3.1047e-07
[79 empty] | WLDFR | HFTD - Distribution - Tier 3 - 4QU CoRE ¦ 3QU LoRE | Non-Red Flag Warning - Large Fires | 2046 | 4.873e-08 | 5.1455e-08 | 4.7103e-08 | 4.486e-08 | 6.9209 | 0.84944 | 3.8632 | 2.2083 | 0 | 0 | 0 | 0 | 1.1383e-05 | 3.3726e-07 | 0 | 3.3726e-07 | 3.5611e-07 | 0 | 3.5611e-07 | 3.26e-07 | 0 | 3.26e-07 | 3.1047e-07 | 0 | 3.1047e-07
[79 empty] | WLDFR | HFTD - Distribution - Tier 3 - 4QU CoRE ¦ 3QU LoRE | Non-Red Flag Warning - Large Fires | 2047 | 4.873e-08 | 5.1455e-08 | 4.7103e-08 | 4.486e-08 | 6.9209 | 0.84944 | 3.8632 | 2.2083 | 0 | 0 | 0 | 0 | 1.1383e-05 | 3.3726e-07 | 0 | 3.3726e-07 | 3.5611e-07 | 0 | 3.5611e-07 | 3.26e-07 | 0 | 3.26e-07 | 3.1047e-07 | 0 | 3.1047e-07
[79 empty] | WLDFR | HFTD - Distribution - Tier 3 - 4QU CoRE ¦ 3QU LoRE | Non-Red Flag Warning - Large Fires | 2048 | 4.873e-08 | 5.1455e-08 | 4.7103e-08 | 4.486e-08 | 7.3713 | 0.88759 | 4.1075 | 2.3763 | 0 | 0 | 0 | 0 | 1.1383e-05 | 3.5921e-07 | 0 | 3.5921e-07 | 3.7929e-07 | 0 | 3.7929e-07 | 3.4721e-07 | 0 | 3.4721e-07 | 3.3068e-07 | 0 | 3.3068e-07
[79 empty] | WLDFR | HFTD - Distribution - Tier 3 - 4QU CoRE ¦ 3QU LoRE | Non-Red Flag Warning - Large Fires | 2049 | 4.873e-08 | 5.1455e-08 | 4.7103e-08 | 4.486e-08 | 7.3713 | 0.88759 | 4.1075 | 2.3763 | 0 | 0 | 0 | 0 | 1.1383e-05 | 3.5921e-07 | 0 | 3.5921e-07 | 3.7929e-07 | 0 | 3.7929e-07 | 3.4721e-07 | 0 | 3.4721e-07 | 3.3068e-07 | 0 | 3.3068e-07
[79 empty] | WLDFR | HFTD - Distribution - Tier 3 - 4QU CoRE ¦ 3QU LoRE | Non-Red Flag Warning - Large Fires | 2050 | 0 | 5.1455e-08 | 4.7103e-08 | 4.486e-08 | 7.3713 | 0.88759 | 4.1075 | 2.3763 | 0 | 0 | 0 | 0 | 1.1383e-05 | 0 | 0 | 0 | 3.7929e-07 | 0 | 3.7929e-07 | 3.4721e-07 | 0 | 3.4721e-07 | 3.3068e-07 | 0 | 3.3068e-07
[79 empty] | WLDFR | HFTD - Distribution - Tier 3 - 4QU CoRE ¦ 3QU LoRE | Non-Red Flag Warning - Large Fires | 2051 | 0 | 0 | 4.7103e-08 | 4.486e-08 | 7.3713 | 0.88759 | 4.1075 | 2.3763 | 0 | 0 | 0 | 0 | 1.1383e-05 | 0 | 0 | 0 | 0 | 0 | 0 | 3.4721e-07 | 0 | 3.4721e-07 | 3.3068e-07 | 0 | 3.3068e-07
[79 empty] | WLDFR | HFTD - Distribution - Tier 3 - 4QU CoRE ¦ 3QU LoRE | Non-Red Flag Warning - Large Fires | 2052 | 0 | 0 | 0 | 4.486e-08 | 7.3713 | 0.88759 | 4.1075 | 2.3763 | 0 | 0 | 0 | 0 | 1.1383e-05 | 0 | 0 | 0 | 0 | 0 | 0 | 0 | 0 | 0 | 3.3068e-07 | 0 | 3.3068e-07
[79 empty] | WLDFR | HFTD - Distribution - Tier 3 - 4QU CoRE ¦ 3QU LoRE | Non-Red Flag Warning - Small Fires | 2020 | 3.6075e-05 | 0 | 0 | 0 | 0.077901 | 0.036425 | 0.0015809 | 0.039895 | 0 | 0 | 0 | 0 | 0.0042604 | 2.8102e-06 | 0 | 2.8102e-06 | 0 | 0 | 0 | 0 | 0 | 0 | 0 | 0 | 0
[79 empty] | WLDFR | HFTD - Distribution - Tier 3 - 4QU CoRE ¦ 3QU LoRE | Non-Red Flag Warning - Small Fires | 2021 | 1.9649e-05 | 3.8092e-05 | 0 | 0 | 0.077901 | 0.036425 | 0.0015809 | 0.039895 | 0 | 0 | 0 | 0 | 0.0042604 | 1.5306e-06 | 0 | 1.5306e-06 | 2.9674e-06 | 0 | 2.9674e-06 | 0 | 0 | 0 | 0 | 0 | 0
[79 empty] | WLDFR | HFTD - Distribution - Tier 3 - 4QU CoRE ¦ 3QU LoRE | Non-Red Flag Warning - Small Fires | 2022 | 1.9632e-05 | 2.073e-05 | 3.5307e-05 | 0 | 0.077901 | 0.036425 | 0.0015809 | 0.039895 | 0 | 0 | 0 | 0 | 0.0041866 | 1.5294e-06 | 0 | 1.5294e-06 | 1.6149e-06 | 0 | 1.6149e-06 | 2.7505e-06 | 0 | 2.7505e-06 | 0 | 0 | 0
[79 empty] | WLDFR | HFTD - Distribution - Tier 3 - 4QU CoRE ¦ 3QU LoRE | Non-Red Flag Warning - Small Fires | 2023 | 1.9632e-05 | 2.073e-05 | 1.8977e-05 | 3.3626e-05 | 0.080408 | 0.03759 | 0.0016314 | 0.041187 | 0 | 0 | 0 | 0 | 0.0041866 | 1.5786e-06 | 0 | 1.5786e-06 | 1.6669e-06 | 0 | 1.6669e-06 | 1.5259e-06 | 0 | 1.5259e-06 | 2.7038e-06 | 0 | 2.7038e-06
[79 empty] | WLDFR | HFTD - Distribution - Tier 3 - 4QU CoRE ¦ 3QU LoRE | Non-Red Flag Warning - Small Fires | 2024 | 1.9632e-05 | 2.073e-05 | 1.8977e-05 | 1.8073e-05 | 0.080408 | 0.03759 | 0.0016314 | 0.041187 | 0 | 0 | 0 | 0 | 0.0041866 | 1.5786e-06 | 0 | 1.5786e-06 | 1.6669e-06 | 0 | 1.6669e-06 | 1.5259e-06 | 0 | 1.5259e-06 | 1.4533e-06 | 0 | 1.4533e-06
[79 empty] | WLDFR | HFTD - Distribution - Tier 3 - 4QU CoRE ¦ 3QU LoRE | Non-Red Flag Warning - Small Fires | 2025 | 1.9632e-05 | 2.073e-05 | 1.8977e-05 | 1.8073e-05 | 0.080408 | 0.03759 | 0.0016314 | 0.041187 | 0 | 0 | 0 | 0 | 0.0041866 | 1.5786e-06 | 0 | 1.5786e-06 | 1.6669e-06 | 0 | 1.6669e-06 | 1.5259e-06 | 0 | 1.5259e-06 | 1.4533e-06 | 0 | 1.4533e-06
[79 empty] | WLDFR | HFTD - Distribution - Tier 3 - 4QU CoRE ¦ 3QU LoRE | Non-Red Flag Warning - Small Fires | 2026 | 1.9632e-05 | 2.073e-05 | 1.8977e-05 | 1.8073e-05 | 0.080408 | 0.03759 | 0.0016314 | 0.041187 | 0 | 0 | 0 | 0 | 0.0041866 | 1.5786e-06 | 0 | 1.5786e-06 | 1.6669e-06 | 0 | 1.6669e-06 | 1.5259e-06 | 0 | 1.5259e-06 | 1.4533e-06 | 0 | 1.4533e-06
[79 empty] | WLDFR | HFTD - Distribution - Tier 3 - 4QU CoRE ¦ 3QU LoRE | Non-Red Flag Warning - Small Fires | 2027 | 1.9632e-05 | 2.073e-05 | 1.8977e-05 | 1.8073e-05 | 0.080408 | 0.03759 | 0.0016314 | 0.041187 | 0 | 0 | 0 | 0 | 0.0041866 | 1.5786e-06 | 0 | 1.5786e-06 | 1.6669e-06 | 0 | 1.6669e-06 | 1.5259e-06 | 0 | 1.5259e-06 | 1.4533e-06 | 0 | 1.4533e-06
[79 empty] | WLDFR | HFTD - Distribution - Tier 3 - 4QU CoRE ¦ 3QU LoRE | Non-Red Flag Warning - Small Fires | 2028 | 1.9632e-05 | 2.073e-05 | 1.8977e-05 | 1.8073e-05 | 0.083606 | 0.039055 | 0.001695 | 0.042856 | 0 | 0 | 0 | 0 | 0.0041866 | 1.6414e-06 | 0 | 1.6414e-06 | 1.7332e-06 | 0 | 1.7332e-06 | 1.5866e-06 | 0 | 1.5866e-06 | 1.5111e-06 | 0 | 1.5111e-06
[79 empty] | WLDFR | HFTD - Distribution - Tier 3 - 4QU CoRE ¦ 3QU LoRE | Non-Red Flag Warning - Small Fires | 2029 | 1.9632e-05 | 2.073e-05 | 1.8977e-05 | 1.8073e-05 | 0.083606 | 0.039055 | 0.001695 | 0.042856 | 0 | 0 | 0 | 0 | 0.0041866 | 1.6414e-06 | 0 | 1.6414e-06 | 1.7332e-06 | 0 | 1.7332e-06 | 1.5866e-06 | 0 | 1.5866e-06 | 1.5111e-06 | 0 | 1.5111e-06
[79 empty] | WLDFR | HFTD - Distribution - Tier 3 - 4QU CoRE ¦ 3QU LoRE | Non-Red Flag Warning - Small Fires | 2030 | 1.9632e-05 | 2.073e-05 | 1.8977e-05 | 1.8073e-05 | 0.083606 | 0.039055 | 0.001695 | 0.042856 | 0 | 0 | 0 | 0 | 0.0041866 | 1.6414e-06 | 0 | 1.6414e-06 | 1.7332e-06 | 0 | 1.7332e-06 | 1.5866e-06 | 0 | 1.5866e-06 | 1.5111e-06 | 0 | 1.5111e-06
[79 empty] | WLDFR | HFTD - Distribution - Tier 3 - 4QU CoRE ¦ 3QU LoRE | Non-Red Flag Warning - Small Fires | 2031 | 1.9632e-05 | 2.073e-05 | 1.8977e-05 | 1.8073e-05 | 0.083606 | 0.039055 | 0.001695 | 0.042856 | 0 | 0 | 0 | 0 | 0.0041866 | 1.6414e-06 | 0 | 1.6414e-06 | 1.7332e-06 | 0 | 1.7332e-06 | 1.5866e-06 | 0 | 1.5866e-06 | 1.5111e-06 | 0 | 1.5111e-06
[79 empty] | WLDFR | HFTD - Distribution - Tier 3 - 4QU CoRE ¦ 3QU LoRE | Non-Red Flag Warning - Small Fires | 2032 | 1.9632e-05 | 2.073e-05 | 1.8977e-05 | 1.8073e-05 | 0.083606 | 0.039055 | 0.001695 | 0.042856 | 0 | 0 | 0 | 0 | 0.0041866 | 1.6414e-06 | 0 | 1.6414e-06 | 1.7332e-06 | 0 | 1.7332e-06 | 1.5866e-06 | 0 | 1.5866e-06 | 1.5111e-06 | 0 | 1.5111e-06
[79 empty] | WLDFR | HFTD - Distribution - Tier 3 - 4QU CoRE ¦ 3QU LoRE | Non-Red Flag Warning - Small Fires | 2033 | 1.9632e-05 | 2.073e-05 | 1.8977e-05 | 1.8073e-05 | 0.087211 | 0.040679 | 0.0017655 | 0.044766 | 0 | 0 | 0 | 0 | 0.0041866 | 1.7122e-06 | 0 | 1.7122e-06 | 1.8079e-06 | 0 | 1.8079e-06 | 1.655e-06 | 0 | 1.655e-06 | 1.5762e-06 | 0 | 1.5762e-06
[79 empty] | WLDFR | HFTD - Distribution - Tier 3 - 4QU CoRE ¦ 3QU LoRE | Non-Red Flag Warning - Small Fires | 2034 | 1.9632e-05 | 2.073e-05 | 1.8977e-05 | 1.8073e-05 | 0.087211 | 0.040679 | 0.0017655 | 0.044766 | 0 | 0 | 0 | 0 | 0.0041866 | 1.7122e-06 | 0 | 1.7122e-06 | 1.8079e-06 | 0 | 1.8079e-06 | 1.655e-06 | 0 | 1.655e-06 | 1.5762e-06 | 0 | 1.5762e-06
[79 empty] | WLDFR | HFTD - Distribution - Tier 3 - 4QU CoRE ¦ 3QU LoRE | Non-Red Flag Warning - Small Fires | 2035 | 1.9632e-05 | 2.073e-05 | 1.8977e-05 | 1.8073e-05 | 0.087211 | 0.040679 | 0.0017655 | 0.044766 | 0 | 0 | 0 | 0 | 0.0041866 | 1.7122e-06 | 0 | 1.7122e-06 | 1.8079e-06 | 0 | 1.8079e-06 | 1.655e-06 | 0 | 1.655e-06 | 1.5762e-06 | 0 | 1.5762e-06
[79 empty] | WLDFR | HFTD - Distribution - Tier 3 - 4QU CoRE ¦ 3QU LoRE | Non-Red Flag Warning - Small Fires | 2036 | 1.9632e-05 | 2.073e-05 | 1.8977e-05 | 1.8073e-05 | 0.087211 | 0.040679 | 0.0017655 | 0.044766 | 0 | 0 | 0 | 0 | 0.0041866 | 1.7122e-06 | 0 | 1.7122e-06 | 1.8079e-06 | 0 | 1.8079e-06 | 1.655e-06 | 0 | 1.655e-06 | 1.5762e-06 | 0 | 1.5762e-06
[79 empty] | WLDFR | HFTD - Distribution - Tier 3 - 4QU CoRE ¦ 3QU LoRE | Non-Red Flag Warning - Small Fires | 2037 | 1.9632e-05 | 2.073e-05 | 1.8977e-05 | 1.8073e-05 | 0.087211 | 0.040679 | 0.0017655 | 0.044766 | 0 | 0 | 0 | 0 | 0.0041866 | 1.7122e-06 | 0 | 1.7122e-06 | 1.8079e-06 | 0 | 1.8079e-06 | 1.655e-06 | 0 | 1.655e-06 | 1.5762e-06 | 0 | 1.5762e-06
[79 empty] | WLDFR | HFTD - Distribution - Tier 3 - 4QU CoRE ¦ 3QU LoRE | Non-Red Flag Warning - Small Fires | 2038 | 1.9632e-05 | 2.073e-05 | 1.8977e-05 | 1.8073e-05 | 0.091184 | 0.042438 | 0.0018418 | 0.046905 | 0 | 0 | 0 | 0 | 0.0041866 | 1.7902e-06 | 0 | 1.7902e-06 | 1.8903e-06 | 0 | 1.8903e-06 | 1.7304e-06 | 0 | 1.7304e-06 | 1.648e-06 | 0 | 1.648e-06
[79 empty] | WLDFR | HFTD - Distribution - Tier 3 - 4QU CoRE ¦ 3QU LoRE | Non-Red Flag Warning - Small Fires | 2039 | 1.9632e-05 | 2.073e-05 | 1.8977e-05 | 1.8073e-05 | 0.091184 | 0.042438 | 0.0018418 | 0.046905 | 0 | 0 | 0 | 0 | 0.0041866 | 1.7902e-06 | 0 | 1.7902e-06 | 1.8903e-06 | 0 | 1.8903e-06 | 1.7304e-06 | 0 | 1.7304e-06 | 1.648e-06 | 0 | 1.648e-06
[79 empty] | WLDFR | HFTD - Distribution - Tier 3 - 4QU CoRE ¦ 3QU LoRE | Non-Red Flag Warning - Small Fires | 2040 | 1.9632e-05 | 2.073e-05 | 1.8977e-05 | 1.8073e-05 | 0.091184 | 0.042438 | 0.0018418 | 0.046905 | 0 | 0 | 0 | 0 | 0.0041866 | 1.7902e-06 | 0 | 1.7902e-06 | 1.8903e-06 | 0 | 1.8903e-06 | 1.7304e-06 | 0 | 1.7304e-06 | 1.648e-06 | 0 | 1.648e-06
[79 empty] | WLDFR | HFTD - Distribution - Tier 3 - 4QU CoRE ¦ 3QU LoRE | Non-Red Flag Warning - Small Fires | 2041 | 1.9632e-05 | 2.073e-05 | 1.8977e-05 | 1.8073e-05 | 0.091184 | 0.042438 | 0.0018418 | 0.046905 | 0 | 0 | 0 | 0 | 0.0041866 | 1.7902e-06 | 0 | 1.7902e-06 | 1.8903e-06 | 0 | 1.8903e-06 | 1.7304e-06 | 0 | 1.7304e-06 | 1.648e-06 | 0 | 1.648e-06
[79 empty] | WLDFR | HFTD - Distribution - Tier 3 - 4QU CoRE ¦ 3QU LoRE | Non-Red Flag Warning - Small Fires | 2042 | 1.9632e-05 | 2.073e-05 | 1.8977e-05 | 1.8073e-05 | 0.091184 | 0.042438 | 0.0018418 | 0.046905 | 0 | 0 | 0 | 0 | 0.0041866 | 1.7902e-06 | 0 | 1.7902e-06 | 1.8903e-06 | 0 | 1.8903e-06 | 1.7304e-06 | 0 | 1.7304e-06 | 1.648e-06 | 0 | 1.648e-06
[79 empty] | WLDFR | HFTD - Distribution - Tier 3 - 4QU CoRE ¦ 3QU LoRE | Non-Red Flag Warning - Small Fires | 2043 | 1.9632e-05 | 2.073e-05 | 1.8977e-05 | 1.8073e-05 | 0.095486 | 0.044306 | 0.0019228 | 0.049257 | 0 | 0 | 0 | 0 | 0.0041866 | 1.8746e-06 | 0 | 1.8746e-06 | 1.9794e-06 | 0 | 1.9794e-06 | 1.812e-06 | 0 | 1.812e-06 | 1.7258e-06 | 0 | 1.7258e-06
[79 empty] | WLDFR | HFTD - Distribution - Tier 3 - 4QU CoRE ¦ 3QU LoRE | Non-Red Flag Warning - Small Fires | 2044 | 1.9632e-05 | 2.073e-05 | 1.8977e-05 | 1.8073e-05 | 0.095486 | 0.044306 | 0.0019228 | 0.049257 | 0 | 0 | 0 | 0 | 0.0041866 | 1.8746e-06 | 0 | 1.8746e-06 | 1.9794e-06 | 0 | 1.9794e-06 | 1.812e-06 | 0 | 1.812e-06 | 1.7258e-06 | 0 | 1.7258e-06
[79 empty] | WLDFR | HFTD - Distribution - Tier 3 - 4QU CoRE ¦ 3QU LoRE | Non-Red Flag Warning - Small Fires | 2045 | 1.9632e-05 | 2.073e-05 | 1.8977e-05 | 1.8073e-05 | 0.095486 | 0.044306 | 0.0019228 | 0.049257 | 0 | 0 | 0 | 0 | 0.0041866 | 1.8746e-06 | 0 | 1.8746e-06 | 1.9794e-06 | 0 | 1.9794e-06 | 1.812e-06 | 0 | 1.812e-06 | 1.7258e-06 | 0 | 1.7258e-06
[79 empty] | WLDFR | HFTD - Distribution - Tier 3 - 4QU CoRE ¦ 3QU LoRE | Non-Red Flag Warning - Small Fires | 2046 | 1.9632e-05 | 2.073e-05 | 1.8977e-05 | 1.8073e-05 | 0.095486 | 0.044306 | 0.0019228 | 0.049257 | 0 | 0 | 0 | 0 | 0.0041866 | 1.8746e-06 | 0 | 1.8746e-06 | 1.9794e-06 | 0 | 1.9794e-06 | 1.812e-06 | 0 | 1.812e-06 | 1.7258e-06 | 0 | 1.7258e-06
[79 empty] | WLDFR | HFTD - Distribution - Tier 3 - 4QU CoRE ¦ 3QU LoRE | Non-Red Flag Warning - Small Fires | 2047 | 1.9632e-05 | 2.073e-05 | 1.8977e-05 | 1.8073e-05 | 0.095486 | 0.044306 | 0.0019228 | 0.049257 | 0 | 0 | 0 | 0 | 0.0041866 | 1.8746e-06 | 0 | 1.8746e-06 | 1.9794e-06 | 0 | 1.9794e-06 | 1.812e-06 | 0 | 1.812e-06 | 1.7258e-06 | 0 | 1.7258e-06
[79 empty] | WLDFR | HFTD - Distribution - Tier 3 - 4QU CoRE ¦ 3QU LoRE | Non-Red Flag Warning - Small Fires | 2048 | 1.9632e-05 | 2.073e-05 | 1.8977e-05 | 1.8073e-05 | 0.10007 | 0.04626 | 0.0020076 | 0.051804 | 0 | 0 | 0 | 0 | 0.0041866 | 1.9647e-06 | 0 | 1.9647e-06 | 2.0745e-06 | 0 | 2.0745e-06 | 1.8991e-06 | 0 | 1.8991e-06 | 1.8086e-06 | 0 | 1.8086e-06
[79 empty] | WLDFR | HFTD - Distribution - Tier 3 - 4QU CoRE ¦ 3QU LoRE | Non-Red Flag Warning - Small Fires | 2049 | 1.9632e-05 | 2.073e-05 | 1.8977e-05 | 1.8073e-05 | 0.10007 | 0.04626 | 0.0020076 | 0.051804 | 0 | 0 | 0 | 0 | 0.0041866 | 1.9647e-06 | 0 | 1.9647e-06 | 2.0745e-06 | 0 | 2.0745e-06 | 1.8991e-06 | 0 | 1.8991e-06 | 1.8086e-06 | 0 | 1.8086e-06
[79 empty] | WLDFR | HFTD - Distribution - Tier 3 - 4QU CoRE ¦ 3QU LoRE | Non-Red Flag Warning - Small Fires | 2050 | 0 | 2.073e-05 | 1.8977e-05 | 1.8073e-05 | 0.10007 | 0.04626 | 0.0020076 | 0.051804 | 0 | 0 | 0 | 0 | 0.0041866 | 0 | 0 | 0 | 2.0745e-06 | 0 | 2.0745e-06 | 1.8991e-06 | 0 | 1.8991e-06 | 1.8086e-06 | 0 | 1.8086e-06
[79 empty] | WLDFR | HFTD - Distribution - Tier 3 - 4QU CoRE ¦ 3QU LoRE | Non-Red Flag Warning - Small Fires | 2051 | 0 | 0 | 1.8977e-05 | 1.8073e-05 | 0.10007 | 0.04626 | 0.0020076 | 0.051804 | 0 | 0 | 0 | 0 | 0.0041866 | 0 | 0 | 0 | 0 | 0 | 0 | 1.8991e-06 | 0 | 1.8991e-06 | 1.8086e-06 | 0 | 1.8086e-06
[79 empty] | WLDFR | HFTD - Distribution - Tier 3 - 4QU CoRE ¦ 3QU LoRE | Non-Red Flag Warning - Small Fires | 2052 | 0 | 0 | 0 | 1.8073e-05 | 0.10007 | 0.04626 | 0.0020076 | 0.051804 | 0 | 0 | 0 | 0 | 0.0041866 | 0 | 0 | 0 | 0 | 0 | 0 | 0 | 0 | 0 | 1.8086e-06 | 0 | 1.8086e-06
[79 empty] | WLDFR | HFTD - Distribution - Tier 3 - 4QU CoRE ¦ 3QU LoRE | Red Flag Warning - Catastrophic Fires | 2020 | 1.1345e-07 | 0 | 0 | 0 | 14146.1306 | 222.2294 | 8585.7228 | 5338.1784 | 0 | 0 | 0 | 0 | 8.248e-06 | 0.0016048 | 0 | 0.0016048 | 0 | 0 | 0 | 0 | 0 | 0 | 0 | 0 | 0
[79 empty] | WLDFR | HFTD - Distribution - Tier 3 - 4QU CoRE ¦ 3QU LoRE | Red Flag Warning - Catastrophic Fires | 2021 | 7.5536e-08 | 1.1979e-07 | 0 | 0 | 14146.1306 | 222.2294 | 8585.7228 | 5338.1784 | 0 | 0 | 0 | 0 | 8.248e-06 | 0.0010685 | 0 | 0.0010685 | 0.0016945 | 0 | 0.0016945 | 0 | 0 | 0 | 0 | 0 | 0
[79 empty] | WLDFR | HFTD - Distribution - Tier 3 - 4QU CoRE ¦ 3QU LoRE | Red Flag Warning - Catastrophic Fires | 2022 | 7.6369e-08 | 8.0639e-08 | 1.1239e-07 | 0 | 14146.1306 | 222.2294 | 8585.7228 | 5338.1784 | 0 | 0 | 0 | 0 | 8.2478e-06 | 0.0010803 | 0 | 0.0010803 | 0.0011407 | 0 | 0.0011407 | 0.0015899 | 0 | 0.0015899 | 0 | 0 | 0
[79 empty] | WLDFR | HFTD - Distribution - Tier 3 - 4QU CoRE ¦ 3QU LoRE | Red Flag Warning - Catastrophic Fires | 2023 | 7.6369e-08 | 8.0639e-08 | 7.382e-08 | 1.0704e-07 | 14664.6376 | 233.2301 | 8896.516 | 5534.8915 | 0 | 0 | 0 | 0 | 8.2478e-06 | 0.0011199 | 0 | 0.0011199 | 0.0011825 | 0 | 0.0011825 | 0.0010825 | 0 | 0.0010825 | 0.0015697 | 0 | 0.0015697
[79 empty] | WLDFR | HFTD - Distribution - Tier 3 - 4QU CoRE ¦ 3QU LoRE | Red Flag Warning - Catastrophic Fires | 2024 | 7.6369e-08 | 8.0639e-08 | 7.382e-08 | 7.0305e-08 | 14664.6376 | 233.2301 | 8896.516 | 5534.8915 | 0 | 0 | 0 | 0 | 8.2478e-06 | 0.0011199 | 0 | 0.0011199 | 0.0011825 | 0 | 0.0011825 | 0.0010825 | 0 | 0.0010825 | 0.001031 | 0 | 0.001031
[79 empty] | WLDFR | HFTD - Distribution - Tier 3 - 4QU CoRE ¦ 3QU LoRE | Red Flag Warning - Catastrophic Fires | 2025 | 7.6369e-08 | 8.0639e-08 | 7.382e-08 | 7.0305e-08 | 14664.6376 | 233.2301 | 8896.516 | 5534.8915 | 0 | 0 | 0 | 0 | 8.2478e-06 | 0.0011199 | 0 | 0.0011199 | 0.0011825 | 0 | 0.0011825 | 0.0010825 | 0 | 0.0010825 | 0.001031 | 0 | 0.001031
[79 empty] | WLDFR | HFTD - Distribution - Tier 3 - 4QU CoRE ¦ 3QU LoRE | Red Flag Warning - Catastrophic Fires | 2026 | 7.6369e-08 | 8.0639e-08 | 7.382e-08 | 7.0305e-08 | 14664.6376 | 233.2301 | 8896.516 | 5534.8915 | 0 | 0 | 0 | 0 | 8.2478e-06 | 0.0011199 | 0 | 0.0011199 | 0.0011825 | 0 | 0.0011825 | 0.0010825 | 0 | 0.0010825 | 0.001031 | 0 | 0.001031
[79 empty] | WLDFR | HFTD - Distribution - Tier 3 - 4QU CoRE ¦ 3QU LoRE | Red Flag Warning - Catastrophic Fires | 2027 | 7.6369e-08 | 8.0639e-08 | 7.382e-08 | 7.0305e-08 | 14664.6376 | 233.2301 | 8896.516 | 5534.8915 | 0 | 0 | 0 | 0 | 8.2478e-06 | 0.0011199 | 0 | 0.0011199 | 0.0011825 | 0 | 0.0011825 | 0.0010825 | 0 | 0.0010825 | 0.001031 | 0 | 0.001031
[79 empty] | WLDFR | HFTD - Distribution - Tier 3 - 4QU CoRE ¦ 3QU LoRE | Red Flag Warning - Catastrophic Fires | 2028 | 7.6369e-08 | 8.0639e-08 | 7.382e-08 | 7.0305e-08 | 15317.9909 | 247.273 | 9287.6491 | 5783.0689 | 0 | 0 | 0 | 0 | 8.2478e-06 | 0.0011698 | 0 | 0.0011698 | 0.0012352 | 0 | 0.0012352 | 0.0011308 | 0 | 0.0011308 | 0.0010769 | 0 | 0.0010769
[79 empty] | WLDFR | HFTD - Distribution - Tier 3 - 4QU CoRE ¦ 3QU LoRE | Red Flag Warning - Catastrophic Fires | 2029 | 7.6369e-08 | 8.0639e-08 | 7.382e-08 | 7.0305e-08 | 15317.9909 | 247.273 | 9287.6491 | 5783.0689 | 0 | 0 | 0 | 0 | 8.2478e-06 | 0.0011698 | 0 | 0.0011698 | 0.0012352 | 0 | 0.0012352 | 0.0011308 | 0 | 0.0011308 | 0.0010769 | 0 | 0.0010769
[79 empty] | WLDFR | HFTD - Distribution - Tier 3 - 4QU CoRE ¦ 3QU LoRE | Red Flag Warning - Catastrophic Fires | 2030 | 7.6369e-08 | 8.0639e-08 | 7.382e-08 | 7.0305e-08 | 15317.9909 | 247.273 | 9287.6491 | 5783.0689 | 0 | 0 | 0 | 0 | 8.2478e-06 | 0.0011698 | 0 | 0.0011698 | 0.0012352 | 0 | 0.0012352 | 0.0011308 | 0 | 0.0011308 | 0.0010769 | 0 | 0.0010769
[79 empty] | WLDFR | HFTD - Distribution - Tier 3 - 4QU CoRE ¦ 3QU LoRE | Red Flag Warning - Catastrophic Fires | 2031 | 7.6369e-08 | 8.0639e-08 | 7.382e-08 | 7.0305e-08 | 15317.9909 | 247.273 | 9287.6491 | 5783.0689 | 0 | 0 | 0 | 0 | 8.2478e-06 | 0.0011698 | 0 | 0.0011698 | 0.0012352 | 0 | 0.0012352 | 0.0011308 | 0 | 0.0011308 | 0.0010769 | 0 | 0.0010769
[79 empty] | WLDFR | HFTD - Distribution - Tier 3 - 4QU CoRE ¦ 3QU LoRE | Red Flag Warning - Catastrophic Fires | 2032 | 7.6369e-08 | 8.0639e-08 | 7.382e-08 | 7.0305e-08 | 15317.9909 | 247.273 | 9287.6491 | 5783.0689 | 0 | 0 | 0 | 0 | 8.2478e-06 | 0.0011698 | 0 | 0.0011698 | 0.0012352 | 0 | 0.0012352 | 0.0011308 | 0 | 0.0011308 | 0.0010769 | 0 | 0.0010769
[79 empty] | WLDFR | HFTD - Distribution - Tier 3 - 4QU CoRE ¦ 3QU LoRE | Red Flag Warning - Catastrophic Fires | 2033 | 7.6369e-08 | 8.0639e-08 | 7.382e-08 | 7.0305e-08 | 16044.1264 | 263.1074 | 9721.74 | 6059.2791 | 0 | 0 | 0 | 0 | 8.2478e-06 | 0.0012253 | 0 | 0.0012253 | 0.0012938 | 0 | 0.0012938 | 0.0011844 | 0 | 0.0011844 | 0.001128 | 0 | 0.001128
[79 empty] | WLDFR | HFTD - Distribution - Tier 3 - 4QU CoRE ¦ 3QU LoRE | Red Flag Warning - Catastrophic Fires | 2034 | 7.6369e-08 | 8.0639e-08 | 7.382e-08 | 7.0305e-08 | 16044.1264 | 263.1074 | 9721.74 | 6059.2791 | 0 | 0 | 0 | 0 | 8.2478e-06 | 0.0012253 | 0 | 0.0012253 | 0.0012938 | 0 | 0.0012938 | 0.0011844 | 0 | 0.0011844 | 0.001128 | 0 | 0.001128
[79 empty] | WLDFR | HFTD - Distribution - Tier 3 - 4QU CoRE ¦ 3QU LoRE | Red Flag Warning - Catastrophic Fires | 2035 | 7.6369e-08 | 8.0639e-08 | 7.382e-08 | 7.0305e-08 | 16044.1264 | 263.1074 | 9721.74 | 6059.2791 | 0 | 0 | 0 | 0 | 8.2478e-06 | 0.0012253 | 0 | 0.0012253 | 0.0012938 | 0 | 0.0012938 | 0.0011844 | 0 | 0.0011844 | 0.001128 | 0 | 0.001128
[79 empty] | WLDFR | HFTD - Distribution - Tier 3 - 4QU CoRE ¦ 3QU LoRE | Red Flag Warning - Catastrophic Fires | 2036 | 7.6369e-08 | 8.0639e-08 | 7.382e-08 | 7.0305e-08 | 16044.1264 | 263.1074 | 9721.74 | 6059.2791 | 0 | 0 | 0 | 0 | 8.2478e-06 | 0.0012253 | 0 | 0.0012253 | 0.0012938 | 0 | 0.0012938 | 0.0011844 | 0 | 0.0011844 | 0.001128 | 0 | 0.001128
[79 empty] | WLDFR | HFTD - Distribution - Tier 3 - 4QU CoRE ¦ 3QU LoRE | Red Flag Warning - Catastrophic Fires | 2037 | 7.6369e-08 | 8.0639e-08 | 7.382e-08 | 7.0305e-08 | 16044.1264 | 263.1074 | 9721.74 | 6059.2791 | 0 | 0 | 0 | 0 | 8.2478e-06 | 0.0012253 | 0 | 0.0012253 | 0.0012938 | 0 | 0.0012938 | 0.0011844 | 0 | 0.0011844 | 0.001128 | 0 | 0.001128
[79 empty] | WLDFR | HFTD - Distribution - Tier 3 - 4QU CoRE ¦ 3QU LoRE | Red Flag Warning - Catastrophic Fires | 2038 | 7.6369e-08 | 8.0639e-08 | 7.382e-08 | 7.0305e-08 | 16832.3912 | 280.5544 | 10192.2718 | 6359.5651 | 0 | 0 | 0 | 0 | 8.2478e-06 | 0.0012855 | 0 | 0.0012855 | 0.0013574 | 0 | 0.0013574 | 0.0012426 | 0 | 0.0012426 | 0.0011834 | 0 | 0.0011834
[79 empty] | WLDFR | HFTD - Distribution - Tier 3 - 4QU CoRE ¦ 3QU LoRE | Red Flag Warning - Catastrophic Fires | 2039 | 7.6369e-08 | 8.0639e-08 | 7.382e-08 | 7.0305e-08 | 16832.3912 | 280.5544 | 10192.2718 | 6359.5651 | 0 | 0 | 0 | 0 | 8.2478e-06 | 0.0012855 | 0 | 0.0012855 | 0.0013574 | 0 | 0.0013574 | 0.0012426 | 0 | 0.0012426 | 0.0011834 | 0 | 0.0011834
[79 empty] | WLDFR | HFTD - Distribution - Tier 3 - 4QU CoRE ¦ 3QU LoRE | Red Flag Warning - Catastrophic Fires | 2040 | 7.6369e-08 | 8.0639e-08 | 7.382e-08 | 7.0305e-08 | 16832.3912 | 280.5544 | 10192.2718 | 6359.5651 | 0 | 0 | 0 | 0 | 8.2478e-06 | 0.0012855 | 0 | 0.0012855 | 0.0013574 | 0 | 0.0013574 | 0.0012426 | 0 | 0.0012426 | 0.0011834 | 0 | 0.0011834
[79 empty] | WLDFR | HFTD - Distribution - Tier 3 - 4QU CoRE ¦ 3QU LoRE | Red Flag Warning - Catastrophic Fires | 2041 | 7.6369e-08 | 8.0639e-08 | 7.382e-08 | 7.0305e-08 | 16832.3912 | 280.5544 | 10192.2718 | 6359.5651 | 0 | 0 | 0 | 0 | 8.2478e-06 | 0.0012855 | 0 | 0.0012855 | 0.0013574 | 0 | 0.0013574 | 0.0012426 | 0 | 0.0012426 | 0.0011834 | 0 | 0.0011834
[79 empty] | WLDFR | HFTD - Distribution - Tier 3 - 4QU CoRE ¦ 3QU LoRE | Red Flag Warning - Catastrophic Fires | 2042 | 7.6369e-08 | 8.0639e-08 | 7.382e-08 | 7.0305e-08 | 16832.3912 | 280.5544 | 10192.2718 | 6359.5651 | 0 | 0 | 0 | 0 | 8.2478e-06 | 0.0012855 | 0 | 0.0012855 | 0.0013574 | 0 | 0.0013574 | 0.0012426 | 0 | 0.0012426 | 0.0011834 | 0 | 0.0011834
[79 empty] | WLDFR | HFTD - Distribution - Tier 3 - 4QU CoRE ¦ 3QU LoRE | Red Flag Warning - Catastrophic Fires | 2043 | 7.6369e-08 | 8.0639e-08 | 7.382e-08 | 7.0305e-08 | 17672.0852 | 299.42 | 10692.7362 | 6679.929 | 0 | 0 | 0 | 0 | 8.2478e-06 | 0.0013496 | 0 | 0.0013496 | 0.0014251 | 0 | 0.0014251 | 0.0013046 | 0 | 0.0013046 | 0.0012424 | 0 | 0.0012424
[79 empty] | WLDFR | HFTD - Distribution - Tier 3 - 4QU CoRE ¦ 3QU LoRE | Red Flag Warning - Catastrophic Fires | 2044 | 7.6369e-08 | 8.0639e-08 | 7.382e-08 | 7.0305e-08 | 17672.0852 | 299.42 | 10692.7362 | 6679.929 | 0 | 0 | 0 | 0 | 8.2478e-06 | 0.0013496 | 0 | 0.0013496 | 0.0014251 | 0 | 0.0014251 | 0.0013046 | 0 | 0.0013046 | 0.0012424 | 0 | 0.0012424
[79 empty] | WLDFR | HFTD - Distribution - Tier 3 - 4QU CoRE ¦ 3QU LoRE | Red Flag Warning - Catastrophic Fires | 2045 | 7.6369e-08 | 8.0639e-08 | 7.382e-08 | 7.0305e-08 | 17672.0852 | 299.42 | 10692.7362 | 6679.929 | 0 | 0 | 0 | 0 | 8.2478e-06 | 0.0013496 | 0 | 0.0013496 | 0.0014251 | 0 | 0.0014251 | 0.0013046 | 0 | 0.0013046 | 0.0012424 | 0 | 0.0012424
[79 empty] | WLDFR | HFTD - Distribution - Tier 3 - 4QU CoRE ¦ 3QU LoRE | Red Flag Warning - Catastrophic Fires | 2046 | 7.6369e-08 | 8.0639e-08 | 7.382e-08 | 7.0305e-08 | 17672.0852 | 299.42 | 10692.7362 | 6679.929 | 0 | 0 | 0 | 0 | 8.2478e-06 | 0.0013496 | 0 | 0.0013496 | 0.0014251 | 0 | 0.0014251 | 0.0013046 | 0 | 0.0013046 | 0.0012424 | 0 | 0.0012424
[79 empty] | WLDFR | HFTD - Distribution - Tier 3 - 4QU CoRE ¦ 3QU LoRE | Red Flag Warning - Catastrophic Fires | 2047 | 7.6369e-08 | 8.0639e-08 | 7.382e-08 | 7.0305e-08 | 17672.0852 | 299.42 | 10692.7362 | 6679.929 | 0 | 0 | 0 | 0 | 8.2478e-06 | 0.0013496 | 0 | 0.0013496 | 0.0014251 | 0 | 0.0014251 | 0.0013046 | 0 | 0.0013046 | 0.0012424 | 0 | 0.0012424
[79 empty] | WLDFR | HFTD - Distribution - Tier 3 - 4QU CoRE ¦ 3QU LoRE | Red Flag Warning - Catastrophic Fires | 2048 | 7.6369e-08 | 8.0639e-08 | 7.382e-08 | 7.0305e-08 | 18552.3348 | 319.4911 | 11216.5626 | 7016.281 | 0 | 0 | 0 | 0 | 8.2478e-06 | 0.0014168 | 0 | 0.0014168 | 0.001496 | 0 | 0.001496 | 0.0013695 | 0 | 0.0013695 | 0.0013043 | 0 | 0.0013043
[79 empty] | WLDFR | HFTD - Distribution - Tier 3 - 4QU CoRE ¦ 3QU LoRE | Red Flag Warning - Catastrophic Fires | 2049 | 7.6369e-08 | 8.0639e-08 | 7.382e-08 | 7.0305e-08 | 18552.3348 | 319.4911 | 11216.5626 | 7016.281 | 0 | 0 | 0 | 0 | 8.2478e-06 | 0.0014168 | 0 | 0.0014168 | 0.001496 | 0 | 0.001496 | 0.0013695 | 0 | 0.0013695 | 0.0013043 | 0 | 0.0013043
[79 empty] | WLDFR | HFTD - Distribution - Tier 3 - 4QU CoRE ¦ 3QU LoRE | Red Flag Warning - Catastrophic Fires | 2050 | 0 | 8.0639e-08 | 7.382e-08 | 7.0305e-08 | 18552.3348 | 319.4911 | 11216.5626 | 7016.281 | 0 | 0 | 0 | 0 | 8.2478e-06 | 0 | 0 | 0 | 0.001496 | 0 | 0.001496 | 0.0013695 | 0 | 0.0013695 | 0.0013043 | 0 | 0.0013043
[79 empty] | WLDFR | HFTD - Distribution - Tier 3 - 4QU CoRE ¦ 3QU LoRE | Red Flag Warning - Catastrophic Fires | 2051 | 0 | 0 | 7.382e-08 | 7.0305e-08 | 18552.3348 | 319.4911 | 11216.5626 | 7016.281 | 0 | 0 | 0 | 0 | 8.2478e-06 | 0 | 0 | 0 | 0 | 0 | 0 | 0.0013695 | 0 | 0.0013695 | 0.0013043 | 0 | 0.0013043
[79 empty] | WLDFR | HFTD - Distribution - Tier 3 - 4QU CoRE ¦ 3QU LoRE | Red Flag Warning - Catastrophic Fires | 2052 | 0 | 0 | 0 | 7.0305e-08 | 18552.3348 | 319.4911 | 11216.5626 | 7016.281 | 0 | 0 | 0 | 0 | 8.2478e-06 | 0 | 0 | 0 | 0 | 0 | 0 | 0 | 0 | 0 | 0.0013043 | 0 | 0.0013043
[79 empty] | WLDFR | HFTD - Distribution - Tier 3 - 4QU CoRE ¦ 3QU LoRE | Red Flag Warning - Destructive Fires | 2020 | 1.6633e-08 | 0 | 0 | 0 | 8807.9522 | 222.2294 | 8585.7228 | 0 | 0 | 0 | 0 | 0 | 1.3178e-06 | 0.0001465 | 0 | 0.0001465 | 0 | 0 | 0 | 0 | 0 | 0 | 0 | 0 | 0
[79 empty] | WLDFR | HFTD - Distribution - Tier 3 - 4QU CoRE ¦ 3QU LoRE | Red Flag Warning - Destructive Fires | 2021 | 1.1108e-08 | 1.7563e-08 | 0 | 0 | 8807.9522 | 222.2294 | 8585.7228 | 0 | 0 | 0 | 0 | 0 | 1.3178e-06 | 9.7836e-05 | 0 | 9.7836e-05 | 0.00015469 | 0 | 0.00015469 | 0 | 0 | 0 | 0 | 0 | 0
[79 empty] | WLDFR | HFTD - Distribution - Tier 3 - 4QU CoRE ¦ 3QU LoRE | Red Flag Warning - Destructive Fires | 2022 | 1.1189e-08 | 1.1814e-08 | 1.6423e-08 | 0 | 8807.9522 | 222.2294 | 8585.7228 | 0 | 0 | 0 | 0 | 0 | 1.3121e-06 | 9.8551e-05 | 0 | 9.8551e-05 | 0.00010406 | 0 | 0.00010406 | 0.00014465 | 0 | 0.00014465 | 0 | 0 | 0
[79 empty] | WLDFR | HFTD - Distribution - Tier 3 - 4QU CoRE ¦ 3QU LoRE | Red Flag Warning - Destructive Fires | 2023 | 1.1189e-08 | 1.1814e-08 | 1.0815e-08 | 1.5641e-08 | 9129.7461 | 233.2301 | 8896.516 | 0 | 0 | 0 | 0 | 0 | 1.3121e-06 | 0.00010215 | 0 | 0.00010215 | 0.00010786 | 0 | 0.00010786 | 9.8742e-05 | 0 | 9.8742e-05 | 0.0001428 | 0 | 0.0001428
[79 empty] | WLDFR | HFTD - Distribution - Tier 3 - 4QU CoRE ¦ 3QU LoRE | Red Flag Warning - Destructive Fires | 2024 | 1.1189e-08 | 1.1814e-08 | 1.0815e-08 | 1.03e-08 | 9129.7461 | 233.2301 | 8896.516 | 0 | 0 | 0 | 0 | 0 | 1.3121e-06 | 0.00010215 | 0 | 0.00010215 | 0.00010786 | 0 | 0.00010786 | 9.8742e-05 | 0 | 9.8742e-05 | 9.404e-05 | 0 | 9.404e-05
[79 empty] | WLDFR | HFTD - Distribution - Tier 3 - 4QU CoRE ¦ 3QU LoRE | Red Flag Warning - Destructive Fires | 2025 | 1.1189e-08 | 1.1814e-08 | 1.0815e-08 | 1.03e-08 | 9129.7461 | 233.2301 | 8896.516 | 0 | 0 | 0 | 0 | 0 | 1.3121e-06 | 0.00010215 | 0 | 0.00010215 | 0.00010786 | 0 | 0.00010786 | 9.8742e-05 | 0 | 9.8742e-05 | 9.404e-05 | 0 | 9.404e-05
[79 empty] | WLDFR | HFTD - Distribution - Tier 3 - 4QU CoRE ¦ 3QU LoRE | Red Flag Warning - Destructive Fires | 2026 | 1.1189e-08 | 1.1814e-08 | 1.0815e-08 | 1.03e-08 | 9129.7461 | 233.2301 | 8896.516 | 0 | 0 | 0 | 0 | 0 | 1.3121e-06 | 0.00010215 | 0 | 0.00010215 | 0.00010786 | 0 | 0.00010786 | 9.8742e-05 | 0 | 9.8742e-05 | 9.404e-05 | 0 | 9.404e-05
[79 empty] | WLDFR | HFTD - Distribution - Tier 3 - 4QU CoRE ¦ 3QU LoRE | Red Flag Warning - Destructive Fires | 2027 | 1.1189e-08 | 1.1814e-08 | 1.0815e-08 | 1.03e-08 | 9129.7461 | 233.2301 | 8896.516 | 0 | 0 | 0 | 0 | 0 | 1.3121e-06 | 0.00010215 | 0 | 0.00010215 | 0.00010786 | 0 | 0.00010786 | 9.8742e-05 | 0 | 9.8742e-05 | 9.404e-05 | 0 | 9.404e-05
[79 empty] | WLDFR | HFTD - Distribution - Tier 3 - 4QU CoRE ¦ 3QU LoRE | Red Flag Warning - Destructive Fires | 2028 | 1.1189e-08 | 1.1814e-08 | 1.0815e-08 | 1.03e-08 | 9534.9221 | 247.273 | 9287.6491 | 0 | 0 | 0 | 0 | 0 | 1.3121e-06 | 0.00010669 | 0 | 0.00010669 | 0.00011265 | 0 | 0.00011265 | 0.00010312 | 0 | 0.00010312 | 9.8213e-05 | 0 | 9.8213e-05
[79 empty] | WLDFR | HFTD - Distribution - Tier 3 - 4QU CoRE ¦ 3QU LoRE | Red Flag Warning - Destructive Fires | 2029 | 1.1189e-08 | 1.1814e-08 | 1.0815e-08 | 1.03e-08 | 9534.9221 | 247.273 | 9287.6491 | 0 | 0 | 0 | 0 | 0 | 1.3121e-06 | 0.00010669 | 0 | 0.00010669 | 0.00011265 | 0 | 0.00011265 | 0.00010312 | 0 | 0.00010312 | 9.8213e-05 | 0 | 9.8213e-05
[79 empty] | WLDFR | HFTD - Distribution - Tier 3 - 4QU CoRE ¦ 3QU LoRE | Red Flag Warning - Destructive Fires | 2030 | 1.1189e-08 | 1.1814e-08 | 1.0815e-08 | 1.03e-08 | 9534.9221 | 247.273 | 9287.6491 | 0 | 0 | 0 | 0 | 0 | 1.3121e-06 | 0.00010669 | 0 | 0.00010669 | 0.00011265 | 0 | 0.00011265 | 0.00010312 | 0 | 0.00010312 | 9.8213e-05 | 0 | 9.8213e-05
[79 empty] | WLDFR | HFTD - Distribution - Tier 3 - 4QU CoRE ¦ 3QU LoRE | Red Flag Warning - Destructive Fires | 2031 | 1.1189e-08 | 1.1814e-08 | 1.0815e-08 | 1.03e-08 | 9534.9221 | 247.273 | 9287.6491 | 0 | 0 | 0 | 0 | 0 | 1.3121e-06 | 0.00010669 | 0 | 0.00010669 | 0.00011265 | 0 | 0.00011265 | 0.00010312 | 0 | 0.00010312 | 9.8213e-05 | 0 | 9.8213e-05
[79 empty] | WLDFR | HFTD - Distribution - Tier 3 - 4QU CoRE ¦ 3QU LoRE | Red Flag Warning - Destructive Fires | 2032 | 1.1189e-08 | 1.1814e-08 | 1.0815e-08 | 1.03e-08 | 9534.9221 | 247.273 | 9287.6491 | 0 | 0 | 0 | 0 | 0 | 1.3121e-06 | 0.00010669 | 0 | 0.00010669 | 0.00011265 | 0 | 0.00011265 | 0.00010312 | 0 | 0.00010312 | 9.8213e-05 | 0 | 9.8213e-05
[79 empty] | WLDFR | HFTD - Distribution - Tier 3 - 4QU CoRE ¦ 3QU LoRE | Red Flag Warning - Destructive Fires | 2033 | 1.1189e-08 | 1.1814e-08 | 1.0815e-08 | 1.03e-08 | 9984.8474 | 263.1074 | 9721.74 | 0 | 0 | 0 | 0 | 0 | 1.3121e-06 | 0.00011172 | 0 | 0.00011172 | 0.00011797 | 0 | 0.00011797 | 0.00010799 | 0 | 0.00010799 | 0.00010285 | 0 | 0.00010285
[79 empty] | WLDFR | HFTD - Distribution - Tier 3 - 4QU CoRE ¦ 3QU LoRE | Red Flag Warning - Destructive Fires | 2034 | 1.1189e-08 | 1.1814e-08 | 1.0815e-08 | 1.03e-08 | 9984.8474 | 263.1074 | 9721.74 | 0 | 0 | 0 | 0 | 0 | 1.3121e-06 | 0.00011172 | 0 | 0.00011172 | 0.00011797 | 0 | 0.00011797 | 0.00010799 | 0 | 0.00010799 | 0.00010285 | 0 | 0.00010285
[79 empty] | WLDFR | HFTD - Distribution - Tier 3 - 4QU CoRE ¦ 3QU LoRE | Red Flag Warning - Destructive Fires | 2035 | 1.1189e-08 | 1.1814e-08 | 1.0815e-08 | 1.03e-08 | 9984.8474 | 263.1074 | 9721.74 | 0 | 0 | 0 | 0 | 0 | 1.3121e-06 | 0.00011172 | 0 | 0.00011172 | 0.00011797 | 0 | 0.00011797 | 0.00010799 | 0 | 0.00010799 | 0.00010285 | 0 | 0.00010285
[79 empty] | WLDFR | HFTD - Distribution - Tier 3 - 4QU CoRE ¦ 3QU LoRE | Red Flag Warning - Destructive Fires | 2036 | 1.1189e-08 | 1.1814e-08 | 1.0815e-08 | 1.03e-08 | 9984.8474 | 263.1074 | 9721.74 | 0 | 0 | 0 | 0 | 0 | 1.3121e-06 | 0.00011172 | 0 | 0.00011172 | 0.00011797 | 0 | 0.00011797 | 0.00010799 | 0 | 0.00010799 | 0.00010285 | 0 | 0.00010285
[79 empty] | WLDFR | HFTD - Distribution - Tier 3 - 4QU CoRE ¦ 3QU LoRE | Red Flag Warning - Destructive Fires | 2037 | 1.1189e-08 | 1.1814e-08 | 1.0815e-08 | 1.03e-08 | 9984.8474 | 263.1074 | 9721.74 | 0 | 0 | 0 | 0 | 0 | 1.3121e-06 | 0.00011172 | 0 | 0.00011172 | 0.00011797 | 0 | 0.00011797 | 0.00010799 | 0 | 0.00010799 | 0.00010285 | 0 | 0.00010285
[79 empty] | WLDFR | HFTD - Distribution - Tier 3 - 4QU CoRE ¦ 3QU LoRE | Red Flag Warning - Destructive Fires | 2038 | 1.1189e-08 | 1.1814e-08 | 1.0815e-08 | 1.03e-08 | 10472.8261 | 280.5544 | 10192.2718 | 0 | 0 | 0 | 0 | 0 | 1.3121e-06 | 0.00011718 | 0 | 0.00011718 | 0.00012373 | 0 | 0.00012373 | 0.00011327 | 0 | 0.00011327 | 0.00010787 | 0 | 0.00010787
[79 empty] | WLDFR | HFTD - Distribution - Tier 3 - 4QU CoRE ¦ 3QU LoRE | Red Flag Warning - Destructive Fires | 2039 | 1.1189e-08 | 1.1814e-08 | 1.0815e-08 | 1.03e-08 | 10472.8261 | 280.5544 | 10192.2718 | 0 | 0 | 0 | 0 | 0 | 1.3121e-06 | 0.00011718 | 0 | 0.00011718 | 0.00012373 | 0 | 0.00012373 | 0.00011327 | 0 | 0.00011327 | 0.00010787 | 0 | 0.00010787
[79 empty] | WLDFR | HFTD - Distribution - Tier 3 - 4QU CoRE ¦ 3QU LoRE | Red Flag Warning - Destructive Fires | 2040 | 1.1189e-08 | 1.1814e-08 | 1.0815e-08 | 1.03e-08 | 10472.8261 | 280.5544 | 10192.2718 | 0 | 0 | 0 | 0 | 0 | 1.3121e-06 | 0.00011718 | 0 | 0.00011718 | 0.00012373 | 0 | 0.00012373 | 0.00011327 | 0 | 0.00011327 | 0.00010787 | 0 | 0.00010787
[79 empty] | WLDFR | HFTD - Distribution - Tier 3 - 4QU CoRE ¦ 3QU LoRE | Red Flag Warning - Destructive Fires | 2041 | 1.1189e-08 | 1.1814e-08 | 1.0815e-08 | 1.03e-08 | 10472.8261 | 280.5544 | 10192.2718 | 0 | 0 | 0 | 0 | 0 | 1.3121e-06 | 0.00011718 | 0 | 0.00011718 | 0.00012373 | 0 | 0.00012373 | 0.00011327 | 0 | 0.00011327 | 0.00010787 | 0 | 0.00010787
[79 empty] | WLDFR | HFTD - Distribution - Tier 3 - 4QU CoRE ¦ 3QU LoRE | Red Flag Warning - Destructive Fires | 2042 | 1.1189e-08 | 1.1814e-08 | 1.0815e-08 | 1.03e-08 | 10472.8261 | 280.5544 | 10192.2718 | 0 | 0 | 0 | 0 | 0 | 1.3121e-06 | 0.00011718 | 0 | 0.00011718 | 0.00012373 | 0 | 0.00012373 | 0.00011327 | 0 | 0.00011327 | 0.00010787 | 0 | 0.00010787
[79 empty] | WLDFR | HFTD - Distribution - Tier 3 - 4QU CoRE ¦ 3QU LoRE | Red Flag Warning - Destructive Fires | 2043 | 1.1189e-08 | 1.1814e-08 | 1.0815e-08 | 1.03e-08 | 10992.1562 | 299.42 | 10692.7362 | 0 | 0 | 0 | 0 | 0 | 1.3121e-06 | 0.00012299 | 0 | 0.00012299 | 0.00012987 | 0 | 0.00012987 | 0.00011888 | 0 | 0.00011888 | 0.00011322 | 0 | 0.00011322
[79 empty] | WLDFR | HFTD - Distribution - Tier 3 - 4QU CoRE ¦ 3QU LoRE | Red Flag Warning - Destructive Fires | 2044 | 1.1189e-08 | 1.1814e-08 | 1.0815e-08 | 1.03e-08 | 10992.1562 | 299.42 | 10692.7362 | 0 | 0 | 0 | 0 | 0 | 1.3121e-06 | 0.00012299 | 0 | 0.00012299 | 0.00012987 | 0 | 0.00012987 | 0.00011888 | 0 | 0.00011888 | 0.00011322 | 0 | 0.00011322
[79 empty] | WLDFR | HFTD - Distribution - Tier 3 - 4QU CoRE ¦ 3QU LoRE | Red Flag Warning - Destructive Fires | 2045 | 1.1189e-08 | 1.1814e-08 | 1.0815e-08 | 1.03e-08 | 10992.1562 | 299.42 | 10692.7362 | 0 | 0 | 0 | 0 | 0 | 1.3121e-06 | 0.00012299 | 0 | 0.00012299 | 0.00012987 | 0 | 0.00012987 | 0.00011888 | 0 | 0.00011888 | 0.00011322 | 0 | 0.00011322
[79 empty] | WLDFR | HFTD - Distribution - Tier 3 - 4QU CoRE ¦ 3QU LoRE | Red Flag Warning - Destructive Fires | 2046 | 1.1189e-08 | 1.1814e-08 | 1.0815e-08 | 1.03e-08 | 10992.1562 | 299.42 | 10692.7362 | 0 | 0 | 0 | 0 | 0 | 1.3121e-06 | 0.00012299 | 0 | 0.00012299 | 0.00012987 | 0 | 0.00012987 | 0.00011888 | 0 | 0.00011888 | 0.00011322 | 0 | 0.00011322
[79 empty] | WLDFR | HFTD - Distribution - Tier 3 - 4QU CoRE ¦ 3QU LoRE | Red Flag Warning - Destructive Fires | 2047 | 1.1189e-08 | 1.1814e-08 | 1.0815e-08 | 1.03e-08 | 10992.1562 | 299.42 | 10692.7362 | 0 | 0 | 0 | 0 | 0 | 1.3121e-06 | 0.00012299 | 0 | 0.00012299 | 0.00012987 | 0 | 0.00012987 | 0.00011888 | 0 | 0.00011888 | 0.00011322 | 0 | 0.00011322
[79 empty] | WLDFR | HFTD - Distribution - Tier 3 - 4QU CoRE ¦ 3QU LoRE | Red Flag Warning - Destructive Fires | 2048 | 1.1189e-08 | 1.1814e-08 | 1.0815e-08 | 1.03e-08 | 11536.0538 | 319.4911 | 11216.5626 | 0 | 0 | 0 | 0 | 0 | 1.3121e-06 | 0.00012908 | 0 | 0.00012908 | 0.00013629 | 0 | 0.00013629 | 0.00012477 | 0 | 0.00012477 | 0.00011883 | 0 | 0.00011883
[79 empty] | WLDFR | HFTD - Distribution - Tier 3 - 4QU CoRE ¦ 3QU LoRE | Red Flag Warning - Destructive Fires | 2049 | 1.1189e-08 | 1.1814e-08 | 1.0815e-08 | 1.03e-08 | 11536.0538 | 319.4911 | 11216.5626 | 0 | 0 | 0 | 0 | 0 | 1.3121e-06 | 0.00012908 | 0 | 0.00012908 | 0.00013629 | 0 | 0.00013629 | 0.00012477 | 0 | 0.00012477 | 0.00011883 | 0 | 0.00011883
[79 empty] | WLDFR | HFTD - Distribution - Tier 3 - 4QU CoRE ¦ 3QU LoRE | Red Flag Warning - Destructive Fires | 2050 | 0 | 1.1814e-08 | 1.0815e-08 | 1.03e-08 | 11536.0538 | 319.4911 | 11216.5626 | 0 | 0 | 0 | 0 | 0 | 1.3121e-06 | 0 | 0 | 0 | 0.00013629 | 0 | 0.00013629 | 0.00012477 | 0 | 0.00012477 | 0.00011883 | 0 | 0.00011883
[79 empty] | WLDFR | HFTD - Distribution - Tier 3 - 4QU CoRE ¦ 3QU LoRE | Red Flag Warning - Destructive Fires | 2051 | 0 | 0 | 1.0815e-08 | 1.03e-08 | 11536.0538 | 319.4911 | 11216.5626 | 0 | 0 | 0 | 0 | 0 | 1.3121e-06 | 0 | 0 | 0 | 0 | 0 | 0 | 0.00012477 | 0 | 0.00012477 | 0.00011883 | 0 | 0.00011883
[79 empty] | WLDFR | HFTD - Distribution - Tier 3 - 4QU CoRE ¦ 3QU LoRE | Red Flag Warning - Destructive Fires | 2052 | 0 | 0 | 0 | 1.03e-08 | 11536.0538 | 319.4911 | 11216.5626 | 0 | 0 | 0 | 0 | 0 | 1.3121e-06 | 0 | 0 | 0 | 0 | 0 | 0 | 0 | 0 | 0 | 0.00011883 | 0 | 0.00011883
[79 empty] | WLDFR | HFTD - Distribution - Tier 3 - 4QU CoRE ¦ 3QU LoRE | Red Flag Warning - Large Fires | 2020 | 2.4987e-07 | 0 | 0 | 0 | 5.2406 | 0.69642 | 2.942 | 1.6022 | 0 | 0 | 0 | 0 | 2.0831e-05 | 1.3094e-06 | 0 | 1.3094e-06 | 0 | 0 | 0 | 0 | 0 | 0 | 0 | 0 | 0
[79 empty] | WLDFR | HFTD - Distribution - Tier 3 - 4QU CoRE ¦ 3QU LoRE | Red Flag Warning - Large Fires | 2021 | 1.6646e-07 | 2.6384e-07 | 0 | 0 | 5.2406 | 0.69642 | 2.942 | 1.6022 | 0 | 0 | 0 | 0 | 2.0831e-05 | 8.7234e-07 | 0 | 8.7234e-07 | 1.3826e-06 | 0 | 1.3826e-06 | 0 | 0 | 0 | 0 | 0 | 0
[79 empty] | WLDFR | HFTD - Distribution - Tier 3 - 4QU CoRE ¦ 3QU LoRE | Red Flag Warning - Large Fires | 2022 | 1.6646e-07 | 1.7577e-07 | 2.437e-07 | 0 | 5.2406 | 0.69642 | 2.942 | 1.6022 | 0 | 0 | 0 | 0 | 2.0295e-05 | 8.7235e-07 | 0 | 8.7235e-07 | 9.2112e-07 | 0 | 9.2112e-07 | 1.2771e-06 | 0 | 1.2771e-06 | 0 | 0 | 0
[79 empty] | WLDFR | HFTD - Distribution - Tier 3 - 4QU CoRE ¦ 3QU LoRE | Red Flag Warning - Large Fires | 2023 | 1.6646e-07 | 1.7577e-07 | 1.609e-07 | 2.3209e-07 | 5.475 | 0.71896 | 3.0715 | 1.6846 | 0 | 0 | 0 | 0 | 2.0295e-05 | 9.1138e-07 | 0 | 9.1138e-07 | 9.6233e-07 | 0 | 9.6233e-07 | 8.8096e-07 | 0 | 8.8096e-07 | 1.2707e-06 | 0 | 1.2707e-06
[79 empty] | WLDFR | HFTD - Distribution - Tier 3 - 4QU CoRE ¦ 3QU LoRE | Red Flag Warning - Large Fires | 2024 | 1.6646e-07 | 1.7577e-07 | 1.609e-07 | 1.5324e-07 | 5.475 | 0.71896 | 3.0715 | 1.6846 | 0 | 0 | 0 | 0 | 2.0295e-05 | 9.1138e-07 | 0 | 9.1138e-07 | 9.6233e-07 | 0 | 9.6233e-07 | 8.8096e-07 | 0 | 8.8096e-07 | 8.39e-07 | 0 | 8.39e-07
[79 empty] | WLDFR | HFTD - Distribution - Tier 3 - 4QU CoRE ¦ 3QU LoRE | Red Flag Warning - Large Fires | 2025 | 1.6646e-07 | 1.7577e-07 | 1.609e-07 | 1.5324e-07 | 5.475 | 0.71896 | 3.0715 | 1.6846 | 0 | 0 | 0 | 0 | 2.0295e-05 | 9.1138e-07 | 0 | 9.1138e-07 | 9.6233e-07 | 0 | 9.6233e-07 | 8.8096e-07 | 0 | 8.8096e-07 | 8.39e-07 | 0 | 8.39e-07
[79 empty] | WLDFR | HFTD - Distribution - Tier 3 - 4QU CoRE ¦ 3QU LoRE | Red Flag Warning - Large Fires | 2026 | 1.6646e-07 | 1.7577e-07 | 1.609e-07 | 1.5324e-07 | 5.475 | 0.71896 | 3.0715 | 1.6846 | 0 | 0 | 0 | 0 | 2.0295e-05 | 9.1138e-07 | 0 | 9.1138e-07 | 9.6233e-07 | 0 | 9.6233e-07 | 8.8096e-07 | 0 | 8.8096e-07 | 8.39e-07 | 0 | 8.39e-07
[79 empty] | WLDFR | HFTD - Distribution - Tier 3 - 4QU CoRE ¦ 3QU LoRE | Red Flag Warning - Large Fires | 2027 | 1.6646e-07 | 1.7577e-07 | 1.609e-07 | 1.5324e-07 | 5.475 | 0.71896 | 3.0715 | 1.6846 | 0 | 0 | 0 | 0 | 2.0295e-05 | 9.1138e-07 | 0 | 9.1138e-07 | 9.6233e-07 | 0 | 9.6233e-07 | 8.8096e-07 | 0 | 8.8096e-07 | 8.39e-07 | 0 | 8.39e-07
[79 empty] | WLDFR | HFTD - Distribution - Tier 3 - 4QU CoRE ¦ 3QU LoRE | Red Flag Warning - Large Fires | 2028 | 1.6646e-07 | 1.7577e-07 | 1.609e-07 | 1.5324e-07 | 5.777 | 0.74734 | 3.238 | 1.7917 | 0 | 0 | 0 | 0 | 2.0295e-05 | 9.6165e-07 | 0 | 9.6165e-07 | 1.0154e-06 | 0 | 1.0154e-06 | 9.2954e-07 | 0 | 9.2954e-07 | 8.8528e-07 | 0 | 8.8528e-07
[79 empty] | WLDFR | HFTD - Distribution - Tier 3 - 4QU CoRE ¦ 3QU LoRE | Red Flag Warning - Large Fires | 2029 | 1.6646e-07 | 1.7577e-07 | 1.609e-07 | 1.5324e-07 | 5.777 | 0.74734 | 3.238 | 1.7917 | 0 | 0 | 0 | 0 | 2.0295e-05 | 9.6165e-07 | 0 | 9.6165e-07 | 1.0154e-06 | 0 | 1.0154e-06 | 9.2954e-07 | 0 | 9.2954e-07 | 8.8528e-07 | 0 | 8.8528e-07
[79 empty] | WLDFR | HFTD - Distribution - Tier 3 - 4QU CoRE ¦ 3QU LoRE | Red Flag Warning - Large Fires | 2030 | 1.6646e-07 | 1.7577e-07 | 1.609e-07 | 1.5324e-07 | 5.777 | 0.74734 | 3.238 | 1.7917 | 0 | 0 | 0 | 0 | 2.0295e-05 | 9.6165e-07 | 0 | 9.6165e-07 | 1.0154e-06 | 0 | 1.0154e-06 | 9.2954e-07 | 0 | 9.2954e-07 | 8.8528e-07 | 0 | 8.8528e-07
[79 empty] | WLDFR | HFTD - Distribution - Tier 3 - 4QU CoRE ¦ 3QU LoRE | Red Flag Warning - Large Fires | 2031 | 1.6646e-07 | 1.7577e-07 | 1.609e-07 | 1.5324e-07 | 5.777 | 0.74734 | 3.238 | 1.7917 | 0 | 0 | 0 | 0 | 2.0295e-05 | 9.6165e-07 | 0 | 9.6165e-07 | 1.0154e-06 | 0 | 1.0154e-06 | 9.2954e-07 | 0 | 9.2954e-07 | 8.8528e-07 | 0 | 8.8528e-07
[79 empty] | WLDFR | HFTD - Distribution - Tier 3 - 4QU CoRE ¦ 3QU LoRE | Red Flag Warning - Large Fires | 2032 | 1.6646e-07 | 1.7577e-07 | 1.609e-07 | 1.5324e-07 | 5.777 | 0.74734 | 3.238 | 1.7917 | 0 | 0 | 0 | 0 | 2.0295e-05 | 9.6165e-07 | 0 | 9.6165e-07 | 1.0154e-06 | 0 | 1.0154e-06 | 9.2954e-07 | 0 | 9.2954e-07 | 8.8528e-07 | 0 | 8.8528e-07
[79 empty] | WLDFR | HFTD - Distribution - Tier 3 - 4QU CoRE ¦ 3QU LoRE | Red Flag Warning - Large Fires | 2033 | 1.6646e-07 | 1.7577e-07 | 1.609e-07 | 1.5324e-07 | 6.1205 | 0.77885 | 3.4265 | 1.9151 | 0 | 0 | 0 | 0 | 2.0295e-05 | 1.0188e-06 | 0 | 1.0188e-06 | 1.0758e-06 | 0 | 1.0758e-06 | 9.8481e-07 | 0 | 9.8481e-07 | 9.3792e-07 | 0 | 9.3792e-07
[79 empty] | WLDFR | HFTD - Distribution - Tier 3 - 4QU CoRE ¦ 3QU LoRE | Red Flag Warning - Large Fires | 2034 | 1.6646e-07 | 1.7577e-07 | 1.609e-07 | 1.5324e-07 | 6.1205 | 0.77885 | 3.4265 | 1.9151 | 0 | 0 | 0 | 0 | 2.0295e-05 | 1.0188e-06 | 0 | 1.0188e-06 | 1.0758e-06 | 0 | 1.0758e-06 | 9.8481e-07 | 0 | 9.8481e-07 | 9.3792e-07 | 0 | 9.3792e-07
[79 empty] | WLDFR | HFTD - Distribution - Tier 3 - 4QU CoRE ¦ 3QU LoRE | Red Flag Warning - Large Fires | 2035 | 1.6646e-07 | 1.7577e-07 | 1.609e-07 | 1.5324e-07 | 6.1205 | 0.77885 | 3.4265 | 1.9151 | 0 | 0 | 0 | 0 | 2.0295e-05 | 1.0188e-06 | 0 | 1.0188e-06 | 1.0758e-06 | 0 | 1.0758e-06 | 9.8481e-07 | 0 | 9.8481e-07 | 9.3792e-07 | 0 | 9.3792e-07
[79 empty] | WLDFR | HFTD - Distribution - Tier 3 - 4QU CoRE ¦ 3QU LoRE | Red Flag Warning - Large Fires | 2036 | 1.6646e-07 | 1.7577e-07 | 1.609e-07 | 1.5324e-07 | 6.1205 | 0.77885 | 3.4265 | 1.9151 | 0 | 0 | 0 | 0 | 2.0295e-05 | 1.0188e-06 | 0 | 1.0188e-06 | 1.0758e-06 | 0 | 1.0758e-06 | 9.8481e-07 | 0 | 9.8481e-07 | 9.3792e-07 | 0 | 9.3792e-07
[79 empty] | WLDFR | HFTD - Distribution - Tier 3 - 4QU CoRE ¦ 3QU LoRE | Red Flag Warning - Large Fires | 2037 | 1.6646e-07 | 1.7577e-07 | 1.609e-07 | 1.5324e-07 | 6.1205 | 0.77885 | 3.4265 | 1.9151 | 0 | 0 | 0 | 0 | 2.0295e-05 | 1.0188e-06 | 0 | 1.0188e-06 | 1.0758e-06 | 0 | 1.0758e-06 | 9.8481e-07 | 0 | 9.8481e-07 | 9.3792e-07 | 0 | 9.3792e-07
[79 empty] | WLDFR | HFTD - Distribution - Tier 3 - 4QU CoRE ¦ 3QU LoRE | Red Flag Warning - Large Fires | 2038 | 1.6646e-07 | 1.7577e-07 | 1.609e-07 | 1.5324e-07 | 6.5028 | 0.81304 | 3.6355 | 2.0543 | 0 | 0 | 0 | 0 | 2.0295e-05 | 1.0825e-06 | 0 | 1.0825e-06 | 1.143e-06 | 0 | 1.143e-06 | 1.0463e-06 | 0 | 1.0463e-06 | 9.965e-07 | 0 | 9.965e-07
[79 empty] | WLDFR | HFTD - Distribution - Tier 3 - 4QU CoRE ¦ 3QU LoRE | Red Flag Warning - Large Fires | 2039 | 1.6646e-07 | 1.7577e-07 | 1.609e-07 | 1.5324e-07 | 6.5028 | 0.81304 | 3.6355 | 2.0543 | 0 | 0 | 0 | 0 | 2.0295e-05 | 1.0825e-06 | 0 | 1.0825e-06 | 1.143e-06 | 0 | 1.143e-06 | 1.0463e-06 | 0 | 1.0463e-06 | 9.965e-07 | 0 | 9.965e-07
[79 empty] | WLDFR | HFTD - Distribution - Tier 3 - 4QU CoRE ¦ 3QU LoRE | Red Flag Warning - Large Fires | 2040 | 1.6646e-07 | 1.7577e-07 | 1.609e-07 | 1.5324e-07 | 6.5028 | 0.81304 | 3.6355 | 2.0543 | 0 | 0 | 0 | 0 | 2.0295e-05 | 1.0825e-06 | 0 | 1.0825e-06 | 1.143e-06 | 0 | 1.143e-06 | 1.0463e-06 | 0 | 1.0463e-06 | 9.965e-07 | 0 | 9.965e-07
[79 empty] | WLDFR | HFTD - Distribution - Tier 3 - 4QU CoRE ¦ 3QU LoRE | Red Flag Warning - Large Fires | 2041 | 1.6646e-07 | 1.7577e-07 | 1.609e-07 | 1.5324e-07 | 6.5028 | 0.81304 | 3.6355 | 2.0543 | 0 | 0 | 0 | 0 | 2.0295e-05 | 1.0825e-06 | 0 | 1.0825e-06 | 1.143e-06 | 0 | 1.143e-06 | 1.0463e-06 | 0 | 1.0463e-06 | 9.965e-07 | 0 | 9.965e-07
[79 empty] | WLDFR | HFTD - Distribution - Tier 3 - 4QU CoRE ¦ 3QU LoRE | Red Flag Warning - Large Fires | 2042 | 1.6646e-07 | 1.7577e-07 | 1.609e-07 | 1.5324e-07 | 6.5028 | 0.81304 | 3.6355 | 2.0543 | 0 | 0 | 0 | 0 | 2.0295e-05 | 1.0825e-06 | 0 | 1.0825e-06 | 1.143e-06 | 0 | 1.143e-06 | 1.0463e-06 | 0 | 1.0463e-06 | 9.965e-07 | 0 | 9.965e-07
[79 empty] | WLDFR | HFTD - Distribution - Tier 3 - 4QU CoRE ¦ 3QU LoRE | Red Flag Warning - Large Fires | 2043 | 1.6646e-07 | 1.7577e-07 | 1.609e-07 | 1.5324e-07 | 6.9209 | 0.84944 | 3.8632 | 2.2083 | 0 | 0 | 0 | 0 | 2.0295e-05 | 1.1521e-06 | 0 | 1.1521e-06 | 1.2165e-06 | 0 | 1.2165e-06 | 1.1136e-06 | 0 | 1.1136e-06 | 1.0606e-06 | 0 | 1.0606e-06
[79 empty] | WLDFR | HFTD - Distribution - Tier 3 - 4QU CoRE ¦ 3QU LoRE | Red Flag Warning - Large Fires | 2044 | 1.6646e-07 | 1.7577e-07 | 1.609e-07 | 1.5324e-07 | 6.9209 | 0.84944 | 3.8632 | 2.2083 | 0 | 0 | 0 | 0 | 2.0295e-05 | 1.1521e-06 | 0 | 1.1521e-06 | 1.2165e-06 | 0 | 1.2165e-06 | 1.1136e-06 | 0 | 1.1136e-06 | 1.0606e-06 | 0 | 1.0606e-06
[79 empty] | WLDFR | HFTD - Distribution - Tier 3 - 4QU CoRE ¦ 3QU LoRE | Red Flag Warning - Large Fires | 2045 | 1.6646e-07 | 1.7577e-07 | 1.609e-07 | 1.5324e-07 | 6.9209 | 0.84944 | 3.8632 | 2.2083 | 0 | 0 | 0 | 0 | 2.0295e-05 | 1.1521e-06 | 0 | 1.1521e-06 | 1.2165e-06 | 0 | 1.2165e-06 | 1.1136e-06 | 0 | 1.1136e-06 | 1.0606e-06 | 0 | 1.0606e-06
[79 empty] | WLDFR | HFTD - Distribution - Tier 3 - 4QU CoRE ¦ 3QU LoRE | Red Flag Warning - Large Fires | 2046 | 1.6646e-07 | 1.7577e-07 | 1.609e-07 | 1.5324e-07 | 6.9209 | 0.84944 | 3.8632 | 2.2083 | 0 | 0 | 0 | 0 | 2.0295e-05 | 1.1521e-06 | 0 | 1.1521e-06 | 1.2165e-06 | 0 | 1.2165e-06 | 1.1136e-06 | 0 | 1.1136e-06 | 1.0606e-06 | 0 | 1.0606e-06
[79 empty] | WLDFR | HFTD - Distribution - Tier 3 - 4QU CoRE ¦ 3QU LoRE | Red Flag Warning - Large Fires | 2047 | 1.6646e-07 | 1.7577e-07 | 1.609e-07 | 1.5324e-07 | 6.9209 | 0.84944 | 3.8632 | 2.2083 | 0 | 0 | 0 | 0 | 2.0295e-05 | 1.1521e-06 | 0 | 1.1521e-06 | 1.2165e-06 | 0 | 1.2165e-06 | 1.1136e-06 | 0 | 1.1136e-06 | 1.0606e-06 | 0 | 1.0606e-06
[79 empty] | WLDFR | HFTD - Distribution - Tier 3 - 4QU CoRE ¦ 3QU LoRE | Red Flag Warning - Large Fires | 2048 | 1.6646e-07 | 1.7577e-07 | 1.609e-07 | 1.5324e-07 | 7.3713 | 0.88759 | 4.1075 | 2.3763 | 0 | 0 | 0 | 0 | 2.0295e-05 | 1.227e-06 | 0 | 1.227e-06 | 1.2956e-06 | 0 | 1.2956e-06 | 1.1861e-06 | 0 | 1.1861e-06 | 1.1296e-06 | 0 | 1.1296e-06
[79 empty] | WLDFR | HFTD - Distribution - Tier 3 - 4QU CoRE ¦ 3QU LoRE | Red Flag Warning - Large Fires | 2049 | 1.6646e-07 | 1.7577e-07 | 1.609e-07 | 1.5324e-07 | 7.3713 | 0.88759 | 4.1075 | 2.3763 | 0 | 0 | 0 | 0 | 2.0295e-05 | 1.227e-06 | 0 | 1.227e-06 | 1.2956e-06 | 0 | 1.2956e-06 | 1.1861e-06 | 0 | 1.1861e-06 | 1.1296e-06 | 0 | 1.1296e-06
[79 empty] | WLDFR | HFTD - Distribution - Tier 3 - 4QU CoRE ¦ 3QU LoRE | Red Flag Warning - Large Fires | 2050 | 0 | 1.7577e-07 | 1.609e-07 | 1.5324e-07 | 7.3713 | 0.88759 | 4.1075 | 2.3763 | 0 | 0 | 0 | 0 | 2.0295e-05 | 0 | 0 | 0 | 1.2956e-06 | 0 | 1.2956e-06 | 1.1861e-06 | 0 | 1.1861e-06 | 1.1296e-06 | 0 | 1.1296e-06
[79 empty] | WLDFR | HFTD - Distribution - Tier 3 - 4QU CoRE ¦ 3QU LoRE | Red Flag Warning - Large Fires | 2051 | 0 | 0 | 1.609e-07 | 1.5324e-07 | 7.3713 | 0.88759 | 4.1075 | 2.3763 | 0 | 0 | 0 | 0 | 2.0295e-05 | 0 | 0 | 0 | 0 | 0 | 0 | 1.1861e-06 | 0 | 1.1861e-06 | 1.1296e-06 | 0 | 1.1296e-06
[79 empty] | WLDFR | HFTD - Distribution - Tier 3 - 4QU CoRE ¦ 3QU LoRE | Red Flag Warning - Large Fires | 2052 | 0 | 0 | 0 | 1.5324e-07 | 7.3713 | 0.88759 | 4.1075 | 2.3763 | 0 | 0 | 0 | 0 | 2.0295e-05 | 0 | 0 | 0 | 0 | 0 | 0 | 0 | 0 | 0 | 1.1296e-06 | 0 | 1.1296e-06
[79 empty] | WLDFR | HFTD - Distribution - Tier 3 - 4QU CoRE ¦ 3QU LoRE | Red Flag Warning - Small Fires | 2020 | 9.1112e-06 | 0 | 0 | 0 | 0.077901 | 0.036425 | 0.0015809 | 0.039895 | 0 | 0 | 0 | 0 | 0.00062484 | 7.0977e-07 | 0 | 7.0977e-07 | 0 | 0 | 0 | 0 | 0 | 0 | 0 | 0 | 0
[79 empty] | WLDFR | HFTD - Distribution - Tier 3 - 4QU CoRE ¦ 3QU LoRE | Red Flag Warning - Small Fires | 2021 | 6.0722e-06 | 9.6206e-06 | 0 | 0 | 0.077901 | 0.036425 | 0.0015809 | 0.039895 | 0 | 0 | 0 | 0 | 0.00062484 | 4.7302e-07 | 0 | 4.7302e-07 | 7.4945e-07 | 0 | 7.4945e-07 | 0 | 0 | 0 | 0 | 0 | 0
[79 empty] | WLDFR | HFTD - Distribution - Tier 3 - 4QU CoRE ¦ 3QU LoRE | Red Flag Warning - Small Fires | 2022 | 6.0674e-06 | 6.4067e-06 | 8.8861e-06 | 0 | 0.077901 | 0.036425 | 0.0015809 | 0.039895 | 0 | 0 | 0 | 0 | 0.00061219 | 4.7266e-07 | 0 | 4.7266e-07 | 4.9908e-07 | 0 | 4.9908e-07 | 6.9224e-07 | 0 | 6.9224e-07 | 0 | 0 | 0
[79 empty] | WLDFR | HFTD - Distribution - Tier 3 - 4QU CoRE ¦ 3QU LoRE | Red Flag Warning - Small Fires | 2023 | 6.0674e-06 | 6.4067e-06 | 5.8649e-06 | 8.463e-06 | 0.080408 | 0.03759 | 0.0016314 | 0.041187 | 0 | 0 | 0 | 0 | 0.00061219 | 4.8787e-07 | 0 | 4.8787e-07 | 5.1515e-07 | 0 | 5.1515e-07 | 4.7159e-07 | 0 | 4.7159e-07 | 6.8049e-07 | 0 | 6.8049e-07
[79 empty] | WLDFR | HFTD - Distribution - Tier 3 - 4QU CoRE ¦ 3QU LoRE | Red Flag Warning - Small Fires | 2024 | 6.0674e-06 | 6.4067e-06 | 5.8649e-06 | 5.5856e-06 | 0.080408 | 0.03759 | 0.0016314 | 0.041187 | 0 | 0 | 0 | 0 | 0.00061219 | 4.8787e-07 | 0 | 4.8787e-07 | 5.1515e-07 | 0 | 5.1515e-07 | 4.7159e-07 | 0 | 4.7159e-07 | 4.4913e-07 | 0 | 4.4913e-07
[79 empty] | WLDFR | HFTD - Distribution - Tier 3 - 4QU CoRE ¦ 3QU LoRE | Red Flag Warning - Small Fires | 2025 | 6.0674e-06 | 6.4067e-06 | 5.8649e-06 | 5.5856e-06 | 0.080408 | 0.03759 | 0.0016314 | 0.041187 | 0 | 0 | 0 | 0 | 0.00061219 | 4.8787e-07 | 0 | 4.8787e-07 | 5.1515e-07 | 0 | 5.1515e-07 | 4.7159e-07 | 0 | 4.7159e-07 | 4.4913e-07 | 0 | 4.4913e-07
[79 empty] | WLDFR | HFTD - Distribution - Tier 3 - 4QU CoRE ¦ 3QU LoRE | Red Flag Warning - Small Fires | 2026 | 6.0674e-06 | 6.4067e-06 | 5.8649e-06 | 5.5856e-06 | 0.080408 | 0.03759 | 0.0016314 | 0.041187 | 0 | 0 | 0 | 0 | 0.00061219 | 4.8787e-07 | 0 | 4.8787e-07 | 5.1515e-07 | 0 | 5.1515e-07 | 4.7159e-07 | 0 | 4.7159e-07 | 4.4913e-07 | 0 | 4.4913e-07
[79 empty] | WLDFR | HFTD - Distribution - Tier 3 - 4QU CoRE ¦ 3QU LoRE | Red Flag Warning - Small Fires | 2027 | 6.0674e-06 | 6.4067e-06 | 5.8649e-06 | 5.5856e-06 | 0.080408 | 0.03759 | 0.0016314 | 0.041187 | 0 | 0 | 0 | 0 | 0.00061219 | 4.8787e-07 | 0 | 4.8787e-07 | 5.1515e-07 | 0 | 5.1515e-07 | 4.7159e-07 | 0 | 4.7159e-07 | 4.4913e-07 | 0 | 4.4913e-07
[79 empty] | WLDFR | HFTD - Distribution - Tier 3 - 4QU CoRE ¦ 3QU LoRE | Red Flag Warning - Small Fires | 2028 | 6.0674e-06 | 6.4067e-06 | 5.8649e-06 | 5.5856e-06 | 0.083606 | 0.039055 | 0.001695 | 0.042856 | 0 | 0 | 0 | 0 | 0.00061219 | 5.0728e-07 | 0 | 5.0728e-07 | 5.3564e-07 | 0 | 5.3564e-07 | 4.9034e-07 | 0 | 4.9034e-07 | 4.6699e-07 | 0 | 4.6699e-07
[79 empty] | WLDFR | HFTD - Distribution - Tier 3 - 4QU CoRE ¦ 3QU LoRE | Red Flag Warning - Small Fires | 2029 | 6.0674e-06 | 6.4067e-06 | 5.8649e-06 | 5.5856e-06 | 0.083606 | 0.039055 | 0.001695 | 0.042856 | 0 | 0 | 0 | 0 | 0.00061219 | 5.0728e-07 | 0 | 5.0728e-07 | 5.3564e-07 | 0 | 5.3564e-07 | 4.9034e-07 | 0 | 4.9034e-07 | 4.6699e-07 | 0 | 4.6699e-07
[79 empty] | WLDFR | HFTD - Distribution - Tier 3 - 4QU CoRE ¦ 3QU LoRE | Red Flag Warning - Small Fires | 2030 | 6.0674e-06 | 6.4067e-06 | 5.8649e-06 | 5.5856e-06 | 0.083606 | 0.039055 | 0.001695 | 0.042856 | 0 | 0 | 0 | 0 | 0.00061219 | 5.0728e-07 | 0 | 5.0728e-07 | 5.3564e-07 | 0 | 5.3564e-07 | 4.9034e-07 | 0 | 4.9034e-07 | 4.6699e-07 | 0 | 4.6699e-07
[79 empty] | WLDFR | HFTD - Distribution - Tier 3 - 4QU CoRE ¦ 3QU LoRE | Red Flag Warning - Small Fires | 2031 | 6.0674e-06 | 6.4067e-06 | 5.8649e-06 | 5.5856e-06 | 0.083606 | 0.039055 | 0.001695 | 0.042856 | 0 | 0 | 0 | 0 | 0.00061219 | 5.0728e-07 | 0 | 5.0728e-07 | 5.3564e-07 | 0 | 5.3564e-07 | 4.9034e-07 | 0 | 4.9034e-07 | 4.6699e-07 | 0 | 4.6699e-07
[79 empty] | WLDFR | HFTD - Distribution - Tier 3 - 4QU CoRE ¦ 3QU LoRE | Red Flag Warning - Small Fires | 2032 | 6.0674e-06 | 6.4067e-06 | 5.8649e-06 | 5.5856e-06 | 0.083606 | 0.039055 | 0.001695 | 0.042856 | 0 | 0 | 0 | 0 | 0.00061219 | 5.0728e-07 | 0 | 5.0728e-07 | 5.3564e-07 | 0 | 5.3564e-07 | 4.9034e-07 | 0 | 4.9034e-07 | 4.6699e-07 | 0 | 4.6699e-07
[79 empty] | WLDFR | HFTD - Distribution - Tier 3 - 4QU CoRE ¦ 3QU LoRE | Red Flag Warning - Small Fires | 2033 | 6.0674e-06 | 6.4067e-06 | 5.8649e-06 | 5.5856e-06 | 0.087211 | 0.040679 | 0.0017655 | 0.044766 | 0 | 0 | 0 | 0 | 0.00061219 | 5.2915e-07 | 0 | 5.2915e-07 | 5.5873e-07 | 0 | 5.5873e-07 | 5.1148e-07 | 0 | 5.1148e-07 | 4.8713e-07 | 0 | 4.8713e-07
[79 empty] | WLDFR | HFTD - Distribution - Tier 3 - 4QU CoRE ¦ 3QU LoRE | Red Flag Warning - Small Fires | 2034 | 6.0674e-06 | 6.4067e-06 | 5.8649e-06 | 5.5856e-06 | 0.087211 | 0.040679 | 0.0017655 | 0.044766 | 0 | 0 | 0 | 0 | 0.00061219 | 5.2915e-07 | 0 | 5.2915e-07 | 5.5873e-07 | 0 | 5.5873e-07 | 5.1148e-07 | 0 | 5.1148e-07 | 4.8713e-07 | 0 | 4.8713e-07
[79 empty] | WLDFR | HFTD - Distribution - Tier 3 - 4QU CoRE ¦ 3QU LoRE | Red Flag Warning - Small Fires | 2035 | 6.0674e-06 | 6.4067e-06 | 5.8649e-06 | 5.5856e-06 | 0.087211 | 0.040679 | 0.0017655 | 0.044766 | 0 | 0 | 0 | 0 | 0.00061219 | 5.2915e-07 | 0 | 5.2915e-07 | 5.5873e-07 | 0 | 5.5873e-07 | 5.1148e-07 | 0 | 5.1148e-07 | 4.8713e-07 | 0 | 4.8713e-07
[79 empty] | WLDFR | HFTD - Distribution - Tier 3 - 4QU CoRE ¦ 3QU LoRE | Red Flag Warning - Small Fires | 2036 | 6.0674e-06 | 6.4067e-06 | 5.8649e-06 | 5.5856e-06 | 0.087211 | 0.040679 | 0.0017655 | 0.044766 | 0 | 0 | 0 | 0 | 0.00061219 | 5.2915e-07 | 0 | 5.2915e-07 | 5.5873e-07 | 0 | 5.5873e-07 | 5.1148e-07 | 0 | 5.1148e-07 | 4.8713e-07 | 0 | 4.8713e-07
[79 empty] | WLDFR | HFTD - Distribution - Tier 3 - 4QU CoRE ¦ 3QU LoRE | Red Flag Warning - Small Fires | 2037 | 6.0674e-06 | 6.4067e-06 | 5.8649e-06 | 5.5856e-06 | 0.087211 | 0.040679 | 0.0017655 | 0.044766 | 0 | 0 | 0 | 0 | 0.00061219 | 5.2915e-07 | 0 | 5.2915e-07 | 5.5873e-07 | 0 | 5.5873e-07 | 5.1148e-07 | 0 | 5.1148e-07 | 4.8713e-07 | 0 | 4.8713e-07
[79 empty] | WLDFR | HFTD - Distribution - Tier 3 - 4QU CoRE ¦ 3QU LoRE | Red Flag Warning - Small Fires | 2038 | 6.0674e-06 | 6.4067e-06 | 5.8649e-06 | 5.5856e-06 | 0.091184 | 0.042438 | 0.0018418 | 0.046905 | 0 | 0 | 0 | 0 | 0.00061219 | 5.5325e-07 | 0 | 5.5325e-07 | 5.8419e-07 | 0 | 5.8419e-07 | 5.3479e-07 | 0 | 5.3479e-07 | 5.0932e-07 | 0 | 5.0932e-07
[79 empty] | WLDFR | HFTD - Distribution - Tier 3 - 4QU CoRE ¦ 3QU LoRE | Red Flag Warning - Small Fires | 2039 | 6.0674e-06 | 6.4067e-06 | 5.8649e-06 | 5.5856e-06 | 0.091184 | 0.042438 | 0.0018418 | 0.046905 | 0 | 0 | 0 | 0 | 0.00061219 | 5.5325e-07 | 0 | 5.5325e-07 | 5.8419e-07 | 0 | 5.8419e-07 | 5.3479e-07 | 0 | 5.3479e-07 | 5.0932e-07 | 0 | 5.0932e-07
[79 empty] | WLDFR | HFTD - Distribution - Tier 3 - 4QU CoRE ¦ 3QU LoRE | Red Flag Warning - Small Fires | 2040 | 6.0674e-06 | 6.4067e-06 | 5.8649e-06 | 5.5856e-06 | 0.091184 | 0.042438 | 0.0018418 | 0.046905 | 0 | 0 | 0 | 0 | 0.00061219 | 5.5325e-07 | 0 | 5.5325e-07 | 5.8419e-07 | 0 | 5.8419e-07 | 5.3479e-07 | 0 | 5.3479e-07 | 5.0932e-07 | 0 | 5.0932e-07
[79 empty] | WLDFR | HFTD - Distribution - Tier 3 - 4QU CoRE ¦ 3QU LoRE | Red Flag Warning - Small Fires | 2041 | 6.0674e-06 | 6.4067e-06 | 5.8649e-06 | 5.5856e-06 | 0.091184 | 0.042438 | 0.0018418 | 0.046905 | 0 | 0 | 0 | 0 | 0.00061219 | 5.5325e-07 | 0 | 5.5325e-07 | 5.8419e-07 | 0 | 5.8419e-07 | 5.3479e-07 | 0 | 5.3479e-07 | 5.0932e-07 | 0 | 5.0932e-07
[79 empty] | WLDFR | HFTD - Distribution - Tier 3 - 4QU CoRE ¦ 3QU LoRE | Red Flag Warning - Small Fires | 2042 | 6.0674e-06 | 6.4067e-06 | 5.8649e-06 | 5.5856e-06 | 0.091184 | 0.042438 | 0.0018418 | 0.046905 | 0 | 0 | 0 | 0 | 0.00061219 | 5.5325e-07 | 0 | 5.5325e-07 | 5.8419e-07 | 0 | 5.8419e-07 | 5.3479e-07 | 0 | 5.3479e-07 | 5.0932e-07 | 0 | 5.0932e-07
[79 empty] | WLDFR | HFTD - Distribution - Tier 3 - 4QU CoRE ¦ 3QU LoRE | Red Flag Warning - Small Fires | 2043 | 6.0674e-06 | 6.4067e-06 | 5.8649e-06 | 5.5856e-06 | 0.095486 | 0.044306 | 0.0019228 | 0.049257 | 0 | 0 | 0 | 0 | 0.00061219 | 5.7935e-07 | 0 | 5.7935e-07 | 6.1175e-07 | 0 | 6.1175e-07 | 5.6001e-07 | 0 | 5.6001e-07 | 5.3335e-07 | 0 | 5.3335e-07
[79 empty] | WLDFR | HFTD - Distribution - Tier 3 - 4QU CoRE ¦ 3QU LoRE | Red Flag Warning - Small Fires | 2044 | 6.0674e-06 | 6.4067e-06 | 5.8649e-06 | 5.5856e-06 | 0.095486 | 0.044306 | 0.0019228 | 0.049257 | 0 | 0 | 0 | 0 | 0.00061219 | 5.7935e-07 | 0 | 5.7935e-07 | 6.1175e-07 | 0 | 6.1175e-07 | 5.6001e-07 | 0 | 5.6001e-07 | 5.3335e-07 | 0 | 5.3335e-07
[79 empty] | WLDFR | HFTD - Distribution - Tier 3 - 4QU CoRE ¦ 3QU LoRE | Red Flag Warning - Small Fires | 2045 | 6.0674e-06 | 6.4067e-06 | 5.8649e-06 | 5.5856e-06 | 0.095486 | 0.044306 | 0.0019228 | 0.049257 | 0 | 0 | 0 | 0 | 0.00061219 | 5.7935e-07 | 0 | 5.7935e-07 | 6.1175e-07 | 0 | 6.1175e-07 | 5.6001e-07 | 0 | 5.6001e-07 | 5.3335e-07 | 0 | 5.3335e-07
[79 empty] | WLDFR | HFTD - Distribution - Tier 3 - 4QU CoRE ¦ 3QU LoRE | Red Flag Warning - Small Fires | 2046 | 6.0674e-06 | 6.4067e-06 | 5.8649e-06 | 5.5856e-06 | 0.095486 | 0.044306 | 0.0019228 | 0.049257 | 0 | 0 | 0 | 0 | 0.00061219 | 5.7935e-07 | 0 | 5.7935e-07 | 6.1175e-07 | 0 | 6.1175e-07 | 5.6001e-07 | 0 | 5.6001e-07 | 5.3335e-07 | 0 | 5.3335e-07
[79 empty] | WLDFR | HFTD - Distribution - Tier 3 - 4QU CoRE ¦ 3QU LoRE | Red Flag Warning - Small Fires | 2047 | 6.0674e-06 | 6.4067e-06 | 5.8649e-06 | 5.5856e-06 | 0.095486 | 0.044306 | 0.0019228 | 0.049257 | 0 | 0 | 0 | 0 | 0.00061219 | 5.7935e-07 | 0 | 5.7935e-07 | 6.1175e-07 | 0 | 6.1175e-07 | 5.6001e-07 | 0 | 5.6001e-07 | 5.3335e-07 | 0 | 5.3335e-07
[79 empty] | WLDFR | HFTD - Distribution - Tier 3 - 4QU CoRE ¦ 3QU LoRE | Red Flag Warning - Small Fires | 2048 | 6.0674e-06 | 6.4067e-06 | 5.8649e-06 | 5.5856e-06 | 0.10007 | 0.04626 | 0.0020076 | 0.051804 | 0 | 0 | 0 | 0 | 0.00061219 | 6.0718e-07 | 0 | 6.0718e-07 | 6.4113e-07 | 0 | 6.4113e-07 | 5.8691e-07 | 0 | 5.8691e-07 | 5.5896e-07 | 0 | 5.5896e-07
[79 empty] | WLDFR | HFTD - Distribution - Tier 3 - 4QU CoRE ¦ 3QU LoRE | Red Flag Warning - Small Fires | 2049 | 6.0674e-06 | 6.4067e-06 | 5.8649e-06 | 5.5856e-06 | 0.10007 | 0.04626 | 0.0020076 | 0.051804 | 0 | 0 | 0 | 0 | 0.00061219 | 6.0718e-07 | 0 | 6.0718e-07 | 6.4113e-07 | 0 | 6.4113e-07 | 5.8691e-07 | 0 | 5.8691e-07 | 5.5896e-07 | 0 | 5.5896e-07
[79 empty] | WLDFR | HFTD - Distribution - Tier 3 - 4QU CoRE ¦ 3QU LoRE | Red Flag Warning - Small Fires | 2050 | 0 | 6.4067e-06 | 5.8649e-06 | 5.5856e-06 | 0.10007 | 0.04626 | 0.0020076 | 0.051804 | 0 | 0 | 0 | 0 | 0.00061219 | 0 | 0 | 0 | 6.4113e-07 | 0 | 6.4113e-07 | 5.8691e-07 | 0 | 5.8691e-07 | 5.5896e-07 | 0 | 5.5896e-07
[79 empty] | WLDFR | HFTD - Distribution - Tier 3 - 4QU CoRE ¦ 3QU LoRE | Red Flag Warning - Small Fires | 2051 | 0 | 0 | 5.8649e-06 | 5.5856e-06 | 0.10007 | 0.04626 | 0.0020076 | 0.051804 | 0 | 0 | 0 | 0 | 0.00061219 | 0 | 0 | 0 | 0 | 0 | 0 | 5.8691e-07 | 0 | 5.8691e-07 | 5.5896e-07 | 0 | 5.5896e-07
[79 empty] | WLDFR | HFTD - Distribution - Tier 3 - 4QU CoRE ¦ 3QU LoRE | Red Flag Warning - Small Fires | 2052 | 0 | 0 | 0 | 5.5856e-06 | 0.10007 | 0.04626 | 0.0020076 | 0.051804 | 0 | 0 | 0 | 0 | 0.00061219 | 0 | 0 | 0 | 0 | 0 | 0 | 0 | 0 | 0 | 5.5896e-07 | 0 | 5.5896e-07
[79 empty] | WLDFR | HFTD - Distribution - Tier 3 - 4QU CoRE ¦ 3QU LoRE | Seismic - Non-Red Flag Warning - Catastrophic Fires | 2020 | 2.0588e-12 | 0 | 0 | 0 | 21083.8428 | 409.2237 | 13469.0878 | 7205.5313 | 0 | 0 | 0 | 0 | 3.4017e-10 | 4.3407e-08 | 0 | 4.3407e-08 | 0 | 0 | 0 | 0 | 0 | 0 | 0 | 0 | 0
[79 empty] | WLDFR | HFTD - Distribution - Tier 3 - 4QU CoRE ¦ 3QU LoRE | Seismic - Non-Red Flag Warning - Catastrophic Fires | 2021 | 0 | 2.1739e-12 | 0 | 0 | 21083.8428 | 409.2237 | 13469.0878 | 7205.5313 | 0 | 0 | 0 | 0 | 3.4017e-10 | 0 | 0 | 0 | 4.5834e-08 | 0 | 4.5834e-08 | 0 | 0 | 0 | 0 | 0 | 0
[79 empty] | WLDFR | HFTD - Distribution - Tier 3 - 4QU CoRE ¦ 3QU LoRE | Seismic - Non-Red Flag Warning - Catastrophic Fires | 2022 | 0 | 0 | 2.1012e-12 | 0 | 21083.8428 | 409.2237 | 13469.0878 | 7205.5313 | 0 | 0 | 0 | 0 | 3.4497e-10 | 0 | 0 | 0 | 0 | 0 | 0 | 4.4301e-08 | 0 | 4.4301e-08 | 0 | 0 | 0
[79 empty] | WLDFR | HFTD - Distribution - Tier 3 - 4QU CoRE ¦ 3QU LoRE | Seismic - Non-Red Flag Warning - Catastrophic Fires | 2023 | 0 | 0 | 0 | 2.0011e-12 | 21835.9781 | 428.6023 | 13939.561 | 7467.8148 | 0 | 0 | 0 | 0 | 3.4497e-10 | 0 | 0 | 0 | 0 | 0 | 0 | 0 | 0 | 0 | 4.3696e-08 | 0 | 4.3696e-08
[79 empty] | WLDFR | HFTD - Distribution - Tier 3 - 4QU CoRE ¦ 3QU LoRE | Seismic - Red Flag Warning - Catastrophic Fires | 2020 | 8.8773e-11 | 0 | 0 | 0 | 21083.8428 | 409.2237 | 13469.0878 | 7205.5313 | 0 | 0 | 0 | 0 | 1.4668e-08 | 1.8717e-06 | 0 | 1.8717e-06 | 0 | 0 | 0 | 0 | 0 | 0 | 0 | 0 | 0
[79 empty] | WLDFR | HFTD - Distribution - Tier 3 - 4QU CoRE ¦ 3QU LoRE | Seismic - Red Flag Warning - Catastrophic Fires | 2021 | 0 | 9.3737e-11 | 0 | 0 | 21083.8428 | 409.2237 | 13469.0878 | 7205.5313 | 0 | 0 | 0 | 0 | 1.4668e-08 | 0 | 0 | 0 | 1.9763e-06 | 0 | 1.9763e-06 | 0 | 0 | 0 | 0 | 0 | 0
[79 empty] | WLDFR | HFTD - Distribution - Tier 3 - 4QU CoRE ¦ 3QU LoRE | Seismic - Red Flag Warning - Catastrophic Fires | 2022 | 0 | 0 | 9.0602e-11 | 0 | 21083.8428 | 409.2237 | 13469.0878 | 7205.5313 | 0 | 0 | 0 | 0 | 1.4875e-08 | 0 | 0 | 0 | 0 | 0 | 0 | 1.9102e-06 | 0 | 1.9102e-06 | 0 | 0 | 0
[79 empty] | WLDFR | HFTD - Distribution - Tier 3 - 4QU CoRE ¦ 3QU LoRE | Seismic - Red Flag Warning - Catastrophic Fires | 2023 | 0 | 0 | 0 | 8.6287e-11 | 21835.9781 | 428.6023 | 13939.561 | 7467.8148 | 0 | 0 | 0 | 0 | 1.4875e-08 | 0 | 0 | 0 | 0 | 0 | 0 | 0 | 0 | 0 | 1.8842e-06 | 0 | 1.8842e-06
[79 empty] | WLDFR | HFTD - Distribution - Tier 3 - 4QU CoRE ¦ 4QU LoRE | Non-Red Flag Warning - Catastrophic Fires | 2020 | 9.6418e-10 | 0 | 0 | 0 | 14146.1306 | 222.2294 | 8585.7228 | 5338.1784 | 0 | 0 | 0 | 0 | 3.5387e-07 | 1.3639e-05 | 0 | 1.3639e-05 | 0 | 0 | 0 | 0 | 0 | 0 | 0 | 0 | 0
[79 empty] | WLDFR | HFTD - Distribution - Tier 3 - 4QU CoRE ¦ 4QU LoRE | Non-Red Flag Warning - Catastrophic Fires | 2021 | 5.4838e-10 | 1.0181e-09 | 0 | 0 | 14146.1306 | 222.2294 | 8585.7228 | 5338.1784 | 0 | 0 | 0 | 0 | 3.5387e-07 | 7.7574e-06 | 0 | 7.7574e-06 | 1.4402e-05 | 0 | 1.4402e-05 | 0 | 0 | 0 | 0 | 0 | 0
[79 empty] | WLDFR | HFTD - Distribution - Tier 3 - 4QU CoRE ¦ 4QU LoRE | Non-Red Flag Warning - Catastrophic Fires | 2022 | 5.3856e-10 | 5.6867e-10 | 9.4078e-10 | 0 | 14146.1306 | 222.2294 | 8585.7228 | 5338.1784 | 0 | 0 | 0 | 0 | 3.6662e-07 | 7.6185e-06 | 0 | 7.6185e-06 | 8.0445e-06 | 0 | 8.0445e-06 | 1.3308e-05 | 0 | 1.3308e-05 | 0 | 0 | 0
[79 empty] | WLDFR | HFTD - Distribution - Tier 3 - 4QU CoRE ¦ 4QU LoRE | Non-Red Flag Warning - Catastrophic Fires | 2023 | 5.3856e-10 | 5.6867e-10 | 5.1587e-10 | 8.9598e-10 | 14664.6376 | 233.2301 | 8896.516 | 5534.8915 | 0 | 0 | 0 | 0 | 3.6662e-07 | 7.8978e-06 | 0 | 7.8978e-06 | 8.3393e-06 | 0 | 8.3393e-06 | 7.565e-06 | 0 | 7.565e-06 | 1.3139e-05 | 0 | 1.3139e-05
[79 empty] | WLDFR | HFTD - Distribution - Tier 3 - 4QU CoRE ¦ 4QU LoRE | Non-Red Flag Warning - Catastrophic Fires | 2024 | 5.3856e-10 | 5.6867e-10 | 5.1587e-10 | 4.913e-10 | 14664.6376 | 233.2301 | 8896.516 | 5534.8915 | 0 | 0 | 0 | 0 | 3.6662e-07 | 7.8978e-06 | 0 | 7.8978e-06 | 8.3393e-06 | 0 | 8.3393e-06 | 7.565e-06 | 0 | 7.565e-06 | 7.2048e-06 | 0 | 7.2048e-06
[79 empty] | WLDFR | HFTD - Distribution - Tier 3 - 4QU CoRE ¦ 4QU LoRE | Non-Red Flag Warning - Catastrophic Fires | 2025 | 5.3856e-10 | 5.6867e-10 | 5.1587e-10 | 4.913e-10 | 14664.6376 | 233.2301 | 8896.516 | 5534.8915 | 0 | 0 | 0 | 0 | 3.6662e-07 | 7.8978e-06 | 0 | 7.8978e-06 | 8.3393e-06 | 0 | 8.3393e-06 | 7.565e-06 | 0 | 7.565e-06 | 7.2048e-06 | 0 | 7.2048e-06
[79 empty] | WLDFR | HFTD - Distribution - Tier 3 - 4QU CoRE ¦ 4QU LoRE | Non-Red Flag Warning - Catastrophic Fires | 2026 | 5.3856e-10 | 5.6867e-10 | 5.1587e-10 | 4.913e-10 | 14664.6376 | 233.2301 | 8896.516 | 5534.8915 | 0 | 0 | 0 | 0 | 3.6662e-07 | 7.8978e-06 | 0 | 7.8978e-06 | 8.3393e-06 | 0 | 8.3393e-06 | 7.565e-06 | 0 | 7.565e-06 | 7.2048e-06 | 0 | 7.2048e-06
[79 empty] | WLDFR | HFTD - Distribution - Tier 3 - 4QU CoRE ¦ 4QU LoRE | Non-Red Flag Warning - Catastrophic Fires | 2027 | 5.3856e-10 | 5.6867e-10 | 5.1587e-10 | 4.913e-10 | 14664.6376 | 233.2301 | 8896.516 | 5534.8915 | 0 | 0 | 0 | 0 | 3.6662e-07 | 7.8978e-06 | 0 | 7.8978e-06 | 8.3393e-06 | 0 | 8.3393e-06 | 7.565e-06 | 0 | 7.565e-06 | 7.2048e-06 | 0 | 7.2048e-06
[79 empty] | WLDFR | HFTD - Distribution - Tier 3 - 4QU CoRE ¦ 4QU LoRE | Non-Red Flag Warning - Catastrophic Fires | 2028 | 5.3856e-10 | 5.6867e-10 | 5.1587e-10 | 4.913e-10 | 15317.9909 | 247.273 | 9287.6491 | 5783.0689 | 0 | 0 | 0 | 0 | 3.6662e-07 | 8.2496e-06 | 0 | 8.2496e-06 | 8.7109e-06 | 0 | 8.7109e-06 | 7.9021e-06 | 0 | 7.9021e-06 | 7.5258e-06 | 0 | 7.5258e-06
[79 empty] | WLDFR | HFTD - Distribution - Tier 3 - 4QU CoRE ¦ 4QU LoRE | Non-Red Flag Warning - Catastrophic Fires | 2029 | 5.3856e-10 | 5.6867e-10 | 5.1587e-10 | 4.913e-10 | 15317.9909 | 247.273 | 9287.6491 | 5783.0689 | 0 | 0 | 0 | 0 | 3.6662e-07 | 8.2496e-06 | 0 | 8.2496e-06 | 8.7109e-06 | 0 | 8.7109e-06 | 7.9021e-06 | 0 | 7.9021e-06 | 7.5258e-06 | 0 | 7.5258e-06
[79 empty] | WLDFR | HFTD - Distribution - Tier 3 - 4QU CoRE ¦ 4QU LoRE | Non-Red Flag Warning - Catastrophic Fires | 2030 | 5.3856e-10 | 5.6867e-10 | 5.1587e-10 | 4.913e-10 | 15317.9909 | 247.273 | 9287.6491 | 5783.0689 | 0 | 0 | 0 | 0 | 3.6662e-07 | 8.2496e-06 | 0 | 8.2496e-06 | 8.7109e-06 | 0 | 8.7109e-06 | 7.9021e-06 | 0 | 7.9021e-06 | 7.5258e-06 | 0 | 7.5258e-06
[79 empty] | WLDFR | HFTD - Distribution - Tier 3 - 4QU CoRE ¦ 4QU LoRE | Non-Red Flag Warning - Catastrophic Fires | 2031 | 5.3856e-10 | 5.6867e-10 | 5.1587e-10 | 4.913e-10 | 15317.9909 | 247.273 | 9287.6491 | 5783.0689 | 0 | 0 | 0 | 0 | 3.6662e-07 | 8.2496e-06 | 0 | 8.2496e-06 | 8.7109e-06 | 0 | 8.7109e-06 | 7.9021e-06 | 0 | 7.9021e-06 | 7.5258e-06 | 0 | 7.5258e-06
[79 empty] | WLDFR | HFTD - Distribution - Tier 3 - 4QU CoRE ¦ 4QU LoRE | Non-Red Flag Warning - Catastrophic Fires | 2032 | 5.3856e-10 | 5.6867e-10 | 5.1587e-10 | 4.913e-10 | 15317.9909 | 247.273 | 9287.6491 | 5783.0689 | 0 | 0 | 0 | 0 | 3.6662e-07 | 8.2496e-06 | 0 | 8.2496e-06 | 8.7109e-06 | 0 | 8.7109e-06 | 7.9021e-06 | 0 | 7.9021e-06 | 7.5258e-06 | 0 | 7.5258e-06
[79 empty] | WLDFR | HFTD - Distribution - Tier 3 - 4QU CoRE ¦ 4QU LoRE | Non-Red Flag Warning - Catastrophic Fires | 2033 | 5.3856e-10 | 5.6867e-10 | 5.1587e-10 | 4.913e-10 | 16044.1264 | 263.1074 | 9721.74 | 6059.2791 | 0 | 0 | 0 | 0 | 3.6662e-07 | 8.6407e-06 | 0 | 8.6407e-06 | 9.1238e-06 | 0 | 9.1238e-06 | 8.2767e-06 | 0 | 8.2767e-06 | 7.8825e-06 | 0 | 7.8825e-06
[79 empty] | WLDFR | HFTD - Distribution - Tier 3 - 4QU CoRE ¦ 4QU LoRE | Non-Red Flag Warning - Catastrophic Fires | 2034 | 5.3856e-10 | 5.6867e-10 | 5.1587e-10 | 4.913e-10 | 16044.1264 | 263.1074 | 9721.74 | 6059.2791 | 0 | 0 | 0 | 0 | 3.6662e-07 | 8.6407e-06 | 0 | 8.6407e-06 | 9.1238e-06 | 0 | 9.1238e-06 | 8.2767e-06 | 0 | 8.2767e-06 | 7.8825e-06 | 0 | 7.8825e-06
[79 empty] | WLDFR | HFTD - Distribution - Tier 3 - 4QU CoRE ¦ 4QU LoRE | Non-Red Flag Warning - Catastrophic Fires | 2035 | 5.3856e-10 | 5.6867e-10 | 5.1587e-10 | 4.913e-10 | 16044.1264 | 263.1074 | 9721.74 | 6059.2791 | 0 | 0 | 0 | 0 | 3.6662e-07 | 8.6407e-06 | 0 | 8.6407e-06 | 9.1238e-06 | 0 | 9.1238e-06 | 8.2767e-06 | 0 | 8.2767e-06 | 7.8825e-06 | 0 | 7.8825e-06
[79 empty] | WLDFR | HFTD - Distribution - Tier 3 - 4QU CoRE ¦ 4QU LoRE | Non-Red Flag Warning - Catastrophic Fires | 2036 | 5.3856e-10 | 5.6867e-10 | 5.1587e-10 | 4.913e-10 | 16044.1264 | 263.1074 | 9721.74 | 6059.2791 | 0 | 0 | 0 | 0 | 3.6662e-07 | 8.6407e-06 | 0 | 8.6407e-06 | 9.1238e-06 | 0 | 9.1238e-06 | 8.2767e-06 | 0 | 8.2767e-06 | 7.8825e-06 | 0 | 7.8825e-06
[79 empty] | WLDFR | HFTD - Distribution - Tier 3 - 4QU CoRE ¦ 4QU LoRE | Non-Red Flag Warning - Catastrophic Fires | 2037 | 5.3856e-10 | 5.6867e-10 | 5.1587e-10 | 4.913e-10 | 16044.1264 | 263.1074 | 9721.74 | 6059.2791 | 0 | 0 | 0 | 0 | 3.6662e-07 | 8.6407e-06 | 0 | 8.6407e-06 | 9.1238e-06 | 0 | 9.1238e-06 | 8.2767e-06 | 0 | 8.2767e-06 | 7.8825e-06 | 0 | 7.8825e-06
[79 empty] | WLDFR | HFTD - Distribution - Tier 3 - 4QU CoRE ¦ 4QU LoRE | Non-Red Flag Warning - Catastrophic Fires | 2038 | 5.3856e-10 | 5.6867e-10 | 5.1587e-10 | 4.913e-10 | 16832.3912 | 280.5544 | 10192.2718 | 6359.5651 | 0 | 0 | 0 | 0 | 3.6662e-07 | 9.0652e-06 | 0 | 9.0652e-06 | 9.5721e-06 | 0 | 9.5721e-06 | 8.6833e-06 | 0 | 8.6833e-06 | 8.2698e-06 | 0 | 8.2698e-06
[79 empty] | WLDFR | HFTD - Distribution - Tier 3 - 4QU CoRE ¦ 4QU LoRE | Non-Red Flag Warning - Catastrophic Fires | 2039 | 5.3856e-10 | 5.6867e-10 | 5.1587e-10 | 4.913e-10 | 16832.3912 | 280.5544 | 10192.2718 | 6359.5651 | 0 | 0 | 0 | 0 | 3.6662e-07 | 9.0652e-06 | 0 | 9.0652e-06 | 9.5721e-06 | 0 | 9.5721e-06 | 8.6833e-06 | 0 | 8.6833e-06 | 8.2698e-06 | 0 | 8.2698e-06
[79 empty] | WLDFR | HFTD - Distribution - Tier 3 - 4QU CoRE ¦ 4QU LoRE | Non-Red Flag Warning - Catastrophic Fires | 2040 | 5.3856e-10 | 5.6867e-10 | 5.1587e-10 | 4.913e-10 | 16832.3912 | 280.5544 | 10192.2718 | 6359.5651 | 0 | 0 | 0 | 0 | 3.6662e-07 | 9.0652e-06 | 0 | 9.0652e-06 | 9.5721e-06 | 0 | 9.5721e-06 | 8.6833e-06 | 0 | 8.6833e-06 | 8.2698e-06 | 0 | 8.2698e-06
[79 empty] | WLDFR | HFTD - Distribution - Tier 3 - 4QU CoRE ¦ 4QU LoRE | Non-Red Flag Warning - Catastrophic Fires | 2041 | 5.3856e-10 | 5.6867e-10 | 5.1587e-10 | 4.913e-10 | 16832.3912 | 280.5544 | 10192.2718 | 6359.5651 | 0 | 0 | 0 | 0 | 3.6662e-07 | 9.0652e-06 | 0 | 9.0652e-06 | 9.5721e-06 | 0 | 9.5721e-06 | 8.6833e-06 | 0 | 8.6833e-06 | 8.2698e-06 | 0 | 8.2698e-06
[79 empty] | WLDFR | HFTD - Distribution - Tier 3 - 4QU CoRE ¦ 4QU LoRE | Non-Red Flag Warning - Catastrophic Fires | 2042 | 5.3856e-10 | 5.6867e-10 | 5.1587e-10 | 4.913e-10 | 16832.3912 | 280.5544 | 10192.2718 | 6359.5651 | 0 | 0 | 0 | 0 | 3.6662e-07 | 9.0652e-06 | 0 | 9.0652e-06 | 9.5721e-06 | 0 | 9.5721e-06 | 8.6833e-06 | 0 | 8.6833e-06 | 8.2698e-06 | 0 | 8.2698e-06
[79 empty] | WLDFR | HFTD - Distribution - Tier 3 - 4QU CoRE ¦ 4QU LoRE | Non-Red Flag Warning - Catastrophic Fires | 2043 | 5.3856e-10 | 5.6867e-10 | 5.1587e-10 | 4.913e-10 | 17672.0852 | 299.42 | 10692.7362 | 6679.929 | 0 | 0 | 0 | 0 | 3.6662e-07 | 9.5175e-06 | 0 | 9.5175e-06 | 1.005e-05 | 0 | 1.005e-05 | 9.1165e-06 | 0 | 9.1165e-06 | 8.6824e-06 | 0 | 8.6824e-06
[79 empty] | WLDFR | HFTD - Distribution - Tier 3 - 4QU CoRE ¦ 4QU LoRE | Non-Red Flag Warning - Catastrophic Fires | 2044 | 5.3856e-10 | 5.6867e-10 | 5.1587e-10 | 4.913e-10 | 17672.0852 | 299.42 | 10692.7362 | 6679.929 | 0 | 0 | 0 | 0 | 3.6662e-07 | 9.5175e-06 | 0 | 9.5175e-06 | 1.005e-05 | 0 | 1.005e-05 | 9.1165e-06 | 0 | 9.1165e-06 | 8.6824e-06 | 0 | 8.6824e-06
[79 empty] | WLDFR | HFTD - Distribution - Tier 3 - 4QU CoRE ¦ 4QU LoRE | Non-Red Flag Warning - Catastrophic Fires | 2045 | 5.3856e-10 | 5.6867e-10 | 5.1587e-10 | 4.913e-10 | 17672.0852 | 299.42 | 10692.7362 | 6679.929 | 0 | 0 | 0 | 0 | 3.6662e-07 | 9.5175e-06 | 0 | 9.5175e-06 | 1.005e-05 | 0 | 1.005e-05 | 9.1165e-06 | 0 | 9.1165e-06 | 8.6824e-06 | 0 | 8.6824e-06
[79 empty] | WLDFR | HFTD - Distribution - Tier 3 - 4QU CoRE ¦ 4QU LoRE | Non-Red Flag Warning - Catastrophic Fires | 2046 | 5.3856e-10 | 5.6867e-10 | 5.1587e-10 | 4.913e-10 | 17672.0852 | 299.42 | 10692.7362 | 6679.929 | 0 | 0 | 0 | 0 | 3.6662e-07 | 9.5175e-06 | 0 | 9.5175e-06 | 1.005e-05 | 0 | 1.005e-05 | 9.1165e-06 | 0 | 9.1165e-06 | 8.6824e-06 | 0 | 8.6824e-06
[79 empty] | WLDFR | HFTD - Distribution - Tier 3 - 4QU CoRE ¦ 4QU LoRE | Non-Red Flag Warning - Catastrophic Fires | 2047 | 5.3856e-10 | 5.6867e-10 | 5.1587e-10 | 4.913e-10 | 17672.0852 | 299.42 | 10692.7362 | 6679.929 | 0 | 0 | 0 | 0 | 3.6662e-07 | 9.5175e-06 | 0 | 9.5175e-06 | 1.005e-05 | 0 | 1.005e-05 | 9.1165e-06 | 0 | 9.1165e-06 | 8.6824e-06 | 0 | 8.6824e-06
[79 empty] | WLDFR | HFTD - Distribution - Tier 3 - 4QU CoRE ¦ 4QU LoRE | Non-Red Flag Warning - Catastrophic Fires | 2048 | 5.3856e-10 | 5.6867e-10 | 5.1587e-10 | 4.913e-10 | 18552.3348 | 319.4911 | 11216.5626 | 7016.281 | 0 | 0 | 0 | 0 | 3.6662e-07 | 9.9915e-06 | 0 | 9.9915e-06 | 1.055e-05 | 0 | 1.055e-05 | 9.5706e-06 | 0 | 9.5706e-06 | 9.1148e-06 | 0 | 9.1148e-06
[79 empty] | WLDFR | HFTD - Distribution - Tier 3 - 4QU CoRE ¦ 4QU LoRE | Non-Red Flag Warning - Catastrophic Fires | 2049 | 5.3856e-10 | 5.6867e-10 | 5.1587e-10 | 4.913e-10 | 18552.3348 | 319.4911 | 11216.5626 | 7016.281 | 0 | 0 | 0 | 0 | 3.6662e-07 | 9.9915e-06 | 0 | 9.9915e-06 | 1.055e-05 | 0 | 1.055e-05 | 9.5706e-06 | 0 | 9.5706e-06 | 9.1148e-06 | 0 | 9.1148e-06
[79 empty] | WLDFR | HFTD - Distribution - Tier 3 - 4QU CoRE ¦ 4QU LoRE | Non-Red Flag Warning - Catastrophic Fires | 2050 | 0 | 5.6867e-10 | 5.1587e-10 | 4.913e-10 | 18552.3348 | 319.4911 | 11216.5626 | 7016.281 | 0 | 0 | 0 | 0 | 3.6662e-07 | 0 | 0 | 0 | 1.055e-05 | 0 | 1.055e-05 | 9.5706e-06 | 0 | 9.5706e-06 | 9.1148e-06 | 0 | 9.1148e-06
[79 empty] | WLDFR | HFTD - Distribution - Tier 3 - 4QU CoRE ¦ 4QU LoRE | Non-Red Flag Warning - Catastrophic Fires | 2051 | 0 | 0 | 5.1587e-10 | 4.913e-10 | 18552.3348 | 319.4911 | 11216.5626 | 7016.281 | 0 | 0 | 0 | 0 | 3.6662e-07 | 0 | 0 | 0 | 0 | 0 | 0 | 9.5706e-06 | 0 | 9.5706e-06 | 9.1148e-06 | 0 | 9.1148e-06
[79 empty] | WLDFR | HFTD - Distribution - Tier 3 - 4QU CoRE ¦ 4QU LoRE | Non-Red Flag Warning - Catastrophic Fires | 2052 | 0 | 0 | 0 | 4.913e-10 | 18552.3348 | 319.4911 | 11216.5626 | 7016.281 | 0 | 0 | 0 | 0 | 3.6662e-07 | 0 | 0 | 0 | 0 | 0 | 0 | 0 | 0 | 0 | 9.1148e-06 | 0 | 9.1148e-06
[79 empty] | WLDFR | HFTD - Distribution - Tier 3 - 4QU CoRE ¦ 4QU LoRE | Non-Red Flag Warning - Destructive Fires | 2020 | 2.7456e-09 | 0 | 0 | 0 | 8807.9522 | 222.2294 | 8585.7228 | 0 | 0 | 0 | 0 | 0 | 4.1966e-07 | 2.4184e-05 | 0 | 2.4184e-05 | 0 | 0 | 0 | 0 | 0 | 0 | 0 | 0 | 0
[79 empty] | WLDFR | HFTD - Distribution - Tier 3 - 4QU CoRE ¦ 4QU LoRE | Non-Red Flag Warning - Destructive Fires | 2021 | 1.562e-09 | 2.8992e-09 | 0 | 0 | 8807.9522 | 222.2294 | 8585.7228 | 0 | 0 | 0 | 0 | 0 | 4.1966e-07 | 1.3758e-05 | 0 | 1.3758e-05 | 2.5536e-05 | 0 | 2.5536e-05 | 0 | 0 | 0 | 0 | 0 | 0
[79 empty] | WLDFR | HFTD - Distribution - Tier 3 - 4QU CoRE ¦ 4QU LoRE | Non-Red Flag Warning - Destructive Fires | 2022 | 1.5321e-09 | 1.6178e-09 | 2.6783e-09 | 0 | 8807.9522 | 222.2294 | 8585.7228 | 0 | 0 | 0 | 0 | 0 | 4.3406e-07 | 1.3495e-05 | 0 | 1.3495e-05 | 1.4249e-05 | 0 | 1.4249e-05 | 2.359e-05 | 0 | 2.359e-05 | 0 | 0 | 0
[79 empty] | WLDFR | HFTD - Distribution - Tier 3 - 4QU CoRE ¦ 4QU LoRE | Non-Red Flag Warning - Destructive Fires | 2023 | 1.5321e-09 | 1.6178e-09 | 1.4676e-09 | 2.5507e-09 | 9129.7461 | 233.2301 | 8896.516 | 0 | 0 | 0 | 0 | 0 | 4.3406e-07 | 1.3988e-05 | 0 | 1.3988e-05 | 1.477e-05 | 0 | 1.477e-05 | 1.3399e-05 | 0 | 1.3399e-05 | 2.3288e-05 | 0 | 2.3288e-05
[79 empty] | WLDFR | HFTD - Distribution - Tier 3 - 4QU CoRE ¦ 4QU LoRE | Non-Red Flag Warning - Destructive Fires | 2024 | 1.5321e-09 | 1.6178e-09 | 1.4676e-09 | 1.3977e-09 | 9129.7461 | 233.2301 | 8896.516 | 0 | 0 | 0 | 0 | 0 | 4.3406e-07 | 1.3988e-05 | 0 | 1.3988e-05 | 1.477e-05 | 0 | 1.477e-05 | 1.3399e-05 | 0 | 1.3399e-05 | 1.276e-05 | 0 | 1.276e-05
[79 empty] | WLDFR | HFTD - Distribution - Tier 3 - 4QU CoRE ¦ 4QU LoRE | Non-Red Flag Warning - Destructive Fires | 2025 | 1.5321e-09 | 1.6178e-09 | 1.4676e-09 | 1.3977e-09 | 9129.7461 | 233.2301 | 8896.516 | 0 | 0 | 0 | 0 | 0 | 4.3406e-07 | 1.3988e-05 | 0 | 1.3988e-05 | 1.477e-05 | 0 | 1.477e-05 | 1.3399e-05 | 0 | 1.3399e-05 | 1.276e-05 | 0 | 1.276e-05
[79 empty] | WLDFR | HFTD - Distribution - Tier 3 - 4QU CoRE ¦ 4QU LoRE | Non-Red Flag Warning - Destructive Fires | 2026 | 1.5321e-09 | 1.6178e-09 | 1.4676e-09 | 1.3977e-09 | 9129.7461 | 233.2301 | 8896.516 | 0 | 0 | 0 | 0 | 0 | 4.3406e-07 | 1.3988e-05 | 0 | 1.3988e-05 | 1.477e-05 | 0 | 1.477e-05 | 1.3399e-05 | 0 | 1.3399e-05 | 1.276e-05 | 0 | 1.276e-05
[79 empty] | WLDFR | HFTD - Distribution - Tier 3 - 4QU CoRE ¦ 4QU LoRE | Non-Red Flag Warning - Destructive Fires | 2027 | 1.5321e-09 | 1.6178e-09 | 1.4676e-09 | 1.3977e-09 | 9129.7461 | 233.2301 | 8896.516 | 0 | 0 | 0 | 0 | 0 | 4.3406e-07 | 1.3988e-05 | 0 | 1.3988e-05 | 1.477e-05 | 0 | 1.477e-05 | 1.3399e-05 | 0 | 1.3399e-05 | 1.276e-05 | 0 | 1.276e-05
[79 empty] | WLDFR | HFTD - Distribution - Tier 3 - 4QU CoRE ¦ 4QU LoRE | Non-Red Flag Warning - Destructive Fires | 2028 | 1.5321e-09 | 1.6178e-09 | 1.4676e-09 | 1.3977e-09 | 9534.9221 | 247.273 | 9287.6491 | 0 | 0 | 0 | 0 | 0 | 4.3406e-07 | 1.4609e-05 | 0 | 1.4609e-05 | 1.5425e-05 | 0 | 1.5425e-05 | 1.3993e-05 | 0 | 1.3993e-05 | 1.3327e-05 | 0 | 1.3327e-05
[79 empty] | WLDFR | HFTD - Distribution - Tier 3 - 4QU CoRE ¦ 4QU LoRE | Non-Red Flag Warning - Destructive Fires | 2029 | 1.5321e-09 | 1.6178e-09 | 1.4676e-09 | 1.3977e-09 | 9534.9221 | 247.273 | 9287.6491 | 0 | 0 | 0 | 0 | 0 | 4.3406e-07 | 1.4609e-05 | 0 | 1.4609e-05 | 1.5425e-05 | 0 | 1.5425e-05 | 1.3993e-05 | 0 | 1.3993e-05 | 1.3327e-05 | 0 | 1.3327e-05
[79 empty] | WLDFR | HFTD - Distribution - Tier 3 - 4QU CoRE ¦ 4QU LoRE | Non-Red Flag Warning - Destructive Fires | 2030 | 1.5321e-09 | 1.6178e-09 | 1.4676e-09 | 1.3977e-09 | 9534.9221 | 247.273 | 9287.6491 | 0 | 0 | 0 | 0 | 0 | 4.3406e-07 | 1.4609e-05 | 0 | 1.4609e-05 | 1.5425e-05 | 0 | 1.5425e-05 | 1.3993e-05 | 0 | 1.3993e-05 | 1.3327e-05 | 0 | 1.3327e-05
[79 empty] | WLDFR | HFTD - Distribution - Tier 3 - 4QU CoRE ¦ 4QU LoRE | Non-Red Flag Warning - Destructive Fires | 2031 | 1.5321e-09 | 1.6178e-09 | 1.4676e-09 | 1.3977e-09 | 9534.9221 | 247.273 | 9287.6491 | 0 | 0 | 0 | 0 | 0 | 4.3406e-07 | 1.4609e-05 | 0 | 1.4609e-05 | 1.5425e-05 | 0 | 1.5425e-05 | 1.3993e-05 | 0 | 1.3993e-05 | 1.3327e-05 | 0 | 1.3327e-05
[79 empty] | WLDFR | HFTD - Distribution - Tier 3 - 4QU CoRE ¦ 4QU LoRE | Non-Red Flag Warning - Destructive Fires | 2032 | 1.5321e-09 | 1.6178e-09 | 1.4676e-09 | 1.3977e-09 | 9534.9221 | 247.273 | 9287.6491 | 0 | 0 | 0 | 0 | 0 | 4.3406e-07 | 1.4609e-05 | 0 | 1.4609e-05 | 1.5425e-05 | 0 | 1.5425e-05 | 1.3993e-05 | 0 | 1.3993e-05 | 1.3327e-05 | 0 | 1.3327e-05
[79 empty] | WLDFR | HFTD - Distribution - Tier 3 - 4QU CoRE ¦ 4QU LoRE | Non-Red Flag Warning - Destructive Fires | 2033 | 1.5321e-09 | 1.6178e-09 | 1.4676e-09 | 1.3977e-09 | 9984.8474 | 263.1074 | 9721.74 | 0 | 0 | 0 | 0 | 0 | 4.3406e-07 | 1.5298e-05 | 0 | 1.5298e-05 | 1.6153e-05 | 0 | 1.6153e-05 | 1.4653e-05 | 0 | 1.4653e-05 | 1.3956e-05 | 0 | 1.3956e-05
[79 empty] | WLDFR | HFTD - Distribution - Tier 3 - 4QU CoRE ¦ 4QU LoRE | Non-Red Flag Warning - Destructive Fires | 2034 | 1.5321e-09 | 1.6178e-09 | 1.4676e-09 | 1.3977e-09 | 9984.8474 | 263.1074 | 9721.74 | 0 | 0 | 0 | 0 | 0 | 4.3406e-07 | 1.5298e-05 | 0 | 1.5298e-05 | 1.6153e-05 | 0 | 1.6153e-05 | 1.4653e-05 | 0 | 1.4653e-05 | 1.3956e-05 | 0 | 1.3956e-05
[79 empty] | WLDFR | HFTD - Distribution - Tier 3 - 4QU CoRE ¦ 4QU LoRE | Non-Red Flag Warning - Destructive Fires | 2035 | 1.5321e-09 | 1.6178e-09 | 1.4676e-09 | 1.3977e-09 | 9984.8474 | 263.1074 | 9721.74 | 0 | 0 | 0 | 0 | 0 | 4.3406e-07 | 1.5298e-05 | 0 | 1.5298e-05 | 1.6153e-05 | 0 | 1.6153e-05 | 1.4653e-05 | 0 | 1.4653e-05 | 1.3956e-05 | 0 | 1.3956e-05
[79 empty] | WLDFR | HFTD - Distribution - Tier 3 - 4QU CoRE ¦ 4QU LoRE | Non-Red Flag Warning - Destructive Fires | 2036 | 1.5321e-09 | 1.6178e-09 | 1.4676e-09 | 1.3977e-09 | 9984.8474 | 263.1074 | 9721.74 | 0 | 0 | 0 | 0 | 0 | 4.3406e-07 | 1.5298e-05 | 0 | 1.5298e-05 | 1.6153e-05 | 0 | 1.6153e-05 | 1.4653e-05 | 0 | 1.4653e-05 | 1.3956e-05 | 0 | 1.3956e-05
[79 empty] | WLDFR | HFTD - Distribution - Tier 3 - 4QU CoRE ¦ 4QU LoRE | Non-Red Flag Warning - Destructive Fires | 2037 | 1.5321e-09 | 1.6178e-09 | 1.4676e-09 | 1.3977e-09 | 9984.8474 | 263.1074 | 9721.74 | 0 | 0 | 0 | 0 | 0 | 4.3406e-07 | 1.5298e-05 | 0 | 1.5298e-05 | 1.6153e-05 | 0 | 1.6153e-05 | 1.4653e-05 | 0 | 1.4653e-05 | 1.3956e-05 | 0 | 1.3956e-05
[79 empty] | WLDFR | HFTD - Distribution - Tier 3 - 4QU CoRE ¦ 4QU LoRE | Non-Red Flag Warning - Destructive Fires | 2038 | 1.5321e-09 | 1.6178e-09 | 1.4676e-09 | 1.3977e-09 | 10472.8261 | 280.5544 | 10192.2718 | 0 | 0 | 0 | 0 | 0 | 4.3406e-07 | 1.6046e-05 | 0 | 1.6046e-05 | 1.6943e-05 | 0 | 1.6943e-05 | 1.537e-05 | 0 | 1.537e-05 | 1.4638e-05 | 0 | 1.4638e-05
[79 empty] | WLDFR | HFTD - Distribution - Tier 3 - 4QU CoRE ¦ 4QU LoRE | Non-Red Flag Warning - Destructive Fires | 2039 | 1.5321e-09 | 1.6178e-09 | 1.4676e-09 | 1.3977e-09 | 10472.8261 | 280.5544 | 10192.2718 | 0 | 0 | 0 | 0 | 0 | 4.3406e-07 | 1.6046e-05 | 0 | 1.6046e-05 | 1.6943e-05 | 0 | 1.6943e-05 | 1.537e-05 | 0 | 1.537e-05 | 1.4638e-05 | 0 | 1.4638e-05
[79 empty] | WLDFR | HFTD - Distribution - Tier 3 - 4QU CoRE ¦ 4QU LoRE | Non-Red Flag Warning - Destructive Fires | 2040 | 1.5321e-09 | 1.6178e-09 | 1.4676e-09 | 1.3977e-09 | 10472.8261 | 280.5544 | 10192.2718 | 0 | 0 | 0 | 0 | 0 | 4.3406e-07 | 1.6046e-05 | 0 | 1.6046e-05 | 1.6943e-05 | 0 | 1.6943e-05 | 1.537e-05 | 0 | 1.537e-05 | 1.4638e-05 | 0 | 1.4638e-05
[79 empty] | WLDFR | HFTD - Distribution - Tier 3 - 4QU CoRE ¦ 4QU LoRE | Non-Red Flag Warning - Destructive Fires | 2041 | 1.5321e-09 | 1.6178e-09 | 1.4676e-09 | 1.3977e-09 | 10472.8261 | 280.5544 | 10192.2718 | 0 | 0 | 0 | 0 | 0 | 4.3406e-07 | 1.6046e-05 | 0 | 1.6046e-05 | 1.6943e-05 | 0 | 1.6943e-05 | 1.537e-05 | 0 | 1.537e-05 | 1.4638e-05 | 0 | 1.4638e-05
[79 empty] | WLDFR | HFTD - Distribution - Tier 3 - 4QU CoRE ¦ 4QU LoRE | Non-Red Flag Warning - Destructive Fires | 2042 | 1.5321e-09 | 1.6178e-09 | 1.4676e-09 | 1.3977e-09 | 10472.8261 | 280.5544 | 10192.2718 | 0 | 0 | 0 | 0 | 0 | 4.3406e-07 | 1.6046e-05 | 0 | 1.6046e-05 | 1.6943e-05 | 0 | 1.6943e-05 | 1.537e-05 | 0 | 1.537e-05 | 1.4638e-05 | 0 | 1.4638e-05
[79 empty] | WLDFR | HFTD - Distribution - Tier 3 - 4QU CoRE ¦ 4QU LoRE | Non-Red Flag Warning - Destructive Fires | 2043 | 1.5321e-09 | 1.6178e-09 | 1.4676e-09 | 1.3977e-09 | 10992.1562 | 299.42 | 10692.7362 | 0 | 0 | 0 | 0 | 0 | 4.3406e-07 | 1.6841e-05 | 0 | 1.6841e-05 | 1.7783e-05 | 0 | 1.7783e-05 | 1.6132e-05 | 0 | 1.6132e-05 | 1.5364e-05 | 0 | 1.5364e-05
[79 empty] | WLDFR | HFTD - Distribution - Tier 3 - 4QU CoRE ¦ 4QU LoRE | Non-Red Flag Warning - Destructive Fires | 2044 | 1.5321e-09 | 1.6178e-09 | 1.4676e-09 | 1.3977e-09 | 10992.1562 | 299.42 | 10692.7362 | 0 | 0 | 0 | 0 | 0 | 4.3406e-07 | 1.6841e-05 | 0 | 1.6841e-05 | 1.7783e-05 | 0 | 1.7783e-05 | 1.6132e-05 | 0 | 1.6132e-05 | 1.5364e-05 | 0 | 1.5364e-05
[79 empty] | WLDFR | HFTD - Distribution - Tier 3 - 4QU CoRE ¦ 4QU LoRE | Non-Red Flag Warning - Destructive Fires | 2045 | 1.5321e-09 | 1.6178e-09 | 1.4676e-09 | 1.3977e-09 | 10992.1562 | 299.42 | 10692.7362 | 0 | 0 | 0 | 0 | 0 | 4.3406e-07 | 1.6841e-05 | 0 | 1.6841e-05 | 1.7783e-05 | 0 | 1.7783e-05 | 1.6132e-05 | 0 | 1.6132e-05 | 1.5364e-05 | 0 | 1.5364e-05
[79 empty] | WLDFR | HFTD - Distribution - Tier 3 - 4QU CoRE ¦ 4QU LoRE | Non-Red Flag Warning - Destructive Fires | 2046 | 1.5321e-09 | 1.6178e-09 | 1.4676e-09 | 1.3977e-09 | 10992.1562 | 299.42 | 10692.7362 | 0 | 0 | 0 | 0 | 0 | 4.3406e-07 | 1.6841e-05 | 0 | 1.6841e-05 | 1.7783e-05 | 0 | 1.7783e-05 | 1.6132e-05 | 0 | 1.6132e-05 | 1.5364e-05 | 0 | 1.5364e-05
[79 empty] | WLDFR | HFTD - Distribution - Tier 3 - 4QU CoRE ¦ 4QU LoRE | Non-Red Flag Warning - Destructive Fires | 2047 | 1.5321e-09 | 1.6178e-09 | 1.4676e-09 | 1.3977e-09 | 10992.1562 | 299.42 | 10692.7362 | 0 | 0 | 0 | 0 | 0 | 4.3406e-07 | 1.6841e-05 | 0 | 1.6841e-05 | 1.7783e-05 | 0 | 1.7783e-05 | 1.6132e-05 | 0 | 1.6132e-05 | 1.5364e-05 | 0 | 1.5364e-05
[79 empty] | WLDFR | HFTD - Distribution - Tier 3 - 4QU CoRE ¦ 4QU LoRE | Non-Red Flag Warning - Destructive Fires | 2048 | 1.5321e-09 | 1.6178e-09 | 1.4676e-09 | 1.3977e-09 | 11536.0538 | 319.4911 | 11216.5626 | 0 | 0 | 0 | 0 | 0 | 4.3406e-07 | 1.7675e-05 | 0 | 1.7675e-05 | 1.8663e-05 | 0 | 1.8663e-05 | 1.693e-05 | 0 | 1.693e-05 | 1.6124e-05 | 0 | 1.6124e-05
[79 empty] | WLDFR | HFTD - Distribution - Tier 3 - 4QU CoRE ¦ 4QU LoRE | Non-Red Flag Warning - Destructive Fires | 2049 | 1.5321e-09 | 1.6178e-09 | 1.4676e-09 | 1.3977e-09 | 11536.0538 | 319.4911 | 11216.5626 | 0 | 0 | 0 | 0 | 0 | 4.3406e-07 | 1.7675e-05 | 0 | 1.7675e-05 | 1.8663e-05 | 0 | 1.8663e-05 | 1.693e-05 | 0 | 1.693e-05 | 1.6124e-05 | 0 | 1.6124e-05
[79 empty] | WLDFR | HFTD - Distribution - Tier 3 - 4QU CoRE ¦ 4QU LoRE | Non-Red Flag Warning - Destructive Fires | 2050 | 0 | 1.6178e-09 | 1.4676e-09 | 1.3977e-09 | 11536.0538 | 319.4911 | 11216.5626 | 0 | 0 | 0 | 0 | 0 | 4.3406e-07 | 0 | 0 | 0 | 1.8663e-05 | 0 | 1.8663e-05 | 1.693e-05 | 0 | 1.693e-05 | 1.6124e-05 | 0 | 1.6124e-05
[79 empty] | WLDFR | HFTD - Distribution - Tier 3 - 4QU CoRE ¦ 4QU LoRE | Non-Red Flag Warning - Destructive Fires | 2051 | 0 | 0 | 1.4676e-09 | 1.3977e-09 | 11536.0538 | 319.4911 | 11216.5626 | 0 | 0 | 0 | 0 | 0 | 4.3406e-07 | 0 | 0 | 0 | 0 | 0 | 0 | 1.693e-05 | 0 | 1.693e-05 | 1.6124e-05 | 0 | 1.6124e-05
[79 empty] | WLDFR | HFTD - Distribution - Tier 3 - 4QU CoRE ¦ 4QU LoRE | Non-Red Flag Warning - Destructive Fires | 2052 | 0 | 0 | 0 | 1.3977e-09 | 11536.0538 | 319.4911 | 11216.5626 | 0 | 0 | 0 | 0 | 0 | 4.3406e-07 | 0 | 0 | 0 | 0 | 0 | 0 | 0 | 0 | 0 | 1.6124e-05 | 0 | 1.6124e-05
[79 empty] | WLDFR | HFTD - Distribution - Tier 3 - 4QU CoRE ¦ 4QU LoRE | Non-Red Flag Warning - Large Fires | 2020 | 7.0665e-08 | 0 | 0 | 0 | 5.2406 | 0.69642 | 2.942 | 1.6022 | 0 | 0 | 0 | 0 | 8.8849e-06 | 3.7033e-07 | 0 | 3.7033e-07 | 0 | 0 | 0 | 0 | 0 | 0 | 0 | 0 | 0
[79 empty] | WLDFR | HFTD - Distribution - Tier 3 - 4QU CoRE ¦ 4QU LoRE | Non-Red Flag Warning - Large Fires | 2021 | 4.0259e-08 | 7.4616e-08 | 0 | 0 | 5.2406 | 0.69642 | 2.942 | 1.6022 | 0 | 0 | 0 | 0 | 8.8849e-06 | 2.1098e-07 | 0 | 2.1098e-07 | 3.9103e-07 | 0 | 3.9103e-07 | 0 | 0 | 0 | 0 | 0 | 0
[79 empty] | WLDFR | HFTD - Distribution - Tier 3 - 4QU CoRE ¦ 4QU LoRE | Non-Red Flag Warning - Large Fires | 2022 | 3.8086e-08 | 4.0216e-08 | 6.6427e-08 | 0 | 5.2406 | 0.69642 | 2.942 | 1.6022 | 0 | 0 | 0 | 0 | 8.8597e-06 | 1.9959e-07 | 0 | 1.9959e-07 | 2.1075e-07 | 0 | 2.1075e-07 | 3.4812e-07 | 0 | 3.4812e-07 | 0 | 0 | 0
[79 empty] | WLDFR | HFTD - Distribution - Tier 3 - 4QU CoRE ¦ 4QU LoRE | Non-Red Flag Warning - Large Fires | 2023 | 3.8086e-08 | 4.0216e-08 | 3.6482e-08 | 6.3264e-08 | 5.475 | 0.71896 | 3.0715 | 1.6846 | 0 | 0 | 0 | 0 | 8.8597e-06 | 2.0852e-07 | 0 | 2.0852e-07 | 2.2018e-07 | 0 | 2.2018e-07 | 1.9974e-07 | 0 | 1.9974e-07 | 3.4637e-07 | 0 | 3.4637e-07
[79 empty] | WLDFR | HFTD - Distribution - Tier 3 - 4QU CoRE ¦ 4QU LoRE | Non-Red Flag Warning - Large Fires | 2024 | 3.8086e-08 | 4.0216e-08 | 3.6482e-08 | 3.4744e-08 | 5.475 | 0.71896 | 3.0715 | 1.6846 | 0 | 0 | 0 | 0 | 8.8597e-06 | 2.0852e-07 | 0 | 2.0852e-07 | 2.2018e-07 | 0 | 2.2018e-07 | 1.9974e-07 | 0 | 1.9974e-07 | 1.9023e-07 | 0 | 1.9023e-07
[79 empty] | WLDFR | HFTD - Distribution - Tier 3 - 4QU CoRE ¦ 4QU LoRE | Non-Red Flag Warning - Large Fires | 2025 | 3.8086e-08 | 4.0216e-08 | 3.6482e-08 | 3.4744e-08 | 5.475 | 0.71896 | 3.0715 | 1.6846 | 0 | 0 | 0 | 0 | 8.8597e-06 | 2.0852e-07 | 0 | 2.0852e-07 | 2.2018e-07 | 0 | 2.2018e-07 | 1.9974e-07 | 0 | 1.9974e-07 | 1.9023e-07 | 0 | 1.9023e-07
[79 empty] | WLDFR | HFTD - Distribution - Tier 3 - 4QU CoRE ¦ 4QU LoRE | Non-Red Flag Warning - Large Fires | 2026 | 3.8086e-08 | 4.0216e-08 | 3.6482e-08 | 3.4744e-08 | 5.475 | 0.71896 | 3.0715 | 1.6846 | 0 | 0 | 0 | 0 | 8.8597e-06 | 2.0852e-07 | 0 | 2.0852e-07 | 2.2018e-07 | 0 | 2.2018e-07 | 1.9974e-07 | 0 | 1.9974e-07 | 1.9023e-07 | 0 | 1.9023e-07
[79 empty] | WLDFR | HFTD - Distribution - Tier 3 - 4QU CoRE ¦ 4QU LoRE | Non-Red Flag Warning - Large Fires | 2027 | 3.8086e-08 | 4.0216e-08 | 3.6482e-08 | 3.4744e-08 | 5.475 | 0.71896 | 3.0715 | 1.6846 | 0 | 0 | 0 | 0 | 8.8597e-06 | 2.0852e-07 | 0 | 2.0852e-07 | 2.2018e-07 | 0 | 2.2018e-07 | 1.9974e-07 | 0 | 1.9974e-07 | 1.9023e-07 | 0 | 1.9023e-07
[79 empty] | WLDFR | HFTD - Distribution - Tier 3 - 4QU CoRE ¦ 4QU LoRE | Non-Red Flag Warning - Large Fires | 2028 | 3.8086e-08 | 4.0216e-08 | 3.6482e-08 | 3.4744e-08 | 5.777 | 0.74734 | 3.238 | 1.7917 | 0 | 0 | 0 | 0 | 8.8597e-06 | 2.2003e-07 | 0 | 2.2003e-07 | 2.3233e-07 | 0 | 2.3233e-07 | 2.1076e-07 | 0 | 2.1076e-07 | 2.0072e-07 | 0 | 2.0072e-07
[79 empty] | WLDFR | HFTD - Distribution - Tier 3 - 4QU CoRE ¦ 4QU LoRE | Non-Red Flag Warning - Large Fires | 2029 | 3.8086e-08 | 4.0216e-08 | 3.6482e-08 | 3.4744e-08 | 5.777 | 0.74734 | 3.238 | 1.7917 | 0 | 0 | 0 | 0 | 8.8597e-06 | 2.2003e-07 | 0 | 2.2003e-07 | 2.3233e-07 | 0 | 2.3233e-07 | 2.1076e-07 | 0 | 2.1076e-07 | 2.0072e-07 | 0 | 2.0072e-07
[79 empty] | WLDFR | HFTD - Distribution - Tier 3 - 4QU CoRE ¦ 4QU LoRE | Non-Red Flag Warning - Large Fires | 2030 | 3.8086e-08 | 4.0216e-08 | 3.6482e-08 | 3.4744e-08 | 5.777 | 0.74734 | 3.238 | 1.7917 | 0 | 0 | 0 | 0 | 8.8597e-06 | 2.2003e-07 | 0 | 2.2003e-07 | 2.3233e-07 | 0 | 2.3233e-07 | 2.1076e-07 | 0 | 2.1076e-07 | 2.0072e-07 | 0 | 2.0072e-07
[79 empty] | WLDFR | HFTD - Distribution - Tier 3 - 4QU CoRE ¦ 4QU LoRE | Non-Red Flag Warning - Large Fires | 2031 | 3.8086e-08 | 4.0216e-08 | 3.6482e-08 | 3.4744e-08 | 5.777 | 0.74734 | 3.238 | 1.7917 | 0 | 0 | 0 | 0 | 8.8597e-06 | 2.2003e-07 | 0 | 2.2003e-07 | 2.3233e-07 | 0 | 2.3233e-07 | 2.1076e-07 | 0 | 2.1076e-07 | 2.0072e-07 | 0 | 2.0072e-07
[79 empty] | WLDFR | HFTD - Distribution - Tier 3 - 4QU CoRE ¦ 4QU LoRE | Non-Red Flag Warning - Large Fires | 2032 | 3.8086e-08 | 4.0216e-08 | 3.6482e-08 | 3.4744e-08 | 5.777 | 0.74734 | 3.238 | 1.7917 | 0 | 0 | 0 | 0 | 8.8597e-06 | 2.2003e-07 | 0 | 2.2003e-07 | 2.3233e-07 | 0 | 2.3233e-07 | 2.1076e-07 | 0 | 2.1076e-07 | 2.0072e-07 | 0 | 2.0072e-07
[79 empty] | WLDFR | HFTD - Distribution - Tier 3 - 4QU CoRE ¦ 4QU LoRE | Non-Red Flag Warning - Large Fires | 2033 | 3.8086e-08 | 4.0216e-08 | 3.6482e-08 | 3.4744e-08 | 6.1205 | 0.77885 | 3.4265 | 1.9151 | 0 | 0 | 0 | 0 | 8.8597e-06 | 2.3311e-07 | 0 | 2.3311e-07 | 2.4614e-07 | 0 | 2.4614e-07 | 2.2329e-07 | 0 | 2.2329e-07 | 2.1265e-07 | 0 | 2.1265e-07
[79 empty] | WLDFR | HFTD - Distribution - Tier 3 - 4QU CoRE ¦ 4QU LoRE | Non-Red Flag Warning - Large Fires | 2034 | 3.8086e-08 | 4.0216e-08 | 3.6482e-08 | 3.4744e-08 | 6.1205 | 0.77885 | 3.4265 | 1.9151 | 0 | 0 | 0 | 0 | 8.8597e-06 | 2.3311e-07 | 0 | 2.3311e-07 | 2.4614e-07 | 0 | 2.4614e-07 | 2.2329e-07 | 0 | 2.2329e-07 | 2.1265e-07 | 0 | 2.1265e-07
[79 empty] | WLDFR | HFTD - Distribution - Tier 3 - 4QU CoRE ¦ 4QU LoRE | Non-Red Flag Warning - Large Fires | 2035 | 3.8086e-08 | 4.0216e-08 | 3.6482e-08 | 3.4744e-08 | 6.1205 | 0.77885 | 3.4265 | 1.9151 | 0 | 0 | 0 | 0 | 8.8597e-06 | 2.3311e-07 | 0 | 2.3311e-07 | 2.4614e-07 | 0 | 2.4614e-07 | 2.2329e-07 | 0 | 2.2329e-07 | 2.1265e-07 | 0 | 2.1265e-07
[79 empty] | WLDFR | HFTD - Distribution - Tier 3 - 4QU CoRE ¦ 4QU LoRE | Non-Red Flag Warning - Large Fires | 2036 | 3.8086e-08 | 4.0216e-08 | 3.6482e-08 | 3.4744e-08 | 6.1205 | 0.77885 | 3.4265 | 1.9151 | 0 | 0 | 0 | 0 | 8.8597e-06 | 2.3311e-07 | 0 | 2.3311e-07 | 2.4614e-07 | 0 | 2.4614e-07 | 2.2329e-07 | 0 | 2.2329e-07 | 2.1265e-07 | 0 | 2.1265e-07
[79 empty] | WLDFR | HFTD - Distribution - Tier 3 - 4QU CoRE ¦ 4QU LoRE | Non-Red Flag Warning - Large Fires | 2037 | 3.8086e-08 | 4.0216e-08 | 3.6482e-08 | 3.4744e-08 | 6.1205 | 0.77885 | 3.4265 | 1.9151 | 0 | 0 | 0 | 0 | 8.8597e-06 | 2.3311e-07 | 0 | 2.3311e-07 | 2.4614e-07 | 0 | 2.4614e-07 | 2.2329e-07 | 0 | 2.2329e-07 | 2.1265e-07 | 0 | 2.1265e-07
[79 empty] | WLDFR | HFTD - Distribution - Tier 3 - 4QU CoRE ¦ 4QU LoRE | Non-Red Flag Warning - Large Fires | 2038 | 3.8086e-08 | 4.0216e-08 | 3.6482e-08 | 3.4744e-08 | 6.5028 | 0.81304 | 3.6355 | 2.0543 | 0 | 0 | 0 | 0 | 8.8597e-06 | 2.4767e-07 | 0 | 2.4767e-07 | 2.6152e-07 | 0 | 2.6152e-07 | 2.3723e-07 | 0 | 2.3723e-07 | 2.2594e-07 | 0 | 2.2594e-07
[79 empty] | WLDFR | HFTD - Distribution - Tier 3 - 4QU CoRE ¦ 4QU LoRE | Non-Red Flag Warning - Large Fires | 2039 | 3.8086e-08 | 4.0216e-08 | 3.6482e-08 | 3.4744e-08 | 6.5028 | 0.81304 | 3.6355 | 2.0543 | 0 | 0 | 0 | 0 | 8.8597e-06 | 2.4767e-07 | 0 | 2.4767e-07 | 2.6152e-07 | 0 | 2.6152e-07 | 2.3723e-07 | 0 | 2.3723e-07 | 2.2594e-07 | 0 | 2.2594e-07
[79 empty] | WLDFR | HFTD - Distribution - Tier 3 - 4QU CoRE ¦ 4QU LoRE | Non-Red Flag Warning - Large Fires | 2040 | 3.8086e-08 | 4.0216e-08 | 3.6482e-08 | 3.4744e-08 | 6.5028 | 0.81304 | 3.6355 | 2.0543 | 0 | 0 | 0 | 0 | 8.8597e-06 | 2.4767e-07 | 0 | 2.4767e-07 | 2.6152e-07 | 0 | 2.6152e-07 | 2.3723e-07 | 0 | 2.3723e-07 | 2.2594e-07 | 0 | 2.2594e-07
[79 empty] | WLDFR | HFTD - Distribution - Tier 3 - 4QU CoRE ¦ 4QU LoRE | Non-Red Flag Warning - Large Fires | 2041 | 3.8086e-08 | 4.0216e-08 | 3.6482e-08 | 3.4744e-08 | 6.5028 | 0.81304 | 3.6355 | 2.0543 | 0 | 0 | 0 | 0 | 8.8597e-06 | 2.4767e-07 | 0 | 2.4767e-07 | 2.6152e-07 | 0 | 2.6152e-07 | 2.3723e-07 | 0 | 2.3723e-07 | 2.2594e-07 | 0 | 2.2594e-07
[79 empty] | WLDFR | HFTD - Distribution - Tier 3 - 4QU CoRE ¦ 4QU LoRE | Non-Red Flag Warning - Large Fires | 2042 | 3.8086e-08 | 4.0216e-08 | 3.6482e-08 | 3.4744e-08 | 6.5028 | 0.81304 | 3.6355 | 2.0543 | 0 | 0 | 0 | 0 | 8.8597e-06 | 2.4767e-07 | 0 | 2.4767e-07 | 2.6152e-07 | 0 | 2.6152e-07 | 2.3723e-07 | 0 | 2.3723e-07 | 2.2594e-07 | 0 | 2.2594e-07
[79 empty] | WLDFR | HFTD - Distribution - Tier 3 - 4QU CoRE ¦ 4QU LoRE | Non-Red Flag Warning - Large Fires | 2043 | 3.8086e-08 | 4.0216e-08 | 3.6482e-08 | 3.4744e-08 | 6.9209 | 0.84944 | 3.8632 | 2.2083 | 0 | 0 | 0 | 0 | 8.8597e-06 | 2.6359e-07 | 0 | 2.6359e-07 | 2.7833e-07 | 0 | 2.7833e-07 | 2.5249e-07 | 0 | 2.5249e-07 | 2.4046e-07 | 0 | 2.4046e-07
[79 empty] | WLDFR | HFTD - Distribution - Tier 3 - 4QU CoRE ¦ 4QU LoRE | Non-Red Flag Warning - Large Fires | 2044 | 3.8086e-08 | 4.0216e-08 | 3.6482e-08 | 3.4744e-08 | 6.9209 | 0.84944 | 3.8632 | 2.2083 | 0 | 0 | 0 | 0 | 8.8597e-06 | 2.6359e-07 | 0 | 2.6359e-07 | 2.7833e-07 | 0 | 2.7833e-07 | 2.5249e-07 | 0 | 2.5249e-07 | 2.4046e-07 | 0 | 2.4046e-07
[79 empty] | WLDFR | HFTD - Distribution - Tier 3 - 4QU CoRE ¦ 4QU LoRE | Non-Red Flag Warning - Large Fires | 2045 | 3.8086e-08 | 4.0216e-08 | 3.6482e-08 | 3.4744e-08 | 6.9209 | 0.84944 | 3.8632 | 2.2083 | 0 | 0 | 0 | 0 | 8.8597e-06 | 2.6359e-07 | 0 | 2.6359e-07 | 2.7833e-07 | 0 | 2.7833e-07 | 2.5249e-07 | 0 | 2.5249e-07 | 2.4046e-07 | 0 | 2.4046e-07
[79 empty] | WLDFR | HFTD - Distribution - Tier 3 - 4QU CoRE ¦ 4QU LoRE | Non-Red Flag Warning - Large Fires | 2046 | 3.8086e-08 | 4.0216e-08 | 3.6482e-08 | 3.4744e-08 | 6.9209 | 0.84944 | 3.8632 | 2.2083 | 0 | 0 | 0 | 0 | 8.8597e-06 | 2.6359e-07 | 0 | 2.6359e-07 | 2.7833e-07 | 0 | 2.7833e-07 | 2.5249e-07 | 0 | 2.5249e-07 | 2.4046e-07 | 0 | 2.4046e-07
[79 empty] | WLDFR | HFTD - Distribution - Tier 3 - 4QU CoRE ¦ 4QU LoRE | Non-Red Flag Warning - Large Fires | 2047 | 3.8086e-08 | 4.0216e-08 | 3.6482e-08 | 3.4744e-08 | 6.9209 | 0.84944 | 3.8632 | 2.2083 | 0 | 0 | 0 | 0 | 8.8597e-06 | 2.6359e-07 | 0 | 2.6359e-07 | 2.7833e-07 | 0 | 2.7833e-07 | 2.5249e-07 | 0 | 2.5249e-07 | 2.4046e-07 | 0 | 2.4046e-07
[79 empty] | WLDFR | HFTD - Distribution - Tier 3 - 4QU CoRE ¦ 4QU LoRE | Non-Red Flag Warning - Large Fires | 2048 | 3.8086e-08 | 4.0216e-08 | 3.6482e-08 | 3.4744e-08 | 7.3713 | 0.88759 | 4.1075 | 2.3763 | 0 | 0 | 0 | 0 | 8.8597e-06 | 2.8075e-07 | 0 | 2.8075e-07 | 2.9644e-07 | 0 | 2.9644e-07 | 2.6892e-07 | 0 | 2.6892e-07 | 2.5611e-07 | 0 | 2.5611e-07
[79 empty] | WLDFR | HFTD - Distribution - Tier 3 - 4QU CoRE ¦ 4QU LoRE | Non-Red Flag Warning - Large Fires | 2049 | 3.8086e-08 | 4.0216e-08 | 3.6482e-08 | 3.4744e-08 | 7.3713 | 0.88759 | 4.1075 | 2.3763 | 0 | 0 | 0 | 0 | 8.8597e-06 | 2.8075e-07 | 0 | 2.8075e-07 | 2.9644e-07 | 0 | 2.9644e-07 | 2.6892e-07 | 0 | 2.6892e-07 | 2.5611e-07 | 0 | 2.5611e-07
[79 empty] | WLDFR | HFTD - Distribution - Tier 3 - 4QU CoRE ¦ 4QU LoRE | Non-Red Flag Warning - Large Fires | 2050 | 0 | 4.0216e-08 | 3.6482e-08 | 3.4744e-08 | 7.3713 | 0.88759 | 4.1075 | 2.3763 | 0 | 0 | 0 | 0 | 8.8597e-06 | 0 | 0 | 0 | 2.9644e-07 | 0 | 2.9644e-07 | 2.6892e-07 | 0 | 2.6892e-07 | 2.5611e-07 | 0 | 2.5611e-07
[79 empty] | WLDFR | HFTD - Distribution - Tier 3 - 4QU CoRE ¦ 4QU LoRE | Non-Red Flag Warning - Large Fires | 2051 | 0 | 0 | 3.6482e-08 | 3.4744e-08 | 7.3713 | 0.88759 | 4.1075 | 2.3763 | 0 | 0 | 0 | 0 | 8.8597e-06 | 0 | 0 | 0 | 0 | 0 | 0 | 2.6892e-07 | 0 | 2.6892e-07 | 2.5611e-07 | 0 | 2.5611e-07
[79 empty] | WLDFR | HFTD - Distribution - Tier 3 - 4QU CoRE ¦ 4QU LoRE | Non-Red Flag Warning - Large Fires | 2052 | 0 | 0 | 0 | 3.4744e-08 | 7.3713 | 0.88759 | 4.1075 | 2.3763 | 0 | 0 | 0 | 0 | 8.8597e-06 | 0 | 0 | 0 | 0 | 0 | 0 | 0 | 0 | 0 | 2.5611e-07 | 0 | 2.5611e-07
[79 empty] | WLDFR | HFTD - Distribution - Tier 3 - 4QU CoRE ¦ 4QU LoRE | Non-Red Flag Warning - Small Fires | 2020 | 2.8242e-05 | 0 | 0 | 0 | 0.077901 | 0.036425 | 0.0015809 | 0.039895 | 0 | 0 | 0 | 0 | 0.0034394 | 2.2001e-06 | 0 | 2.2001e-06 | 0 | 0 | 0 | 0 | 0 | 0 | 0 | 0 | 0
[79 empty] | WLDFR | HFTD - Distribution - Tier 3 - 4QU CoRE ¦ 4QU LoRE | Non-Red Flag Warning - Small Fires | 2021 | 1.609e-05 | 2.9821e-05 | 0 | 0 | 0.077901 | 0.036425 | 0.0015809 | 0.039895 | 0 | 0 | 0 | 0 | 0.0034394 | 1.2534e-06 | 0 | 1.2534e-06 | 2.3231e-06 | 0 | 2.3231e-06 | 0 | 0 | 0 | 0 | 0 | 0
[79 empty] | WLDFR | HFTD - Distribution - Tier 3 - 4QU CoRE ¦ 4QU LoRE | Non-Red Flag Warning - Small Fires | 2022 | 1.5064e-05 | 1.5907e-05 | 2.6235e-05 | 0 | 0.077901 | 0.036425 | 0.0015809 | 0.039895 | 0 | 0 | 0 | 0 | 0.0033903 | 1.1735e-06 | 0 | 1.1735e-06 | 1.2391e-06 | 0 | 1.2391e-06 | 2.0438e-06 | 0 | 2.0438e-06 | 0 | 0 | 0
[79 empty] | WLDFR | HFTD - Distribution - Tier 3 - 4QU CoRE ¦ 4QU LoRE | Non-Red Flag Warning - Small Fires | 2023 | 1.5064e-05 | 1.5907e-05 | 1.443e-05 | 2.4986e-05 | 0.080408 | 0.03759 | 0.0016314 | 0.041187 | 0 | 0 | 0 | 0 | 0.0033903 | 1.2113e-06 | 0 | 1.2113e-06 | 1.279e-06 | 0 | 1.279e-06 | 1.1603e-06 | 0 | 1.1603e-06 | 2.0091e-06 | 0 | 2.0091e-06
[79 empty] | WLDFR | HFTD - Distribution - Tier 3 - 4QU CoRE ¦ 4QU LoRE | Non-Red Flag Warning - Small Fires | 2024 | 1.5064e-05 | 1.5907e-05 | 1.443e-05 | 1.3742e-05 | 0.080408 | 0.03759 | 0.0016314 | 0.041187 | 0 | 0 | 0 | 0 | 0.0033903 | 1.2113e-06 | 0 | 1.2113e-06 | 1.279e-06 | 0 | 1.279e-06 | 1.1603e-06 | 0 | 1.1603e-06 | 1.105e-06 | 0 | 1.105e-06
[79 empty] | WLDFR | HFTD - Distribution - Tier 3 - 4QU CoRE ¦ 4QU LoRE | Non-Red Flag Warning - Small Fires | 2025 | 1.5064e-05 | 1.5907e-05 | 1.443e-05 | 1.3742e-05 | 0.080408 | 0.03759 | 0.0016314 | 0.041187 | 0 | 0 | 0 | 0 | 0.0033903 | 1.2113e-06 | 0 | 1.2113e-06 | 1.279e-06 | 0 | 1.279e-06 | 1.1603e-06 | 0 | 1.1603e-06 | 1.105e-06 | 0 | 1.105e-06
[79 empty] | WLDFR | HFTD - Distribution - Tier 3 - 4QU CoRE ¦ 4QU LoRE | Non-Red Flag Warning - Small Fires | 2026 | 1.5064e-05 | 1.5907e-05 | 1.443e-05 | 1.3742e-05 | 0.080408 | 0.03759 | 0.0016314 | 0.041187 | 0 | 0 | 0 | 0 | 0.0033903 | 1.2113e-06 | 0 | 1.2113e-06 | 1.279e-06 | 0 | 1.279e-06 | 1.1603e-06 | 0 | 1.1603e-06 | 1.105e-06 | 0 | 1.105e-06
[79 empty] | WLDFR | HFTD - Distribution - Tier 3 - 4QU CoRE ¦ 4QU LoRE | Non-Red Flag Warning - Small Fires | 2027 | 1.5064e-05 | 1.5907e-05 | 1.443e-05 | 1.3742e-05 | 0.080408 | 0.03759 | 0.0016314 | 0.041187 | 0 | 0 | 0 | 0 | 0.0033903 | 1.2113e-06 | 0 | 1.2113e-06 | 1.279e-06 | 0 | 1.279e-06 | 1.1603e-06 | 0 | 1.1603e-06 | 1.105e-06 | 0 | 1.105e-06
[79 empty] | WLDFR | HFTD - Distribution - Tier 3 - 4QU CoRE ¦ 4QU LoRE | Non-Red Flag Warning - Small Fires | 2028 | 1.5064e-05 | 1.5907e-05 | 1.443e-05 | 1.3742e-05 | 0.083606 | 0.039055 | 0.001695 | 0.042856 | 0 | 0 | 0 | 0 | 0.0033903 | 1.2595e-06 | 0 | 1.2595e-06 | 1.3299e-06 | 0 | 1.3299e-06 | 1.2064e-06 | 0 | 1.2064e-06 | 1.149e-06 | 0 | 1.149e-06
[79 empty] | WLDFR | HFTD - Distribution - Tier 3 - 4QU CoRE ¦ 4QU LoRE | Non-Red Flag Warning - Small Fires | 2029 | 1.5064e-05 | 1.5907e-05 | 1.443e-05 | 1.3742e-05 | 0.083606 | 0.039055 | 0.001695 | 0.042856 | 0 | 0 | 0 | 0 | 0.0033903 | 1.2595e-06 | 0 | 1.2595e-06 | 1.3299e-06 | 0 | 1.3299e-06 | 1.2064e-06 | 0 | 1.2064e-06 | 1.149e-06 | 0 | 1.149e-06
[79 empty] | WLDFR | HFTD - Distribution - Tier 3 - 4QU CoRE ¦ 4QU LoRE | Non-Red Flag Warning - Small Fires | 2030 | 1.5064e-05 | 1.5907e-05 | 1.443e-05 | 1.3742e-05 | 0.083606 | 0.039055 | 0.001695 | 0.042856 | 0 | 0 | 0 | 0 | 0.0033903 | 1.2595e-06 | 0 | 1.2595e-06 | 1.3299e-06 | 0 | 1.3299e-06 | 1.2064e-06 | 0 | 1.2064e-06 | 1.149e-06 | 0 | 1.149e-06
[79 empty] | WLDFR | HFTD - Distribution - Tier 3 - 4QU CoRE ¦ 4QU LoRE | Non-Red Flag Warning - Small Fires | 2031 | 1.5064e-05 | 1.5907e-05 | 1.443e-05 | 1.3742e-05 | 0.083606 | 0.039055 | 0.001695 | 0.042856 | 0 | 0 | 0 | 0 | 0.0033903 | 1.2595e-06 | 0 | 1.2595e-06 | 1.3299e-06 | 0 | 1.3299e-06 | 1.2064e-06 | 0 | 1.2064e-06 | 1.149e-06 | 0 | 1.149e-06
[79 empty] | WLDFR | HFTD - Distribution - Tier 3 - 4QU CoRE ¦ 4QU LoRE | Non-Red Flag Warning - Small Fires | 2032 | 1.5064e-05 | 1.5907e-05 | 1.443e-05 | 1.3742e-05 | 0.083606 | 0.039055 | 0.001695 | 0.042856 | 0 | 0 | 0 | 0 | 0.0033903 | 1.2595e-06 | 0 | 1.2595e-06 | 1.3299e-06 | 0 | 1.3299e-06 | 1.2064e-06 | 0 | 1.2064e-06 | 1.149e-06 | 0 | 1.149e-06
[79 empty] | WLDFR | HFTD - Distribution - Tier 3 - 4QU CoRE ¦ 4QU LoRE | Non-Red Flag Warning - Small Fires | 2033 | 1.5064e-05 | 1.5907e-05 | 1.443e-05 | 1.3742e-05 | 0.087211 | 0.040679 | 0.0017655 | 0.044766 | 0 | 0 | 0 | 0 | 0.0033903 | 1.3138e-06 | 0 | 1.3138e-06 | 1.3872e-06 | 0 | 1.3872e-06 | 1.2584e-06 | 0 | 1.2584e-06 | 1.1985e-06 | 0 | 1.1985e-06
[79 empty] | WLDFR | HFTD - Distribution - Tier 3 - 4QU CoRE ¦ 4QU LoRE | Non-Red Flag Warning - Small Fires | 2034 | 1.5064e-05 | 1.5907e-05 | 1.443e-05 | 1.3742e-05 | 0.087211 | 0.040679 | 0.0017655 | 0.044766 | 0 | 0 | 0 | 0 | 0.0033903 | 1.3138e-06 | 0 | 1.3138e-06 | 1.3872e-06 | 0 | 1.3872e-06 | 1.2584e-06 | 0 | 1.2584e-06 | 1.1985e-06 | 0 | 1.1985e-06
[79 empty] | WLDFR | HFTD - Distribution - Tier 3 - 4QU CoRE ¦ 4QU LoRE | Non-Red Flag Warning - Small Fires | 2035 | 1.5064e-05 | 1.5907e-05 | 1.443e-05 | 1.3742e-05 | 0.087211 | 0.040679 | 0.0017655 | 0.044766 | 0 | 0 | 0 | 0 | 0.0033903 | 1.3138e-06 | 0 | 1.3138e-06 | 1.3872e-06 | 0 | 1.3872e-06 | 1.2584e-06 | 0 | 1.2584e-06 | 1.1985e-06 | 0 | 1.1985e-06
[79 empty] | WLDFR | HFTD - Distribution - Tier 3 - 4QU CoRE ¦ 4QU LoRE | Non-Red Flag Warning - Small Fires | 2036 | 1.5064e-05 | 1.5907e-05 | 1.443e-05 | 1.3742e-05 | 0.087211 | 0.040679 | 0.0017655 | 0.044766 | 0 | 0 | 0 | 0 | 0.0033903 | 1.3138e-06 | 0 | 1.3138e-06 | 1.3872e-06 | 0 | 1.3872e-06 | 1.2584e-06 | 0 | 1.2584e-06 | 1.1985e-06 | 0 | 1.1985e-06
[79 empty] | WLDFR | HFTD - Distribution - Tier 3 - 4QU CoRE ¦ 4QU LoRE | Non-Red Flag Warning - Small Fires | 2037 | 1.5064e-05 | 1.5907e-05 | 1.443e-05 | 1.3742e-05 | 0.087211 | 0.040679 | 0.0017655 | 0.044766 | 0 | 0 | 0 | 0 | 0.0033903 | 1.3138e-06 | 0 | 1.3138e-06 | 1.3872e-06 | 0 | 1.3872e-06 | 1.2584e-06 | 0 | 1.2584e-06 | 1.1985e-06 | 0 | 1.1985e-06
[79 empty] | WLDFR | HFTD - Distribution - Tier 3 - 4QU CoRE ¦ 4QU LoRE | Non-Red Flag Warning - Small Fires | 2038 | 1.5064e-05 | 1.5907e-05 | 1.443e-05 | 1.3742e-05 | 0.091184 | 0.042438 | 0.0018418 | 0.046905 | 0 | 0 | 0 | 0 | 0.0033903 | 1.3736e-06 | 0 | 1.3736e-06 | 1.4504e-06 | 0 | 1.4504e-06 | 1.3157e-06 | 0 | 1.3157e-06 | 1.2531e-06 | 0 | 1.2531e-06
[79 empty] | WLDFR | HFTD - Distribution - Tier 3 - 4QU CoRE ¦ 4QU LoRE | Non-Red Flag Warning - Small Fires | 2039 | 1.5064e-05 | 1.5907e-05 | 1.443e-05 | 1.3742e-05 | 0.091184 | 0.042438 | 0.0018418 | 0.046905 | 0 | 0 | 0 | 0 | 0.0033903 | 1.3736e-06 | 0 | 1.3736e-06 | 1.4504e-06 | 0 | 1.4504e-06 | 1.3157e-06 | 0 | 1.3157e-06 | 1.2531e-06 | 0 | 1.2531e-06
[79 empty] | WLDFR | HFTD - Distribution - Tier 3 - 4QU CoRE ¦ 4QU LoRE | Non-Red Flag Warning - Small Fires | 2040 | 1.5064e-05 | 1.5907e-05 | 1.443e-05 | 1.3742e-05 | 0.091184 | 0.042438 | 0.0018418 | 0.046905 | 0 | 0 | 0 | 0 | 0.0033903 | 1.3736e-06 | 0 | 1.3736e-06 | 1.4504e-06 | 0 | 1.4504e-06 | 1.3157e-06 | 0 | 1.3157e-06 | 1.2531e-06 | 0 | 1.2531e-06
[79 empty] | WLDFR | HFTD - Distribution - Tier 3 - 4QU CoRE ¦ 4QU LoRE | Non-Red Flag Warning - Small Fires | 2041 | 1.5064e-05 | 1.5907e-05 | 1.443e-05 | 1.3742e-05 | 0.091184 | 0.042438 | 0.0018418 | 0.046905 | 0 | 0 | 0 | 0 | 0.0033903 | 1.3736e-06 | 0 | 1.3736e-06 | 1.4504e-06 | 0 | 1.4504e-06 | 1.3157e-06 | 0 | 1.3157e-06 | 1.2531e-06 | 0 | 1.2531e-06
[79 empty] | WLDFR | HFTD - Distribution - Tier 3 - 4QU CoRE ¦ 4QU LoRE | Non-Red Flag Warning - Small Fires | 2042 | 1.5064e-05 | 1.5907e-05 | 1.443e-05 | 1.3742e-05 | 0.091184 | 0.042438 | 0.0018418 | 0.046905 | 0 | 0 | 0 | 0 | 0.0033903 | 1.3736e-06 | 0 | 1.3736e-06 | 1.4504e-06 | 0 | 1.4504e-06 | 1.3157e-06 | 0 | 1.3157e-06 | 1.2531e-06 | 0 | 1.2531e-06
[79 empty] | WLDFR | HFTD - Distribution - Tier 3 - 4QU CoRE ¦ 4QU LoRE | Non-Red Flag Warning - Small Fires | 2043 | 1.5064e-05 | 1.5907e-05 | 1.443e-05 | 1.3742e-05 | 0.095486 | 0.044306 | 0.0019228 | 0.049257 | 0 | 0 | 0 | 0 | 0.0033903 | 1.4384e-06 | 0 | 1.4384e-06 | 1.5188e-06 | 0 | 1.5188e-06 | 1.3778e-06 | 0 | 1.3778e-06 | 1.3122e-06 | 0 | 1.3122e-06
[79 empty] | WLDFR | HFTD - Distribution - Tier 3 - 4QU CoRE ¦ 4QU LoRE | Non-Red Flag Warning - Small Fires | 2044 | 1.5064e-05 | 1.5907e-05 | 1.443e-05 | 1.3742e-05 | 0.095486 | 0.044306 | 0.0019228 | 0.049257 | 0 | 0 | 0 | 0 | 0.0033903 | 1.4384e-06 | 0 | 1.4384e-06 | 1.5188e-06 | 0 | 1.5188e-06 | 1.3778e-06 | 0 | 1.3778e-06 | 1.3122e-06 | 0 | 1.3122e-06
[79 empty] | WLDFR | HFTD - Distribution - Tier 3 - 4QU CoRE ¦ 4QU LoRE | Non-Red Flag Warning - Small Fires | 2045 | 1.5064e-05 | 1.5907e-05 | 1.443e-05 | 1.3742e-05 | 0.095486 | 0.044306 | 0.0019228 | 0.049257 | 0 | 0 | 0 | 0 | 0.0033903 | 1.4384e-06 | 0 | 1.4384e-06 | 1.5188e-06 | 0 | 1.5188e-06 | 1.3778e-06 | 0 | 1.3778e-06 | 1.3122e-06 | 0 | 1.3122e-06
[79 empty] | WLDFR | HFTD - Distribution - Tier 3 - 4QU CoRE ¦ 4QU LoRE | Non-Red Flag Warning - Small Fires | 2046 | 1.5064e-05 | 1.5907e-05 | 1.443e-05 | 1.3742e-05 | 0.095486 | 0.044306 | 0.0019228 | 0.049257 | 0 | 0 | 0 | 0 | 0.0033903 | 1.4384e-06 | 0 | 1.4384e-06 | 1.5188e-06 | 0 | 1.5188e-06 | 1.3778e-06 | 0 | 1.3778e-06 | 1.3122e-06 | 0 | 1.3122e-06
[79 empty] | WLDFR | HFTD - Distribution - Tier 3 - 4QU CoRE ¦ 4QU LoRE | Non-Red Flag Warning - Small Fires | 2047 | 1.5064e-05 | 1.5907e-05 | 1.443e-05 | 1.3742e-05 | 0.095486 | 0.044306 | 0.0019228 | 0.049257 | 0 | 0 | 0 | 0 | 0.0033903 | 1.4384e-06 | 0 | 1.4384e-06 | 1.5188e-06 | 0 | 1.5188e-06 | 1.3778e-06 | 0 | 1.3778e-06 | 1.3122e-06 | 0 | 1.3122e-06
[79 empty] | WLDFR | HFTD - Distribution - Tier 3 - 4QU CoRE ¦ 4QU LoRE | Non-Red Flag Warning - Small Fires | 2048 | 1.5064e-05 | 1.5907e-05 | 1.443e-05 | 1.3742e-05 | 0.10007 | 0.04626 | 0.0020076 | 0.051804 | 0 | 0 | 0 | 0 | 0.0033903 | 1.5075e-06 | 0 | 1.5075e-06 | 1.5918e-06 | 0 | 1.5918e-06 | 1.444e-06 | 0 | 1.444e-06 | 1.3752e-06 | 0 | 1.3752e-06
[79 empty] | WLDFR | HFTD - Distribution - Tier 3 - 4QU CoRE ¦ 4QU LoRE | Non-Red Flag Warning - Small Fires | 2049 | 1.5064e-05 | 1.5907e-05 | 1.443e-05 | 1.3742e-05 | 0.10007 | 0.04626 | 0.0020076 | 0.051804 | 0 | 0 | 0 | 0 | 0.0033903 | 1.5075e-06 | 0 | 1.5075e-06 | 1.5918e-06 | 0 | 1.5918e-06 | 1.444e-06 | 0 | 1.444e-06 | 1.3752e-06 | 0 | 1.3752e-06
[79 empty] | WLDFR | HFTD - Distribution - Tier 3 - 4QU CoRE ¦ 4QU LoRE | Non-Red Flag Warning - Small Fires | 2050 | 0 | 1.5907e-05 | 1.443e-05 | 1.3742e-05 | 0.10007 | 0.04626 | 0.0020076 | 0.051804 | 0 | 0 | 0 | 0 | 0.0033903 | 0 | 0 | 0 | 1.5918e-06 | 0 | 1.5918e-06 | 1.444e-06 | 0 | 1.444e-06 | 1.3752e-06 | 0 | 1.3752e-06
[79 empty] | WLDFR | HFTD - Distribution - Tier 3 - 4QU CoRE ¦ 4QU LoRE | Non-Red Flag Warning - Small Fires | 2051 | 0 | 0 | 1.443e-05 | 1.3742e-05 | 0.10007 | 0.04626 | 0.0020076 | 0.051804 | 0 | 0 | 0 | 0 | 0.0033903 | 0 | 0 | 0 | 0 | 0 | 0 | 1.444e-06 | 0 | 1.444e-06 | 1.3752e-06 | 0 | 1.3752e-06
[79 empty] | WLDFR | HFTD - Distribution - Tier 3 - 4QU CoRE ¦ 4QU LoRE | Non-Red Flag Warning - Small Fires | 2052 | 0 | 0 | 0 | 1.3742e-05 | 0.10007 | 0.04626 | 0.0020076 | 0.051804 | 0 | 0 | 0 | 0 | 0.0033903 | 0 | 0 | 0 | 0 | 0 | 0 | 0 | 0 | 0 | 1.3752e-06 | 0 | 1.3752e-06
[79 empty] | WLDFR | HFTD - Distribution - Tier 3 - 4QU CoRE ¦ 4QU LoRE | Red Flag Warning - Catastrophic Fires | 2020 | 9.9021e-08 | 0 | 0 | 0 | 14146.1306 | 222.2294 | 8585.7228 | 5338.1784 | 0 | 0 | 0 | 0 | 8.1018e-06 | 0.0014008 | 0 | 0.0014008 | 0 | 0 | 0 | 0 | 0 | 0 | 0 | 0 | 0
[79 empty] | WLDFR | HFTD - Distribution - Tier 3 - 4QU CoRE ¦ 4QU LoRE | Red Flag Warning - Catastrophic Fires | 2021 | 6.8094e-08 | 1.0456e-07 | 0 | 0 | 14146.1306 | 222.2294 | 8585.7228 | 5338.1784 | 0 | 0 | 0 | 0 | 8.1018e-06 | 0.00096327 | 0 | 0.00096327 | 0.0014791 | 0 | 0.0014791 | 0 | 0 | 0 | 0 | 0 | 0
[79 empty] | WLDFR | HFTD - Distribution - Tier 3 - 4QU CoRE ¦ 4QU LoRE | Red Flag Warning - Catastrophic Fires | 2022 | 6.6899e-08 | 7.0639e-08 | 9.5685e-08 | 0 | 14146.1306 | 222.2294 | 8585.7228 | 5338.1784 | 0 | 0 | 0 | 0 | 8.2052e-06 | 0.00094636 | 0 | 0.00094636 | 0.00099927 | 0 | 0.00099927 | 0.0013536 | 0 | 0.0013536 | 0 | 0 | 0
[79 empty] | WLDFR | HFTD - Distribution - Tier 3 - 4QU CoRE ¦ 4QU LoRE | Red Flag Warning - Catastrophic Fires | 2023 | 6.6899e-08 | 7.0639e-08 | 6.408e-08 | 9.1128e-08 | 14664.6376 | 233.2301 | 8896.516 | 5534.8915 | 0 | 0 | 0 | 0 | 8.2052e-06 | 0.00098104 | 0 | 0.00098104 | 0.0010359 | 0 | 0.0010359 | 0.00093971 | 0 | 0.00093971 | 0.0013364 | 0 | 0.0013364
[79 empty] | WLDFR | HFTD - Distribution - Tier 3 - 4QU CoRE ¦ 4QU LoRE | Red Flag Warning - Catastrophic Fires | 2024 | 6.6899e-08 | 7.0639e-08 | 6.408e-08 | 6.1029e-08 | 14664.6376 | 233.2301 | 8896.516 | 5534.8915 | 0 | 0 | 0 | 0 | 8.2052e-06 | 0.00098104 | 0 | 0.00098104 | 0.0010359 | 0 | 0.0010359 | 0.00093971 | 0 | 0.00093971 | 0.00089496 | 0 | 0.00089496
[79 empty] | WLDFR | HFTD - Distribution - Tier 3 - 4QU CoRE ¦ 4QU LoRE | Red Flag Warning - Catastrophic Fires | 2025 | 6.6899e-08 | 7.0639e-08 | 6.408e-08 | 6.1029e-08 | 14664.6376 | 233.2301 | 8896.516 | 5534.8915 | 0 | 0 | 0 | 0 | 8.2052e-06 | 0.00098104 | 0 | 0.00098104 | 0.0010359 | 0 | 0.0010359 | 0.00093971 | 0 | 0.00093971 | 0.00089496 | 0 | 0.00089496
[79 empty] | WLDFR | HFTD - Distribution - Tier 3 - 4QU CoRE ¦ 4QU LoRE | Red Flag Warning - Catastrophic Fires | 2026 | 6.6899e-08 | 7.0639e-08 | 6.408e-08 | 6.1029e-08 | 14664.6376 | 233.2301 | 8896.516 | 5534.8915 | 0 | 0 | 0 | 0 | 8.2052e-06 | 0.00098104 | 0 | 0.00098104 | 0.0010359 | 0 | 0.0010359 | 0.00093971 | 0 | 0.00093971 | 0.00089496 | 0 | 0.00089496
[79 empty] | WLDFR | HFTD - Distribution - Tier 3 - 4QU CoRE ¦ 4QU LoRE | Red Flag Warning - Catastrophic Fires | 2027 | 6.6899e-08 | 7.0639e-08 | 6.408e-08 | 6.1029e-08 | 14664.6376 | 233.2301 | 8896.516 | 5534.8915 | 0 | 0 | 0 | 0 | 8.2052e-06 | 0.00098104 | 0 | 0.00098104 | 0.0010359 | 0 | 0.0010359 | 0.00093971 | 0 | 0.00093971 | 0.00089496 | 0 | 0.00089496
[79 empty] | WLDFR | HFTD - Distribution - Tier 3 - 4QU CoRE ¦ 4QU LoRE | Red Flag Warning - Catastrophic Fires | 2028 | 6.6899e-08 | 7.0639e-08 | 6.408e-08 | 6.1029e-08 | 15317.9909 | 247.273 | 9287.6491 | 5783.0689 | 0 | 0 | 0 | 0 | 8.2052e-06 | 0.0010248 | 0 | 0.0010248 | 0.001082 | 0 | 0.001082 | 0.00098158 | 0 | 0.00098158 | 0.00093484 | 0 | 0.00093484
[79 empty] | WLDFR | HFTD - Distribution - Tier 3 - 4QU CoRE ¦ 4QU LoRE | Red Flag Warning - Catastrophic Fires | 2029 | 6.6899e-08 | 7.0639e-08 | 6.408e-08 | 6.1029e-08 | 15317.9909 | 247.273 | 9287.6491 | 5783.0689 | 0 | 0 | 0 | 0 | 8.2052e-06 | 0.0010248 | 0 | 0.0010248 | 0.001082 | 0 | 0.001082 | 0.00098158 | 0 | 0.00098158 | 0.00093484 | 0 | 0.00093484
[79 empty] | WLDFR | HFTD - Distribution - Tier 3 - 4QU CoRE ¦ 4QU LoRE | Red Flag Warning - Catastrophic Fires | 2030 | 6.6899e-08 | 7.0639e-08 | 6.408e-08 | 6.1029e-08 | 15317.9909 | 247.273 | 9287.6491 | 5783.0689 | 0 | 0 | 0 | 0 | 8.2052e-06 | 0.0010248 | 0 | 0.0010248 | 0.001082 | 0 | 0.001082 | 0.00098158 | 0 | 0.00098158 | 0.00093484 | 0 | 0.00093484
[79 empty] | WLDFR | HFTD - Distribution - Tier 3 - 4QU CoRE ¦ 4QU LoRE | Red Flag Warning - Catastrophic Fires | 2031 | 6.6899e-08 | 7.0639e-08 | 6.408e-08 | 6.1029e-08 | 15317.9909 | 247.273 | 9287.6491 | 5783.0689 | 0 | 0 | 0 | 0 | 8.2052e-06 | 0.0010248 | 0 | 0.0010248 | 0.001082 | 0 | 0.001082 | 0.00098158 | 0 | 0.00098158 | 0.00093484 | 0 | 0.00093484
[79 empty] | WLDFR | HFTD - Distribution - Tier 3 - 4QU CoRE ¦ 4QU LoRE | Red Flag Warning - Catastrophic Fires | 2032 | 6.6899e-08 | 7.0639e-08 | 6.408e-08 | 6.1029e-08 | 15317.9909 | 247.273 | 9287.6491 | 5783.0689 | 0 | 0 | 0 | 0 | 8.2052e-06 | 0.0010248 | 0 | 0.0010248 | 0.001082 | 0 | 0.001082 | 0.00098158 | 0 | 0.00098158 | 0.00093484 | 0 | 0.00093484
[79 empty] | WLDFR | HFTD - Distribution - Tier 3 - 4QU CoRE ¦ 4QU LoRE | Red Flag Warning - Catastrophic Fires | 2033 | 6.6899e-08 | 7.0639e-08 | 6.408e-08 | 6.1029e-08 | 16044.1264 | 263.1074 | 9721.74 | 6059.2791 | 0 | 0 | 0 | 0 | 8.2052e-06 | 0.0010733 | 0 | 0.0010733 | 0.0011333 | 0 | 0.0011333 | 0.0010281 | 0 | 0.0010281 | 0.00097915 | 0 | 0.00097915
[79 empty] | WLDFR | HFTD - Distribution - Tier 3 - 4QU CoRE ¦ 4QU LoRE | Red Flag Warning - Catastrophic Fires | 2034 | 6.6899e-08 | 7.0639e-08 | 6.408e-08 | 6.1029e-08 | 16044.1264 | 263.1074 | 9721.74 | 6059.2791 | 0 | 0 | 0 | 0 | 8.2052e-06 | 0.0010733 | 0 | 0.0010733 | 0.0011333 | 0 | 0.0011333 | 0.0010281 | 0 | 0.0010281 | 0.00097915 | 0 | 0.00097915
[79 empty] | WLDFR | HFTD - Distribution - Tier 3 - 4QU CoRE ¦ 4QU LoRE | Red Flag Warning - Catastrophic Fires | 2035 | 6.6899e-08 | 7.0639e-08 | 6.408e-08 | 6.1029e-08 | 16044.1264 | 263.1074 | 9721.74 | 6059.2791 | 0 | 0 | 0 | 0 | 8.2052e-06 | 0.0010733 | 0 | 0.0010733 | 0.0011333 | 0 | 0.0011333 | 0.0010281 | 0 | 0.0010281 | 0.00097915 | 0 | 0.00097915
[79 empty] | WLDFR | HFTD - Distribution - Tier 3 - 4QU CoRE ¦ 4QU LoRE | Red Flag Warning - Catastrophic Fires | 2036 | 6.6899e-08 | 7.0639e-08 | 6.408e-08 | 6.1029e-08 | 16044.1264 | 263.1074 | 9721.74 | 6059.2791 | 0 | 0 | 0 | 0 | 8.2052e-06 | 0.0010733 | 0 | 0.0010733 | 0.0011333 | 0 | 0.0011333 | 0.0010281 | 0 | 0.0010281 | 0.00097915 | 0 | 0.00097915
[79 empty] | WLDFR | HFTD - Distribution - Tier 3 - 4QU CoRE ¦ 4QU LoRE | Red Flag Warning - Catastrophic Fires | 2037 | 6.6899e-08 | 7.0639e-08 | 6.408e-08 | 6.1029e-08 | 16044.1264 | 263.1074 | 9721.74 | 6059.2791 | 0 | 0 | 0 | 0 | 8.2052e-06 | 0.0010733 | 0 | 0.0010733 | 0.0011333 | 0 | 0.0011333 | 0.0010281 | 0 | 0.0010281 | 0.00097915 | 0 | 0.00097915
[79 empty] | WLDFR | HFTD - Distribution - Tier 3 - 4QU CoRE ¦ 4QU LoRE | Red Flag Warning - Catastrophic Fires | 2038 | 6.6899e-08 | 7.0639e-08 | 6.408e-08 | 6.1029e-08 | 16832.3912 | 280.5544 | 10192.2718 | 6359.5651 | 0 | 0 | 0 | 0 | 8.2052e-06 | 0.0011261 | 0 | 0.0011261 | 0.001189 | 0 | 0.001189 | 0.0010786 | 0 | 0.0010786 | 0.0010273 | 0 | 0.0010273
[79 empty] | WLDFR | HFTD - Distribution - Tier 3 - 4QU CoRE ¦ 4QU LoRE | Red Flag Warning - Catastrophic Fires | 2039 | 6.6899e-08 | 7.0639e-08 | 6.408e-08 | 6.1029e-08 | 16832.3912 | 280.5544 | 10192.2718 | 6359.5651 | 0 | 0 | 0 | 0 | 8.2052e-06 | 0.0011261 | 0 | 0.0011261 | 0.001189 | 0 | 0.001189 | 0.0010786 | 0 | 0.0010786 | 0.0010273 | 0 | 0.0010273
[79 empty] | WLDFR | HFTD - Distribution - Tier 3 - 4QU CoRE ¦ 4QU LoRE | Red Flag Warning - Catastrophic Fires | 2040 | 6.6899e-08 | 7.0639e-08 | 6.408e-08 | 6.1029e-08 | 16832.3912 | 280.5544 | 10192.2718 | 6359.5651 | 0 | 0 | 0 | 0 | 8.2052e-06 | 0.0011261 | 0 | 0.0011261 | 0.001189 | 0 | 0.001189 | 0.0010786 | 0 | 0.0010786 | 0.0010273 | 0 | 0.0010273
[79 empty] | WLDFR | HFTD - Distribution - Tier 3 - 4QU CoRE ¦ 4QU LoRE | Red Flag Warning - Catastrophic Fires | 2041 | 6.6899e-08 | 7.0639e-08 | 6.408e-08 | 6.1029e-08 | 16832.3912 | 280.5544 | 10192.2718 | 6359.5651 | 0 | 0 | 0 | 0 | 8.2052e-06 | 0.0011261 | 0 | 0.0011261 | 0.001189 | 0 | 0.001189 | 0.0010786 | 0 | 0.0010786 | 0.0010273 | 0 | 0.0010273
[79 empty] | WLDFR | HFTD - Distribution - Tier 3 - 4QU CoRE ¦ 4QU LoRE | Red Flag Warning - Catastrophic Fires | 2042 | 6.6899e-08 | 7.0639e-08 | 6.408e-08 | 6.1029e-08 | 16832.3912 | 280.5544 | 10192.2718 | 6359.5651 | 0 | 0 | 0 | 0 | 8.2052e-06 | 0.0011261 | 0 | 0.0011261 | 0.001189 | 0 | 0.001189 | 0.0010786 | 0 | 0.0010786 | 0.0010273 | 0 | 0.0010273
[79 empty] | WLDFR | HFTD - Distribution - Tier 3 - 4QU CoRE ¦ 4QU LoRE | Red Flag Warning - Catastrophic Fires | 2043 | 6.6899e-08 | 7.0639e-08 | 6.408e-08 | 6.1029e-08 | 17672.0852 | 299.42 | 10692.7362 | 6679.929 | 0 | 0 | 0 | 0 | 8.2052e-06 | 0.0011822 | 0 | 0.0011822 | 0.0012483 | 0 | 0.0012483 | 0.0011324 | 0 | 0.0011324 | 0.0010785 | 0 | 0.0010785
[79 empty] | WLDFR | HFTD - Distribution - Tier 3 - 4QU CoRE ¦ 4QU LoRE | Red Flag Warning - Catastrophic Fires | 2044 | 6.6899e-08 | 7.0639e-08 | 6.408e-08 | 6.1029e-08 | 17672.0852 | 299.42 | 10692.7362 | 6679.929 | 0 | 0 | 0 | 0 | 8.2052e-06 | 0.0011822 | 0 | 0.0011822 | 0.0012483 | 0 | 0.0012483 | 0.0011324 | 0 | 0.0011324 | 0.0010785 | 0 | 0.0010785
[79 empty] | WLDFR | HFTD - Distribution - Tier 3 - 4QU CoRE ¦ 4QU LoRE | Red Flag Warning - Catastrophic Fires | 2045 | 6.6899e-08 | 7.0639e-08 | 6.408e-08 | 6.1029e-08 | 17672.0852 | 299.42 | 10692.7362 | 6679.929 | 0 | 0 | 0 | 0 | 8.2052e-06 | 0.0011822 | 0 | 0.0011822 | 0.0012483 | 0 | 0.0012483 | 0.0011324 | 0 | 0.0011324 | 0.0010785 | 0 | 0.0010785
[79 empty] | WLDFR | HFTD - Distribution - Tier 3 - 4QU CoRE ¦ 4QU LoRE | Red Flag Warning - Catastrophic Fires | 2046 | 6.6899e-08 | 7.0639e-08 | 6.408e-08 | 6.1029e-08 | 17672.0852 | 299.42 | 10692.7362 | 6679.929 | 0 | 0 | 0 | 0 | 8.2052e-06 | 0.0011822 | 0 | 0.0011822 | 0.0012483 | 0 | 0.0012483 | 0.0011324 | 0 | 0.0011324 | 0.0010785 | 0 | 0.0010785
[79 empty] | WLDFR | HFTD - Distribution - Tier 3 - 4QU CoRE ¦ 4QU LoRE | Red Flag Warning - Catastrophic Fires | 2047 | 6.6899e-08 | 7.0639e-08 | 6.408e-08 | 6.1029e-08 | 17672.0852 | 299.42 | 10692.7362 | 6679.929 | 0 | 0 | 0 | 0 | 8.2052e-06 | 0.0011822 | 0 | 0.0011822 | 0.0012483 | 0 | 0.0012483 | 0.0011324 | 0 | 0.0011324 | 0.0010785 | 0 | 0.0010785
[79 empty] | WLDFR | HFTD - Distribution - Tier 3 - 4QU CoRE ¦ 4QU LoRE | Red Flag Warning - Catastrophic Fires | 2048 | 6.6899e-08 | 7.0639e-08 | 6.408e-08 | 6.1029e-08 | 18552.3348 | 319.4911 | 11216.5626 | 7016.281 | 0 | 0 | 0 | 0 | 8.2052e-06 | 0.0012411 | 0 | 0.0012411 | 0.0013105 | 0 | 0.0013105 | 0.0011888 | 0 | 0.0011888 | 0.0011322 | 0 | 0.0011322
[79 empty] | WLDFR | HFTD - Distribution - Tier 3 - 4QU CoRE ¦ 4QU LoRE | Red Flag Warning - Catastrophic Fires | 2049 | 6.6899e-08 | 7.0639e-08 | 6.408e-08 | 6.1029e-08 | 18552.3348 | 319.4911 | 11216.5626 | 7016.281 | 0 | 0 | 0 | 0 | 8.2052e-06 | 0.0012411 | 0 | 0.0012411 | 0.0013105 | 0 | 0.0013105 | 0.0011888 | 0 | 0.0011888 | 0.0011322 | 0 | 0.0011322
[79 empty] | WLDFR | HFTD - Distribution - Tier 3 - 4QU CoRE ¦ 4QU LoRE | Red Flag Warning - Catastrophic Fires | 2050 | 0 | 7.0639e-08 | 6.408e-08 | 6.1029e-08 | 18552.3348 | 319.4911 | 11216.5626 | 7016.281 | 0 | 0 | 0 | 0 | 8.2052e-06 | 0 | 0 | 0 | 0.0013105 | 0 | 0.0013105 | 0.0011888 | 0 | 0.0011888 | 0.0011322 | 0 | 0.0011322
[79 empty] | WLDFR | HFTD - Distribution - Tier 3 - 4QU CoRE ¦ 4QU LoRE | Red Flag Warning - Catastrophic Fires | 2051 | 0 | 0 | 6.408e-08 | 6.1029e-08 | 18552.3348 | 319.4911 | 11216.5626 | 7016.281 | 0 | 0 | 0 | 0 | 8.2052e-06 | 0 | 0 | 0 | 0 | 0 | 0 | 0.0011888 | 0 | 0.0011888 | 0.0011322 | 0 | 0.0011322
[79 empty] | WLDFR | HFTD - Distribution - Tier 3 - 4QU CoRE ¦ 4QU LoRE | Red Flag Warning - Catastrophic Fires | 2052 | 0 | 0 | 0 | 6.1029e-08 | 18552.3348 | 319.4911 | 11216.5626 | 7016.281 | 0 | 0 | 0 | 0 | 8.2052e-06 | 0 | 0 | 0 | 0 | 0 | 0 | 0 | 0 | 0 | 0.0011322 | 0 | 0.0011322
[79 empty] | WLDFR | HFTD - Distribution - Tier 3 - 4QU CoRE ¦ 4QU LoRE | Red Flag Warning - Destructive Fires | 2020 | 1.418e-08 | 0 | 0 | 0 | 8807.9522 | 222.2294 | 8585.7228 | 0 | 0 | 0 | 0 | 0 | 1.3357e-06 | 0.0001249 | 0 | 0.0001249 | 0 | 0 | 0 | 0 | 0 | 0 | 0 | 0 | 0
[79 empty] | WLDFR | HFTD - Distribution - Tier 3 - 4QU CoRE ¦ 4QU LoRE | Red Flag Warning - Destructive Fires | 2021 | 9.7535e-09 | 1.4973e-08 | 0 | 0 | 8807.9522 | 222.2294 | 8585.7228 | 0 | 0 | 0 | 0 | 0 | 1.3357e-06 | 8.5908e-05 | 0 | 8.5908e-05 | 0.00013188 | 0 | 0.00013188 | 0 | 0 | 0 | 0 | 0 | 0
[79 empty] | WLDFR | HFTD - Distribution - Tier 3 - 4QU CoRE ¦ 4QU LoRE | Red Flag Warning - Destructive Fires | 2022 | 9.5702e-09 | 1.0105e-08 | 1.3695e-08 | 0 | 8807.9522 | 222.2294 | 8585.7228 | 0 | 0 | 0 | 0 | 0 | 1.3587e-06 | 8.4294e-05 | 0 | 8.4294e-05 | 8.9007e-05 | 0 | 8.9007e-05 | 0.00012063 | 0 | 0.00012063 | 0 | 0 | 0
[79 empty] | WLDFR | HFTD - Distribution - Tier 3 - 4QU CoRE ¦ 4QU LoRE | Red Flag Warning - Destructive Fires | 2023 | 9.5702e-09 | 1.0105e-08 | 9.167e-09 | 1.3043e-08 | 9129.7461 | 233.2301 | 8896.516 | 0 | 0 | 0 | 0 | 0 | 1.3587e-06 | 8.7373e-05 | 0 | 8.7373e-05 | 9.2259e-05 | 0 | 9.2259e-05 | 8.3692e-05 | 0 | 8.3692e-05 | 0.00011908 | 0 | 0.00011908
[79 empty] | WLDFR | HFTD - Distribution - Tier 3 - 4QU CoRE ¦ 4QU LoRE | Red Flag Warning - Destructive Fires | 2024 | 9.5702e-09 | 1.0105e-08 | 9.167e-09 | 8.7305e-09 | 9129.7461 | 233.2301 | 8896.516 | 0 | 0 | 0 | 0 | 0 | 1.3587e-06 | 8.7373e-05 | 0 | 8.7373e-05 | 9.2259e-05 | 0 | 9.2259e-05 | 8.3692e-05 | 0 | 8.3692e-05 | 7.9707e-05 | 0 | 7.9707e-05
[79 empty] | WLDFR | HFTD - Distribution - Tier 3 - 4QU CoRE ¦ 4QU LoRE | Red Flag Warning - Destructive Fires | 2025 | 9.5702e-09 | 1.0105e-08 | 9.167e-09 | 8.7305e-09 | 9129.7461 | 233.2301 | 8896.516 | 0 | 0 | 0 | 0 | 0 | 1.3587e-06 | 8.7373e-05 | 0 | 8.7373e-05 | 9.2259e-05 | 0 | 9.2259e-05 | 8.3692e-05 | 0 | 8.3692e-05 | 7.9707e-05 | 0 | 7.9707e-05
[79 empty] | WLDFR | HFTD - Distribution - Tier 3 - 4QU CoRE ¦ 4QU LoRE | Red Flag Warning - Destructive Fires | 2026 | 9.5702e-09 | 1.0105e-08 | 9.167e-09 | 8.7305e-09 | 9129.7461 | 233.2301 | 8896.516 | 0 | 0 | 0 | 0 | 0 | 1.3587e-06 | 8.7373e-05 | 0 | 8.7373e-05 | 9.2259e-05 | 0 | 9.2259e-05 | 8.3692e-05 | 0 | 8.3692e-05 | 7.9707e-05 | 0 | 7.9707e-05
[79 empty] | WLDFR | HFTD - Distribution - Tier 3 - 4QU CoRE ¦ 4QU LoRE | Red Flag Warning - Destructive Fires | 2027 | 9.5702e-09 | 1.0105e-08 | 9.167e-09 | 8.7305e-09 | 9129.7461 | 233.2301 | 8896.516 | 0 | 0 | 0 | 0 | 0 | 1.3587e-06 | 8.7373e-05 | 0 | 8.7373e-05 | 9.2259e-05 | 0 | 9.2259e-05 | 8.3692e-05 | 0 | 8.3692e-05 | 7.9707e-05 | 0 | 7.9707e-05
[79 empty] | WLDFR | HFTD - Distribution - Tier 3 - 4QU CoRE ¦ 4QU LoRE | Red Flag Warning - Destructive Fires | 2028 | 9.5702e-09 | 1.0105e-08 | 9.167e-09 | 8.7305e-09 | 9534.9221 | 247.273 | 9287.6491 | 0 | 0 | 0 | 0 | 0 | 1.3587e-06 | 9.1251e-05 | 0 | 9.1251e-05 | 9.6353e-05 | 0 | 9.6353e-05 | 8.7406e-05 | 0 | 8.7406e-05 | 8.3244e-05 | 0 | 8.3244e-05
[79 empty] | WLDFR | HFTD - Distribution - Tier 3 - 4QU CoRE ¦ 4QU LoRE | Red Flag Warning - Destructive Fires | 2029 | 9.5702e-09 | 1.0105e-08 | 9.167e-09 | 8.7305e-09 | 9534.9221 | 247.273 | 9287.6491 | 0 | 0 | 0 | 0 | 0 | 1.3587e-06 | 9.1251e-05 | 0 | 9.1251e-05 | 9.6353e-05 | 0 | 9.6353e-05 | 8.7406e-05 | 0 | 8.7406e-05 | 8.3244e-05 | 0 | 8.3244e-05
[79 empty] | WLDFR | HFTD - Distribution - Tier 3 - 4QU CoRE ¦ 4QU LoRE | Red Flag Warning - Destructive Fires | 2030 | 9.5702e-09 | 1.0105e-08 | 9.167e-09 | 8.7305e-09 | 9534.9221 | 247.273 | 9287.6491 | 0 | 0 | 0 | 0 | 0 | 1.3587e-06 | 9.1251e-05 | 0 | 9.1251e-05 | 9.6353e-05 | 0 | 9.6353e-05 | 8.7406e-05 | 0 | 8.7406e-05 | 8.3244e-05 | 0 | 8.3244e-05
[79 empty] | WLDFR | HFTD - Distribution - Tier 3 - 4QU CoRE ¦ 4QU LoRE | Red Flag Warning - Destructive Fires | 2031 | 9.5702e-09 | 1.0105e-08 | 9.167e-09 | 8.7305e-09 | 9534.9221 | 247.273 | 9287.6491 | 0 | 0 | 0 | 0 | 0 | 1.3587e-06 | 9.1251e-05 | 0 | 9.1251e-05 | 9.6353e-05 | 0 | 9.6353e-05 | 8.7406e-05 | 0 | 8.7406e-05 | 8.3244e-05 | 0 | 8.3244e-05
[79 empty] | WLDFR | HFTD - Distribution - Tier 3 - 4QU CoRE ¦ 4QU LoRE | Red Flag Warning - Destructive Fires | 2032 | 9.5702e-09 | 1.0105e-08 | 9.167e-09 | 8.7305e-09 | 9534.9221 | 247.273 | 9287.6491 | 0 | 0 | 0 | 0 | 0 | 1.3587e-06 | 9.1251e-05 | 0 | 9.1251e-05 | 9.6353e-05 | 0 | 9.6353e-05 | 8.7406e-05 | 0 | 8.7406e-05 | 8.3244e-05 | 0 | 8.3244e-05
[79 empty] | WLDFR | HFTD - Distribution - Tier 3 - 4QU CoRE ¦ 4QU LoRE | Red Flag Warning - Destructive Fires | 2033 | 9.5702e-09 | 1.0105e-08 | 9.167e-09 | 8.7305e-09 | 9984.8474 | 263.1074 | 9721.74 | 0 | 0 | 0 | 0 | 0 | 1.3587e-06 | 9.5557e-05 | 0 | 9.5557e-05 | 0.0001009 | 0 | 0.0001009 | 9.1531e-05 | 0 | 9.1531e-05 | 8.7172e-05 | 0 | 8.7172e-05
[79 empty] | WLDFR | HFTD - Distribution - Tier 3 - 4QU CoRE ¦ 4QU LoRE | Red Flag Warning - Destructive Fires | 2034 | 9.5702e-09 | 1.0105e-08 | 9.167e-09 | 8.7305e-09 | 9984.8474 | 263.1074 | 9721.74 | 0 | 0 | 0 | 0 | 0 | 1.3587e-06 | 9.5557e-05 | 0 | 9.5557e-05 | 0.0001009 | 0 | 0.0001009 | 9.1531e-05 | 0 | 9.1531e-05 | 8.7172e-05 | 0 | 8.7172e-05
[79 empty] | WLDFR | HFTD - Distribution - Tier 3 - 4QU CoRE ¦ 4QU LoRE | Red Flag Warning - Destructive Fires | 2035 | 9.5702e-09 | 1.0105e-08 | 9.167e-09 | 8.7305e-09 | 9984.8474 | 263.1074 | 9721.74 | 0 | 0 | 0 | 0 | 0 | 1.3587e-06 | 9.5557e-05 | 0 | 9.5557e-05 | 0.0001009 | 0 | 0.0001009 | 9.1531e-05 | 0 | 9.1531e-05 | 8.7172e-05 | 0 | 8.7172e-05
[79 empty] | WLDFR | HFTD - Distribution - Tier 3 - 4QU CoRE ¦ 4QU LoRE | Red Flag Warning - Destructive Fires | 2036 | 9.5702e-09 | 1.0105e-08 | 9.167e-09 | 8.7305e-09 | 9984.8474 | 263.1074 | 9721.74 | 0 | 0 | 0 | 0 | 0 | 1.3587e-06 | 9.5557e-05 | 0 | 9.5557e-05 | 0.0001009 | 0 | 0.0001009 | 9.1531e-05 | 0 | 9.1531e-05 | 8.7172e-05 | 0 | 8.7172e-05
[79 empty] | WLDFR | HFTD - Distribution - Tier 3 - 4QU CoRE ¦ 4QU LoRE | Red Flag Warning - Destructive Fires | 2037 | 9.5702e-09 | 1.0105e-08 | 9.167e-09 | 8.7305e-09 | 9984.8474 | 263.1074 | 9721.74 | 0 | 0 | 0 | 0 | 0 | 1.3587e-06 | 9.5557e-05 | 0 | 9.5557e-05 | 0.0001009 | 0 | 0.0001009 | 9.1531e-05 | 0 | 9.1531e-05 | 8.7172e-05 | 0 | 8.7172e-05
[79 empty] | WLDFR | HFTD - Distribution - Tier 3 - 4QU CoRE ¦ 4QU LoRE | Red Flag Warning - Destructive Fires | 2038 | 9.5702e-09 | 1.0105e-08 | 9.167e-09 | 8.7305e-09 | 10472.8261 | 280.5544 | 10192.2718 | 0 | 0 | 0 | 0 | 0 | 1.3587e-06 | 0.00010023 | 0 | 0.00010023 | 0.00010583 | 0 | 0.00010583 | 9.6004e-05 | 0 | 9.6004e-05 | 9.1433e-05 | 0 | 9.1433e-05
[79 empty] | WLDFR | HFTD - Distribution - Tier 3 - 4QU CoRE ¦ 4QU LoRE | Red Flag Warning - Destructive Fires | 2039 | 9.5702e-09 | 1.0105e-08 | 9.167e-09 | 8.7305e-09 | 10472.8261 | 280.5544 | 10192.2718 | 0 | 0 | 0 | 0 | 0 | 1.3587e-06 | 0.00010023 | 0 | 0.00010023 | 0.00010583 | 0 | 0.00010583 | 9.6004e-05 | 0 | 9.6004e-05 | 9.1433e-05 | 0 | 9.1433e-05
[79 empty] | WLDFR | HFTD - Distribution - Tier 3 - 4QU CoRE ¦ 4QU LoRE | Red Flag Warning - Destructive Fires | 2040 | 9.5702e-09 | 1.0105e-08 | 9.167e-09 | 8.7305e-09 | 10472.8261 | 280.5544 | 10192.2718 | 0 | 0 | 0 | 0 | 0 | 1.3587e-06 | 0.00010023 | 0 | 0.00010023 | 0.00010583 | 0 | 0.00010583 | 9.6004e-05 | 0 | 9.6004e-05 | 9.1433e-05 | 0 | 9.1433e-05
[79 empty] | WLDFR | HFTD - Distribution - Tier 3 - 4QU CoRE ¦ 4QU LoRE | Red Flag Warning - Destructive Fires | 2041 | 9.5702e-09 | 1.0105e-08 | 9.167e-09 | 8.7305e-09 | 10472.8261 | 280.5544 | 10192.2718 | 0 | 0 | 0 | 0 | 0 | 1.3587e-06 | 0.00010023 | 0 | 0.00010023 | 0.00010583 | 0 | 0.00010583 | 9.6004e-05 | 0 | 9.6004e-05 | 9.1433e-05 | 0 | 9.1433e-05
[79 empty] | WLDFR | HFTD - Distribution - Tier 3 - 4QU CoRE ¦ 4QU LoRE | Red Flag Warning - Destructive Fires | 2042 | 9.5702e-09 | 1.0105e-08 | 9.167e-09 | 8.7305e-09 | 10472.8261 | 280.5544 | 10192.2718 | 0 | 0 | 0 | 0 | 0 | 1.3587e-06 | 0.00010023 | 0 | 0.00010023 | 0.00010583 | 0 | 0.00010583 | 9.6004e-05 | 0 | 9.6004e-05 | 9.1433e-05 | 0 | 9.1433e-05
[79 empty] | WLDFR | HFTD - Distribution - Tier 3 - 4QU CoRE ¦ 4QU LoRE | Red Flag Warning - Destructive Fires | 2043 | 9.5702e-09 | 1.0105e-08 | 9.167e-09 | 8.7305e-09 | 10992.1562 | 299.42 | 10692.7362 | 0 | 0 | 0 | 0 | 0 | 1.3587e-06 | 0.0001052 | 0 | 0.0001052 | 0.00011108 | 0 | 0.00011108 | 0.00010076 | 0 | 0.00010076 | 9.5967e-05 | 0 | 9.5967e-05
[79 empty] | WLDFR | HFTD - Distribution - Tier 3 - 4QU CoRE ¦ 4QU LoRE | Red Flag Warning - Destructive Fires | 2044 | 9.5702e-09 | 1.0105e-08 | 9.167e-09 | 8.7305e-09 | 10992.1562 | 299.42 | 10692.7362 | 0 | 0 | 0 | 0 | 0 | 1.3587e-06 | 0.0001052 | 0 | 0.0001052 | 0.00011108 | 0 | 0.00011108 | 0.00010076 | 0 | 0.00010076 | 9.5967e-05 | 0 | 9.5967e-05
[79 empty] | WLDFR | HFTD - Distribution - Tier 3 - 4QU CoRE ¦ 4QU LoRE | Red Flag Warning - Destructive Fires | 2045 | 9.5702e-09 | 1.0105e-08 | 9.167e-09 | 8.7305e-09 | 10992.1562 | 299.42 | 10692.7362 | 0 | 0 | 0 | 0 | 0 | 1.3587e-06 | 0.0001052 | 0 | 0.0001052 | 0.00011108 | 0 | 0.00011108 | 0.00010076 | 0 | 0.00010076 | 9.5967e-05 | 0 | 9.5967e-05
[79 empty] | WLDFR | HFTD - Distribution - Tier 3 - 4QU CoRE ¦ 4QU LoRE | Red Flag Warning - Destructive Fires | 2046 | 9.5702e-09 | 1.0105e-08 | 9.167e-09 | 8.7305e-09 | 10992.1562 | 299.42 | 10692.7362 | 0 | 0 | 0 | 0 | 0 | 1.3587e-06 | 0.0001052 | 0 | 0.0001052 | 0.00011108 | 0 | 0.00011108 | 0.00010076 | 0 | 0.00010076 | 9.5967e-05 | 0 | 9.5967e-05
[79 empty] | WLDFR | HFTD - Distribution - Tier 3 - 4QU CoRE ¦ 4QU LoRE | Red Flag Warning - Destructive Fires | 2047 | 9.5702e-09 | 1.0105e-08 | 9.167e-09 | 8.7305e-09 | 10992.1562 | 299.42 | 10692.7362 | 0 | 0 | 0 | 0 | 0 | 1.3587e-06 | 0.0001052 | 0 | 0.0001052 | 0.00011108 | 0 | 0.00011108 | 0.00010076 | 0 | 0.00010076 | 9.5967e-05 | 0 | 9.5967e-05
[79 empty] | WLDFR | HFTD - Distribution - Tier 3 - 4QU CoRE ¦ 4QU LoRE | Red Flag Warning - Destructive Fires | 2048 | 9.5702e-09 | 1.0105e-08 | 9.167e-09 | 8.7305e-09 | 11536.0538 | 319.4911 | 11216.5626 | 0 | 0 | 0 | 0 | 0 | 1.3587e-06 | 0.0001104 | 0 | 0.0001104 | 0.00011657 | 0 | 0.00011657 | 0.00010575 | 0 | 0.00010575 | 0.00010072 | 0 | 0.00010072
[79 empty] | WLDFR | HFTD - Distribution - Tier 3 - 4QU CoRE ¦ 4QU LoRE | Red Flag Warning - Destructive Fires | 2049 | 9.5702e-09 | 1.0105e-08 | 9.167e-09 | 8.7305e-09 | 11536.0538 | 319.4911 | 11216.5626 | 0 | 0 | 0 | 0 | 0 | 1.3587e-06 | 0.0001104 | 0 | 0.0001104 | 0.00011657 | 0 | 0.00011657 | 0.00010575 | 0 | 0.00010575 | 0.00010072 | 0 | 0.00010072
[79 empty] | WLDFR | HFTD - Distribution - Tier 3 - 4QU CoRE ¦ 4QU LoRE | Red Flag Warning - Destructive Fires | 2050 | 0 | 1.0105e-08 | 9.167e-09 | 8.7305e-09 | 11536.0538 | 319.4911 | 11216.5626 | 0 | 0 | 0 | 0 | 0 | 1.3587e-06 | 0 | 0 | 0 | 0.00011657 | 0 | 0.00011657 | 0.00010575 | 0 | 0.00010575 | 0.00010072 | 0 | 0.00010072
[79 empty] | WLDFR | HFTD - Distribution - Tier 3 - 4QU CoRE ¦ 4QU LoRE | Red Flag Warning - Destructive Fires | 2051 | 0 | 0 | 9.167e-09 | 8.7305e-09 | 11536.0538 | 319.4911 | 11216.5626 | 0 | 0 | 0 | 0 | 0 | 1.3587e-06 | 0 | 0 | 0 | 0 | 0 | 0 | 0.00010575 | 0 | 0.00010575 | 0.00010072 | 0 | 0.00010072
[79 empty] | WLDFR | HFTD - Distribution - Tier 3 - 4QU CoRE ¦ 4QU LoRE | Red Flag Warning - Destructive Fires | 2052 | 0 | 0 | 0 | 8.7305e-09 | 11536.0538 | 319.4911 | 11216.5626 | 0 | 0 | 0 | 0 | 0 | 1.3587e-06 | 0 | 0 | 0 | 0 | 0 | 0 | 0 | 0 | 0 | 0.00010072 | 0 | 0.00010072
[79 empty] | WLDFR | HFTD - Distribution - Tier 3 - 4QU CoRE ¦ 4QU LoRE | Red Flag Warning - Large Fires | 2020 | 1.9961e-07 | 0 | 0 | 0 | 5.2406 | 0.69642 | 2.942 | 1.6022 | 0 | 0 | 0 | 0 | 1.7814e-05 | 1.0461e-06 | 0 | 1.0461e-06 | 0 | 0 | 0 | 0 | 0 | 0 | 0 | 0 | 0
[79 empty] | WLDFR | HFTD - Distribution - Tier 3 - 4QU CoRE ¦ 4QU LoRE | Red Flag Warning - Large Fires | 2021 | 1.3744e-07 | 2.1077e-07 | 0 | 0 | 5.2406 | 0.69642 | 2.942 | 1.6022 | 0 | 0 | 0 | 0 | 1.7814e-05 | 7.2024e-07 | 0 | 7.2024e-07 | 1.1046e-06 | 0 | 1.1046e-06 | 0 | 0 | 0 | 0 | 0 | 0
[79 empty] | WLDFR | HFTD - Distribution - Tier 3 - 4QU CoRE ¦ 4QU LoRE | Red Flag Warning - Large Fires | 2022 | 1.3007e-07 | 1.3734e-07 | 1.8583e-07 | 0 | 5.2406 | 0.69642 | 2.942 | 1.6022 | 0 | 0 | 0 | 0 | 1.7672e-05 | 6.8165e-07 | 0 | 6.8165e-07 | 7.1976e-07 | 0 | 7.1976e-07 | 9.7384e-07 | 0 | 9.7384e-07 | 0 | 0 | 0
[79 empty] | WLDFR | HFTD - Distribution - Tier 3 - 4QU CoRE ¦ 4QU LoRE | Red Flag Warning - Large Fires | 2023 | 1.3007e-07 | 1.3734e-07 | 1.2459e-07 | 1.7698e-07 | 5.475 | 0.71896 | 3.0715 | 1.6846 | 0 | 0 | 0 | 0 | 1.7672e-05 | 7.1215e-07 | 0 | 7.1215e-07 | 7.5196e-07 | 0 | 7.5196e-07 | 6.8214e-07 | 0 | 6.8214e-07 | 9.6896e-07 | 0 | 9.6896e-07
[79 empty] | WLDFR | HFTD - Distribution - Tier 3 - 4QU CoRE ¦ 4QU LoRE | Red Flag Warning - Large Fires | 2024 | 1.3007e-07 | 1.3734e-07 | 1.2459e-07 | 1.1866e-07 | 5.475 | 0.71896 | 3.0715 | 1.6846 | 0 | 0 | 0 | 0 | 1.7672e-05 | 7.1215e-07 | 0 | 7.1215e-07 | 7.5196e-07 | 0 | 7.5196e-07 | 6.8214e-07 | 0 | 6.8214e-07 | 6.4966e-07 | 0 | 6.4966e-07
[79 empty] | WLDFR | HFTD - Distribution - Tier 3 - 4QU CoRE ¦ 4QU LoRE | Red Flag Warning - Large Fires | 2025 | 1.3007e-07 | 1.3734e-07 | 1.2459e-07 | 1.1866e-07 | 5.475 | 0.71896 | 3.0715 | 1.6846 | 0 | 0 | 0 | 0 | 1.7672e-05 | 7.1215e-07 | 0 | 7.1215e-07 | 7.5196e-07 | 0 | 7.5196e-07 | 6.8214e-07 | 0 | 6.8214e-07 | 6.4966e-07 | 0 | 6.4966e-07
[79 empty] | WLDFR | HFTD - Distribution - Tier 3 - 4QU CoRE ¦ 4QU LoRE | Red Flag Warning - Large Fires | 2026 | 1.3007e-07 | 1.3734e-07 | 1.2459e-07 | 1.1866e-07 | 5.475 | 0.71896 | 3.0715 | 1.6846 | 0 | 0 | 0 | 0 | 1.7672e-05 | 7.1215e-07 | 0 | 7.1215e-07 | 7.5196e-07 | 0 | 7.5196e-07 | 6.8214e-07 | 0 | 6.8214e-07 | 6.4966e-07 | 0 | 6.4966e-07
[79 empty] | WLDFR | HFTD - Distribution - Tier 3 - 4QU CoRE ¦ 4QU LoRE | Red Flag Warning - Large Fires | 2027 | 1.3007e-07 | 1.3734e-07 | 1.2459e-07 | 1.1866e-07 | 5.475 | 0.71896 | 3.0715 | 1.6846 | 0 | 0 | 0 | 0 | 1.7672e-05 | 7.1215e-07 | 0 | 7.1215e-07 | 7.5196e-07 | 0 | 7.5196e-07 | 6.8214e-07 | 0 | 6.8214e-07 | 6.4966e-07 | 0 | 6.4966e-07
[79 empty] | WLDFR | HFTD - Distribution - Tier 3 - 4QU CoRE ¦ 4QU LoRE | Red Flag Warning - Large Fires | 2028 | 1.3007e-07 | 1.3734e-07 | 1.2459e-07 | 1.1866e-07 | 5.777 | 0.74734 | 3.238 | 1.7917 | 0 | 0 | 0 | 0 | 1.7672e-05 | 7.5142e-07 | 0 | 7.5142e-07 | 7.9344e-07 | 0 | 7.9344e-07 | 7.1977e-07 | 0 | 7.1977e-07 | 6.8549e-07 | 0 | 6.8549e-07
[79 empty] | WLDFR | HFTD - Distribution - Tier 3 - 4QU CoRE ¦ 4QU LoRE | Red Flag Warning - Large Fires | 2029 | 1.3007e-07 | 1.3734e-07 | 1.2459e-07 | 1.1866e-07 | 5.777 | 0.74734 | 3.238 | 1.7917 | 0 | 0 | 0 | 0 | 1.7672e-05 | 7.5142e-07 | 0 | 7.5142e-07 | 7.9344e-07 | 0 | 7.9344e-07 | 7.1977e-07 | 0 | 7.1977e-07 | 6.8549e-07 | 0 | 6.8549e-07
[79 empty] | WLDFR | HFTD - Distribution - Tier 3 - 4QU CoRE ¦ 4QU LoRE | Red Flag Warning - Large Fires | 2030 | 1.3007e-07 | 1.3734e-07 | 1.2459e-07 | 1.1866e-07 | 5.777 | 0.74734 | 3.238 | 1.7917 | 0 | 0 | 0 | 0 | 1.7672e-05 | 7.5142e-07 | 0 | 7.5142e-07 | 7.9344e-07 | 0 | 7.9344e-07 | 7.1977e-07 | 0 | 7.1977e-07 | 6.8549e-07 | 0 | 6.8549e-07
[79 empty] | WLDFR | HFTD - Distribution - Tier 3 - 4QU CoRE ¦ 4QU LoRE | Red Flag Warning - Large Fires | 2031 | 1.3007e-07 | 1.3734e-07 | 1.2459e-07 | 1.1866e-07 | 5.777 | 0.74734 | 3.238 | 1.7917 | 0 | 0 | 0 | 0 | 1.7672e-05 | 7.5142e-07 | 0 | 7.5142e-07 | 7.9344e-07 | 0 | 7.9344e-07 | 7.1977e-07 | 0 | 7.1977e-07 | 6.8549e-07 | 0 | 6.8549e-07
[79 empty] | WLDFR | HFTD - Distribution - Tier 3 - 4QU CoRE ¦ 4QU LoRE | Red Flag Warning - Large Fires | 2032 | 1.3007e-07 | 1.3734e-07 | 1.2459e-07 | 1.1866e-07 | 5.777 | 0.74734 | 3.238 | 1.7917 | 0 | 0 | 0 | 0 | 1.7672e-05 | 7.5142e-07 | 0 | 7.5142e-07 | 7.9344e-07 | 0 | 7.9344e-07 | 7.1977e-07 | 0 | 7.1977e-07 | 6.8549e-07 | 0 | 6.8549e-07
[79 empty] | WLDFR | HFTD - Distribution - Tier 3 - 4QU CoRE ¦ 4QU LoRE | Red Flag Warning - Large Fires | 2033 | 1.3007e-07 | 1.3734e-07 | 1.2459e-07 | 1.1866e-07 | 6.1205 | 0.77885 | 3.4265 | 1.9151 | 0 | 0 | 0 | 0 | 1.7672e-05 | 7.961e-07 | 0 | 7.961e-07 | 8.4061e-07 | 0 | 8.4061e-07 | 7.6256e-07 | 0 | 7.6256e-07 | 7.2625e-07 | 0 | 7.2625e-07
[79 empty] | WLDFR | HFTD - Distribution - Tier 3 - 4QU CoRE ¦ 4QU LoRE | Red Flag Warning - Large Fires | 2034 | 1.3007e-07 | 1.3734e-07 | 1.2459e-07 | 1.1866e-07 | 6.1205 | 0.77885 | 3.4265 | 1.9151 | 0 | 0 | 0 | 0 | 1.7672e-05 | 7.961e-07 | 0 | 7.961e-07 | 8.4061e-07 | 0 | 8.4061e-07 | 7.6256e-07 | 0 | 7.6256e-07 | 7.2625e-07 | 0 | 7.2625e-07
[79 empty] | WLDFR | HFTD - Distribution - Tier 3 - 4QU CoRE ¦ 4QU LoRE | Red Flag Warning - Large Fires | 2035 | 1.3007e-07 | 1.3734e-07 | 1.2459e-07 | 1.1866e-07 | 6.1205 | 0.77885 | 3.4265 | 1.9151 | 0 | 0 | 0 | 0 | 1.7672e-05 | 7.961e-07 | 0 | 7.961e-07 | 8.4061e-07 | 0 | 8.4061e-07 | 7.6256e-07 | 0 | 7.6256e-07 | 7.2625e-07 | 0 | 7.2625e-07
[79 empty] | WLDFR | HFTD - Distribution - Tier 3 - 4QU CoRE ¦ 4QU LoRE | Red Flag Warning - Large Fires | 2036 | 1.3007e-07 | 1.3734e-07 | 1.2459e-07 | 1.1866e-07 | 6.1205 | 0.77885 | 3.4265 | 1.9151 | 0 | 0 | 0 | 0 | 1.7672e-05 | 7.961e-07 | 0 | 7.961e-07 | 8.4061e-07 | 0 | 8.4061e-07 | 7.6256e-07 | 0 | 7.6256e-07 | 7.2625e-07 | 0 | 7.2625e-07
[79 empty] | WLDFR | HFTD - Distribution - Tier 3 - 4QU CoRE ¦ 4QU LoRE | Red Flag Warning - Large Fires | 2037 | 1.3007e-07 | 1.3734e-07 | 1.2459e-07 | 1.1866e-07 | 6.1205 | 0.77885 | 3.4265 | 1.9151 | 0 | 0 | 0 | 0 | 1.7672e-05 | 7.961e-07 | 0 | 7.961e-07 | 8.4061e-07 | 0 | 8.4061e-07 | 7.6256e-07 | 0 | 7.6256e-07 | 7.2625e-07 | 0 | 7.2625e-07
[79 empty] | WLDFR | HFTD - Distribution - Tier 3 - 4QU CoRE ¦ 4QU LoRE | Red Flag Warning - Large Fires | 2038 | 1.3007e-07 | 1.3734e-07 | 1.2459e-07 | 1.1866e-07 | 6.5028 | 0.81304 | 3.6355 | 2.0543 | 0 | 0 | 0 | 0 | 1.7672e-05 | 8.4583e-07 | 0 | 8.4583e-07 | 8.9312e-07 | 0 | 8.9312e-07 | 8.1019e-07 | 0 | 8.1019e-07 | 7.7161e-07 | 0 | 7.7161e-07
[79 empty] | WLDFR | HFTD - Distribution - Tier 3 - 4QU CoRE ¦ 4QU LoRE | Red Flag Warning - Large Fires | 2039 | 1.3007e-07 | 1.3734e-07 | 1.2459e-07 | 1.1866e-07 | 6.5028 | 0.81304 | 3.6355 | 2.0543 | 0 | 0 | 0 | 0 | 1.7672e-05 | 8.4583e-07 | 0 | 8.4583e-07 | 8.9312e-07 | 0 | 8.9312e-07 | 8.1019e-07 | 0 | 8.1019e-07 | 7.7161e-07 | 0 | 7.7161e-07
[79 empty] | WLDFR | HFTD - Distribution - Tier 3 - 4QU CoRE ¦ 4QU LoRE | Red Flag Warning - Large Fires | 2040 | 1.3007e-07 | 1.3734e-07 | 1.2459e-07 | 1.1866e-07 | 6.5028 | 0.81304 | 3.6355 | 2.0543 | 0 | 0 | 0 | 0 | 1.7672e-05 | 8.4583e-07 | 0 | 8.4583e-07 | 8.9312e-07 | 0 | 8.9312e-07 | 8.1019e-07 | 0 | 8.1019e-07 | 7.7161e-07 | 0 | 7.7161e-07
[79 empty] | WLDFR | HFTD - Distribution - Tier 3 - 4QU CoRE ¦ 4QU LoRE | Red Flag Warning - Large Fires | 2041 | 1.3007e-07 | 1.3734e-07 | 1.2459e-07 | 1.1866e-07 | 6.5028 | 0.81304 | 3.6355 | 2.0543 | 0 | 0 | 0 | 0 | 1.7672e-05 | 8.4583e-07 | 0 | 8.4583e-07 | 8.9312e-07 | 0 | 8.9312e-07 | 8.1019e-07 | 0 | 8.1019e-07 | 7.7161e-07 | 0 | 7.7161e-07
[79 empty] | WLDFR | HFTD - Distribution - Tier 3 - 4QU CoRE ¦ 4QU LoRE | Red Flag Warning - Large Fires | 2042 | 1.3007e-07 | 1.3734e-07 | 1.2459e-07 | 1.1866e-07 | 6.5028 | 0.81304 | 3.6355 | 2.0543 | 0 | 0 | 0 | 0 | 1.7672e-05 | 8.4583e-07 | 0 | 8.4583e-07 | 8.9312e-07 | 0 | 8.9312e-07 | 8.1019e-07 | 0 | 8.1019e-07 | 7.7161e-07 | 0 | 7.7161e-07
[79 empty] | WLDFR | HFTD - Distribution - Tier 3 - 4QU CoRE ¦ 4QU LoRE | Red Flag Warning - Large Fires | 2043 | 1.3007e-07 | 1.3734e-07 | 1.2459e-07 | 1.1866e-07 | 6.9209 | 0.84944 | 3.8632 | 2.2083 | 0 | 0 | 0 | 0 | 1.7672e-05 | 9.0022e-07 | 0 | 9.0022e-07 | 9.5055e-07 | 0 | 9.5055e-07 | 8.6229e-07 | 0 | 8.6229e-07 | 8.2123e-07 | 0 | 8.2123e-07
[79 empty] | WLDFR | HFTD - Distribution - Tier 3 - 4QU CoRE ¦ 4QU LoRE | Red Flag Warning - Large Fires | 2044 | 1.3007e-07 | 1.3734e-07 | 1.2459e-07 | 1.1866e-07 | 6.9209 | 0.84944 | 3.8632 | 2.2083 | 0 | 0 | 0 | 0 | 1.7672e-05 | 9.0022e-07 | 0 | 9.0022e-07 | 9.5055e-07 | 0 | 9.5055e-07 | 8.6229e-07 | 0 | 8.6229e-07 | 8.2123e-07 | 0 | 8.2123e-07
[79 empty] | WLDFR | HFTD - Distribution - Tier 3 - 4QU CoRE ¦ 4QU LoRE | Red Flag Warning - Large Fires | 2045 | 1.3007e-07 | 1.3734e-07 | 1.2459e-07 | 1.1866e-07 | 6.9209 | 0.84944 | 3.8632 | 2.2083 | 0 | 0 | 0 | 0 | 1.7672e-05 | 9.0022e-07 | 0 | 9.0022e-07 | 9.5055e-07 | 0 | 9.5055e-07 | 8.6229e-07 | 0 | 8.6229e-07 | 8.2123e-07 | 0 | 8.2123e-07
[79 empty] | WLDFR | HFTD - Distribution - Tier 3 - 4QU CoRE ¦ 4QU LoRE | Red Flag Warning - Large Fires | 2046 | 1.3007e-07 | 1.3734e-07 | 1.2459e-07 | 1.1866e-07 | 6.9209 | 0.84944 | 3.8632 | 2.2083 | 0 | 0 | 0 | 0 | 1.7672e-05 | 9.0022e-07 | 0 | 9.0022e-07 | 9.5055e-07 | 0 | 9.5055e-07 | 8.6229e-07 | 0 | 8.6229e-07 | 8.2123e-07 | 0 | 8.2123e-07
[79 empty] | WLDFR | HFTD - Distribution - Tier 3 - 4QU CoRE ¦ 4QU LoRE | Red Flag Warning - Large Fires | 2047 | 1.3007e-07 | 1.3734e-07 | 1.2459e-07 | 1.1866e-07 | 6.9209 | 0.84944 | 3.8632 | 2.2083 | 0 | 0 | 0 | 0 | 1.7672e-05 | 9.0022e-07 | 0 | 9.0022e-07 | 9.5055e-07 | 0 | 9.5055e-07 | 8.6229e-07 | 0 | 8.6229e-07 | 8.2123e-07 | 0 | 8.2123e-07
[79 empty] | WLDFR | HFTD - Distribution - Tier 3 - 4QU CoRE ¦ 4QU LoRE | Red Flag Warning - Large Fires | 2048 | 1.3007e-07 | 1.3734e-07 | 1.2459e-07 | 1.1866e-07 | 7.3713 | 0.88759 | 4.1075 | 2.3763 | 0 | 0 | 0 | 0 | 1.7672e-05 | 9.588e-07 | 0 | 9.588e-07 | 1.0124e-06 | 0 | 1.0124e-06 | 9.1841e-07 | 0 | 9.1841e-07 | 8.7467e-07 | 0 | 8.7467e-07
[79 empty] | WLDFR | HFTD - Distribution - Tier 3 - 4QU CoRE ¦ 4QU LoRE | Red Flag Warning - Large Fires | 2049 | 1.3007e-07 | 1.3734e-07 | 1.2459e-07 | 1.1866e-07 | 7.3713 | 0.88759 | 4.1075 | 2.3763 | 0 | 0 | 0 | 0 | 1.7672e-05 | 9.588e-07 | 0 | 9.588e-07 | 1.0124e-06 | 0 | 1.0124e-06 | 9.1841e-07 | 0 | 9.1841e-07 | 8.7467e-07 | 0 | 8.7467e-07
[79 empty] | WLDFR | HFTD - Distribution - Tier 3 - 4QU CoRE ¦ 4QU LoRE | Red Flag Warning - Large Fires | 2050 | 0 | 1.3734e-07 | 1.2459e-07 | 1.1866e-07 | 7.3713 | 0.88759 | 4.1075 | 2.3763 | 0 | 0 | 0 | 0 | 1.7672e-05 | 0 | 0 | 0 | 1.0124e-06 | 0 | 1.0124e-06 | 9.1841e-07 | 0 | 9.1841e-07 | 8.7467e-07 | 0 | 8.7467e-07
[79 empty] | WLDFR | HFTD - Distribution - Tier 3 - 4QU CoRE ¦ 4QU LoRE | Red Flag Warning - Large Fires | 2051 | 0 | 0 | 1.2459e-07 | 1.1866e-07 | 7.3713 | 0.88759 | 4.1075 | 2.3763 | 0 | 0 | 0 | 0 | 1.7672e-05 | 0 | 0 | 0 | 0 | 0 | 0 | 9.1841e-07 | 0 | 9.1841e-07 | 8.7467e-07 | 0 | 8.7467e-07
[79 empty] | WLDFR | HFTD - Distribution - Tier 3 - 4QU CoRE ¦ 4QU LoRE | Red Flag Warning - Large Fires | 2052 | 0 | 0 | 0 | 1.1866e-07 | 7.3713 | 0.88759 | 4.1075 | 2.3763 | 0 | 0 | 0 | 0 | 1.7672e-05 | 0 | 0 | 0 | 0 | 0 | 0 | 0 | 0 | 0 | 8.7467e-07 | 0 | 8.7467e-07
[79 empty] | WLDFR | HFTD - Distribution - Tier 3 - 4QU CoRE ¦ 4QU LoRE | Red Flag Warning - Small Fires | 2020 | 7.2174e-06 | 0 | 0 | 0 | 0.077901 | 0.036425 | 0.0015809 | 0.039895 | 0 | 0 | 0 | 0 | 0.00050446 | 5.6224e-07 | 0 | 5.6224e-07 | 0 | 0 | 0 | 0 | 0 | 0 | 0 | 0 | 0
[79 empty] | WLDFR | HFTD - Distribution - Tier 3 - 4QU CoRE ¦ 4QU LoRE | Red Flag Warning - Small Fires | 2021 | 4.9693e-06 | 7.6209e-06 | 0 | 0 | 0.077901 | 0.036425 | 0.0015809 | 0.039895 | 0 | 0 | 0 | 0 | 0.00050446 | 3.8711e-07 | 0 | 3.8711e-07 | 5.9368e-07 | 0 | 5.9368e-07 | 0 | 0 | 0 | 0 | 0 | 0
[79 empty] | WLDFR | HFTD - Distribution - Tier 3 - 4QU CoRE ¦ 4QU LoRE | Red Flag Warning - Small Fires | 2022 | 4.6544e-06 | 4.9147e-06 | 6.6425e-06 | 0 | 0.077901 | 0.036425 | 0.0015809 | 0.039895 | 0 | 0 | 0 | 0 | 0.00048893 | 3.6258e-07 | 0 | 3.6258e-07 | 3.8286e-07 | 0 | 3.8286e-07 | 5.1745e-07 | 0 | 5.1745e-07 | 0 | 0 | 0
[79 empty] | WLDFR | HFTD - Distribution - Tier 3 - 4QU CoRE ¦ 4QU LoRE | Red Flag Warning - Small Fires | 2023 | 4.6544e-06 | 4.9147e-06 | 4.4583e-06 | 6.3262e-06 | 0.080408 | 0.03759 | 0.0016314 | 0.041187 | 0 | 0 | 0 | 0 | 0.00048893 | 3.7426e-07 | 0 | 3.7426e-07 | 3.9518e-07 | 0 | 3.9518e-07 | 3.5849e-07 | 0 | 3.5849e-07 | 5.0868e-07 | 0 | 5.0868e-07
[79 empty] | WLDFR | HFTD - Distribution - Tier 3 - 4QU CoRE ¦ 4QU LoRE | Red Flag Warning - Small Fires | 2024 | 4.6544e-06 | 4.9147e-06 | 4.4583e-06 | 4.246e-06 | 0.080408 | 0.03759 | 0.0016314 | 0.041187 | 0 | 0 | 0 | 0 | 0.00048893 | 3.7426e-07 | 0 | 3.7426e-07 | 3.9518e-07 | 0 | 3.9518e-07 | 3.5849e-07 | 0 | 3.5849e-07 | 3.4142e-07 | 0 | 3.4142e-07
[79 empty] | WLDFR | HFTD - Distribution - Tier 3 - 4QU CoRE ¦ 4QU LoRE | Red Flag Warning - Small Fires | 2025 | 4.6544e-06 | 4.9147e-06 | 4.4583e-06 | 4.246e-06 | 0.080408 | 0.03759 | 0.0016314 | 0.041187 | 0 | 0 | 0 | 0 | 0.00048893 | 3.7426e-07 | 0 | 3.7426e-07 | 3.9518e-07 | 0 | 3.9518e-07 | 3.5849e-07 | 0 | 3.5849e-07 | 3.4142e-07 | 0 | 3.4142e-07
[79 empty] | WLDFR | HFTD - Distribution - Tier 3 - 4QU CoRE ¦ 4QU LoRE | Red Flag Warning - Small Fires | 2026 | 4.6544e-06 | 4.9147e-06 | 4.4583e-06 | 4.246e-06 | 0.080408 | 0.03759 | 0.0016314 | 0.041187 | 0 | 0 | 0 | 0 | 0.00048893 | 3.7426e-07 | 0 | 3.7426e-07 | 3.9518e-07 | 0 | 3.9518e-07 | 3.5849e-07 | 0 | 3.5849e-07 | 3.4142e-07 | 0 | 3.4142e-07
[79 empty] | WLDFR | HFTD - Distribution - Tier 3 - 4QU CoRE ¦ 4QU LoRE | Red Flag Warning - Small Fires | 2027 | 4.6544e-06 | 4.9147e-06 | 4.4583e-06 | 4.246e-06 | 0.080408 | 0.03759 | 0.0016314 | 0.041187 | 0 | 0 | 0 | 0 | 0.00048893 | 3.7426e-07 | 0 | 3.7426e-07 | 3.9518e-07 | 0 | 3.9518e-07 | 3.5849e-07 | 0 | 3.5849e-07 | 3.4142e-07 | 0 | 3.4142e-07
[79 empty] | WLDFR | HFTD - Distribution - Tier 3 - 4QU CoRE ¦ 4QU LoRE | Red Flag Warning - Small Fires | 2028 | 4.6544e-06 | 4.9147e-06 | 4.4583e-06 | 4.246e-06 | 0.083606 | 0.039055 | 0.001695 | 0.042856 | 0 | 0 | 0 | 0 | 0.00048893 | 3.8914e-07 | 0 | 3.8914e-07 | 4.109e-07 | 0 | 4.109e-07 | 3.7275e-07 | 0 | 3.7275e-07 | 3.55e-07 | 0 | 3.55e-07
[79 empty] | WLDFR | HFTD - Distribution - Tier 3 - 4QU CoRE ¦ 4QU LoRE | Red Flag Warning - Small Fires | 2029 | 4.6544e-06 | 4.9147e-06 | 4.4583e-06 | 4.246e-06 | 0.083606 | 0.039055 | 0.001695 | 0.042856 | 0 | 0 | 0 | 0 | 0.00048893 | 3.8914e-07 | 0 | 3.8914e-07 | 4.109e-07 | 0 | 4.109e-07 | 3.7275e-07 | 0 | 3.7275e-07 | 3.55e-07 | 0 | 3.55e-07
[79 empty] | WLDFR | HFTD - Distribution - Tier 3 - 4QU CoRE ¦ 4QU LoRE | Red Flag Warning - Small Fires | 2030 | 4.6544e-06 | 4.9147e-06 | 4.4583e-06 | 4.246e-06 | 0.083606 | 0.039055 | 0.001695 | 0.042856 | 0 | 0 | 0 | 0 | 0.00048893 | 3.8914e-07 | 0 | 3.8914e-07 | 4.109e-07 | 0 | 4.109e-07 | 3.7275e-07 | 0 | 3.7275e-07 | 3.55e-07 | 0 | 3.55e-07
[79 empty] | WLDFR | HFTD - Distribution - Tier 3 - 4QU CoRE ¦ 4QU LoRE | Red Flag Warning - Small Fires | 2031 | 4.6544e-06 | 4.9147e-06 | 4.4583e-06 | 4.246e-06 | 0.083606 | 0.039055 | 0.001695 | 0.042856 | 0 | 0 | 0 | 0 | 0.00048893 | 3.8914e-07 | 0 | 3.8914e-07 | 4.109e-07 | 0 | 4.109e-07 | 3.7275e-07 | 0 | 3.7275e-07 | 3.55e-07 | 0 | 3.55e-07
[79 empty] | WLDFR | HFTD - Distribution - Tier 3 - 4QU CoRE ¦ 4QU LoRE | Red Flag Warning - Small Fires | 2032 | 4.6544e-06 | 4.9147e-06 | 4.4583e-06 | 4.246e-06 | 0.083606 | 0.039055 | 0.001695 | 0.042856 | 0 | 0 | 0 | 0 | 0.00048893 | 3.8914e-07 | 0 | 3.8914e-07 | 4.109e-07 | 0 | 4.109e-07 | 3.7275e-07 | 0 | 3.7275e-07 | 3.55e-07 | 0 | 3.55e-07
[79 empty] | WLDFR | HFTD - Distribution - Tier 3 - 4QU CoRE ¦ 4QU LoRE | Red Flag Warning - Small Fires | 2033 | 4.6544e-06 | 4.9147e-06 | 4.4583e-06 | 4.246e-06 | 0.087211 | 0.040679 | 0.0017655 | 0.044766 | 0 | 0 | 0 | 0 | 0.00048893 | 4.0592e-07 | 0 | 4.0592e-07 | 4.2861e-07 | 0 | 4.2861e-07 | 3.8882e-07 | 0 | 3.8882e-07 | 3.703e-07 | 0 | 3.703e-07
[79 empty] | WLDFR | HFTD - Distribution - Tier 3 - 4QU CoRE ¦ 4QU LoRE | Red Flag Warning - Small Fires | 2034 | 4.6544e-06 | 4.9147e-06 | 4.4583e-06 | 4.246e-06 | 0.087211 | 0.040679 | 0.0017655 | 0.044766 | 0 | 0 | 0 | 0 | 0.00048893 | 4.0592e-07 | 0 | 4.0592e-07 | 4.2861e-07 | 0 | 4.2861e-07 | 3.8882e-07 | 0 | 3.8882e-07 | 3.703e-07 | 0 | 3.703e-07
[79 empty] | WLDFR | HFTD - Distribution - Tier 3 - 4QU CoRE ¦ 4QU LoRE | Red Flag Warning - Small Fires | 2035 | 4.6544e-06 | 4.9147e-06 | 4.4583e-06 | 4.246e-06 | 0.087211 | 0.040679 | 0.0017655 | 0.044766 | 0 | 0 | 0 | 0 | 0.00048893 | 4.0592e-07 | 0 | 4.0592e-07 | 4.2861e-07 | 0 | 4.2861e-07 | 3.8882e-07 | 0 | 3.8882e-07 | 3.703e-07 | 0 | 3.703e-07
[79 empty] | WLDFR | HFTD - Distribution - Tier 3 - 4QU CoRE ¦ 4QU LoRE | Red Flag Warning - Small Fires | 2036 | 4.6544e-06 | 4.9147e-06 | 4.4583e-06 | 4.246e-06 | 0.087211 | 0.040679 | 0.0017655 | 0.044766 | 0 | 0 | 0 | 0 | 0.00048893 | 4.0592e-07 | 0 | 4.0592e-07 | 4.2861e-07 | 0 | 4.2861e-07 | 3.8882e-07 | 0 | 3.8882e-07 | 3.703e-07 | 0 | 3.703e-07
[79 empty] | WLDFR | HFTD - Distribution - Tier 3 - 4QU CoRE ¦ 4QU LoRE | Red Flag Warning - Small Fires | 2037 | 4.6544e-06 | 4.9147e-06 | 4.4583e-06 | 4.246e-06 | 0.087211 | 0.040679 | 0.0017655 | 0.044766 | 0 | 0 | 0 | 0 | 0.00048893 | 4.0592e-07 | 0 | 4.0592e-07 | 4.2861e-07 | 0 | 4.2861e-07 | 3.8882e-07 | 0 | 3.8882e-07 | 3.703e-07 | 0 | 3.703e-07
[79 empty] | WLDFR | HFTD - Distribution - Tier 3 - 4QU CoRE ¦ 4QU LoRE | Red Flag Warning - Small Fires | 2038 | 4.6544e-06 | 4.9147e-06 | 4.4583e-06 | 4.246e-06 | 0.091184 | 0.042438 | 0.0018418 | 0.046905 | 0 | 0 | 0 | 0 | 0.00048893 | 4.2441e-07 | 0 | 4.2441e-07 | 4.4814e-07 | 0 | 4.4814e-07 | 4.0653e-07 | 0 | 4.0653e-07 | 3.8717e-07 | 0 | 3.8717e-07
[79 empty] | WLDFR | HFTD - Distribution - Tier 3 - 4QU CoRE ¦ 4QU LoRE | Red Flag Warning - Small Fires | 2039 | 4.6544e-06 | 4.9147e-06 | 4.4583e-06 | 4.246e-06 | 0.091184 | 0.042438 | 0.0018418 | 0.046905 | 0 | 0 | 0 | 0 | 0.00048893 | 4.2441e-07 | 0 | 4.2441e-07 | 4.4814e-07 | 0 | 4.4814e-07 | 4.0653e-07 | 0 | 4.0653e-07 | 3.8717e-07 | 0 | 3.8717e-07
[79 empty] | WLDFR | HFTD - Distribution - Tier 3 - 4QU CoRE ¦ 4QU LoRE | Red Flag Warning - Small Fires | 2040 | 4.6544e-06 | 4.9147e-06 | 4.4583e-06 | 4.246e-06 | 0.091184 | 0.042438 | 0.0018418 | 0.046905 | 0 | 0 | 0 | 0 | 0.00048893 | 4.2441e-07 | 0 | 4.2441e-07 | 4.4814e-07 | 0 | 4.4814e-07 | 4.0653e-07 | 0 | 4.0653e-07 | 3.8717e-07 | 0 | 3.8717e-07
[79 empty] | WLDFR | HFTD - Distribution - Tier 3 - 4QU CoRE ¦ 4QU LoRE | Red Flag Warning - Small Fires | 2041 | 4.6544e-06 | 4.9147e-06 | 4.4583e-06 | 4.246e-06 | 0.091184 | 0.042438 | 0.0018418 | 0.046905 | 0 | 0 | 0 | 0 | 0.00048893 | 4.2441e-07 | 0 | 4.2441e-07 | 4.4814e-07 | 0 | 4.4814e-07 | 4.0653e-07 | 0 | 4.0653e-07 | 3.8717e-07 | 0 | 3.8717e-07
[79 empty] | WLDFR | HFTD - Distribution - Tier 3 - 4QU CoRE ¦ 4QU LoRE | Red Flag Warning - Small Fires | 2042 | 4.6544e-06 | 4.9147e-06 | 4.4583e-06 | 4.246e-06 | 0.091184 | 0.042438 | 0.0018418 | 0.046905 | 0 | 0 | 0 | 0 | 0.00048893 | 4.2441e-07 | 0 | 4.2441e-07 | 4.4814e-07 | 0 | 4.4814e-07 | 4.0653e-07 | 0 | 4.0653e-07 | 3.8717e-07 | 0 | 3.8717e-07
[79 empty] | WLDFR | HFTD - Distribution - Tier 3 - 4QU CoRE ¦ 4QU LoRE | Red Flag Warning - Small Fires | 2043 | 4.6544e-06 | 4.9147e-06 | 4.4583e-06 | 4.246e-06 | 0.095486 | 0.044306 | 0.0019228 | 0.049257 | 0 | 0 | 0 | 0 | 0.00048893 | 4.4443e-07 | 0 | 4.4443e-07 | 4.6928e-07 | 0 | 4.6928e-07 | 4.2571e-07 | 0 | 4.2571e-07 | 4.0544e-07 | 0 | 4.0544e-07
[79 empty] | WLDFR | HFTD - Distribution - Tier 3 - 4QU CoRE ¦ 4QU LoRE | Red Flag Warning - Small Fires | 2044 | 4.6544e-06 | 4.9147e-06 | 4.4583e-06 | 4.246e-06 | 0.095486 | 0.044306 | 0.0019228 | 0.049257 | 0 | 0 | 0 | 0 | 0.00048893 | 4.4443e-07 | 0 | 4.4443e-07 | 4.6928e-07 | 0 | 4.6928e-07 | 4.2571e-07 | 0 | 4.2571e-07 | 4.0544e-07 | 0 | 4.0544e-07
[79 empty] | WLDFR | HFTD - Distribution - Tier 3 - 4QU CoRE ¦ 4QU LoRE | Red Flag Warning - Small Fires | 2045 | 4.6544e-06 | 4.9147e-06 | 4.4583e-06 | 4.246e-06 | 0.095486 | 0.044306 | 0.0019228 | 0.049257 | 0 | 0 | 0 | 0 | 0.00048893 | 4.4443e-07 | 0 | 4.4443e-07 | 4.6928e-07 | 0 | 4.6928e-07 | 4.2571e-07 | 0 | 4.2571e-07 | 4.0544e-07 | 0 | 4.0544e-07
[79 empty] | WLDFR | HFTD - Distribution - Tier 3 - 4QU CoRE ¦ 4QU LoRE | Red Flag Warning - Small Fires | 2046 | 4.6544e-06 | 4.9147e-06 | 4.4583e-06 | 4.246e-06 | 0.095486 | 0.044306 | 0.0019228 | 0.049257 | 0 | 0 | 0 | 0 | 0.00048893 | 4.4443e-07 | 0 | 4.4443e-07 | 4.6928e-07 | 0 | 4.6928e-07 | 4.2571e-07 | 0 | 4.2571e-07 | 4.0544e-07 | 0 | 4.0544e-07
[79 empty] | WLDFR | HFTD - Distribution - Tier 3 - 4QU CoRE ¦ 4QU LoRE | Red Flag Warning - Small Fires | 2047 | 4.6544e-06 | 4.9147e-06 | 4.4583e-06 | 4.246e-06 | 0.095486 | 0.044306 | 0.0019228 | 0.049257 | 0 | 0 | 0 | 0 | 0.00048893 | 4.4443e-07 | 0 | 4.4443e-07 | 4.6928e-07 | 0 | 4.6928e-07 | 4.2571e-07 | 0 | 4.2571e-07 | 4.0544e-07 | 0 | 4.0544e-07
[79 empty] | WLDFR | HFTD - Distribution - Tier 3 - 4QU CoRE ¦ 4QU LoRE | Red Flag Warning - Small Fires | 2048 | 4.6544e-06 | 4.9147e-06 | 4.4583e-06 | 4.246e-06 | 0.10007 | 0.04626 | 0.0020076 | 0.051804 | 0 | 0 | 0 | 0 | 0.00048893 | 4.6578e-07 | 0 | 4.6578e-07 | 4.9182e-07 | 0 | 4.9182e-07 | 4.4615e-07 | 0 | 4.4615e-07 | 4.2491e-07 | 0 | 4.2491e-07
[79 empty] | WLDFR | HFTD - Distribution - Tier 3 - 4QU CoRE ¦ 4QU LoRE | Red Flag Warning - Small Fires | 2049 | 4.6544e-06 | 4.9147e-06 | 4.4583e-06 | 4.246e-06 | 0.10007 | 0.04626 | 0.0020076 | 0.051804 | 0 | 0 | 0 | 0 | 0.00048893 | 4.6578e-07 | 0 | 4.6578e-07 | 4.9182e-07 | 0 | 4.9182e-07 | 4.4615e-07 | 0 | 4.4615e-07 | 4.2491e-07 | 0 | 4.2491e-07
[79 empty] | WLDFR | HFTD - Distribution - Tier 3 - 4QU CoRE ¦ 4QU LoRE | Red Flag Warning - Small Fires | 2050 | 0 | 4.9147e-06 | 4.4583e-06 | 4.246e-06 | 0.10007 | 0.04626 | 0.0020076 | 0.051804 | 0 | 0 | 0 | 0 | 0.00048893 | 0 | 0 | 0 | 4.9182e-07 | 0 | 4.9182e-07 | 4.4615e-07 | 0 | 4.4615e-07 | 4.2491e-07 | 0 | 4.2491e-07
[79 empty] | WLDFR | HFTD - Distribution - Tier 3 - 4QU CoRE ¦ 4QU LoRE | Red Flag Warning - Small Fires | 2051 | 0 | 0 | 4.4583e-06 | 4.246e-06 | 0.10007 | 0.04626 | 0.0020076 | 0.051804 | 0 | 0 | 0 | 0 | 0.00048893 | 0 | 0 | 0 | 0 | 0 | 0 | 4.4615e-07 | 0 | 4.4615e-07 | 4.2491e-07 | 0 | 4.2491e-07
[79 empty] | WLDFR | HFTD - Distribution - Tier 3 - 4QU CoRE ¦ 4QU LoRE | Red Flag Warning - Small Fires | 2052 | 0 | 0 | 0 | 4.246e-06 | 0.10007 | 0.04626 | 0.0020076 | 0.051804 | 0 | 0 | 0 | 0 | 0.00048893 | 0 | 0 | 0 | 0 | 0 | 0 | 0 | 0 | 0 | 4.2491e-07 | 0 | 4.2491e-07
[79 empty] | WLDFR | HFTD - Distribution - Tier 3 - 4QU CoRE ¦ 4QU LoRE | Seismic - Non-Red Flag Warning - Catastrophic Fires | 2020 | 1.7175e-12 | 0 | 0 | 0 | 21083.8428 | 409.2237 | 13469.0878 | 7205.5313 | 0 | 0 | 0 | 0 | 2.8378e-10 | 3.6212e-08 | 0 | 3.6212e-08 | 0 | 0 | 0 | 0 | 0 | 0 | 0 | 0 | 0
[79 empty] | WLDFR | HFTD - Distribution - Tier 3 - 4QU CoRE ¦ 4QU LoRE | Seismic - Non-Red Flag Warning - Catastrophic Fires | 2021 | 0 | 1.8135e-12 | 0 | 0 | 21083.8428 | 409.2237 | 13469.0878 | 7205.5313 | 0 | 0 | 0 | 0 | 2.8378e-10 | 0 | 0 | 0 | 3.8236e-08 | 0 | 3.8236e-08 | 0 | 0 | 0 | 0 | 0 | 0
[79 empty] | WLDFR | HFTD - Distribution - Tier 3 - 4QU CoRE ¦ 4QU LoRE | Seismic - Non-Red Flag Warning - Catastrophic Fires | 2022 | 0 | 0 | 1.8678e-12 | 0 | 21083.8428 | 409.2237 | 13469.0878 | 7205.5313 | 0 | 0 | 0 | 0 | 3.0666e-10 | 0 | 0 | 0 | 0 | 0 | 0 | 3.9381e-08 | 0 | 3.9381e-08 | 0 | 0 | 0
[79 empty] | WLDFR | HFTD - Distribution - Tier 3 - 4QU CoRE ¦ 4QU LoRE | Seismic - Non-Red Flag Warning - Catastrophic Fires | 2023 | 0 | 0 | 0 | 1.7789e-12 | 21835.9781 | 428.6023 | 13939.561 | 7467.8148 | 0 | 0 | 0 | 0 | 3.0666e-10 | 0 | 0 | 0 | 0 | 0 | 0 | 0 | 0 | 0 | 3.8844e-08 | 0 | 3.8844e-08
[79 empty] | WLDFR | HFTD - Distribution - Tier 3 - 4QU CoRE ¦ 4QU LoRE | Seismic - Red Flag Warning - Catastrophic Fires | 2020 | 7.4058e-11 | 0 | 0 | 0 | 21083.8428 | 409.2237 | 13469.0878 | 7205.5313 | 0 | 0 | 0 | 0 | 1.2236e-08 | 1.5614e-06 | 0 | 1.5614e-06 | 0 | 0 | 0 | 0 | 0 | 0 | 0 | 0 | 0
[79 empty] | WLDFR | HFTD - Distribution - Tier 3 - 4QU CoRE ¦ 4QU LoRE | Seismic - Red Flag Warning - Catastrophic Fires | 2021 | 0 | 7.8199e-11 | 0 | 0 | 21083.8428 | 409.2237 | 13469.0878 | 7205.5313 | 0 | 0 | 0 | 0 | 1.2236e-08 | 0 | 0 | 0 | 1.6487e-06 | 0 | 1.6487e-06 | 0 | 0 | 0 | 0 | 0 | 0
[79 empty] | WLDFR | HFTD - Distribution - Tier 3 - 4QU CoRE ¦ 4QU LoRE | Seismic - Red Flag Warning - Catastrophic Fires | 2022 | 0 | 0 | 8.054e-11 | 0 | 21083.8428 | 409.2237 | 13469.0878 | 7205.5313 | 0 | 0 | 0 | 0 | 1.3223e-08 | 0 | 0 | 0 | 0 | 0 | 0 | 1.6981e-06 | 0 | 1.6981e-06 | 0 | 0 | 0
[79 empty] | WLDFR | HFTD - Distribution - Tier 3 - 4QU CoRE ¦ 4QU LoRE | Seismic - Red Flag Warning - Catastrophic Fires | 2023 | 0 | 0 | 0 | 7.6705e-11 | 21835.9781 | 428.6023 | 13939.561 | 7467.8148 | 0 | 0 | 0 | 0 | 1.3223e-08 | 0 | 0 | 0 | 0 | 0 | 0 | 0 | 0 | 0 | 1.6749e-06 | 0 | 1.6749e-06
[79 empty] | WLDFR | HFTD - Distribution - Tier 3 - 4QU CoRE ¦ 5QU LoRE | Non-Red Flag Warning - Catastrophic Fires | 2020 | 9.3033e-10 | 0 | 0 | 0 | 14146.1306 | 222.2294 | 8585.7228 | 5338.1784 | 0 | 0 | 0 | 0 | 2.0321e-07 | 1.3161e-05 | 0 | 1.3161e-05 | 0 | 0 | 0 | 0 | 0 | 0 | 0 | 0 | 0
[79 empty] | WLDFR | HFTD - Distribution - Tier 3 - 4QU CoRE ¦ 5QU LoRE | Non-Red Flag Warning - Catastrophic Fires | 2021 | 5.2037e-10 | 9.8234e-10 | 0 | 0 | 14146.1306 | 222.2294 | 8585.7228 | 5338.1784 | 0 | 0 | 0 | 0 | 2.0321e-07 | 7.3612e-06 | 0 | 7.3612e-06 | 1.3896e-05 | 0 | 1.3896e-05 | 0 | 0 | 0 | 0 | 0 | 0
[79 empty] | WLDFR | HFTD - Distribution - Tier 3 - 4QU CoRE ¦ 5QU LoRE | Non-Red Flag Warning - Catastrophic Fires | 2022 | 4.2318e-10 | 4.4684e-10 | 8.4865e-10 | 0 | 14146.1306 | 222.2294 | 8585.7228 | 5338.1784 | 0 | 0 | 0 | 0 | 1.7821e-07 | 5.9863e-06 | 0 | 5.9863e-06 | 6.321e-06 | 0 | 6.321e-06 | 1.2005e-05 | 0 | 1.2005e-05 | 0 | 0 | 0
[79 empty] | WLDFR | HFTD - Distribution - Tier 3 - 4QU CoRE ¦ 5QU LoRE | Non-Red Flag Warning - Catastrophic Fires | 2023 | 4.2318e-10 | 4.4684e-10 | 4.7353e-10 | 8.0823e-10 | 14664.6376 | 233.2301 | 8896.516 | 5534.8915 | 0 | 0 | 0 | 0 | 1.7821e-07 | 6.2057e-06 | 0 | 6.2057e-06 | 6.5527e-06 | 0 | 6.5527e-06 | 6.9441e-06 | 0 | 6.9441e-06 | 1.1852e-05 | 0 | 1.1852e-05
[79 empty] | WLDFR | HFTD - Distribution - Tier 3 - 4QU CoRE ¦ 5QU LoRE | Non-Red Flag Warning - Catastrophic Fires | 2024 | 4.2318e-10 | 4.4684e-10 | 4.7353e-10 | 4.5098e-10 | 14664.6376 | 233.2301 | 8896.516 | 5534.8915 | 0 | 0 | 0 | 0 | 1.7821e-07 | 6.2057e-06 | 0 | 6.2057e-06 | 6.5527e-06 | 0 | 6.5527e-06 | 6.9441e-06 | 0 | 6.9441e-06 | 6.6134e-06 | 0 | 6.6134e-06
[79 empty] | WLDFR | HFTD - Distribution - Tier 3 - 4QU CoRE ¦ 5QU LoRE | Non-Red Flag Warning - Catastrophic Fires | 2025 | 4.2318e-10 | 4.4684e-10 | 4.7353e-10 | 4.5098e-10 | 14664.6376 | 233.2301 | 8896.516 | 5534.8915 | 0 | 0 | 0 | 0 | 1.7821e-07 | 6.2057e-06 | 0 | 6.2057e-06 | 6.5527e-06 | 0 | 6.5527e-06 | 6.9441e-06 | 0 | 6.9441e-06 | 6.6134e-06 | 0 | 6.6134e-06
[79 empty] | WLDFR | HFTD - Distribution - Tier 3 - 4QU CoRE ¦ 5QU LoRE | Non-Red Flag Warning - Catastrophic Fires | 2026 | 4.2318e-10 | 4.4684e-10 | 4.7353e-10 | 4.5098e-10 | 14664.6376 | 233.2301 | 8896.516 | 5534.8915 | 0 | 0 | 0 | 0 | 1.7821e-07 | 6.2057e-06 | 0 | 6.2057e-06 | 6.5527e-06 | 0 | 6.5527e-06 | 6.9441e-06 | 0 | 6.9441e-06 | 6.6134e-06 | 0 | 6.6134e-06
[79 empty] | WLDFR | HFTD - Distribution - Tier 3 - 4QU CoRE ¦ 5QU LoRE | Non-Red Flag Warning - Catastrophic Fires | 2027 | 4.2318e-10 | 4.4684e-10 | 4.7353e-10 | 4.5098e-10 | 14664.6376 | 233.2301 | 8896.516 | 5534.8915 | 0 | 0 | 0 | 0 | 1.7821e-07 | 6.2057e-06 | 0 | 6.2057e-06 | 6.5527e-06 | 0 | 6.5527e-06 | 6.9441e-06 | 0 | 6.9441e-06 | 6.6134e-06 | 0 | 6.6134e-06
[79 empty] | WLDFR | HFTD - Distribution - Tier 3 - 4QU CoRE ¦ 5QU LoRE | Non-Red Flag Warning - Catastrophic Fires | 2028 | 4.2318e-10 | 4.4684e-10 | 4.7353e-10 | 4.5098e-10 | 15317.9909 | 247.273 | 9287.6491 | 5783.0689 | 0 | 0 | 0 | 0 | 1.7821e-07 | 6.4822e-06 | 0 | 6.4822e-06 | 6.8446e-06 | 0 | 6.8446e-06 | 7.2535e-06 | 0 | 7.2535e-06 | 6.9081e-06 | 0 | 6.9081e-06
[79 empty] | WLDFR | HFTD - Distribution - Tier 3 - 4QU CoRE ¦ 5QU LoRE | Non-Red Flag Warning - Catastrophic Fires | 2029 | 4.2318e-10 | 4.4684e-10 | 4.7353e-10 | 4.5098e-10 | 15317.9909 | 247.273 | 9287.6491 | 5783.0689 | 0 | 0 | 0 | 0 | 1.7821e-07 | 6.4822e-06 | 0 | 6.4822e-06 | 6.8446e-06 | 0 | 6.8446e-06 | 7.2535e-06 | 0 | 7.2535e-06 | 6.9081e-06 | 0 | 6.9081e-06
[79 empty] | WLDFR | HFTD - Distribution - Tier 3 - 4QU CoRE ¦ 5QU LoRE | Non-Red Flag Warning - Catastrophic Fires | 2030 | 4.2318e-10 | 4.4684e-10 | 4.7353e-10 | 4.5098e-10 | 15317.9909 | 247.273 | 9287.6491 | 5783.0689 | 0 | 0 | 0 | 0 | 1.7821e-07 | 6.4822e-06 | 0 | 6.4822e-06 | 6.8446e-06 | 0 | 6.8446e-06 | 7.2535e-06 | 0 | 7.2535e-06 | 6.9081e-06 | 0 | 6.9081e-06
[79 empty] | WLDFR | HFTD - Distribution - Tier 3 - 4QU CoRE ¦ 5QU LoRE | Non-Red Flag Warning - Catastrophic Fires | 2031 | 4.2318e-10 | 4.4684e-10 | 4.7353e-10 | 4.5098e-10 | 15317.9909 | 247.273 | 9287.6491 | 5783.0689 | 0 | 0 | 0 | 0 | 1.7821e-07 | 6.4822e-06 | 0 | 6.4822e-06 | 6.8446e-06 | 0 | 6.8446e-06 | 7.2535e-06 | 0 | 7.2535e-06 | 6.9081e-06 | 0 | 6.9081e-06
[79 empty] | WLDFR | HFTD - Distribution - Tier 3 - 4QU CoRE ¦ 5QU LoRE | Non-Red Flag Warning - Catastrophic Fires | 2032 | 4.2318e-10 | 4.4684e-10 | 4.7353e-10 | 4.5098e-10 | 15317.9909 | 247.273 | 9287.6491 | 5783.0689 | 0 | 0 | 0 | 0 | 1.7821e-07 | 6.4822e-06 | 0 | 6.4822e-06 | 6.8446e-06 | 0 | 6.8446e-06 | 7.2535e-06 | 0 | 7.2535e-06 | 6.9081e-06 | 0 | 6.9081e-06
[79 empty] | WLDFR | HFTD - Distribution - Tier 3 - 4QU CoRE ¦ 5QU LoRE | Non-Red Flag Warning - Catastrophic Fires | 2033 | 4.2318e-10 | 4.4684e-10 | 4.7353e-10 | 4.5098e-10 | 16044.1264 | 263.1074 | 9721.74 | 6059.2791 | 0 | 0 | 0 | 0 | 1.7821e-07 | 6.7895e-06 | 0 | 6.7895e-06 | 7.1691e-06 | 0 | 7.1691e-06 | 7.5973e-06 | 0 | 7.5973e-06 | 7.2355e-06 | 0 | 7.2355e-06
[79 empty] | WLDFR | HFTD - Distribution - Tier 3 - 4QU CoRE ¦ 5QU LoRE | Non-Red Flag Warning - Catastrophic Fires | 2034 | 4.2318e-10 | 4.4684e-10 | 4.7353e-10 | 4.5098e-10 | 16044.1264 | 263.1074 | 9721.74 | 6059.2791 | 0 | 0 | 0 | 0 | 1.7821e-07 | 6.7895e-06 | 0 | 6.7895e-06 | 7.1691e-06 | 0 | 7.1691e-06 | 7.5973e-06 | 0 | 7.5973e-06 | 7.2355e-06 | 0 | 7.2355e-06
[79 empty] | WLDFR | HFTD - Distribution - Tier 3 - 4QU CoRE ¦ 5QU LoRE | Non-Red Flag Warning - Catastrophic Fires | 2035 | 4.2318e-10 | 4.4684e-10 | 4.7353e-10 | 4.5098e-10 | 16044.1264 | 263.1074 | 9721.74 | 6059.2791 | 0 | 0 | 0 | 0 | 1.7821e-07 | 6.7895e-06 | 0 | 6.7895e-06 | 7.1691e-06 | 0 | 7.1691e-06 | 7.5973e-06 | 0 | 7.5973e-06 | 7.2355e-06 | 0 | 7.2355e-06
[79 empty] | WLDFR | HFTD - Distribution - Tier 3 - 4QU CoRE ¦ 5QU LoRE | Non-Red Flag Warning - Catastrophic Fires | 2036 | 4.2318e-10 | 4.4684e-10 | 4.7353e-10 | 4.5098e-10 | 16044.1264 | 263.1074 | 9721.74 | 6059.2791 | 0 | 0 | 0 | 0 | 1.7821e-07 | 6.7895e-06 | 0 | 6.7895e-06 | 7.1691e-06 | 0 | 7.1691e-06 | 7.5973e-06 | 0 | 7.5973e-06 | 7.2355e-06 | 0 | 7.2355e-06
[79 empty] | WLDFR | HFTD - Distribution - Tier 3 - 4QU CoRE ¦ 5QU LoRE | Non-Red Flag Warning - Catastrophic Fires | 2037 | 4.2318e-10 | 4.4684e-10 | 4.7353e-10 | 4.5098e-10 | 16044.1264 | 263.1074 | 9721.74 | 6059.2791 | 0 | 0 | 0 | 0 | 1.7821e-07 | 6.7895e-06 | 0 | 6.7895e-06 | 7.1691e-06 | 0 | 7.1691e-06 | 7.5973e-06 | 0 | 7.5973e-06 | 7.2355e-06 | 0 | 7.2355e-06
[79 empty] | WLDFR | HFTD - Distribution - Tier 3 - 4QU CoRE ¦ 5QU LoRE | Non-Red Flag Warning - Catastrophic Fires | 2038 | 4.2318e-10 | 4.4684e-10 | 4.7353e-10 | 4.5098e-10 | 16832.3912 | 280.5544 | 10192.2718 | 6359.5651 | 0 | 0 | 0 | 0 | 1.7821e-07 | 7.1231e-06 | 0 | 7.1231e-06 | 7.5213e-06 | 0 | 7.5213e-06 | 7.9706e-06 | 0 | 7.9706e-06 | 7.591e-06 | 0 | 7.591e-06
[79 empty] | WLDFR | HFTD - Distribution - Tier 3 - 4QU CoRE ¦ 5QU LoRE | Non-Red Flag Warning - Catastrophic Fires | 2039 | 4.2318e-10 | 4.4684e-10 | 4.7353e-10 | 4.5098e-10 | 16832.3912 | 280.5544 | 10192.2718 | 6359.5651 | 0 | 0 | 0 | 0 | 1.7821e-07 | 7.1231e-06 | 0 | 7.1231e-06 | 7.5213e-06 | 0 | 7.5213e-06 | 7.9706e-06 | 0 | 7.9706e-06 | 7.591e-06 | 0 | 7.591e-06
[79 empty] | WLDFR | HFTD - Distribution - Tier 3 - 4QU CoRE ¦ 5QU LoRE | Non-Red Flag Warning - Catastrophic Fires | 2040 | 4.2318e-10 | 4.4684e-10 | 4.7353e-10 | 4.5098e-10 | 16832.3912 | 280.5544 | 10192.2718 | 6359.5651 | 0 | 0 | 0 | 0 | 1.7821e-07 | 7.1231e-06 | 0 | 7.1231e-06 | 7.5213e-06 | 0 | 7.5213e-06 | 7.9706e-06 | 0 | 7.9706e-06 | 7.591e-06 | 0 | 7.591e-06
[79 empty] | WLDFR | HFTD - Distribution - Tier 3 - 4QU CoRE ¦ 5QU LoRE | Non-Red Flag Warning - Catastrophic Fires | 2041 | 4.2318e-10 | 4.4684e-10 | 4.7353e-10 | 4.5098e-10 | 16832.3912 | 280.5544 | 10192.2718 | 6359.5651 | 0 | 0 | 0 | 0 | 1.7821e-07 | 7.1231e-06 | 0 | 7.1231e-06 | 7.5213e-06 | 0 | 7.5213e-06 | 7.9706e-06 | 0 | 7.9706e-06 | 7.591e-06 | 0 | 7.591e-06
[79 empty] | WLDFR | HFTD - Distribution - Tier 3 - 4QU CoRE ¦ 5QU LoRE | Non-Red Flag Warning - Catastrophic Fires | 2042 | 4.2318e-10 | 4.4684e-10 | 4.7353e-10 | 4.5098e-10 | 16832.3912 | 280.5544 | 10192.2718 | 6359.5651 | 0 | 0 | 0 | 0 | 1.7821e-07 | 7.1231e-06 | 0 | 7.1231e-06 | 7.5213e-06 | 0 | 7.5213e-06 | 7.9706e-06 | 0 | 7.9706e-06 | 7.591e-06 | 0 | 7.591e-06
[79 empty] | WLDFR | HFTD - Distribution - Tier 3 - 4QU CoRE ¦ 5QU LoRE | Non-Red Flag Warning - Catastrophic Fires | 2043 | 4.2318e-10 | 4.4684e-10 | 4.7353e-10 | 4.5098e-10 | 17672.0852 | 299.42 | 10692.7362 | 6679.929 | 0 | 0 | 0 | 0 | 1.7821e-07 | 7.4784e-06 | 0 | 7.4784e-06 | 7.8965e-06 | 0 | 7.8965e-06 | 8.3682e-06 | 0 | 8.3682e-06 | 7.9697e-06 | 0 | 7.9697e-06
[79 empty] | WLDFR | HFTD - Distribution - Tier 3 - 4QU CoRE ¦ 5QU LoRE | Non-Red Flag Warning - Catastrophic Fires | 2044 | 4.2318e-10 | 4.4684e-10 | 4.7353e-10 | 4.5098e-10 | 17672.0852 | 299.42 | 10692.7362 | 6679.929 | 0 | 0 | 0 | 0 | 1.7821e-07 | 7.4784e-06 | 0 | 7.4784e-06 | 7.8965e-06 | 0 | 7.8965e-06 | 8.3682e-06 | 0 | 8.3682e-06 | 7.9697e-06 | 0 | 7.9697e-06
[79 empty] | WLDFR | HFTD - Distribution - Tier 3 - 4QU CoRE ¦ 5QU LoRE | Non-Red Flag Warning - Catastrophic Fires | 2045 | 4.2318e-10 | 4.4684e-10 | 4.7353e-10 | 4.5098e-10 | 17672.0852 | 299.42 | 10692.7362 | 6679.929 | 0 | 0 | 0 | 0 | 1.7821e-07 | 7.4784e-06 | 0 | 7.4784e-06 | 7.8965e-06 | 0 | 7.8965e-06 | 8.3682e-06 | 0 | 8.3682e-06 | 7.9697e-06 | 0 | 7.9697e-06
[79 empty] | WLDFR | HFTD - Distribution - Tier 3 - 4QU CoRE ¦ 5QU LoRE | Non-Red Flag Warning - Catastrophic Fires | 2046 | 4.2318e-10 | 4.4684e-10 | 4.7353e-10 | 4.5098e-10 | 17672.0852 | 299.42 | 10692.7362 | 6679.929 | 0 | 0 | 0 | 0 | 1.7821e-07 | 7.4784e-06 | 0 | 7.4784e-06 | 7.8965e-06 | 0 | 7.8965e-06 | 8.3682e-06 | 0 | 8.3682e-06 | 7.9697e-06 | 0 | 7.9697e-06
[79 empty] | WLDFR | HFTD - Distribution - Tier 3 - 4QU CoRE ¦ 5QU LoRE | Non-Red Flag Warning - Catastrophic Fires | 2047 | 4.2318e-10 | 4.4684e-10 | 4.7353e-10 | 4.5098e-10 | 17672.0852 | 299.42 | 10692.7362 | 6679.929 | 0 | 0 | 0 | 0 | 1.7821e-07 | 7.4784e-06 | 0 | 7.4784e-06 | 7.8965e-06 | 0 | 7.8965e-06 | 8.3682e-06 | 0 | 8.3682e-06 | 7.9697e-06 | 0 | 7.9697e-06
[79 empty] | WLDFR | HFTD - Distribution - Tier 3 - 4QU CoRE ¦ 5QU LoRE | Non-Red Flag Warning - Catastrophic Fires | 2048 | 4.2318e-10 | 4.4684e-10 | 4.7353e-10 | 4.5098e-10 | 18552.3348 | 319.4911 | 11216.5626 | 7016.281 | 0 | 0 | 0 | 0 | 1.7821e-07 | 7.8509e-06 | 0 | 7.8509e-06 | 8.2899e-06 | 0 | 8.2899e-06 | 8.785e-06 | 0 | 8.785e-06 | 8.3667e-06 | 0 | 8.3667e-06
[79 empty] | WLDFR | HFTD - Distribution - Tier 3 - 4QU CoRE ¦ 5QU LoRE | Non-Red Flag Warning - Catastrophic Fires | 2049 | 4.2318e-10 | 4.4684e-10 | 4.7353e-10 | 4.5098e-10 | 18552.3348 | 319.4911 | 11216.5626 | 7016.281 | 0 | 0 | 0 | 0 | 1.7821e-07 | 7.8509e-06 | 0 | 7.8509e-06 | 8.2899e-06 | 0 | 8.2899e-06 | 8.785e-06 | 0 | 8.785e-06 | 8.3667e-06 | 0 | 8.3667e-06
[79 empty] | WLDFR | HFTD - Distribution - Tier 3 - 4QU CoRE ¦ 5QU LoRE | Non-Red Flag Warning - Catastrophic Fires | 2050 | 0 | 4.4684e-10 | 4.7353e-10 | 4.5098e-10 | 18552.3348 | 319.4911 | 11216.5626 | 7016.281 | 0 | 0 | 0 | 0 | 1.7821e-07 | 0 | 0 | 0 | 8.2899e-06 | 0 | 8.2899e-06 | 8.785e-06 | 0 | 8.785e-06 | 8.3667e-06 | 0 | 8.3667e-06
[79 empty] | WLDFR | HFTD - Distribution - Tier 3 - 4QU CoRE ¦ 5QU LoRE | Non-Red Flag Warning - Catastrophic Fires | 2051 | 0 | 0 | 4.7353e-10 | 4.5098e-10 | 18552.3348 | 319.4911 | 11216.5626 | 7016.281 | 0 | 0 | 0 | 0 | 1.7821e-07 | 0 | 0 | 0 | 0 | 0 | 0 | 8.785e-06 | 0 | 8.785e-06 | 8.3667e-06 | 0 | 8.3667e-06
[79 empty] | WLDFR | HFTD - Distribution - Tier 3 - 4QU CoRE ¦ 5QU LoRE | Non-Red Flag Warning - Catastrophic Fires | 2052 | 0 | 0 | 0 | 4.5098e-10 | 18552.3348 | 319.4911 | 11216.5626 | 7016.281 | 0 | 0 | 0 | 0 | 1.7821e-07 | 0 | 0 | 0 | 0 | 0 | 0 | 0 | 0 | 0 | 8.3667e-06 | 0 | 8.3667e-06
[79 empty] | WLDFR | HFTD - Distribution - Tier 3 - 4QU CoRE ¦ 5QU LoRE | Non-Red Flag Warning - Destructive Fires | 2020 | 2.5632e-09 | 0 | 0 | 0 | 8807.9522 | 222.2294 | 8585.7228 | 0 | 0 | 0 | 0 | 0 | 2.9299e-07 | 2.2577e-05 | 0 | 2.2577e-05 | 0 | 0 | 0 | 0 | 0 | 0 | 0 | 0 | 0
[79 empty] | WLDFR | HFTD - Distribution - Tier 3 - 4QU CoRE ¦ 5QU LoRE | Non-Red Flag Warning - Destructive Fires | 2021 | 1.4341e-09 | 2.7065e-09 | 0 | 0 | 8807.9522 | 222.2294 | 8585.7228 | 0 | 0 | 0 | 0 | 0 | 2.9299e-07 | 1.2632e-05 | 0 | 1.2632e-05 | 2.3839e-05 | 0 | 2.3839e-05 | 0 | 0 | 0 | 0 | 0 | 0
[79 empty] | WLDFR | HFTD - Distribution - Tier 3 - 4QU CoRE ¦ 5QU LoRE | Non-Red Flag Warning - Destructive Fires | 2022 | 1.162e-09 | 1.227e-09 | 2.3303e-09 | 0 | 8807.9522 | 222.2294 | 8585.7228 | 0 | 0 | 0 | 0 | 0 | 2.5469e-07 | 1.0235e-05 | 0 | 1.0235e-05 | 1.0807e-05 | 0 | 1.0807e-05 | 2.0525e-05 | 0 | 2.0525e-05 | 0 | 0 | 0
[79 empty] | WLDFR | HFTD - Distribution - Tier 3 - 4QU CoRE ¦ 5QU LoRE | Non-Red Flag Warning - Destructive Fires | 2023 | 1.162e-09 | 1.227e-09 | 1.3002e-09 | 2.2193e-09 | 9129.7461 | 233.2301 | 8896.516 | 0 | 0 | 0 | 0 | 0 | 2.5469e-07 | 1.0609e-05 | 0 | 1.0609e-05 | 1.1202e-05 | 0 | 1.1202e-05 | 1.1871e-05 | 0 | 1.1871e-05 | 2.0262e-05 | 0 | 2.0262e-05
[79 empty] | WLDFR | HFTD - Distribution - Tier 3 - 4QU CoRE ¦ 5QU LoRE | Non-Red Flag Warning - Destructive Fires | 2024 | 1.162e-09 | 1.227e-09 | 1.3002e-09 | 1.2383e-09 | 9129.7461 | 233.2301 | 8896.516 | 0 | 0 | 0 | 0 | 0 | 2.5469e-07 | 1.0609e-05 | 0 | 1.0609e-05 | 1.1202e-05 | 0 | 1.1202e-05 | 1.1871e-05 | 0 | 1.1871e-05 | 1.1306e-05 | 0 | 1.1306e-05
[79 empty] | WLDFR | HFTD - Distribution - Tier 3 - 4QU CoRE ¦ 5QU LoRE | Non-Red Flag Warning - Destructive Fires | 2025 | 1.162e-09 | 1.227e-09 | 1.3002e-09 | 1.2383e-09 | 9129.7461 | 233.2301 | 8896.516 | 0 | 0 | 0 | 0 | 0 | 2.5469e-07 | 1.0609e-05 | 0 | 1.0609e-05 | 1.1202e-05 | 0 | 1.1202e-05 | 1.1871e-05 | 0 | 1.1871e-05 | 1.1306e-05 | 0 | 1.1306e-05
[79 empty] | WLDFR | HFTD - Distribution - Tier 3 - 4QU CoRE ¦ 5QU LoRE | Non-Red Flag Warning - Destructive Fires | 2026 | 1.162e-09 | 1.227e-09 | 1.3002e-09 | 1.2383e-09 | 9129.7461 | 233.2301 | 8896.516 | 0 | 0 | 0 | 0 | 0 | 2.5469e-07 | 1.0609e-05 | 0 | 1.0609e-05 | 1.1202e-05 | 0 | 1.1202e-05 | 1.1871e-05 | 0 | 1.1871e-05 | 1.1306e-05 | 0 | 1.1306e-05
[79 empty] | WLDFR | HFTD - Distribution - Tier 3 - 4QU CoRE ¦ 5QU LoRE | Non-Red Flag Warning - Destructive Fires | 2027 | 1.162e-09 | 1.227e-09 | 1.3002e-09 | 1.2383e-09 | 9129.7461 | 233.2301 | 8896.516 | 0 | 0 | 0 | 0 | 0 | 2.5469e-07 | 1.0609e-05 | 0 | 1.0609e-05 | 1.1202e-05 | 0 | 1.1202e-05 | 1.1871e-05 | 0 | 1.1871e-05 | 1.1306e-05 | 0 | 1.1306e-05
[79 empty] | WLDFR | HFTD - Distribution - Tier 3 - 4QU CoRE ¦ 5QU LoRE | Non-Red Flag Warning - Destructive Fires | 2028 | 1.162e-09 | 1.227e-09 | 1.3002e-09 | 1.2383e-09 | 9534.9221 | 247.273 | 9287.6491 | 0 | 0 | 0 | 0 | 0 | 2.5469e-07 | 1.1079e-05 | 0 | 1.1079e-05 | 1.1699e-05 | 0 | 1.1699e-05 | 1.2398e-05 | 0 | 1.2398e-05 | 1.1807e-05 | 0 | 1.1807e-05
[79 empty] | WLDFR | HFTD - Distribution - Tier 3 - 4QU CoRE ¦ 5QU LoRE | Non-Red Flag Warning - Destructive Fires | 2029 | 1.162e-09 | 1.227e-09 | 1.3002e-09 | 1.2383e-09 | 9534.9221 | 247.273 | 9287.6491 | 0 | 0 | 0 | 0 | 0 | 2.5469e-07 | 1.1079e-05 | 0 | 1.1079e-05 | 1.1699e-05 | 0 | 1.1699e-05 | 1.2398e-05 | 0 | 1.2398e-05 | 1.1807e-05 | 0 | 1.1807e-05
[79 empty] | WLDFR | HFTD - Distribution - Tier 3 - 4QU CoRE ¦ 5QU LoRE | Non-Red Flag Warning - Destructive Fires | 2030 | 1.162e-09 | 1.227e-09 | 1.3002e-09 | 1.2383e-09 | 9534.9221 | 247.273 | 9287.6491 | 0 | 0 | 0 | 0 | 0 | 2.5469e-07 | 1.1079e-05 | 0 | 1.1079e-05 | 1.1699e-05 | 0 | 1.1699e-05 | 1.2398e-05 | 0 | 1.2398e-05 | 1.1807e-05 | 0 | 1.1807e-05
[79 empty] | WLDFR | HFTD - Distribution - Tier 3 - 4QU CoRE ¦ 5QU LoRE | Non-Red Flag Warning - Destructive Fires | 2031 | 1.162e-09 | 1.227e-09 | 1.3002e-09 | 1.2383e-09 | 9534.9221 | 247.273 | 9287.6491 | 0 | 0 | 0 | 0 | 0 | 2.5469e-07 | 1.1079e-05 | 0 | 1.1079e-05 | 1.1699e-05 | 0 | 1.1699e-05 | 1.2398e-05 | 0 | 1.2398e-05 | 1.1807e-05 | 0 | 1.1807e-05
[79 empty] | WLDFR | HFTD - Distribution - Tier 3 - 4QU CoRE ¦ 5QU LoRE | Non-Red Flag Warning - Destructive Fires | 2032 | 1.162e-09 | 1.227e-09 | 1.3002e-09 | 1.2383e-09 | 9534.9221 | 247.273 | 9287.6491 | 0 | 0 | 0 | 0 | 0 | 2.5469e-07 | 1.1079e-05 | 0 | 1.1079e-05 | 1.1699e-05 | 0 | 1.1699e-05 | 1.2398e-05 | 0 | 1.2398e-05 | 1.1807e-05 | 0 | 1.1807e-05
[79 empty] | WLDFR | HFTD - Distribution - Tier 3 - 4QU CoRE ¦ 5QU LoRE | Non-Red Flag Warning - Destructive Fires | 2033 | 1.162e-09 | 1.227e-09 | 1.3002e-09 | 1.2383e-09 | 9984.8474 | 263.1074 | 9721.74 | 0 | 0 | 0 | 0 | 0 | 2.5469e-07 | 1.1602e-05 | 0 | 1.1602e-05 | 1.2251e-05 | 0 | 1.2251e-05 | 1.2983e-05 | 0 | 1.2983e-05 | 1.2364e-05 | 0 | 1.2364e-05
[79 empty] | WLDFR | HFTD - Distribution - Tier 3 - 4QU CoRE ¦ 5QU LoRE | Non-Red Flag Warning - Destructive Fires | 2034 | 1.162e-09 | 1.227e-09 | 1.3002e-09 | 1.2383e-09 | 9984.8474 | 263.1074 | 9721.74 | 0 | 0 | 0 | 0 | 0 | 2.5469e-07 | 1.1602e-05 | 0 | 1.1602e-05 | 1.2251e-05 | 0 | 1.2251e-05 | 1.2983e-05 | 0 | 1.2983e-05 | 1.2364e-05 | 0 | 1.2364e-05
[79 empty] | WLDFR | HFTD - Distribution - Tier 3 - 4QU CoRE ¦ 5QU LoRE | Non-Red Flag Warning - Destructive Fires | 2035 | 1.162e-09 | 1.227e-09 | 1.3002e-09 | 1.2383e-09 | 9984.8474 | 263.1074 | 9721.74 | 0 | 0 | 0 | 0 | 0 | 2.5469e-07 | 1.1602e-05 | 0 | 1.1602e-05 | 1.2251e-05 | 0 | 1.2251e-05 | 1.2983e-05 | 0 | 1.2983e-05 | 1.2364e-05 | 0 | 1.2364e-05
[79 empty] | WLDFR | HFTD - Distribution - Tier 3 - 4QU CoRE ¦ 5QU LoRE | Non-Red Flag Warning - Destructive Fires | 2036 | 1.162e-09 | 1.227e-09 | 1.3002e-09 | 1.2383e-09 | 9984.8474 | 263.1074 | 9721.74 | 0 | 0 | 0 | 0 | 0 | 2.5469e-07 | 1.1602e-05 | 0 | 1.1602e-05 | 1.2251e-05 | 0 | 1.2251e-05 | 1.2983e-05 | 0 | 1.2983e-05 | 1.2364e-05 | 0 | 1.2364e-05
[79 empty] | WLDFR | HFTD - Distribution - Tier 3 - 4QU CoRE ¦ 5QU LoRE | Non-Red Flag Warning - Destructive Fires | 2037 | 1.162e-09 | 1.227e-09 | 1.3002e-09 | 1.2383e-09 | 9984.8474 | 263.1074 | 9721.74 | 0 | 0 | 0 | 0 | 0 | 2.5469e-07 | 1.1602e-05 | 0 | 1.1602e-05 | 1.2251e-05 | 0 | 1.2251e-05 | 1.2983e-05 | 0 | 1.2983e-05 | 1.2364e-05 | 0 | 1.2364e-05
[79 empty] | WLDFR | HFTD - Distribution - Tier 3 - 4QU CoRE ¦ 5QU LoRE | Non-Red Flag Warning - Destructive Fires | 2038 | 1.162e-09 | 1.227e-09 | 1.3002e-09 | 1.2383e-09 | 10472.8261 | 280.5544 | 10192.2718 | 0 | 0 | 0 | 0 | 0 | 2.5469e-07 | 1.2169e-05 | 0 | 1.2169e-05 | 1.285e-05 | 0 | 1.285e-05 | 1.3617e-05 | 0 | 1.3617e-05 | 1.2969e-05 | 0 | 1.2969e-05
[79 empty] | WLDFR | HFTD - Distribution - Tier 3 - 4QU CoRE ¦ 5QU LoRE | Non-Red Flag Warning - Destructive Fires | 2039 | 1.162e-09 | 1.227e-09 | 1.3002e-09 | 1.2383e-09 | 10472.8261 | 280.5544 | 10192.2718 | 0 | 0 | 0 | 0 | 0 | 2.5469e-07 | 1.2169e-05 | 0 | 1.2169e-05 | 1.285e-05 | 0 | 1.285e-05 | 1.3617e-05 | 0 | 1.3617e-05 | 1.2969e-05 | 0 | 1.2969e-05
[79 empty] | WLDFR | HFTD - Distribution - Tier 3 - 4QU CoRE ¦ 5QU LoRE | Non-Red Flag Warning - Destructive Fires | 2040 | 1.162e-09 | 1.227e-09 | 1.3002e-09 | 1.2383e-09 | 10472.8261 | 280.5544 | 10192.2718 | 0 | 0 | 0 | 0 | 0 | 2.5469e-07 | 1.2169e-05 | 0 | 1.2169e-05 | 1.285e-05 | 0 | 1.285e-05 | 1.3617e-05 | 0 | 1.3617e-05 | 1.2969e-05 | 0 | 1.2969e-05
[79 empty] | WLDFR | HFTD - Distribution - Tier 3 - 4QU CoRE ¦ 5QU LoRE | Non-Red Flag Warning - Destructive Fires | 2041 | 1.162e-09 | 1.227e-09 | 1.3002e-09 | 1.2383e-09 | 10472.8261 | 280.5544 | 10192.2718 | 0 | 0 | 0 | 0 | 0 | 2.5469e-07 | 1.2169e-05 | 0 | 1.2169e-05 | 1.285e-05 | 0 | 1.285e-05 | 1.3617e-05 | 0 | 1.3617e-05 | 1.2969e-05 | 0 | 1.2969e-05
[79 empty] | WLDFR | HFTD - Distribution - Tier 3 - 4QU CoRE ¦ 5QU LoRE | Non-Red Flag Warning - Destructive Fires | 2042 | 1.162e-09 | 1.227e-09 | 1.3002e-09 | 1.2383e-09 | 10472.8261 | 280.5544 | 10192.2718 | 0 | 0 | 0 | 0 | 0 | 2.5469e-07 | 1.2169e-05 | 0 | 1.2169e-05 | 1.285e-05 | 0 | 1.285e-05 | 1.3617e-05 | 0 | 1.3617e-05 | 1.2969e-05 | 0 | 1.2969e-05
[79 empty] | WLDFR | HFTD - Distribution - Tier 3 - 4QU CoRE ¦ 5QU LoRE | Non-Red Flag Warning - Destructive Fires | 2043 | 1.162e-09 | 1.227e-09 | 1.3002e-09 | 1.2383e-09 | 10992.1562 | 299.42 | 10692.7362 | 0 | 0 | 0 | 0 | 0 | 2.5469e-07 | 1.2773e-05 | 0 | 1.2773e-05 | 1.3487e-05 | 0 | 1.3487e-05 | 1.4292e-05 | 0 | 1.4292e-05 | 1.3612e-05 | 0 | 1.3612e-05
[79 empty] | WLDFR | HFTD - Distribution - Tier 3 - 4QU CoRE ¦ 5QU LoRE | Non-Red Flag Warning - Destructive Fires | 2044 | 1.162e-09 | 1.227e-09 | 1.3002e-09 | 1.2383e-09 | 10992.1562 | 299.42 | 10692.7362 | 0 | 0 | 0 | 0 | 0 | 2.5469e-07 | 1.2773e-05 | 0 | 1.2773e-05 | 1.3487e-05 | 0 | 1.3487e-05 | 1.4292e-05 | 0 | 1.4292e-05 | 1.3612e-05 | 0 | 1.3612e-05
[79 empty] | WLDFR | HFTD - Distribution - Tier 3 - 4QU CoRE ¦ 5QU LoRE | Non-Red Flag Warning - Destructive Fires | 2045 | 1.162e-09 | 1.227e-09 | 1.3002e-09 | 1.2383e-09 | 10992.1562 | 299.42 | 10692.7362 | 0 | 0 | 0 | 0 | 0 | 2.5469e-07 | 1.2773e-05 | 0 | 1.2773e-05 | 1.3487e-05 | 0 | 1.3487e-05 | 1.4292e-05 | 0 | 1.4292e-05 | 1.3612e-05 | 0 | 1.3612e-05
[79 empty] | WLDFR | HFTD - Distribution - Tier 3 - 4QU CoRE ¦ 5QU LoRE | Non-Red Flag Warning - Destructive Fires | 2046 | 1.162e-09 | 1.227e-09 | 1.3002e-09 | 1.2383e-09 | 10992.1562 | 299.42 | 10692.7362 | 0 | 0 | 0 | 0 | 0 | 2.5469e-07 | 1.2773e-05 | 0 | 1.2773e-05 | 1.3487e-05 | 0 | 1.3487e-05 | 1.4292e-05 | 0 | 1.4292e-05 | 1.3612e-05 | 0 | 1.3612e-05
[79 empty] | WLDFR | HFTD - Distribution - Tier 3 - 4QU CoRE ¦ 5QU LoRE | Non-Red Flag Warning - Destructive Fires | 2047 | 1.162e-09 | 1.227e-09 | 1.3002e-09 | 1.2383e-09 | 10992.1562 | 299.42 | 10692.7362 | 0 | 0 | 0 | 0 | 0 | 2.5469e-07 | 1.2773e-05 | 0 | 1.2773e-05 | 1.3487e-05 | 0 | 1.3487e-05 | 1.4292e-05 | 0 | 1.4292e-05 | 1.3612e-05 | 0 | 1.3612e-05
[79 empty] | WLDFR | HFTD - Distribution - Tier 3 - 4QU CoRE ¦ 5QU LoRE | Non-Red Flag Warning - Destructive Fires | 2048 | 1.162e-09 | 1.227e-09 | 1.3002e-09 | 1.2383e-09 | 11536.0538 | 319.4911 | 11216.5626 | 0 | 0 | 0 | 0 | 0 | 2.5469e-07 | 1.3405e-05 | 0 | 1.3405e-05 | 1.4154e-05 | 0 | 1.4154e-05 | 1.5e-05 | 0 | 1.5e-05 | 1.4285e-05 | 0 | 1.4285e-05
[79 empty] | WLDFR | HFTD - Distribution - Tier 3 - 4QU CoRE ¦ 5QU LoRE | Non-Red Flag Warning - Destructive Fires | 2049 | 1.162e-09 | 1.227e-09 | 1.3002e-09 | 1.2383e-09 | 11536.0538 | 319.4911 | 11216.5626 | 0 | 0 | 0 | 0 | 0 | 2.5469e-07 | 1.3405e-05 | 0 | 1.3405e-05 | 1.4154e-05 | 0 | 1.4154e-05 | 1.5e-05 | 0 | 1.5e-05 | 1.4285e-05 | 0 | 1.4285e-05
[79 empty] | WLDFR | HFTD - Distribution - Tier 3 - 4QU CoRE ¦ 5QU LoRE | Non-Red Flag Warning - Destructive Fires | 2050 | 0 | 1.227e-09 | 1.3002e-09 | 1.2383e-09 | 11536.0538 | 319.4911 | 11216.5626 | 0 | 0 | 0 | 0 | 0 | 2.5469e-07 | 0 | 0 | 0 | 1.4154e-05 | 0 | 1.4154e-05 | 1.5e-05 | 0 | 1.5e-05 | 1.4285e-05 | 0 | 1.4285e-05
[79 empty] | WLDFR | HFTD - Distribution - Tier 3 - 4QU CoRE ¦ 5QU LoRE | Non-Red Flag Warning - Destructive Fires | 2051 | 0 | 0 | 1.3002e-09 | 1.2383e-09 | 11536.0538 | 319.4911 | 11216.5626 | 0 | 0 | 0 | 0 | 0 | 2.5469e-07 | 0 | 0 | 0 | 0 | 0 | 0 | 1.5e-05 | 0 | 1.5e-05 | 1.4285e-05 | 0 | 1.4285e-05
[79 empty] | WLDFR | HFTD - Distribution - Tier 3 - 4QU CoRE ¦ 5QU LoRE | Non-Red Flag Warning - Destructive Fires | 2052 | 0 | 0 | 0 | 1.2383e-09 | 11536.0538 | 319.4911 | 11216.5626 | 0 | 0 | 0 | 0 | 0 | 2.5469e-07 | 0 | 0 | 0 | 0 | 0 | 0 | 0 | 0 | 0 | 1.4285e-05 | 0 | 1.4285e-05
[79 empty] | WLDFR | HFTD - Distribution - Tier 3 - 4QU CoRE ¦ 5QU LoRE | Non-Red Flag Warning - Large Fires | 2020 | 6.893e-08 | 0 | 0 | 0 | 5.2406 | 0.69642 | 2.942 | 1.6022 | 0 | 0 | 0 | 0 | 7.1222e-06 | 3.6123e-07 | 0 | 3.6123e-07 | 0 | 0 | 0 | 0 | 0 | 0 | 0 | 0 | 0
[79 empty] | WLDFR | HFTD - Distribution - Tier 3 - 4QU CoRE ¦ 5QU LoRE | Non-Red Flag Warning - Large Fires | 2021 | 3.8666e-08 | 7.2784e-08 | 0 | 0 | 5.2406 | 0.69642 | 2.942 | 1.6022 | 0 | 0 | 0 | 0 | 7.1222e-06 | 2.0263e-07 | 0 | 2.0263e-07 | 3.8143e-07 | 0 | 3.8143e-07 | 0 | 0 | 0 | 0 | 0 | 0
[79 empty] | WLDFR | HFTD - Distribution - Tier 3 - 4QU CoRE ¦ 5QU LoRE | Non-Red Flag Warning - Large Fires | 2022 | 3.2612e-08 | 3.4435e-08 | 6.5377e-08 | 0 | 5.2406 | 0.69642 | 2.942 | 1.6022 | 0 | 0 | 0 | 0 | 6.5748e-06 | 1.709e-07 | 0 | 1.709e-07 | 1.8046e-07 | 0 | 1.8046e-07 | 3.4261e-07 | 0 | 3.4261e-07 | 0 | 0 | 0
[79 empty] | WLDFR | HFTD - Distribution - Tier 3 - 4QU CoRE ¦ 5QU LoRE | Non-Red Flag Warning - Large Fires | 2023 | 3.2612e-08 | 3.4435e-08 | 3.6492e-08 | 6.2263e-08 | 5.475 | 0.71896 | 3.0715 | 1.6846 | 0 | 0 | 0 | 0 | 6.5748e-06 | 1.7855e-07 | 0 | 1.7855e-07 | 1.8853e-07 | 0 | 1.8853e-07 | 1.9979e-07 | 0 | 1.9979e-07 | 3.4089e-07 | 0 | 3.4089e-07
[79 empty] | WLDFR | HFTD - Distribution - Tier 3 - 4QU CoRE ¦ 5QU LoRE | Non-Red Flag Warning - Large Fires | 2024 | 3.2612e-08 | 3.4435e-08 | 3.6492e-08 | 3.4754e-08 | 5.475 | 0.71896 | 3.0715 | 1.6846 | 0 | 0 | 0 | 0 | 6.5748e-06 | 1.7855e-07 | 0 | 1.7855e-07 | 1.8853e-07 | 0 | 1.8853e-07 | 1.9979e-07 | 0 | 1.9979e-07 | 1.9028e-07 | 0 | 1.9028e-07
[79 empty] | WLDFR | HFTD - Distribution - Tier 3 - 4QU CoRE ¦ 5QU LoRE | Non-Red Flag Warning - Large Fires | 2025 | 3.2612e-08 | 3.4435e-08 | 3.6492e-08 | 3.4754e-08 | 5.475 | 0.71896 | 3.0715 | 1.6846 | 0 | 0 | 0 | 0 | 6.5748e-06 | 1.7855e-07 | 0 | 1.7855e-07 | 1.8853e-07 | 0 | 1.8853e-07 | 1.9979e-07 | 0 | 1.9979e-07 | 1.9028e-07 | 0 | 1.9028e-07
[79 empty] | WLDFR | HFTD - Distribution - Tier 3 - 4QU CoRE ¦ 5QU LoRE | Non-Red Flag Warning - Large Fires | 2026 | 3.2612e-08 | 3.4435e-08 | 3.6492e-08 | 3.4754e-08 | 5.475 | 0.71896 | 3.0715 | 1.6846 | 0 | 0 | 0 | 0 | 6.5748e-06 | 1.7855e-07 | 0 | 1.7855e-07 | 1.8853e-07 | 0 | 1.8853e-07 | 1.9979e-07 | 0 | 1.9979e-07 | 1.9028e-07 | 0 | 1.9028e-07
[79 empty] | WLDFR | HFTD - Distribution - Tier 3 - 4QU CoRE ¦ 5QU LoRE | Non-Red Flag Warning - Large Fires | 2027 | 3.2612e-08 | 3.4435e-08 | 3.6492e-08 | 3.4754e-08 | 5.475 | 0.71896 | 3.0715 | 1.6846 | 0 | 0 | 0 | 0 | 6.5748e-06 | 1.7855e-07 | 0 | 1.7855e-07 | 1.8853e-07 | 0 | 1.8853e-07 | 1.9979e-07 | 0 | 1.9979e-07 | 1.9028e-07 | 0 | 1.9028e-07
[79 empty] | WLDFR | HFTD - Distribution - Tier 3 - 4QU CoRE ¦ 5QU LoRE | Non-Red Flag Warning - Large Fires | 2028 | 3.2612e-08 | 3.4435e-08 | 3.6492e-08 | 3.4754e-08 | 5.777 | 0.74734 | 3.238 | 1.7917 | 0 | 0 | 0 | 0 | 6.5748e-06 | 1.884e-07 | 0 | 1.884e-07 | 1.9893e-07 | 0 | 1.9893e-07 | 2.1081e-07 | 0 | 2.1081e-07 | 2.0077e-07 | 0 | 2.0077e-07
[79 empty] | WLDFR | HFTD - Distribution - Tier 3 - 4QU CoRE ¦ 5QU LoRE | Non-Red Flag Warning - Large Fires | 2029 | 3.2612e-08 | 3.4435e-08 | 3.6492e-08 | 3.4754e-08 | 5.777 | 0.74734 | 3.238 | 1.7917 | 0 | 0 | 0 | 0 | 6.5748e-06 | 1.884e-07 | 0 | 1.884e-07 | 1.9893e-07 | 0 | 1.9893e-07 | 2.1081e-07 | 0 | 2.1081e-07 | 2.0077e-07 | 0 | 2.0077e-07
[79 empty] | WLDFR | HFTD - Distribution - Tier 3 - 4QU CoRE ¦ 5QU LoRE | Non-Red Flag Warning - Large Fires | 2030 | 3.2612e-08 | 3.4435e-08 | 3.6492e-08 | 3.4754e-08 | 5.777 | 0.74734 | 3.238 | 1.7917 | 0 | 0 | 0 | 0 | 6.5748e-06 | 1.884e-07 | 0 | 1.884e-07 | 1.9893e-07 | 0 | 1.9893e-07 | 2.1081e-07 | 0 | 2.1081e-07 | 2.0077e-07 | 0 | 2.0077e-07
[79 empty] | WLDFR | HFTD - Distribution - Tier 3 - 4QU CoRE ¦ 5QU LoRE | Non-Red Flag Warning - Large Fires | 2031 | 3.2612e-08 | 3.4435e-08 | 3.6492e-08 | 3.4754e-08 | 5.777 | 0.74734 | 3.238 | 1.7917 | 0 | 0 | 0 | 0 | 6.5748e-06 | 1.884e-07 | 0 | 1.884e-07 | 1.9893e-07 | 0 | 1.9893e-07 | 2.1081e-07 | 0 | 2.1081e-07 | 2.0077e-07 | 0 | 2.0077e-07
[79 empty] | WLDFR | HFTD - Distribution - Tier 3 - 4QU CoRE ¦ 5QU LoRE | Non-Red Flag Warning - Large Fires | 2032 | 3.2612e-08 | 3.4435e-08 | 3.6492e-08 | 3.4754e-08 | 5.777 | 0.74734 | 3.238 | 1.7917 | 0 | 0 | 0 | 0 | 6.5748e-06 | 1.884e-07 | 0 | 1.884e-07 | 1.9893e-07 | 0 | 1.9893e-07 | 2.1081e-07 | 0 | 2.1081e-07 | 2.0077e-07 | 0 | 2.0077e-07
[79 empty] | WLDFR | HFTD - Distribution - Tier 3 - 4QU CoRE ¦ 5QU LoRE | Non-Red Flag Warning - Large Fires | 2033 | 3.2612e-08 | 3.4435e-08 | 3.6492e-08 | 3.4754e-08 | 6.1205 | 0.77885 | 3.4265 | 1.9151 | 0 | 0 | 0 | 0 | 6.5748e-06 | 1.996e-07 | 0 | 1.996e-07 | 2.1076e-07 | 0 | 2.1076e-07 | 2.2335e-07 | 0 | 2.2335e-07 | 2.1271e-07 | 0 | 2.1271e-07
[79 empty] | WLDFR | HFTD - Distribution - Tier 3 - 4QU CoRE ¦ 5QU LoRE | Non-Red Flag Warning - Large Fires | 2034 | 3.2612e-08 | 3.4435e-08 | 3.6492e-08 | 3.4754e-08 | 6.1205 | 0.77885 | 3.4265 | 1.9151 | 0 | 0 | 0 | 0 | 6.5748e-06 | 1.996e-07 | 0 | 1.996e-07 | 2.1076e-07 | 0 | 2.1076e-07 | 2.2335e-07 | 0 | 2.2335e-07 | 2.1271e-07 | 0 | 2.1271e-07
[79 empty] | WLDFR | HFTD - Distribution - Tier 3 - 4QU CoRE ¦ 5QU LoRE | Non-Red Flag Warning - Large Fires | 2035 | 3.2612e-08 | 3.4435e-08 | 3.6492e-08 | 3.4754e-08 | 6.1205 | 0.77885 | 3.4265 | 1.9151 | 0 | 0 | 0 | 0 | 6.5748e-06 | 1.996e-07 | 0 | 1.996e-07 | 2.1076e-07 | 0 | 2.1076e-07 | 2.2335e-07 | 0 | 2.2335e-07 | 2.1271e-07 | 0 | 2.1271e-07
[79 empty] | WLDFR | HFTD - Distribution - Tier 3 - 4QU CoRE ¦ 5QU LoRE | Non-Red Flag Warning - Large Fires | 2036 | 3.2612e-08 | 3.4435e-08 | 3.6492e-08 | 3.4754e-08 | 6.1205 | 0.77885 | 3.4265 | 1.9151 | 0 | 0 | 0 | 0 | 6.5748e-06 | 1.996e-07 | 0 | 1.996e-07 | 2.1076e-07 | 0 | 2.1076e-07 | 2.2335e-07 | 0 | 2.2335e-07 | 2.1271e-07 | 0 | 2.1271e-07
[79 empty] | WLDFR | HFTD - Distribution - Tier 3 - 4QU CoRE ¦ 5QU LoRE | Non-Red Flag Warning - Large Fires | 2037 | 3.2612e-08 | 3.4435e-08 | 3.6492e-08 | 3.4754e-08 | 6.1205 | 0.77885 | 3.4265 | 1.9151 | 0 | 0 | 0 | 0 | 6.5748e-06 | 1.996e-07 | 0 | 1.996e-07 | 2.1076e-07 | 0 | 2.1076e-07 | 2.2335e-07 | 0 | 2.2335e-07 | 2.1271e-07 | 0 | 2.1271e-07
[79 empty] | WLDFR | HFTD - Distribution - Tier 3 - 4QU CoRE ¦ 5QU LoRE | Non-Red Flag Warning - Large Fires | 2038 | 3.2612e-08 | 3.4435e-08 | 3.6492e-08 | 3.4754e-08 | 6.5028 | 0.81304 | 3.6355 | 2.0543 | 0 | 0 | 0 | 0 | 6.5748e-06 | 2.1207e-07 | 0 | 2.1207e-07 | 2.2392e-07 | 0 | 2.2392e-07 | 2.373e-07 | 0 | 2.373e-07 | 2.26e-07 | 0 | 2.26e-07
[79 empty] | WLDFR | HFTD - Distribution - Tier 3 - 4QU CoRE ¦ 5QU LoRE | Non-Red Flag Warning - Large Fires | 2039 | 3.2612e-08 | 3.4435e-08 | 3.6492e-08 | 3.4754e-08 | 6.5028 | 0.81304 | 3.6355 | 2.0543 | 0 | 0 | 0 | 0 | 6.5748e-06 | 2.1207e-07 | 0 | 2.1207e-07 | 2.2392e-07 | 0 | 2.2392e-07 | 2.373e-07 | 0 | 2.373e-07 | 2.26e-07 | 0 | 2.26e-07
[79 empty] | WLDFR | HFTD - Distribution - Tier 3 - 4QU CoRE ¦ 5QU LoRE | Non-Red Flag Warning - Large Fires | 2040 | 3.2612e-08 | 3.4435e-08 | 3.6492e-08 | 3.4754e-08 | 6.5028 | 0.81304 | 3.6355 | 2.0543 | 0 | 0 | 0 | 0 | 6.5748e-06 | 2.1207e-07 | 0 | 2.1207e-07 | 2.2392e-07 | 0 | 2.2392e-07 | 2.373e-07 | 0 | 2.373e-07 | 2.26e-07 | 0 | 2.26e-07
[79 empty] | WLDFR | HFTD - Distribution - Tier 3 - 4QU CoRE ¦ 5QU LoRE | Non-Red Flag Warning - Large Fires | 2041 | 3.2612e-08 | 3.4435e-08 | 3.6492e-08 | 3.4754e-08 | 6.5028 | 0.81304 | 3.6355 | 2.0543 | 0 | 0 | 0 | 0 | 6.5748e-06 | 2.1207e-07 | 0 | 2.1207e-07 | 2.2392e-07 | 0 | 2.2392e-07 | 2.373e-07 | 0 | 2.373e-07 | 2.26e-07 | 0 | 2.26e-07
[79 empty] | WLDFR | HFTD - Distribution - Tier 3 - 4QU CoRE ¦ 5QU LoRE | Non-Red Flag Warning - Large Fires | 2042 | 3.2612e-08 | 3.4435e-08 | 3.6492e-08 | 3.4754e-08 | 6.5028 | 0.81304 | 3.6355 | 2.0543 | 0 | 0 | 0 | 0 | 6.5748e-06 | 2.1207e-07 | 0 | 2.1207e-07 | 2.2392e-07 | 0 | 2.2392e-07 | 2.373e-07 | 0 | 2.373e-07 | 2.26e-07 | 0 | 2.26e-07
[79 empty] | WLDFR | HFTD - Distribution - Tier 3 - 4QU CoRE ¦ 5QU LoRE | Non-Red Flag Warning - Large Fires | 2043 | 3.2612e-08 | 3.4435e-08 | 3.6492e-08 | 3.4754e-08 | 6.9209 | 0.84944 | 3.8632 | 2.2083 | 0 | 0 | 0 | 0 | 6.5748e-06 | 2.257e-07 | 0 | 2.257e-07 | 2.3832e-07 | 0 | 2.3832e-07 | 2.5256e-07 | 0 | 2.5256e-07 | 2.4053e-07 | 0 | 2.4053e-07
[79 empty] | WLDFR | HFTD - Distribution - Tier 3 - 4QU CoRE ¦ 5QU LoRE | Non-Red Flag Warning - Large Fires | 2044 | 3.2612e-08 | 3.4435e-08 | 3.6492e-08 | 3.4754e-08 | 6.9209 | 0.84944 | 3.8632 | 2.2083 | 0 | 0 | 0 | 0 | 6.5748e-06 | 2.257e-07 | 0 | 2.257e-07 | 2.3832e-07 | 0 | 2.3832e-07 | 2.5256e-07 | 0 | 2.5256e-07 | 2.4053e-07 | 0 | 2.4053e-07
[79 empty] | WLDFR | HFTD - Distribution - Tier 3 - 4QU CoRE ¦ 5QU LoRE | Non-Red Flag Warning - Large Fires | 2045 | 3.2612e-08 | 3.4435e-08 | 3.6492e-08 | 3.4754e-08 | 6.9209 | 0.84944 | 3.8632 | 2.2083 | 0 | 0 | 0 | 0 | 6.5748e-06 | 2.257e-07 | 0 | 2.257e-07 | 2.3832e-07 | 0 | 2.3832e-07 | 2.5256e-07 | 0 | 2.5256e-07 | 2.4053e-07 | 0 | 2.4053e-07
[79 empty] | WLDFR | HFTD - Distribution - Tier 3 - 4QU CoRE ¦ 5QU LoRE | Non-Red Flag Warning - Large Fires | 2046 | 3.2612e-08 | 3.4435e-08 | 3.6492e-08 | 3.4754e-08 | 6.9209 | 0.84944 | 3.8632 | 2.2083 | 0 | 0 | 0 | 0 | 6.5748e-06 | 2.257e-07 | 0 | 2.257e-07 | 2.3832e-07 | 0 | 2.3832e-07 | 2.5256e-07 | 0 | 2.5256e-07 | 2.4053e-07 | 0 | 2.4053e-07
[79 empty] | WLDFR | HFTD - Distribution - Tier 3 - 4QU CoRE ¦ 5QU LoRE | Non-Red Flag Warning - Large Fires | 2047 | 3.2612e-08 | 3.4435e-08 | 3.6492e-08 | 3.4754e-08 | 6.9209 | 0.84944 | 3.8632 | 2.2083 | 0 | 0 | 0 | 0 | 6.5748e-06 | 2.257e-07 | 0 | 2.257e-07 | 2.3832e-07 | 0 | 2.3832e-07 | 2.5256e-07 | 0 | 2.5256e-07 | 2.4053e-07 | 0 | 2.4053e-07
[79 empty] | WLDFR | HFTD - Distribution - Tier 3 - 4QU CoRE ¦ 5QU LoRE | Non-Red Flag Warning - Large Fires | 2048 | 3.2612e-08 | 3.4435e-08 | 3.6492e-08 | 3.4754e-08 | 7.3713 | 0.88759 | 4.1075 | 2.3763 | 0 | 0 | 0 | 0 | 6.5748e-06 | 2.4039e-07 | 0 | 2.4039e-07 | 2.5383e-07 | 0 | 2.5383e-07 | 2.6899e-07 | 0 | 2.6899e-07 | 2.5618e-07 | 0 | 2.5618e-07
[79 empty] | WLDFR | HFTD - Distribution - Tier 3 - 4QU CoRE ¦ 5QU LoRE | Non-Red Flag Warning - Large Fires | 2049 | 3.2612e-08 | 3.4435e-08 | 3.6492e-08 | 3.4754e-08 | 7.3713 | 0.88759 | 4.1075 | 2.3763 | 0 | 0 | 0 | 0 | 6.5748e-06 | 2.4039e-07 | 0 | 2.4039e-07 | 2.5383e-07 | 0 | 2.5383e-07 | 2.6899e-07 | 0 | 2.6899e-07 | 2.5618e-07 | 0 | 2.5618e-07
[79 empty] | WLDFR | HFTD - Distribution - Tier 3 - 4QU CoRE ¦ 5QU LoRE | Non-Red Flag Warning - Large Fires | 2050 | 0 | 3.4435e-08 | 3.6492e-08 | 3.4754e-08 | 7.3713 | 0.88759 | 4.1075 | 2.3763 | 0 | 0 | 0 | 0 | 6.5748e-06 | 0 | 0 | 0 | 2.5383e-07 | 0 | 2.5383e-07 | 2.6899e-07 | 0 | 2.6899e-07 | 2.5618e-07 | 0 | 2.5618e-07
[79 empty] | WLDFR | HFTD - Distribution - Tier 3 - 4QU CoRE ¦ 5QU LoRE | Non-Red Flag Warning - Large Fires | 2051 | 0 | 0 | 3.6492e-08 | 3.4754e-08 | 7.3713 | 0.88759 | 4.1075 | 2.3763 | 0 | 0 | 0 | 0 | 6.5748e-06 | 0 | 0 | 0 | 0 | 0 | 0 | 2.6899e-07 | 0 | 2.6899e-07 | 2.5618e-07 | 0 | 2.5618e-07
[79 empty] | WLDFR | HFTD - Distribution - Tier 3 - 4QU CoRE ¦ 5QU LoRE | Non-Red Flag Warning - Large Fires | 2052 | 0 | 0 | 0 | 3.4754e-08 | 7.3713 | 0.88759 | 4.1075 | 2.3763 | 0 | 0 | 0 | 0 | 6.5748e-06 | 0 | 0 | 0 | 0 | 0 | 0 | 0 | 0 | 0 | 2.5618e-07 | 0 | 2.5618e-07
[79 empty] | WLDFR | HFTD - Distribution - Tier 3 - 4QU CoRE ¦ 5QU LoRE | Non-Red Flag Warning - Small Fires | 2020 | 2.3474e-05 | 0 | 0 | 0 | 0.077901 | 0.036425 | 0.0015809 | 0.039895 | 0 | 0 | 0 | 0 | 0.0023314 | 1.8286e-06 | 0 | 1.8286e-06 | 0 | 0 | 0 | 0 | 0 | 0 | 0 | 0 | 0
[79 empty] | WLDFR | HFTD - Distribution - Tier 3 - 4QU CoRE ¦ 5QU LoRE | Non-Red Flag Warning - Small Fires | 2021 | 1.3076e-05 | 2.4786e-05 | 0 | 0 | 0.077901 | 0.036425 | 0.0015809 | 0.039895 | 0 | 0 | 0 | 0 | 0.0023314 | 1.0186e-06 | 0 | 1.0186e-06 | 1.9309e-06 | 0 | 1.9309e-06 | 0 | 0 | 0 | 0 | 0 | 0
[79 empty] | WLDFR | HFTD - Distribution - Tier 3 - 4QU CoRE ¦ 5QU LoRE | Non-Red Flag Warning - Small Fires | 2022 | 1.1542e-05 | 1.2188e-05 | 2.3307e-05 | 0 | 0.077901 | 0.036425 | 0.0015809 | 0.039895 | 0 | 0 | 0 | 0 | 0.0022605 | 8.9916e-07 | 0 | 8.9916e-07 | 9.4944e-07 | 0 | 9.4944e-07 | 1.8156e-06 | 0 | 1.8156e-06 | 0 | 0 | 0
[79 empty] | WLDFR | HFTD - Distribution - Tier 3 - 4QU CoRE ¦ 5QU LoRE | Non-Red Flag Warning - Small Fires | 2023 | 1.1542e-05 | 1.2188e-05 | 1.2916e-05 | 2.2197e-05 | 0.080408 | 0.03759 | 0.0016314 | 0.041187 | 0 | 0 | 0 | 0 | 0.0022605 | 9.2811e-07 | 0 | 9.2811e-07 | 9.8e-07 | 0 | 9.8e-07 | 1.0385e-06 | 0 | 1.0385e-06 | 1.7849e-06 | 0 | 1.7849e-06
[79 empty] | WLDFR | HFTD - Distribution - Tier 3 - 4QU CoRE ¦ 5QU LoRE | Non-Red Flag Warning - Small Fires | 2024 | 1.1542e-05 | 1.2188e-05 | 1.2916e-05 | 1.2301e-05 | 0.080408 | 0.03759 | 0.0016314 | 0.041187 | 0 | 0 | 0 | 0 | 0.0022605 | 9.2811e-07 | 0 | 9.2811e-07 | 9.8e-07 | 0 | 9.8e-07 | 1.0385e-06 | 0 | 1.0385e-06 | 9.8908e-07 | 0 | 9.8908e-07
[79 empty] | WLDFR | HFTD - Distribution - Tier 3 - 4QU CoRE ¦ 5QU LoRE | Non-Red Flag Warning - Small Fires | 2025 | 1.1542e-05 | 1.2188e-05 | 1.2916e-05 | 1.2301e-05 | 0.080408 | 0.03759 | 0.0016314 | 0.041187 | 0 | 0 | 0 | 0 | 0.0022605 | 9.2811e-07 | 0 | 9.2811e-07 | 9.8e-07 | 0 | 9.8e-07 | 1.0385e-06 | 0 | 1.0385e-06 | 9.8908e-07 | 0 | 9.8908e-07
[79 empty] | WLDFR | HFTD - Distribution - Tier 3 - 4QU CoRE ¦ 5QU LoRE | Non-Red Flag Warning - Small Fires | 2026 | 1.1542e-05 | 1.2188e-05 | 1.2916e-05 | 1.2301e-05 | 0.080408 | 0.03759 | 0.0016314 | 0.041187 | 0 | 0 | 0 | 0 | 0.0022605 | 9.2811e-07 | 0 | 9.2811e-07 | 9.8e-07 | 0 | 9.8e-07 | 1.0385e-06 | 0 | 1.0385e-06 | 9.8908e-07 | 0 | 9.8908e-07
[79 empty] | WLDFR | HFTD - Distribution - Tier 3 - 4QU CoRE ¦ 5QU LoRE | Non-Red Flag Warning - Small Fires | 2027 | 1.1542e-05 | 1.2188e-05 | 1.2916e-05 | 1.2301e-05 | 0.080408 | 0.03759 | 0.0016314 | 0.041187 | 0 | 0 | 0 | 0 | 0.0022605 | 9.2811e-07 | 0 | 9.2811e-07 | 9.8e-07 | 0 | 9.8e-07 | 1.0385e-06 | 0 | 1.0385e-06 | 9.8908e-07 | 0 | 9.8908e-07
[79 empty] | WLDFR | HFTD - Distribution - Tier 3 - 4QU CoRE ¦ 5QU LoRE | Non-Red Flag Warning - Small Fires | 2028 | 1.1542e-05 | 1.2188e-05 | 1.2916e-05 | 1.2301e-05 | 0.083606 | 0.039055 | 0.001695 | 0.042856 | 0 | 0 | 0 | 0 | 0.0022605 | 9.6502e-07 | 0 | 9.6502e-07 | 1.019e-06 | 0 | 1.019e-06 | 1.0798e-06 | 0 | 1.0798e-06 | 1.0284e-06 | 0 | 1.0284e-06
[79 empty] | WLDFR | HFTD - Distribution - Tier 3 - 4QU CoRE ¦ 5QU LoRE | Non-Red Flag Warning - Small Fires | 2029 | 1.1542e-05 | 1.2188e-05 | 1.2916e-05 | 1.2301e-05 | 0.083606 | 0.039055 | 0.001695 | 0.042856 | 0 | 0 | 0 | 0 | 0.0022605 | 9.6502e-07 | 0 | 9.6502e-07 | 1.019e-06 | 0 | 1.019e-06 | 1.0798e-06 | 0 | 1.0798e-06 | 1.0284e-06 | 0 | 1.0284e-06
[79 empty] | WLDFR | HFTD - Distribution - Tier 3 - 4QU CoRE ¦ 5QU LoRE | Non-Red Flag Warning - Small Fires | 2030 | 1.1542e-05 | 1.2188e-05 | 1.2916e-05 | 1.2301e-05 | 0.083606 | 0.039055 | 0.001695 | 0.042856 | 0 | 0 | 0 | 0 | 0.0022605 | 9.6502e-07 | 0 | 9.6502e-07 | 1.019e-06 | 0 | 1.019e-06 | 1.0798e-06 | 0 | 1.0798e-06 | 1.0284e-06 | 0 | 1.0284e-06
[79 empty] | WLDFR | HFTD - Distribution - Tier 3 - 4QU CoRE ¦ 5QU LoRE | Non-Red Flag Warning - Small Fires | 2031 | 1.1542e-05 | 1.2188e-05 | 1.2916e-05 | 1.2301e-05 | 0.083606 | 0.039055 | 0.001695 | 0.042856 | 0 | 0 | 0 | 0 | 0.0022605 | 9.6502e-07 | 0 | 9.6502e-07 | 1.019e-06 | 0 | 1.019e-06 | 1.0798e-06 | 0 | 1.0798e-06 | 1.0284e-06 | 0 | 1.0284e-06
[79 empty] | WLDFR | HFTD - Distribution - Tier 3 - 4QU CoRE ¦ 5QU LoRE | Non-Red Flag Warning - Small Fires | 2032 | 1.1542e-05 | 1.2188e-05 | 1.2916e-05 | 1.2301e-05 | 0.083606 | 0.039055 | 0.001695 | 0.042856 | 0 | 0 | 0 | 0 | 0.0022605 | 9.6502e-07 | 0 | 9.6502e-07 | 1.019e-06 | 0 | 1.019e-06 | 1.0798e-06 | 0 | 1.0798e-06 | 1.0284e-06 | 0 | 1.0284e-06
[79 empty] | WLDFR | HFTD - Distribution - Tier 3 - 4QU CoRE ¦ 5QU LoRE | Non-Red Flag Warning - Small Fires | 2033 | 1.1542e-05 | 1.2188e-05 | 1.2916e-05 | 1.2301e-05 | 0.087211 | 0.040679 | 0.0017655 | 0.044766 | 0 | 0 | 0 | 0 | 0.0022605 | 1.0066e-06 | 0 | 1.0066e-06 | 1.0629e-06 | 0 | 1.0629e-06 | 1.1264e-06 | 0 | 1.1264e-06 | 1.0728e-06 | 0 | 1.0728e-06
[79 empty] | WLDFR | HFTD - Distribution - Tier 3 - 4QU CoRE ¦ 5QU LoRE | Non-Red Flag Warning - Small Fires | 2034 | 1.1542e-05 | 1.2188e-05 | 1.2916e-05 | 1.2301e-05 | 0.087211 | 0.040679 | 0.0017655 | 0.044766 | 0 | 0 | 0 | 0 | 0.0022605 | 1.0066e-06 | 0 | 1.0066e-06 | 1.0629e-06 | 0 | 1.0629e-06 | 1.1264e-06 | 0 | 1.1264e-06 | 1.0728e-06 | 0 | 1.0728e-06
[79 empty] | WLDFR | HFTD - Distribution - Tier 3 - 4QU CoRE ¦ 5QU LoRE | Non-Red Flag Warning - Small Fires | 2035 | 1.1542e-05 | 1.2188e-05 | 1.2916e-05 | 1.2301e-05 | 0.087211 | 0.040679 | 0.0017655 | 0.044766 | 0 | 0 | 0 | 0 | 0.0022605 | 1.0066e-06 | 0 | 1.0066e-06 | 1.0629e-06 | 0 | 1.0629e-06 | 1.1264e-06 | 0 | 1.1264e-06 | 1.0728e-06 | 0 | 1.0728e-06
[79 empty] | WLDFR | HFTD - Distribution - Tier 3 - 4QU CoRE ¦ 5QU LoRE | Non-Red Flag Warning - Small Fires | 2036 | 1.1542e-05 | 1.2188e-05 | 1.2916e-05 | 1.2301e-05 | 0.087211 | 0.040679 | 0.0017655 | 0.044766 | 0 | 0 | 0 | 0 | 0.0022605 | 1.0066e-06 | 0 | 1.0066e-06 | 1.0629e-06 | 0 | 1.0629e-06 | 1.1264e-06 | 0 | 1.1264e-06 | 1.0728e-06 | 0 | 1.0728e-06
[79 empty] | WLDFR | HFTD - Distribution - Tier 3 - 4QU CoRE ¦ 5QU LoRE | Non-Red Flag Warning - Small Fires | 2037 | 1.1542e-05 | 1.2188e-05 | 1.2916e-05 | 1.2301e-05 | 0.087211 | 0.040679 | 0.0017655 | 0.044766 | 0 | 0 | 0 | 0 | 0.0022605 | 1.0066e-06 | 0 | 1.0066e-06 | 1.0629e-06 | 0 | 1.0629e-06 | 1.1264e-06 | 0 | 1.1264e-06 | 1.0728e-06 | 0 | 1.0728e-06
[79 empty] | WLDFR | HFTD - Distribution - Tier 3 - 4QU CoRE ¦ 5QU LoRE | Non-Red Flag Warning - Small Fires | 2038 | 1.1542e-05 | 1.2188e-05 | 1.2916e-05 | 1.2301e-05 | 0.091184 | 0.042438 | 0.0018418 | 0.046905 | 0 | 0 | 0 | 0 | 0.0022605 | 1.0525e-06 | 0 | 1.0525e-06 | 1.1113e-06 | 0 | 1.1113e-06 | 1.1777e-06 | 0 | 1.1777e-06 | 1.1216e-06 | 0 | 1.1216e-06
[79 empty] | WLDFR | HFTD - Distribution - Tier 3 - 4QU CoRE ¦ 5QU LoRE | Non-Red Flag Warning - Small Fires | 2039 | 1.1542e-05 | 1.2188e-05 | 1.2916e-05 | 1.2301e-05 | 0.091184 | 0.042438 | 0.0018418 | 0.046905 | 0 | 0 | 0 | 0 | 0.0022605 | 1.0525e-06 | 0 | 1.0525e-06 | 1.1113e-06 | 0 | 1.1113e-06 | 1.1777e-06 | 0 | 1.1777e-06 | 1.1216e-06 | 0 | 1.1216e-06
[79 empty] | WLDFR | HFTD - Distribution - Tier 3 - 4QU CoRE ¦ 5QU LoRE | Non-Red Flag Warning - Small Fires | 2040 | 1.1542e-05 | 1.2188e-05 | 1.2916e-05 | 1.2301e-05 | 0.091184 | 0.042438 | 0.0018418 | 0.046905 | 0 | 0 | 0 | 0 | 0.0022605 | 1.0525e-06 | 0 | 1.0525e-06 | 1.1113e-06 | 0 | 1.1113e-06 | 1.1777e-06 | 0 | 1.1777e-06 | 1.1216e-06 | 0 | 1.1216e-06
[79 empty] | WLDFR | HFTD - Distribution - Tier 3 - 4QU CoRE ¦ 5QU LoRE | Non-Red Flag Warning - Small Fires | 2041 | 1.1542e-05 | 1.2188e-05 | 1.2916e-05 | 1.2301e-05 | 0.091184 | 0.042438 | 0.0018418 | 0.046905 | 0 | 0 | 0 | 0 | 0.0022605 | 1.0525e-06 | 0 | 1.0525e-06 | 1.1113e-06 | 0 | 1.1113e-06 | 1.1777e-06 | 0 | 1.1777e-06 | 1.1216e-06 | 0 | 1.1216e-06
[79 empty] | WLDFR | HFTD - Distribution - Tier 3 - 4QU CoRE ¦ 5QU LoRE | Non-Red Flag Warning - Small Fires | 2042 | 1.1542e-05 | 1.2188e-05 | 1.2916e-05 | 1.2301e-05 | 0.091184 | 0.042438 | 0.0018418 | 0.046905 | 0 | 0 | 0 | 0 | 0.0022605 | 1.0525e-06 | 0 | 1.0525e-06 | 1.1113e-06 | 0 | 1.1113e-06 | 1.1777e-06 | 0 | 1.1777e-06 | 1.1216e-06 | 0 | 1.1216e-06
[79 empty] | WLDFR | HFTD - Distribution - Tier 3 - 4QU CoRE ¦ 5QU LoRE | Non-Red Flag Warning - Small Fires | 2043 | 1.1542e-05 | 1.2188e-05 | 1.2916e-05 | 1.2301e-05 | 0.095486 | 0.044306 | 0.0019228 | 0.049257 | 0 | 0 | 0 | 0 | 0.0022605 | 1.1021e-06 | 0 | 1.1021e-06 | 1.1638e-06 | 0 | 1.1638e-06 | 1.2333e-06 | 0 | 1.2333e-06 | 1.1745e-06 | 0 | 1.1745e-06
[79 empty] | WLDFR | HFTD - Distribution - Tier 3 - 4QU CoRE ¦ 5QU LoRE | Non-Red Flag Warning - Small Fires | 2044 | 1.1542e-05 | 1.2188e-05 | 1.2916e-05 | 1.2301e-05 | 0.095486 | 0.044306 | 0.0019228 | 0.049257 | 0 | 0 | 0 | 0 | 0.0022605 | 1.1021e-06 | 0 | 1.1021e-06 | 1.1638e-06 | 0 | 1.1638e-06 | 1.2333e-06 | 0 | 1.2333e-06 | 1.1745e-06 | 0 | 1.1745e-06
[79 empty] | WLDFR | HFTD - Distribution - Tier 3 - 4QU CoRE ¦ 5QU LoRE | Non-Red Flag Warning - Small Fires | 2045 | 1.1542e-05 | 1.2188e-05 | 1.2916e-05 | 1.2301e-05 | 0.095486 | 0.044306 | 0.0019228 | 0.049257 | 0 | 0 | 0 | 0 | 0.0022605 | 1.1021e-06 | 0 | 1.1021e-06 | 1.1638e-06 | 0 | 1.1638e-06 | 1.2333e-06 | 0 | 1.2333e-06 | 1.1745e-06 | 0 | 1.1745e-06
[79 empty] | WLDFR | HFTD - Distribution - Tier 3 - 4QU CoRE ¦ 5QU LoRE | Non-Red Flag Warning - Small Fires | 2046 | 1.1542e-05 | 1.2188e-05 | 1.2916e-05 | 1.2301e-05 | 0.095486 | 0.044306 | 0.0019228 | 0.049257 | 0 | 0 | 0 | 0 | 0.0022605 | 1.1021e-06 | 0 | 1.1021e-06 | 1.1638e-06 | 0 | 1.1638e-06 | 1.2333e-06 | 0 | 1.2333e-06 | 1.1745e-06 | 0 | 1.1745e-06
[79 empty] | WLDFR | HFTD - Distribution - Tier 3 - 4QU CoRE ¦ 5QU LoRE | Non-Red Flag Warning - Small Fires | 2047 | 1.1542e-05 | 1.2188e-05 | 1.2916e-05 | 1.2301e-05 | 0.095486 | 0.044306 | 0.0019228 | 0.049257 | 0 | 0 | 0 | 0 | 0.0022605 | 1.1021e-06 | 0 | 1.1021e-06 | 1.1638e-06 | 0 | 1.1638e-06 | 1.2333e-06 | 0 | 1.2333e-06 | 1.1745e-06 | 0 | 1.1745e-06
[79 empty] | WLDFR | HFTD - Distribution - Tier 3 - 4QU CoRE ¦ 5QU LoRE | Non-Red Flag Warning - Small Fires | 2048 | 1.1542e-05 | 1.2188e-05 | 1.2916e-05 | 1.2301e-05 | 0.10007 | 0.04626 | 0.0020076 | 0.051804 | 0 | 0 | 0 | 0 | 0.0022605 | 1.1551e-06 | 0 | 1.1551e-06 | 1.2197e-06 | 0 | 1.2197e-06 | 1.2925e-06 | 0 | 1.2925e-06 | 1.231e-06 | 0 | 1.231e-06
[79 empty] | WLDFR | HFTD - Distribution - Tier 3 - 4QU CoRE ¦ 5QU LoRE | Non-Red Flag Warning - Small Fires | 2049 | 1.1542e-05 | 1.2188e-05 | 1.2916e-05 | 1.2301e-05 | 0.10007 | 0.04626 | 0.0020076 | 0.051804 | 0 | 0 | 0 | 0 | 0.0022605 | 1.1551e-06 | 0 | 1.1551e-06 | 1.2197e-06 | 0 | 1.2197e-06 | 1.2925e-06 | 0 | 1.2925e-06 | 1.231e-06 | 0 | 1.231e-06
[79 empty] | WLDFR | HFTD - Distribution - Tier 3 - 4QU CoRE ¦ 5QU LoRE | Non-Red Flag Warning - Small Fires | 2050 | 0 | 1.2188e-05 | 1.2916e-05 | 1.2301e-05 | 0.10007 | 0.04626 | 0.0020076 | 0.051804 | 0 | 0 | 0 | 0 | 0.0022605 | 0 | 0 | 0 | 1.2197e-06 | 0 | 1.2197e-06 | 1.2925e-06 | 0 | 1.2925e-06 | 1.231e-06 | 0 | 1.231e-06
[79 empty] | WLDFR | HFTD - Distribution - Tier 3 - 4QU CoRE ¦ 5QU LoRE | Non-Red Flag Warning - Small Fires | 2051 | 0 | 0 | 1.2916e-05 | 1.2301e-05 | 0.10007 | 0.04626 | 0.0020076 | 0.051804 | 0 | 0 | 0 | 0 | 0.0022605 | 0 | 0 | 0 | 0 | 0 | 0 | 1.2925e-06 | 0 | 1.2925e-06 | 1.231e-06 | 0 | 1.231e-06
[79 empty] | WLDFR | HFTD - Distribution - Tier 3 - 4QU CoRE ¦ 5QU LoRE | Non-Red Flag Warning - Small Fires | 2052 | 0 | 0 | 0 | 1.2301e-05 | 0.10007 | 0.04626 | 0.0020076 | 0.051804 | 0 | 0 | 0 | 0 | 0.0022605 | 0 | 0 | 0 | 0 | 0 | 0 | 0 | 0 | 0 | 1.231e-06 | 0 | 1.231e-06
[79 empty] | WLDFR | HFTD - Distribution - Tier 3 - 4QU CoRE ¦ 5QU LoRE | Red Flag Warning - Catastrophic Fires | 2020 | 9.5106e-08 | 0 | 0 | 0 | 14146.1306 | 222.2294 | 8585.7228 | 5338.1784 | 0 | 0 | 0 | 0 | 5.9738e-06 | 0.0013454 | 0 | 0.0013454 | 0 | 0 | 0 | 0 | 0 | 0 | 0 | 0 | 0
[79 empty] | WLDFR | HFTD - Distribution - Tier 3 - 4QU CoRE ¦ 5QU LoRE | Red Flag Warning - Catastrophic Fires | 2021 | 6.4617e-08 | 1.0042e-07 | 0 | 0 | 14146.1306 | 222.2294 | 8585.7228 | 5338.1784 | 0 | 0 | 0 | 0 | 5.9738e-06 | 0.00091407 | 0 | 0.00091407 | 0.0014206 | 0 | 0.0014206 | 0 | 0 | 0 | 0 | 0 | 0
[79 empty] | WLDFR | HFTD - Distribution - Tier 3 - 4QU CoRE ¦ 5QU LoRE | Red Flag Warning - Catastrophic Fires | 2022 | 5.2544e-08 | 5.5481e-08 | 8.6693e-08 | 0 | 14146.1306 | 222.2294 | 8585.7228 | 5338.1784 | 0 | 0 | 0 | 0 | 5.3665e-06 | 0.00074329 | 0 | 0.00074329 | 0.00078485 | 0 | 0.00078485 | 0.0012264 | 0 | 0.0012264 | 0 | 0 | 0
[79 empty] | WLDFR | HFTD - Distribution - Tier 3 - 4QU CoRE ¦ 5QU LoRE | Red Flag Warning - Catastrophic Fires | 2023 | 5.2544e-08 | 5.5481e-08 | 5.8795e-08 | 8.2565e-08 | 14664.6376 | 233.2301 | 8896.516 | 5534.8915 | 0 | 0 | 0 | 0 | 5.3665e-06 | 0.00077053 | 0 | 0.00077053 | 0.00081361 | 0 | 0.00081361 | 0.00086221 | 0 | 0.00086221 | 0.0012108 | 0 | 0.0012108
[79 empty] | WLDFR | HFTD - Distribution - Tier 3 - 4QU CoRE ¦ 5QU LoRE | Red Flag Warning - Catastrophic Fires | 2024 | 5.2544e-08 | 5.5481e-08 | 5.8795e-08 | 5.5995e-08 | 14664.6376 | 233.2301 | 8896.516 | 5534.8915 | 0 | 0 | 0 | 0 | 5.3665e-06 | 0.00077053 | 0 | 0.00077053 | 0.00081361 | 0 | 0.00081361 | 0.00086221 | 0 | 0.00086221 | 0.00082115 | 0 | 0.00082115
[79 empty] | WLDFR | HFTD - Distribution - Tier 3 - 4QU CoRE ¦ 5QU LoRE | Red Flag Warning - Catastrophic Fires | 2025 | 5.2544e-08 | 5.5481e-08 | 5.8795e-08 | 5.5995e-08 | 14664.6376 | 233.2301 | 8896.516 | 5534.8915 | 0 | 0 | 0 | 0 | 5.3665e-06 | 0.00077053 | 0 | 0.00077053 | 0.00081361 | 0 | 0.00081361 | 0.00086221 | 0 | 0.00086221 | 0.00082115 | 0 | 0.00082115
[79 empty] | WLDFR | HFTD - Distribution - Tier 3 - 4QU CoRE ¦ 5QU LoRE | Red Flag Warning - Catastrophic Fires | 2026 | 5.2544e-08 | 5.5481e-08 | 5.8795e-08 | 5.5995e-08 | 14664.6376 | 233.2301 | 8896.516 | 5534.8915 | 0 | 0 | 0 | 0 | 5.3665e-06 | 0.00077053 | 0 | 0.00077053 | 0.00081361 | 0 | 0.00081361 | 0.00086221 | 0 | 0.00086221 | 0.00082115 | 0 | 0.00082115
[79 empty] | WLDFR | HFTD - Distribution - Tier 3 - 4QU CoRE ¦ 5QU LoRE | Red Flag Warning - Catastrophic Fires | 2027 | 5.2544e-08 | 5.5481e-08 | 5.8795e-08 | 5.5995e-08 | 14664.6376 | 233.2301 | 8896.516 | 5534.8915 | 0 | 0 | 0 | 0 | 5.3665e-06 | 0.00077053 | 0 | 0.00077053 | 0.00081361 | 0 | 0.00081361 | 0.00086221 | 0 | 0.00086221 | 0.00082115 | 0 | 0.00082115
[79 empty] | WLDFR | HFTD - Distribution - Tier 3 - 4QU CoRE ¦ 5QU LoRE | Red Flag Warning - Catastrophic Fires | 2028 | 5.2544e-08 | 5.5481e-08 | 5.8795e-08 | 5.5995e-08 | 15317.9909 | 247.273 | 9287.6491 | 5783.0689 | 0 | 0 | 0 | 0 | 5.3665e-06 | 0.00080486 | 0 | 0.00080486 | 0.00084986 | 0 | 0.00084986 | 0.00090062 | 0 | 0.00090062 | 0.00085774 | 0 | 0.00085774
[79 empty] | WLDFR | HFTD - Distribution - Tier 3 - 4QU CoRE ¦ 5QU LoRE | Red Flag Warning - Catastrophic Fires | 2029 | 5.2544e-08 | 5.5481e-08 | 5.8795e-08 | 5.5995e-08 | 15317.9909 | 247.273 | 9287.6491 | 5783.0689 | 0 | 0 | 0 | 0 | 5.3665e-06 | 0.00080486 | 0 | 0.00080486 | 0.00084986 | 0 | 0.00084986 | 0.00090062 | 0 | 0.00090062 | 0.00085774 | 0 | 0.00085774
[79 empty] | WLDFR | HFTD - Distribution - Tier 3 - 4QU CoRE ¦ 5QU LoRE | Red Flag Warning - Catastrophic Fires | 2030 | 5.2544e-08 | 5.5481e-08 | 5.8795e-08 | 5.5995e-08 | 15317.9909 | 247.273 | 9287.6491 | 5783.0689 | 0 | 0 | 0 | 0 | 5.3665e-06 | 0.00080486 | 0 | 0.00080486 | 0.00084986 | 0 | 0.00084986 | 0.00090062 | 0 | 0.00090062 | 0.00085774 | 0 | 0.00085774
[79 empty] | WLDFR | HFTD - Distribution - Tier 3 - 4QU CoRE ¦ 5QU LoRE | Red Flag Warning - Catastrophic Fires | 2031 | 5.2544e-08 | 5.5481e-08 | 5.8795e-08 | 5.5995e-08 | 15317.9909 | 247.273 | 9287.6491 | 5783.0689 | 0 | 0 | 0 | 0 | 5.3665e-06 | 0.00080486 | 0 | 0.00080486 | 0.00084986 | 0 | 0.00084986 | 0.00090062 | 0 | 0.00090062 | 0.00085774 | 0 | 0.00085774
[79 empty] | WLDFR | HFTD - Distribution - Tier 3 - 4QU CoRE ¦ 5QU LoRE | Red Flag Warning - Catastrophic Fires | 2032 | 5.2544e-08 | 5.5481e-08 | 5.8795e-08 | 5.5995e-08 | 15317.9909 | 247.273 | 9287.6491 | 5783.0689 | 0 | 0 | 0 | 0 | 5.3665e-06 | 0.00080486 | 0 | 0.00080486 | 0.00084986 | 0 | 0.00084986 | 0.00090062 | 0 | 0.00090062 | 0.00085774 | 0 | 0.00085774
[79 empty] | WLDFR | HFTD - Distribution - Tier 3 - 4QU CoRE ¦ 5QU LoRE | Red Flag Warning - Catastrophic Fires | 2033 | 5.2544e-08 | 5.5481e-08 | 5.8795e-08 | 5.5995e-08 | 16044.1264 | 263.1074 | 9721.74 | 6059.2791 | 0 | 0 | 0 | 0 | 5.3665e-06 | 0.00084302 | 0 | 0.00084302 | 0.00089015 | 0 | 0.00089015 | 0.00094332 | 0 | 0.00094332 | 0.0008984 | 0 | 0.0008984
[79 empty] | WLDFR | HFTD - Distribution - Tier 3 - 4QU CoRE ¦ 5QU LoRE | Red Flag Warning - Catastrophic Fires | 2034 | 5.2544e-08 | 5.5481e-08 | 5.8795e-08 | 5.5995e-08 | 16044.1264 | 263.1074 | 9721.74 | 6059.2791 | 0 | 0 | 0 | 0 | 5.3665e-06 | 0.00084302 | 0 | 0.00084302 | 0.00089015 | 0 | 0.00089015 | 0.00094332 | 0 | 0.00094332 | 0.0008984 | 0 | 0.0008984
[79 empty] | WLDFR | HFTD - Distribution - Tier 3 - 4QU CoRE ¦ 5QU LoRE | Red Flag Warning - Catastrophic Fires | 2035 | 5.2544e-08 | 5.5481e-08 | 5.8795e-08 | 5.5995e-08 | 16044.1264 | 263.1074 | 9721.74 | 6059.2791 | 0 | 0 | 0 | 0 | 5.3665e-06 | 0.00084302 | 0 | 0.00084302 | 0.00089015 | 0 | 0.00089015 | 0.00094332 | 0 | 0.00094332 | 0.0008984 | 0 | 0.0008984
[79 empty] | WLDFR | HFTD - Distribution - Tier 3 - 4QU CoRE ¦ 5QU LoRE | Red Flag Warning - Catastrophic Fires | 2036 | 5.2544e-08 | 5.5481e-08 | 5.8795e-08 | 5.5995e-08 | 16044.1264 | 263.1074 | 9721.74 | 6059.2791 | 0 | 0 | 0 | 0 | 5.3665e-06 | 0.00084302 | 0 | 0.00084302 | 0.00089015 | 0 | 0.00089015 | 0.00094332 | 0 | 0.00094332 | 0.0008984 | 0 | 0.0008984
[79 empty] | WLDFR | HFTD - Distribution - Tier 3 - 4QU CoRE ¦ 5QU LoRE | Red Flag Warning - Catastrophic Fires | 2037 | 5.2544e-08 | 5.5481e-08 | 5.8795e-08 | 5.5995e-08 | 16044.1264 | 263.1074 | 9721.74 | 6059.2791 | 0 | 0 | 0 | 0 | 5.3665e-06 | 0.00084302 | 0 | 0.00084302 | 0.00089015 | 0 | 0.00089015 | 0.00094332 | 0 | 0.00094332 | 0.0008984 | 0 | 0.0008984
[79 empty] | WLDFR | HFTD - Distribution - Tier 3 - 4QU CoRE ¦ 5QU LoRE | Red Flag Warning - Catastrophic Fires | 2038 | 5.2544e-08 | 5.5481e-08 | 5.8795e-08 | 5.5995e-08 | 16832.3912 | 280.5544 | 10192.2718 | 6359.5651 | 0 | 0 | 0 | 0 | 5.3665e-06 | 0.00088443 | 0 | 0.00088443 | 0.00093388 | 0 | 0.00093388 | 0.00098966 | 0 | 0.00098966 | 0.00094254 | 0 | 0.00094254
[79 empty] | WLDFR | HFTD - Distribution - Tier 3 - 4QU CoRE ¦ 5QU LoRE | Red Flag Warning - Catastrophic Fires | 2039 | 5.2544e-08 | 5.5481e-08 | 5.8795e-08 | 5.5995e-08 | 16832.3912 | 280.5544 | 10192.2718 | 6359.5651 | 0 | 0 | 0 | 0 | 5.3665e-06 | 0.00088443 | 0 | 0.00088443 | 0.00093388 | 0 | 0.00093388 | 0.00098966 | 0 | 0.00098966 | 0.00094254 | 0 | 0.00094254
[79 empty] | WLDFR | HFTD - Distribution - Tier 3 - 4QU CoRE ¦ 5QU LoRE | Red Flag Warning - Catastrophic Fires | 2040 | 5.2544e-08 | 5.5481e-08 | 5.8795e-08 | 5.5995e-08 | 16832.3912 | 280.5544 | 10192.2718 | 6359.5651 | 0 | 0 | 0 | 0 | 5.3665e-06 | 0.00088443 | 0 | 0.00088443 | 0.00093388 | 0 | 0.00093388 | 0.00098966 | 0 | 0.00098966 | 0.00094254 | 0 | 0.00094254
[79 empty] | WLDFR | HFTD - Distribution - Tier 3 - 4QU CoRE ¦ 5QU LoRE | Red Flag Warning - Catastrophic Fires | 2041 | 5.2544e-08 | 5.5481e-08 | 5.8795e-08 | 5.5995e-08 | 16832.3912 | 280.5544 | 10192.2718 | 6359.5651 | 0 | 0 | 0 | 0 | 5.3665e-06 | 0.00088443 | 0 | 0.00088443 | 0.00093388 | 0 | 0.00093388 | 0.00098966 | 0 | 0.00098966 | 0.00094254 | 0 | 0.00094254
[79 empty] | WLDFR | HFTD - Distribution - Tier 3 - 4QU CoRE ¦ 5QU LoRE | Red Flag Warning - Catastrophic Fires | 2042 | 5.2544e-08 | 5.5481e-08 | 5.8795e-08 | 5.5995e-08 | 16832.3912 | 280.5544 | 10192.2718 | 6359.5651 | 0 | 0 | 0 | 0 | 5.3665e-06 | 0.00088443 | 0 | 0.00088443 | 0.00093388 | 0 | 0.00093388 | 0.00098966 | 0 | 0.00098966 | 0.00094254 | 0 | 0.00094254
[79 empty] | WLDFR | HFTD - Distribution - Tier 3 - 4QU CoRE ¦ 5QU LoRE | Red Flag Warning - Catastrophic Fires | 2043 | 5.2544e-08 | 5.5481e-08 | 5.8795e-08 | 5.5995e-08 | 17672.0852 | 299.42 | 10692.7362 | 6679.929 | 0 | 0 | 0 | 0 | 5.3665e-06 | 0.00092856 | 0 | 0.00092856 | 0.00098047 | 0 | 0.00098047 | 0.001039 | 0 | 0.001039 | 0.00098956 | 0 | 0.00098956
[79 empty] | WLDFR | HFTD - Distribution - Tier 3 - 4QU CoRE ¦ 5QU LoRE | Red Flag Warning - Catastrophic Fires | 2044 | 5.2544e-08 | 5.5481e-08 | 5.8795e-08 | 5.5995e-08 | 17672.0852 | 299.42 | 10692.7362 | 6679.929 | 0 | 0 | 0 | 0 | 5.3665e-06 | 0.00092856 | 0 | 0.00092856 | 0.00098047 | 0 | 0.00098047 | 0.001039 | 0 | 0.001039 | 0.00098956 | 0 | 0.00098956
[79 empty] | WLDFR | HFTD - Distribution - Tier 3 - 4QU CoRE ¦ 5QU LoRE | Red Flag Warning - Catastrophic Fires | 2045 | 5.2544e-08 | 5.5481e-08 | 5.8795e-08 | 5.5995e-08 | 17672.0852 | 299.42 | 10692.7362 | 6679.929 | 0 | 0 | 0 | 0 | 5.3665e-06 | 0.00092856 | 0 | 0.00092856 | 0.00098047 | 0 | 0.00098047 | 0.001039 | 0 | 0.001039 | 0.00098956 | 0 | 0.00098956
[79 empty] | WLDFR | HFTD - Distribution - Tier 3 - 4QU CoRE ¦ 5QU LoRE | Red Flag Warning - Catastrophic Fires | 2046 | 5.2544e-08 | 5.5481e-08 | 5.8795e-08 | 5.5995e-08 | 17672.0852 | 299.42 | 10692.7362 | 6679.929 | 0 | 0 | 0 | 0 | 5.3665e-06 | 0.00092856 | 0 | 0.00092856 | 0.00098047 | 0 | 0.00098047 | 0.001039 | 0 | 0.001039 | 0.00098956 | 0 | 0.00098956
[79 empty] | WLDFR | HFTD - Distribution - Tier 3 - 4QU CoRE ¦ 5QU LoRE | Red Flag Warning - Catastrophic Fires | 2047 | 5.2544e-08 | 5.5481e-08 | 5.8795e-08 | 5.5995e-08 | 17672.0852 | 299.42 | 10692.7362 | 6679.929 | 0 | 0 | 0 | 0 | 5.3665e-06 | 0.00092856 | 0 | 0.00092856 | 0.00098047 | 0 | 0.00098047 | 0.001039 | 0 | 0.001039 | 0.00098956 | 0 | 0.00098956
[79 empty] | WLDFR | HFTD - Distribution - Tier 3 - 4QU CoRE ¦ 5QU LoRE | Red Flag Warning - Catastrophic Fires | 2048 | 5.2544e-08 | 5.5481e-08 | 5.8795e-08 | 5.5995e-08 | 18552.3348 | 319.4911 | 11216.5626 | 7016.281 | 0 | 0 | 0 | 0 | 5.3665e-06 | 0.00097481 | 0 | 0.00097481 | 0.0010293 | 0 | 0.0010293 | 0.0010908 | 0 | 0.0010908 | 0.0010388 | 0 | 0.0010388
[79 empty] | WLDFR | HFTD - Distribution - Tier 3 - 4QU CoRE ¦ 5QU LoRE | Red Flag Warning - Catastrophic Fires | 2049 | 5.2544e-08 | 5.5481e-08 | 5.8795e-08 | 5.5995e-08 | 18552.3348 | 319.4911 | 11216.5626 | 7016.281 | 0 | 0 | 0 | 0 | 5.3665e-06 | 0.00097481 | 0 | 0.00097481 | 0.0010293 | 0 | 0.0010293 | 0.0010908 | 0 | 0.0010908 | 0.0010388 | 0 | 0.0010388
[79 empty] | WLDFR | HFTD - Distribution - Tier 3 - 4QU CoRE ¦ 5QU LoRE | Red Flag Warning - Catastrophic Fires | 2050 | 0 | 5.5481e-08 | 5.8795e-08 | 5.5995e-08 | 18552.3348 | 319.4911 | 11216.5626 | 7016.281 | 0 | 0 | 0 | 0 | 5.3665e-06 | 0 | 0 | 0 | 0.0010293 | 0 | 0.0010293 | 0.0010908 | 0 | 0.0010908 | 0.0010388 | 0 | 0.0010388
[79 empty] | WLDFR | HFTD - Distribution - Tier 3 - 4QU CoRE ¦ 5QU LoRE | Red Flag Warning - Catastrophic Fires | 2051 | 0 | 0 | 5.8795e-08 | 5.5995e-08 | 18552.3348 | 319.4911 | 11216.5626 | 7016.281 | 0 | 0 | 0 | 0 | 5.3665e-06 | 0 | 0 | 0 | 0 | 0 | 0 | 0.0010908 | 0 | 0.0010908 | 0.0010388 | 0 | 0.0010388
[79 empty] | WLDFR | HFTD - Distribution - Tier 3 - 4QU CoRE ¦ 5QU LoRE | Red Flag Warning - Catastrophic Fires | 2052 | 0 | 0 | 0 | 5.5995e-08 | 18552.3348 | 319.4911 | 11216.5626 | 7016.281 | 0 | 0 | 0 | 0 | 5.3665e-06 | 0 | 0 | 0 | 0 | 0 | 0 | 0 | 0 | 0 | 0.0010388 | 0 | 0.0010388
[79 empty] | WLDFR | HFTD - Distribution - Tier 3 - 4QU CoRE ¦ 5QU LoRE | Red Flag Warning - Destructive Fires | 2020 | 1.3177e-08 | 0 | 0 | 0 | 8807.9522 | 222.2294 | 8585.7228 | 0 | 0 | 0 | 0 | 0 | 8.8836e-07 | 0.00011607 | 0 | 0.00011607 | 0 | 0 | 0 | 0 | 0 | 0 | 0 | 0 | 0
[79 empty] | WLDFR | HFTD - Distribution - Tier 3 - 4QU CoRE ¦ 5QU LoRE | Red Flag Warning - Destructive Fires | 2021 | 8.9547e-09 | 1.3914e-08 | 0 | 0 | 8807.9522 | 222.2294 | 8585.7228 | 0 | 0 | 0 | 0 | 0 | 8.8836e-07 | 7.8872e-05 | 0 | 7.8872e-05 | 0.00012256 | 0 | 0.00012256 | 0 | 0 | 0 | 0 | 0 | 0
[79 empty] | WLDFR | HFTD - Distribution - Tier 3 - 4QU CoRE ¦ 5QU LoRE | Red Flag Warning - Destructive Fires | 2022 | 7.255e-09 | 7.6606e-09 | 1.197e-08 | 0 | 8807.9522 | 222.2294 | 8585.7228 | 0 | 0 | 0 | 0 | 0 | 7.904e-07 | 6.3901e-05 | 0 | 6.3901e-05 | 6.7474e-05 | 0 | 6.7474e-05 | 0.00010543 | 0 | 0.00010543 | 0 | 0 | 0
[79 empty] | WLDFR | HFTD - Distribution - Tier 3 - 4QU CoRE ¦ 5QU LoRE | Red Flag Warning - Destructive Fires | 2023 | 7.255e-09 | 7.6606e-09 | 8.1181e-09 | 1.14e-08 | 9129.7461 | 233.2301 | 8896.516 | 0 | 0 | 0 | 0 | 0 | 7.904e-07 | 6.6236e-05 | 0 | 6.6236e-05 | 6.9939e-05 | 0 | 6.9939e-05 | 7.4117e-05 | 0 | 7.4117e-05 | 0.00010408 | 0 | 0.00010408
[79 empty] | WLDFR | HFTD - Distribution - Tier 3 - 4QU CoRE ¦ 5QU LoRE | Red Flag Warning - Destructive Fires | 2024 | 7.255e-09 | 7.6606e-09 | 8.1181e-09 | 7.7316e-09 | 9129.7461 | 233.2301 | 8896.516 | 0 | 0 | 0 | 0 | 0 | 7.904e-07 | 6.6236e-05 | 0 | 6.6236e-05 | 6.9939e-05 | 0 | 6.9939e-05 | 7.4117e-05 | 0 | 7.4117e-05 | 7.0587e-05 | 0 | 7.0587e-05
[79 empty] | WLDFR | HFTD - Distribution - Tier 3 - 4QU CoRE ¦ 5QU LoRE | Red Flag Warning - Destructive Fires | 2025 | 7.255e-09 | 7.6606e-09 | 8.1181e-09 | 7.7316e-09 | 9129.7461 | 233.2301 | 8896.516 | 0 | 0 | 0 | 0 | 0 | 7.904e-07 | 6.6236e-05 | 0 | 6.6236e-05 | 6.9939e-05 | 0 | 6.9939e-05 | 7.4117e-05 | 0 | 7.4117e-05 | 7.0587e-05 | 0 | 7.0587e-05
[79 empty] | WLDFR | HFTD - Distribution - Tier 3 - 4QU CoRE ¦ 5QU LoRE | Red Flag Warning - Destructive Fires | 2026 | 7.255e-09 | 7.6606e-09 | 8.1181e-09 | 7.7316e-09 | 9129.7461 | 233.2301 | 8896.516 | 0 | 0 | 0 | 0 | 0 | 7.904e-07 | 6.6236e-05 | 0 | 6.6236e-05 | 6.9939e-05 | 0 | 6.9939e-05 | 7.4117e-05 | 0 | 7.4117e-05 | 7.0587e-05 | 0 | 7.0587e-05
[79 empty] | WLDFR | HFTD - Distribution - Tier 3 - 4QU CoRE ¦ 5QU LoRE | Red Flag Warning - Destructive Fires | 2027 | 7.255e-09 | 7.6606e-09 | 8.1181e-09 | 7.7316e-09 | 9129.7461 | 233.2301 | 8896.516 | 0 | 0 | 0 | 0 | 0 | 7.904e-07 | 6.6236e-05 | 0 | 6.6236e-05 | 6.9939e-05 | 0 | 6.9939e-05 | 7.4117e-05 | 0 | 7.4117e-05 | 7.0587e-05 | 0 | 7.0587e-05
[79 empty] | WLDFR | HFTD - Distribution - Tier 3 - 4QU CoRE ¦ 5QU LoRE | Red Flag Warning - Destructive Fires | 2028 | 7.255e-09 | 7.6606e-09 | 8.1181e-09 | 7.7316e-09 | 9534.9221 | 247.273 | 9287.6491 | 0 | 0 | 0 | 0 | 0 | 7.904e-07 | 6.9176e-05 | 0 | 6.9176e-05 | 7.3043e-05 | 0 | 7.3043e-05 | 7.7406e-05 | 0 | 7.7406e-05 | 7.372e-05 | 0 | 7.372e-05
[79 empty] | WLDFR | HFTD - Distribution - Tier 3 - 4QU CoRE ¦ 5QU LoRE | Red Flag Warning - Destructive Fires | 2029 | 7.255e-09 | 7.6606e-09 | 8.1181e-09 | 7.7316e-09 | 9534.9221 | 247.273 | 9287.6491 | 0 | 0 | 0 | 0 | 0 | 7.904e-07 | 6.9176e-05 | 0 | 6.9176e-05 | 7.3043e-05 | 0 | 7.3043e-05 | 7.7406e-05 | 0 | 7.7406e-05 | 7.372e-05 | 0 | 7.372e-05
[79 empty] | WLDFR | HFTD - Distribution - Tier 3 - 4QU CoRE ¦ 5QU LoRE | Red Flag Warning - Destructive Fires | 2030 | 7.255e-09 | 7.6606e-09 | 8.1181e-09 | 7.7316e-09 | 9534.9221 | 247.273 | 9287.6491 | 0 | 0 | 0 | 0 | 0 | 7.904e-07 | 6.9176e-05 | 0 | 6.9176e-05 | 7.3043e-05 | 0 | 7.3043e-05 | 7.7406e-05 | 0 | 7.7406e-05 | 7.372e-05 | 0 | 7.372e-05
[79 empty] | WLDFR | HFTD - Distribution - Tier 3 - 4QU CoRE ¦ 5QU LoRE | Red Flag Warning - Destructive Fires | 2031 | 7.255e-09 | 7.6606e-09 | 8.1181e-09 | 7.7316e-09 | 9534.9221 | 247.273 | 9287.6491 | 0 | 0 | 0 | 0 | 0 | 7.904e-07 | 6.9176e-05 | 0 | 6.9176e-05 | 7.3043e-05 | 0 | 7.3043e-05 | 7.7406e-05 | 0 | 7.7406e-05 | 7.372e-05 | 0 | 7.372e-05
[79 empty] | WLDFR | HFTD - Distribution - Tier 3 - 4QU CoRE ¦ 5QU LoRE | Red Flag Warning - Destructive Fires | 2032 | 7.255e-09 | 7.6606e-09 | 8.1181e-09 | 7.7316e-09 | 9534.9221 | 247.273 | 9287.6491 | 0 | 0 | 0 | 0 | 0 | 7.904e-07 | 6.9176e-05 | 0 | 6.9176e-05 | 7.3043e-05 | 0 | 7.3043e-05 | 7.7406e-05 | 0 | 7.7406e-05 | 7.372e-05 | 0 | 7.372e-05
[79 empty] | WLDFR | HFTD - Distribution - Tier 3 - 4QU CoRE ¦ 5QU LoRE | Red Flag Warning - Destructive Fires | 2033 | 7.255e-09 | 7.6606e-09 | 8.1181e-09 | 7.7316e-09 | 9984.8474 | 263.1074 | 9721.74 | 0 | 0 | 0 | 0 | 0 | 7.904e-07 | 7.244e-05 | 0 | 7.244e-05 | 7.649e-05 | 0 | 7.649e-05 | 8.1058e-05 | 0 | 8.1058e-05 | 7.7199e-05 | 0 | 7.7199e-05
[79 empty] | WLDFR | HFTD - Distribution - Tier 3 - 4QU CoRE ¦ 5QU LoRE | Red Flag Warning - Destructive Fires | 2034 | 7.255e-09 | 7.6606e-09 | 8.1181e-09 | 7.7316e-09 | 9984.8474 | 263.1074 | 9721.74 | 0 | 0 | 0 | 0 | 0 | 7.904e-07 | 7.244e-05 | 0 | 7.244e-05 | 7.649e-05 | 0 | 7.649e-05 | 8.1058e-05 | 0 | 8.1058e-05 | 7.7199e-05 | 0 | 7.7199e-05
[79 empty] | WLDFR | HFTD - Distribution - Tier 3 - 4QU CoRE ¦ 5QU LoRE | Red Flag Warning - Destructive Fires | 2035 | 7.255e-09 | 7.6606e-09 | 8.1181e-09 | 7.7316e-09 | 9984.8474 | 263.1074 | 9721.74 | 0 | 0 | 0 | 0 | 0 | 7.904e-07 | 7.244e-05 | 0 | 7.244e-05 | 7.649e-05 | 0 | 7.649e-05 | 8.1058e-05 | 0 | 8.1058e-05 | 7.7199e-05 | 0 | 7.7199e-05
[79 empty] | WLDFR | HFTD - Distribution - Tier 3 - 4QU CoRE ¦ 5QU LoRE | Red Flag Warning - Destructive Fires | 2036 | 7.255e-09 | 7.6606e-09 | 8.1181e-09 | 7.7316e-09 | 9984.8474 | 263.1074 | 9721.74 | 0 | 0 | 0 | 0 | 0 | 7.904e-07 | 7.244e-05 | 0 | 7.244e-05 | 7.649e-05 | 0 | 7.649e-05 | 8.1058e-05 | 0 | 8.1058e-05 | 7.7199e-05 | 0 | 7.7199e-05
[79 empty] | WLDFR | HFTD - Distribution - Tier 3 - 4QU CoRE ¦ 5QU LoRE | Red Flag Warning - Destructive Fires | 2037 | 7.255e-09 | 7.6606e-09 | 8.1181e-09 | 7.7316e-09 | 9984.8474 | 263.1074 | 9721.74 | 0 | 0 | 0 | 0 | 0 | 7.904e-07 | 7.244e-05 | 0 | 7.244e-05 | 7.649e-05 | 0 | 7.649e-05 | 8.1058e-05 | 0 | 8.1058e-05 | 7.7199e-05 | 0 | 7.7199e-05
[79 empty] | WLDFR | HFTD - Distribution - Tier 3 - 4QU CoRE ¦ 5QU LoRE | Red Flag Warning - Destructive Fires | 2038 | 7.255e-09 | 7.6606e-09 | 8.1181e-09 | 7.7316e-09 | 10472.8261 | 280.5544 | 10192.2718 | 0 | 0 | 0 | 0 | 0 | 7.904e-07 | 7.598e-05 | 0 | 7.598e-05 | 8.0228e-05 | 0 | 8.0228e-05 | 8.502e-05 | 0 | 8.502e-05 | 8.0971e-05 | 0 | 8.0971e-05
[79 empty] | WLDFR | HFTD - Distribution - Tier 3 - 4QU CoRE ¦ 5QU LoRE | Red Flag Warning - Destructive Fires | 2039 | 7.255e-09 | 7.6606e-09 | 8.1181e-09 | 7.7316e-09 | 10472.8261 | 280.5544 | 10192.2718 | 0 | 0 | 0 | 0 | 0 | 7.904e-07 | 7.598e-05 | 0 | 7.598e-05 | 8.0228e-05 | 0 | 8.0228e-05 | 8.502e-05 | 0 | 8.502e-05 | 8.0971e-05 | 0 | 8.0971e-05
[79 empty] | WLDFR | HFTD - Distribution - Tier 3 - 4QU CoRE ¦ 5QU LoRE | Red Flag Warning - Destructive Fires | 2040 | 7.255e-09 | 7.6606e-09 | 8.1181e-09 | 7.7316e-09 | 10472.8261 | 280.5544 | 10192.2718 | 0 | 0 | 0 | 0 | 0 | 7.904e-07 | 7.598e-05 | 0 | 7.598e-05 | 8.0228e-05 | 0 | 8.0228e-05 | 8.502e-05 | 0 | 8.502e-05 | 8.0971e-05 | 0 | 8.0971e-05
[79 empty] | WLDFR | HFTD - Distribution - Tier 3 - 4QU CoRE ¦ 5QU LoRE | Red Flag Warning - Destructive Fires | 2041 | 7.255e-09 | 7.6606e-09 | 8.1181e-09 | 7.7316e-09 | 10472.8261 | 280.5544 | 10192.2718 | 0 | 0 | 0 | 0 | 0 | 7.904e-07 | 7.598e-05 | 0 | 7.598e-05 | 8.0228e-05 | 0 | 8.0228e-05 | 8.502e-05 | 0 | 8.502e-05 | 8.0971e-05 | 0 | 8.0971e-05
[79 empty] | WLDFR | HFTD - Distribution - Tier 3 - 4QU CoRE ¦ 5QU LoRE | Red Flag Warning - Destructive Fires | 2042 | 7.255e-09 | 7.6606e-09 | 8.1181e-09 | 7.7316e-09 | 10472.8261 | 280.5544 | 10192.2718 | 0 | 0 | 0 | 0 | 0 | 7.904e-07 | 7.598e-05 | 0 | 7.598e-05 | 8.0228e-05 | 0 | 8.0228e-05 | 8.502e-05 | 0 | 8.502e-05 | 8.0971e-05 | 0 | 8.0971e-05
[79 empty] | WLDFR | HFTD - Distribution - Tier 3 - 4QU CoRE ¦ 5QU LoRE | Red Flag Warning - Destructive Fires | 2043 | 7.255e-09 | 7.6606e-09 | 8.1181e-09 | 7.7316e-09 | 10992.1562 | 299.42 | 10692.7362 | 0 | 0 | 0 | 0 | 0 | 7.904e-07 | 7.9748e-05 | 0 | 7.9748e-05 | 8.4206e-05 | 0 | 8.4206e-05 | 8.9236e-05 | 0 | 8.9236e-05 | 8.4987e-05 | 0 | 8.4987e-05
[79 empty] | WLDFR | HFTD - Distribution - Tier 3 - 4QU CoRE ¦ 5QU LoRE | Red Flag Warning - Destructive Fires | 2044 | 7.255e-09 | 7.6606e-09 | 8.1181e-09 | 7.7316e-09 | 10992.1562 | 299.42 | 10692.7362 | 0 | 0 | 0 | 0 | 0 | 7.904e-07 | 7.9748e-05 | 0 | 7.9748e-05 | 8.4206e-05 | 0 | 8.4206e-05 | 8.9236e-05 | 0 | 8.9236e-05 | 8.4987e-05 | 0 | 8.4987e-05
[79 empty] | WLDFR | HFTD - Distribution - Tier 3 - 4QU CoRE ¦ 5QU LoRE | Red Flag Warning - Destructive Fires | 2045 | 7.255e-09 | 7.6606e-09 | 8.1181e-09 | 7.7316e-09 | 10992.1562 | 299.42 | 10692.7362 | 0 | 0 | 0 | 0 | 0 | 7.904e-07 | 7.9748e-05 | 0 | 7.9748e-05 | 8.4206e-05 | 0 | 8.4206e-05 | 8.9236e-05 | 0 | 8.9236e-05 | 8.4987e-05 | 0 | 8.4987e-05
[79 empty] | WLDFR | HFTD - Distribution - Tier 3 - 4QU CoRE ¦ 5QU LoRE | Red Flag Warning - Destructive Fires | 2046 | 7.255e-09 | 7.6606e-09 | 8.1181e-09 | 7.7316e-09 | 10992.1562 | 299.42 | 10692.7362 | 0 | 0 | 0 | 0 | 0 | 7.904e-07 | 7.9748e-05 | 0 | 7.9748e-05 | 8.4206e-05 | 0 | 8.4206e-05 | 8.9236e-05 | 0 | 8.9236e-05 | 8.4987e-05 | 0 | 8.4987e-05
[79 empty] | WLDFR | HFTD - Distribution - Tier 3 - 4QU CoRE ¦ 5QU LoRE | Red Flag Warning - Destructive Fires | 2047 | 7.255e-09 | 7.6606e-09 | 8.1181e-09 | 7.7316e-09 | 10992.1562 | 299.42 | 10692.7362 | 0 | 0 | 0 | 0 | 0 | 7.904e-07 | 7.9748e-05 | 0 | 7.9748e-05 | 8.4206e-05 | 0 | 8.4206e-05 | 8.9236e-05 | 0 | 8.9236e-05 | 8.4987e-05 | 0 | 8.4987e-05
[79 empty] | WLDFR | HFTD - Distribution - Tier 3 - 4QU CoRE ¦ 5QU LoRE | Red Flag Warning - Destructive Fires | 2048 | 7.255e-09 | 7.6606e-09 | 8.1181e-09 | 7.7316e-09 | 11536.0538 | 319.4911 | 11216.5626 | 0 | 0 | 0 | 0 | 0 | 7.904e-07 | 8.3694e-05 | 0 | 8.3694e-05 | 8.8373e-05 | 0 | 8.8373e-05 | 9.3651e-05 | 0 | 9.3651e-05 | 8.9192e-05 | 0 | 8.9192e-05
[79 empty] | WLDFR | HFTD - Distribution - Tier 3 - 4QU CoRE ¦ 5QU LoRE | Red Flag Warning - Destructive Fires | 2049 | 7.255e-09 | 7.6606e-09 | 8.1181e-09 | 7.7316e-09 | 11536.0538 | 319.4911 | 11216.5626 | 0 | 0 | 0 | 0 | 0 | 7.904e-07 | 8.3694e-05 | 0 | 8.3694e-05 | 8.8373e-05 | 0 | 8.8373e-05 | 9.3651e-05 | 0 | 9.3651e-05 | 8.9192e-05 | 0 | 8.9192e-05
[79 empty] | WLDFR | HFTD - Distribution - Tier 3 - 4QU CoRE ¦ 5QU LoRE | Red Flag Warning - Destructive Fires | 2050 | 0 | 7.6606e-09 | 8.1181e-09 | 7.7316e-09 | 11536.0538 | 319.4911 | 11216.5626 | 0 | 0 | 0 | 0 | 0 | 7.904e-07 | 0 | 0 | 0 | 8.8373e-05 | 0 | 8.8373e-05 | 9.3651e-05 | 0 | 9.3651e-05 | 8.9192e-05 | 0 | 8.9192e-05
[79 empty] | WLDFR | HFTD - Distribution - Tier 3 - 4QU CoRE ¦ 5QU LoRE | Red Flag Warning - Destructive Fires | 2051 | 0 | 0 | 8.1181e-09 | 7.7316e-09 | 11536.0538 | 319.4911 | 11216.5626 | 0 | 0 | 0 | 0 | 0 | 7.904e-07 | 0 | 0 | 0 | 0 | 0 | 0 | 9.3651e-05 | 0 | 9.3651e-05 | 8.9192e-05 | 0 | 8.9192e-05
[79 empty] | WLDFR | HFTD - Distribution - Tier 3 - 4QU CoRE ¦ 5QU LoRE | Red Flag Warning - Destructive Fires | 2052 | 0 | 0 | 0 | 7.7316e-09 | 11536.0538 | 319.4911 | 11216.5626 | 0 | 0 | 0 | 0 | 0 | 7.904e-07 | 0 | 0 | 0 | 0 | 0 | 0 | 0 | 0 | 0 | 8.9192e-05 | 0 | 8.9192e-05
[79 empty] | WLDFR | HFTD - Distribution - Tier 3 - 4QU CoRE ¦ 5QU LoRE | Red Flag Warning - Large Fires | 2020 | 1.9389e-07 | 0 | 0 | 0 | 5.2406 | 0.69642 | 2.942 | 1.6022 | 0 | 0 | 0 | 0 | 1.3523e-05 | 1.0161e-06 | 0 | 1.0161e-06 | 0 | 0 | 0 | 0 | 0 | 0 | 0 | 0 | 0
[79 empty] | WLDFR | HFTD - Distribution - Tier 3 - 4QU CoRE ¦ 5QU LoRE | Red Flag Warning - Large Fires | 2021 | 1.3201e-07 | 2.0473e-07 | 0 | 0 | 5.2406 | 0.69642 | 2.942 | 1.6022 | 0 | 0 | 0 | 0 | 1.3523e-05 | 6.9179e-07 | 0 | 6.9179e-07 | 1.0729e-06 | 0 | 1.0729e-06 | 0 | 0 | 0 | 0 | 0 | 0
[79 empty] | WLDFR | HFTD - Distribution - Tier 3 - 4QU CoRE ¦ 5QU LoRE | Red Flag Warning - Large Fires | 2022 | 1.1132e-07 | 1.1754e-07 | 1.8362e-07 | 0 | 5.2406 | 0.69642 | 2.942 | 1.6022 | 0 | 0 | 0 | 0 | 1.2427e-05 | 5.8337e-07 | 0 | 5.8337e-07 | 6.1599e-07 | 0 | 6.1599e-07 | 9.6227e-07 | 0 | 9.6227e-07 | 0 | 0 | 0
[79 empty] | WLDFR | HFTD - Distribution - Tier 3 - 4QU CoRE ¦ 5QU LoRE | Red Flag Warning - Large Fires | 2023 | 1.1132e-07 | 1.1754e-07 | 1.2456e-07 | 1.7488e-07 | 5.475 | 0.71896 | 3.0715 | 1.6846 | 0 | 0 | 0 | 0 | 1.2427e-05 | 6.0947e-07 | 0 | 6.0947e-07 | 6.4355e-07 | 0 | 6.4355e-07 | 6.8199e-07 | 0 | 6.8199e-07 | 9.5745e-07 | 0 | 9.5745e-07
[79 empty] | WLDFR | HFTD - Distribution - Tier 3 - 4QU CoRE ¦ 5QU LoRE | Red Flag Warning - Large Fires | 2024 | 1.1132e-07 | 1.1754e-07 | 1.2456e-07 | 1.1863e-07 | 5.475 | 0.71896 | 3.0715 | 1.6846 | 0 | 0 | 0 | 0 | 1.2427e-05 | 6.0947e-07 | 0 | 6.0947e-07 | 6.4355e-07 | 0 | 6.4355e-07 | 6.8199e-07 | 0 | 6.8199e-07 | 6.4951e-07 | 0 | 6.4951e-07
[79 empty] | WLDFR | HFTD - Distribution - Tier 3 - 4QU CoRE ¦ 5QU LoRE | Red Flag Warning - Large Fires | 2025 | 1.1132e-07 | 1.1754e-07 | 1.2456e-07 | 1.1863e-07 | 5.475 | 0.71896 | 3.0715 | 1.6846 | 0 | 0 | 0 | 0 | 1.2427e-05 | 6.0947e-07 | 0 | 6.0947e-07 | 6.4355e-07 | 0 | 6.4355e-07 | 6.8199e-07 | 0 | 6.8199e-07 | 6.4951e-07 | 0 | 6.4951e-07
[79 empty] | WLDFR | HFTD - Distribution - Tier 3 - 4QU CoRE ¦ 5QU LoRE | Red Flag Warning - Large Fires | 2026 | 1.1132e-07 | 1.1754e-07 | 1.2456e-07 | 1.1863e-07 | 5.475 | 0.71896 | 3.0715 | 1.6846 | 0 | 0 | 0 | 0 | 1.2427e-05 | 6.0947e-07 | 0 | 6.0947e-07 | 6.4355e-07 | 0 | 6.4355e-07 | 6.8199e-07 | 0 | 6.8199e-07 | 6.4951e-07 | 0 | 6.4951e-07
[79 empty] | WLDFR | HFTD - Distribution - Tier 3 - 4QU CoRE ¦ 5QU LoRE | Red Flag Warning - Large Fires | 2027 | 1.1132e-07 | 1.1754e-07 | 1.2456e-07 | 1.1863e-07 | 5.475 | 0.71896 | 3.0715 | 1.6846 | 0 | 0 | 0 | 0 | 1.2427e-05 | 6.0947e-07 | 0 | 6.0947e-07 | 6.4355e-07 | 0 | 6.4355e-07 | 6.8199e-07 | 0 | 6.8199e-07 | 6.4951e-07 | 0 | 6.4951e-07
[79 empty] | WLDFR | HFTD - Distribution - Tier 3 - 4QU CoRE ¦ 5QU LoRE | Red Flag Warning - Large Fires | 2028 | 1.1132e-07 | 1.1754e-07 | 1.2456e-07 | 1.1863e-07 | 5.777 | 0.74734 | 3.238 | 1.7917 | 0 | 0 | 0 | 0 | 1.2427e-05 | 6.4309e-07 | 0 | 6.4309e-07 | 6.7904e-07 | 0 | 6.7904e-07 | 7.196e-07 | 0 | 7.196e-07 | 6.8533e-07 | 0 | 6.8533e-07
[79 empty] | WLDFR | HFTD - Distribution - Tier 3 - 4QU CoRE ¦ 5QU LoRE | Red Flag Warning - Large Fires | 2029 | 1.1132e-07 | 1.1754e-07 | 1.2456e-07 | 1.1863e-07 | 5.777 | 0.74734 | 3.238 | 1.7917 | 0 | 0 | 0 | 0 | 1.2427e-05 | 6.4309e-07 | 0 | 6.4309e-07 | 6.7904e-07 | 0 | 6.7904e-07 | 7.196e-07 | 0 | 7.196e-07 | 6.8533e-07 | 0 | 6.8533e-07
[79 empty] | WLDFR | HFTD - Distribution - Tier 3 - 4QU CoRE ¦ 5QU LoRE | Red Flag Warning - Large Fires | 2030 | 1.1132e-07 | 1.1754e-07 | 1.2456e-07 | 1.1863e-07 | 5.777 | 0.74734 | 3.238 | 1.7917 | 0 | 0 | 0 | 0 | 1.2427e-05 | 6.4309e-07 | 0 | 6.4309e-07 | 6.7904e-07 | 0 | 6.7904e-07 | 7.196e-07 | 0 | 7.196e-07 | 6.8533e-07 | 0 | 6.8533e-07
[79 empty] | WLDFR | HFTD - Distribution - Tier 3 - 4QU CoRE ¦ 5QU LoRE | Red Flag Warning - Large Fires | 2031 | 1.1132e-07 | 1.1754e-07 | 1.2456e-07 | 1.1863e-07 | 5.777 | 0.74734 | 3.238 | 1.7917 | 0 | 0 | 0 | 0 | 1.2427e-05 | 6.4309e-07 | 0 | 6.4309e-07 | 6.7904e-07 | 0 | 6.7904e-07 | 7.196e-07 | 0 | 7.196e-07 | 6.8533e-07 | 0 | 6.8533e-07
[79 empty] | WLDFR | HFTD - Distribution - Tier 3 - 4QU CoRE ¦ 5QU LoRE | Red Flag Warning - Large Fires | 2032 | 1.1132e-07 | 1.1754e-07 | 1.2456e-07 | 1.1863e-07 | 5.777 | 0.74734 | 3.238 | 1.7917 | 0 | 0 | 0 | 0 | 1.2427e-05 | 6.4309e-07 | 0 | 6.4309e-07 | 6.7904e-07 | 0 | 6.7904e-07 | 7.196e-07 | 0 | 7.196e-07 | 6.8533e-07 | 0 | 6.8533e-07
[79 empty] | WLDFR | HFTD - Distribution - Tier 3 - 4QU CoRE ¦ 5QU LoRE | Red Flag Warning - Large Fires | 2033 | 1.1132e-07 | 1.1754e-07 | 1.2456e-07 | 1.1863e-07 | 6.1205 | 0.77885 | 3.4265 | 1.9151 | 0 | 0 | 0 | 0 | 1.2427e-05 | 6.8132e-07 | 0 | 6.8132e-07 | 7.1942e-07 | 0 | 7.1942e-07 | 7.6239e-07 | 0 | 7.6239e-07 | 7.2608e-07 | 0 | 7.2608e-07
[79 empty] | WLDFR | HFTD - Distribution - Tier 3 - 4QU CoRE ¦ 5QU LoRE | Red Flag Warning - Large Fires | 2034 | 1.1132e-07 | 1.1754e-07 | 1.2456e-07 | 1.1863e-07 | 6.1205 | 0.77885 | 3.4265 | 1.9151 | 0 | 0 | 0 | 0 | 1.2427e-05 | 6.8132e-07 | 0 | 6.8132e-07 | 7.1942e-07 | 0 | 7.1942e-07 | 7.6239e-07 | 0 | 7.6239e-07 | 7.2608e-07 | 0 | 7.2608e-07
[79 empty] | WLDFR | HFTD - Distribution - Tier 3 - 4QU CoRE ¦ 5QU LoRE | Red Flag Warning - Large Fires | 2035 | 1.1132e-07 | 1.1754e-07 | 1.2456e-07 | 1.1863e-07 | 6.1205 | 0.77885 | 3.4265 | 1.9151 | 0 | 0 | 0 | 0 | 1.2427e-05 | 6.8132e-07 | 0 | 6.8132e-07 | 7.1942e-07 | 0 | 7.1942e-07 | 7.6239e-07 | 0 | 7.6239e-07 | 7.2608e-07 | 0 | 7.2608e-07
[79 empty] | WLDFR | HFTD - Distribution - Tier 3 - 4QU CoRE ¦ 5QU LoRE | Red Flag Warning - Large Fires | 2036 | 1.1132e-07 | 1.1754e-07 | 1.2456e-07 | 1.1863e-07 | 6.1205 | 0.77885 | 3.4265 | 1.9151 | 0 | 0 | 0 | 0 | 1.2427e-05 | 6.8132e-07 | 0 | 6.8132e-07 | 7.1942e-07 | 0 | 7.1942e-07 | 7.6239e-07 | 0 | 7.6239e-07 | 7.2608e-07 | 0 | 7.2608e-07
[79 empty] | WLDFR | HFTD - Distribution - Tier 3 - 4QU CoRE ¦ 5QU LoRE | Red Flag Warning - Large Fires | 2037 | 1.1132e-07 | 1.1754e-07 | 1.2456e-07 | 1.1863e-07 | 6.1205 | 0.77885 | 3.4265 | 1.9151 | 0 | 0 | 0 | 0 | 1.2427e-05 | 6.8132e-07 | 0 | 6.8132e-07 | 7.1942e-07 | 0 | 7.1942e-07 | 7.6239e-07 | 0 | 7.6239e-07 | 7.2608e-07 | 0 | 7.2608e-07
[79 empty] | WLDFR | HFTD - Distribution - Tier 3 - 4QU CoRE ¦ 5QU LoRE | Red Flag Warning - Large Fires | 2038 | 1.1132e-07 | 1.1754e-07 | 1.2456e-07 | 1.1863e-07 | 6.5028 | 0.81304 | 3.6355 | 2.0543 | 0 | 0 | 0 | 0 | 1.2427e-05 | 7.2388e-07 | 0 | 7.2388e-07 | 7.6436e-07 | 0 | 7.6436e-07 | 8.1001e-07 | 0 | 8.1001e-07 | 7.7144e-07 | 0 | 7.7144e-07
[79 empty] | WLDFR | HFTD - Distribution - Tier 3 - 4QU CoRE ¦ 5QU LoRE | Red Flag Warning - Large Fires | 2039 | 1.1132e-07 | 1.1754e-07 | 1.2456e-07 | 1.1863e-07 | 6.5028 | 0.81304 | 3.6355 | 2.0543 | 0 | 0 | 0 | 0 | 1.2427e-05 | 7.2388e-07 | 0 | 7.2388e-07 | 7.6436e-07 | 0 | 7.6436e-07 | 8.1001e-07 | 0 | 8.1001e-07 | 7.7144e-07 | 0 | 7.7144e-07
[79 empty] | WLDFR | HFTD - Distribution - Tier 3 - 4QU CoRE ¦ 5QU LoRE | Red Flag Warning - Large Fires | 2040 | 1.1132e-07 | 1.1754e-07 | 1.2456e-07 | 1.1863e-07 | 6.5028 | 0.81304 | 3.6355 | 2.0543 | 0 | 0 | 0 | 0 | 1.2427e-05 | 7.2388e-07 | 0 | 7.2388e-07 | 7.6436e-07 | 0 | 7.6436e-07 | 8.1001e-07 | 0 | 8.1001e-07 | 7.7144e-07 | 0 | 7.7144e-07
[79 empty] | WLDFR | HFTD - Distribution - Tier 3 - 4QU CoRE ¦ 5QU LoRE | Red Flag Warning - Large Fires | 2041 | 1.1132e-07 | 1.1754e-07 | 1.2456e-07 | 1.1863e-07 | 6.5028 | 0.81304 | 3.6355 | 2.0543 | 0 | 0 | 0 | 0 | 1.2427e-05 | 7.2388e-07 | 0 | 7.2388e-07 | 7.6436e-07 | 0 | 7.6436e-07 | 8.1001e-07 | 0 | 8.1001e-07 | 7.7144e-07 | 0 | 7.7144e-07
[79 empty] | WLDFR | HFTD - Distribution - Tier 3 - 4QU CoRE ¦ 5QU LoRE | Red Flag Warning - Large Fires | 2042 | 1.1132e-07 | 1.1754e-07 | 1.2456e-07 | 1.1863e-07 | 6.5028 | 0.81304 | 3.6355 | 2.0543 | 0 | 0 | 0 | 0 | 1.2427e-05 | 7.2388e-07 | 0 | 7.2388e-07 | 7.6436e-07 | 0 | 7.6436e-07 | 8.1001e-07 | 0 | 8.1001e-07 | 7.7144e-07 | 0 | 7.7144e-07
[79 empty] | WLDFR | HFTD - Distribution - Tier 3 - 4QU CoRE ¦ 5QU LoRE | Red Flag Warning - Large Fires | 2043 | 1.1132e-07 | 1.1754e-07 | 1.2456e-07 | 1.1863e-07 | 6.9209 | 0.84944 | 3.8632 | 2.2083 | 0 | 0 | 0 | 0 | 1.2427e-05 | 7.7043e-07 | 0 | 7.7043e-07 | 8.135e-07 | 0 | 8.135e-07 | 8.6209e-07 | 0 | 8.6209e-07 | 8.2104e-07 | 0 | 8.2104e-07
[79 empty] | WLDFR | HFTD - Distribution - Tier 3 - 4QU CoRE ¦ 5QU LoRE | Red Flag Warning - Large Fires | 2044 | 1.1132e-07 | 1.1754e-07 | 1.2456e-07 | 1.1863e-07 | 6.9209 | 0.84944 | 3.8632 | 2.2083 | 0 | 0 | 0 | 0 | 1.2427e-05 | 7.7043e-07 | 0 | 7.7043e-07 | 8.135e-07 | 0 | 8.135e-07 | 8.6209e-07 | 0 | 8.6209e-07 | 8.2104e-07 | 0 | 8.2104e-07
[79 empty] | WLDFR | HFTD - Distribution - Tier 3 - 4QU CoRE ¦ 5QU LoRE | Red Flag Warning - Large Fires | 2045 | 1.1132e-07 | 1.1754e-07 | 1.2456e-07 | 1.1863e-07 | 6.9209 | 0.84944 | 3.8632 | 2.2083 | 0 | 0 | 0 | 0 | 1.2427e-05 | 7.7043e-07 | 0 | 7.7043e-07 | 8.135e-07 | 0 | 8.135e-07 | 8.6209e-07 | 0 | 8.6209e-07 | 8.2104e-07 | 0 | 8.2104e-07
[79 empty] | WLDFR | HFTD - Distribution - Tier 3 - 4QU CoRE ¦ 5QU LoRE | Red Flag Warning - Large Fires | 2046 | 1.1132e-07 | 1.1754e-07 | 1.2456e-07 | 1.1863e-07 | 6.9209 | 0.84944 | 3.8632 | 2.2083 | 0 | 0 | 0 | 0 | 1.2427e-05 | 7.7043e-07 | 0 | 7.7043e-07 | 8.135e-07 | 0 | 8.135e-07 | 8.6209e-07 | 0 | 8.6209e-07 | 8.2104e-07 | 0 | 8.2104e-07
[79 empty] | WLDFR | HFTD - Distribution - Tier 3 - 4QU CoRE ¦ 5QU LoRE | Red Flag Warning - Large Fires | 2047 | 1.1132e-07 | 1.1754e-07 | 1.2456e-07 | 1.1863e-07 | 6.9209 | 0.84944 | 3.8632 | 2.2083 | 0 | 0 | 0 | 0 | 1.2427e-05 | 7.7043e-07 | 0 | 7.7043e-07 | 8.135e-07 | 0 | 8.135e-07 | 8.6209e-07 | 0 | 8.6209e-07 | 8.2104e-07 | 0 | 8.2104e-07
[79 empty] | WLDFR | HFTD - Distribution - Tier 3 - 4QU CoRE ¦ 5QU LoRE | Red Flag Warning - Large Fires | 2048 | 1.1132e-07 | 1.1754e-07 | 1.2456e-07 | 1.1863e-07 | 7.3713 | 0.88759 | 4.1075 | 2.3763 | 0 | 0 | 0 | 0 | 1.2427e-05 | 8.2057e-07 | 0 | 8.2057e-07 | 8.6644e-07 | 0 | 8.6644e-07 | 9.182e-07 | 0 | 9.182e-07 | 8.7447e-07 | 0 | 8.7447e-07
[79 empty] | WLDFR | HFTD - Distribution - Tier 3 - 4QU CoRE ¦ 5QU LoRE | Red Flag Warning - Large Fires | 2049 | 1.1132e-07 | 1.1754e-07 | 1.2456e-07 | 1.1863e-07 | 7.3713 | 0.88759 | 4.1075 | 2.3763 | 0 | 0 | 0 | 0 | 1.2427e-05 | 8.2057e-07 | 0 | 8.2057e-07 | 8.6644e-07 | 0 | 8.6644e-07 | 9.182e-07 | 0 | 9.182e-07 | 8.7447e-07 | 0 | 8.7447e-07
[79 empty] | WLDFR | HFTD - Distribution - Tier 3 - 4QU CoRE ¦ 5QU LoRE | Red Flag Warning - Large Fires | 2050 | 0 | 1.1754e-07 | 1.2456e-07 | 1.1863e-07 | 7.3713 | 0.88759 | 4.1075 | 2.3763 | 0 | 0 | 0 | 0 | 1.2427e-05 | 0 | 0 | 0 | 8.6644e-07 | 0 | 8.6644e-07 | 9.182e-07 | 0 | 9.182e-07 | 8.7447e-07 | 0 | 8.7447e-07
[79 empty] | WLDFR | HFTD - Distribution - Tier 3 - 4QU CoRE ¦ 5QU LoRE | Red Flag Warning - Large Fires | 2051 | 0 | 0 | 1.2456e-07 | 1.1863e-07 | 7.3713 | 0.88759 | 4.1075 | 2.3763 | 0 | 0 | 0 | 0 | 1.2427e-05 | 0 | 0 | 0 | 0 | 0 | 0 | 9.182e-07 | 0 | 9.182e-07 | 8.7447e-07 | 0 | 8.7447e-07
[79 empty] | WLDFR | HFTD - Distribution - Tier 3 - 4QU CoRE ¦ 5QU LoRE | Red Flag Warning - Large Fires | 2052 | 0 | 0 | 0 | 1.1863e-07 | 7.3713 | 0.88759 | 4.1075 | 2.3763 | 0 | 0 | 0 | 0 | 1.2427e-05 | 0 | 0 | 0 | 0 | 0 | 0 | 0 | 0 | 0 | 8.7447e-07 | 0 | 8.7447e-07
[79 empty] | WLDFR | HFTD - Distribution - Tier 3 - 4QU CoRE ¦ 5QU LoRE | Red Flag Warning - Small Fires | 2020 | 5.962e-06 | 0 | 0 | 0 | 0.077901 | 0.036425 | 0.0015809 | 0.039895 | 0 | 0 | 0 | 0 | 0.00036604 | 4.6444e-07 | 0 | 4.6444e-07 | 0 | 0 | 0 | 0 | 0 | 0 | 0 | 0 | 0
[79 empty] | WLDFR | HFTD - Distribution - Tier 3 - 4QU CoRE ¦ 5QU LoRE | Red Flag Warning - Small Fires | 2021 | 4.0385e-06 | 6.2953e-06 | 0 | 0 | 0.077901 | 0.036425 | 0.0015809 | 0.039895 | 0 | 0 | 0 | 0 | 0.00036604 | 3.146e-07 | 0 | 3.146e-07 | 4.9041e-07 | 0 | 4.9041e-07 | 0 | 0 | 0 | 0 | 0 | 0
[79 empty] | WLDFR | HFTD - Distribution - Tier 3 - 4QU CoRE ¦ 5QU LoRE | Red Flag Warning - Small Fires | 2022 | 3.5642e-06 | 3.7634e-06 | 5.9103e-06 | 0 | 0.077901 | 0.036425 | 0.0015809 | 0.039895 | 0 | 0 | 0 | 0 | 0.00035779 | 2.7765e-07 | 0 | 2.7765e-07 | 2.9317e-07 | 0 | 2.9317e-07 | 4.6041e-07 | 0 | 4.6041e-07 | 0 | 0 | 0
[79 empty] | WLDFR | HFTD - Distribution - Tier 3 - 4QU CoRE ¦ 5QU LoRE | Red Flag Warning - Small Fires | 2023 | 3.5642e-06 | 3.7634e-06 | 3.9882e-06 | 5.6288e-06 | 0.080408 | 0.03759 | 0.0016314 | 0.041187 | 0 | 0 | 0 | 0 | 0.00035779 | 2.8659e-07 | 0 | 2.8659e-07 | 3.0261e-07 | 0 | 3.0261e-07 | 3.2069e-07 | 0 | 3.2069e-07 | 4.5261e-07 | 0 | 4.5261e-07
[79 empty] | WLDFR | HFTD - Distribution - Tier 3 - 4QU CoRE ¦ 5QU LoRE | Red Flag Warning - Small Fires | 2024 | 3.5642e-06 | 3.7634e-06 | 3.9882e-06 | 3.7983e-06 | 0.080408 | 0.03759 | 0.0016314 | 0.041187 | 0 | 0 | 0 | 0 | 0.00035779 | 2.8659e-07 | 0 | 2.8659e-07 | 3.0261e-07 | 0 | 3.0261e-07 | 3.2069e-07 | 0 | 3.2069e-07 | 3.0542e-07 | 0 | 3.0542e-07
[79 empty] | WLDFR | HFTD - Distribution - Tier 3 - 4QU CoRE ¦ 5QU LoRE | Red Flag Warning - Small Fires | 2025 | 3.5642e-06 | 3.7634e-06 | 3.9882e-06 | 3.7983e-06 | 0.080408 | 0.03759 | 0.0016314 | 0.041187 | 0 | 0 | 0 | 0 | 0.00035779 | 2.8659e-07 | 0 | 2.8659e-07 | 3.0261e-07 | 0 | 3.0261e-07 | 3.2069e-07 | 0 | 3.2069e-07 | 3.0542e-07 | 0 | 3.0542e-07
[79 empty] | WLDFR | HFTD - Distribution - Tier 3 - 4QU CoRE ¦ 5QU LoRE | Red Flag Warning - Small Fires | 2026 | 3.5642e-06 | 3.7634e-06 | 3.9882e-06 | 3.7983e-06 | 0.080408 | 0.03759 | 0.0016314 | 0.041187 | 0 | 0 | 0 | 0 | 0.00035779 | 2.8659e-07 | 0 | 2.8659e-07 | 3.0261e-07 | 0 | 3.0261e-07 | 3.2069e-07 | 0 | 3.2069e-07 | 3.0542e-07 | 0 | 3.0542e-07
[79 empty] | WLDFR | HFTD - Distribution - Tier 3 - 4QU CoRE ¦ 5QU LoRE | Red Flag Warning - Small Fires | 2027 | 3.5642e-06 | 3.7634e-06 | 3.9882e-06 | 3.7983e-06 | 0.080408 | 0.03759 | 0.0016314 | 0.041187 | 0 | 0 | 0 | 0 | 0.00035779 | 2.8659e-07 | 0 | 2.8659e-07 | 3.0261e-07 | 0 | 3.0261e-07 | 3.2069e-07 | 0 | 3.2069e-07 | 3.0542e-07 | 0 | 3.0542e-07
[79 empty] | WLDFR | HFTD - Distribution - Tier 3 - 4QU CoRE ¦ 5QU LoRE | Red Flag Warning - Small Fires | 2028 | 3.5642e-06 | 3.7634e-06 | 3.9882e-06 | 3.7983e-06 | 0.083606 | 0.039055 | 0.001695 | 0.042856 | 0 | 0 | 0 | 0 | 0.00035779 | 2.9799e-07 | 0 | 2.9799e-07 | 3.1465e-07 | 0 | 3.1465e-07 | 3.3344e-07 | 0 | 3.3344e-07 | 3.1756e-07 | 0 | 3.1756e-07
[79 empty] | WLDFR | HFTD - Distribution - Tier 3 - 4QU CoRE ¦ 5QU LoRE | Red Flag Warning - Small Fires | 2029 | 3.5642e-06 | 3.7634e-06 | 3.9882e-06 | 3.7983e-06 | 0.083606 | 0.039055 | 0.001695 | 0.042856 | 0 | 0 | 0 | 0 | 0.00035779 | 2.9799e-07 | 0 | 2.9799e-07 | 3.1465e-07 | 0 | 3.1465e-07 | 3.3344e-07 | 0 | 3.3344e-07 | 3.1756e-07 | 0 | 3.1756e-07
[79 empty] | WLDFR | HFTD - Distribution - Tier 3 - 4QU CoRE ¦ 5QU LoRE | Red Flag Warning - Small Fires | 2030 | 3.5642e-06 | 3.7634e-06 | 3.9882e-06 | 3.7983e-06 | 0.083606 | 0.039055 | 0.001695 | 0.042856 | 0 | 0 | 0 | 0 | 0.00035779 | 2.9799e-07 | 0 | 2.9799e-07 | 3.1465e-07 | 0 | 3.1465e-07 | 3.3344e-07 | 0 | 3.3344e-07 | 3.1756e-07 | 0 | 3.1756e-07
[79 empty] | WLDFR | HFTD - Distribution - Tier 3 - 4QU CoRE ¦ 5QU LoRE | Red Flag Warning - Small Fires | 2031 | 3.5642e-06 | 3.7634e-06 | 3.9882e-06 | 3.7983e-06 | 0.083606 | 0.039055 | 0.001695 | 0.042856 | 0 | 0 | 0 | 0 | 0.00035779 | 2.9799e-07 | 0 | 2.9799e-07 | 3.1465e-07 | 0 | 3.1465e-07 | 3.3344e-07 | 0 | 3.3344e-07 | 3.1756e-07 | 0 | 3.1756e-07
[79 empty] | WLDFR | HFTD - Distribution - Tier 3 - 4QU CoRE ¦ 5QU LoRE | Red Flag Warning - Small Fires | 2032 | 3.5642e-06 | 3.7634e-06 | 3.9882e-06 | 3.7983e-06 | 0.083606 | 0.039055 | 0.001695 | 0.042856 | 0 | 0 | 0 | 0 | 0.00035779 | 2.9799e-07 | 0 | 2.9799e-07 | 3.1465e-07 | 0 | 3.1465e-07 | 3.3344e-07 | 0 | 3.3344e-07 | 3.1756e-07 | 0 | 3.1756e-07
[79 empty] | WLDFR | HFTD - Distribution - Tier 3 - 4QU CoRE ¦ 5QU LoRE | Red Flag Warning - Small Fires | 2033 | 3.5642e-06 | 3.7634e-06 | 3.9882e-06 | 3.7983e-06 | 0.087211 | 0.040679 | 0.0017655 | 0.044766 | 0 | 0 | 0 | 0 | 0.00035779 | 3.1083e-07 | 0 | 3.1083e-07 | 3.2821e-07 | 0 | 3.2821e-07 | 3.4782e-07 | 0 | 3.4782e-07 | 3.3125e-07 | 0 | 3.3125e-07
[79 empty] | WLDFR | HFTD - Distribution - Tier 3 - 4QU CoRE ¦ 5QU LoRE | Red Flag Warning - Small Fires | 2034 | 3.5642e-06 | 3.7634e-06 | 3.9882e-06 | 3.7983e-06 | 0.087211 | 0.040679 | 0.0017655 | 0.044766 | 0 | 0 | 0 | 0 | 0.00035779 | 3.1083e-07 | 0 | 3.1083e-07 | 3.2821e-07 | 0 | 3.2821e-07 | 3.4782e-07 | 0 | 3.4782e-07 | 3.3125e-07 | 0 | 3.3125e-07
[79 empty] | WLDFR | HFTD - Distribution - Tier 3 - 4QU CoRE ¦ 5QU LoRE | Red Flag Warning - Small Fires | 2035 | 3.5642e-06 | 3.7634e-06 | 3.9882e-06 | 3.7983e-06 | 0.087211 | 0.040679 | 0.0017655 | 0.044766 | 0 | 0 | 0 | 0 | 0.00035779 | 3.1083e-07 | 0 | 3.1083e-07 | 3.2821e-07 | 0 | 3.2821e-07 | 3.4782e-07 | 0 | 3.4782e-07 | 3.3125e-07 | 0 | 3.3125e-07
[79 empty] | WLDFR | HFTD - Distribution - Tier 3 - 4QU CoRE ¦ 5QU LoRE | Red Flag Warning - Small Fires | 2036 | 3.5642e-06 | 3.7634e-06 | 3.9882e-06 | 3.7983e-06 | 0.087211 | 0.040679 | 0.0017655 | 0.044766 | 0 | 0 | 0 | 0 | 0.00035779 | 3.1083e-07 | 0 | 3.1083e-07 | 3.2821e-07 | 0 | 3.2821e-07 | 3.4782e-07 | 0 | 3.4782e-07 | 3.3125e-07 | 0 | 3.3125e-07
[79 empty] | WLDFR | HFTD - Distribution - Tier 3 - 4QU CoRE ¦ 5QU LoRE | Red Flag Warning - Small Fires | 2037 | 3.5642e-06 | 3.7634e-06 | 3.9882e-06 | 3.7983e-06 | 0.087211 | 0.040679 | 0.0017655 | 0.044766 | 0 | 0 | 0 | 0 | 0.00035779 | 3.1083e-07 | 0 | 3.1083e-07 | 3.2821e-07 | 0 | 3.2821e-07 | 3.4782e-07 | 0 | 3.4782e-07 | 3.3125e-07 | 0 | 3.3125e-07
[79 empty] | WLDFR | HFTD - Distribution - Tier 3 - 4QU CoRE ¦ 5QU LoRE | Red Flag Warning - Small Fires | 2038 | 3.5642e-06 | 3.7634e-06 | 3.9882e-06 | 3.7983e-06 | 0.091184 | 0.042438 | 0.0018418 | 0.046905 | 0 | 0 | 0 | 0 | 0.00035779 | 3.25e-07 | 0 | 3.25e-07 | 3.4317e-07 | 0 | 3.4317e-07 | 3.6366e-07 | 0 | 3.6366e-07 | 3.4635e-07 | 0 | 3.4635e-07
[79 empty] | WLDFR | HFTD - Distribution - Tier 3 - 4QU CoRE ¦ 5QU LoRE | Red Flag Warning - Small Fires | 2039 | 3.5642e-06 | 3.7634e-06 | 3.9882e-06 | 3.7983e-06 | 0.091184 | 0.042438 | 0.0018418 | 0.046905 | 0 | 0 | 0 | 0 | 0.00035779 | 3.25e-07 | 0 | 3.25e-07 | 3.4317e-07 | 0 | 3.4317e-07 | 3.6366e-07 | 0 | 3.6366e-07 | 3.4635e-07 | 0 | 3.4635e-07
[79 empty] | WLDFR | HFTD - Distribution - Tier 3 - 4QU CoRE ¦ 5QU LoRE | Red Flag Warning - Small Fires | 2040 | 3.5642e-06 | 3.7634e-06 | 3.9882e-06 | 3.7983e-06 | 0.091184 | 0.042438 | 0.0018418 | 0.046905 | 0 | 0 | 0 | 0 | 0.00035779 | 3.25e-07 | 0 | 3.25e-07 | 3.4317e-07 | 0 | 3.4317e-07 | 3.6366e-07 | 0 | 3.6366e-07 | 3.4635e-07 | 0 | 3.4635e-07
[79 empty] | WLDFR | HFTD - Distribution - Tier 3 - 4QU CoRE ¦ 5QU LoRE | Red Flag Warning - Small Fires | 2041 | 3.5642e-06 | 3.7634e-06 | 3.9882e-06 | 3.7983e-06 | 0.091184 | 0.042438 | 0.0018418 | 0.046905 | 0 | 0 | 0 | 0 | 0.00035779 | 3.25e-07 | 0 | 3.25e-07 | 3.4317e-07 | 0 | 3.4317e-07 | 3.6366e-07 | 0 | 3.6366e-07 | 3.4635e-07 | 0 | 3.4635e-07
[79 empty] | WLDFR | HFTD - Distribution - Tier 3 - 4QU CoRE ¦ 5QU LoRE | Red Flag Warning - Small Fires | 2042 | 3.5642e-06 | 3.7634e-06 | 3.9882e-06 | 3.7983e-06 | 0.091184 | 0.042438 | 0.0018418 | 0.046905 | 0 | 0 | 0 | 0 | 0.00035779 | 3.25e-07 | 0 | 3.25e-07 | 3.4317e-07 | 0 | 3.4317e-07 | 3.6366e-07 | 0 | 3.6366e-07 | 3.4635e-07 | 0 | 3.4635e-07
[79 empty] | WLDFR | HFTD - Distribution - Tier 3 - 4QU CoRE ¦ 5QU LoRE | Red Flag Warning - Small Fires | 2043 | 3.5642e-06 | 3.7634e-06 | 3.9882e-06 | 3.7983e-06 | 0.095486 | 0.044306 | 0.0019228 | 0.049257 | 0 | 0 | 0 | 0 | 0.00035779 | 3.4033e-07 | 0 | 3.4033e-07 | 3.5935e-07 | 0 | 3.5935e-07 | 3.8082e-07 | 0 | 3.8082e-07 | 3.6268e-07 | 0 | 3.6268e-07
[79 empty] | WLDFR | HFTD - Distribution - Tier 3 - 4QU CoRE ¦ 5QU LoRE | Red Flag Warning - Small Fires | 2044 | 3.5642e-06 | 3.7634e-06 | 3.9882e-06 | 3.7983e-06 | 0.095486 | 0.044306 | 0.0019228 | 0.049257 | 0 | 0 | 0 | 0 | 0.00035779 | 3.4033e-07 | 0 | 3.4033e-07 | 3.5935e-07 | 0 | 3.5935e-07 | 3.8082e-07 | 0 | 3.8082e-07 | 3.6268e-07 | 0 | 3.6268e-07
[79 empty] | WLDFR | HFTD - Distribution - Tier 3 - 4QU CoRE ¦ 5QU LoRE | Red Flag Warning - Small Fires | 2045 | 3.5642e-06 | 3.7634e-06 | 3.9882e-06 | 3.7983e-06 | 0.095486 | 0.044306 | 0.0019228 | 0.049257 | 0 | 0 | 0 | 0 | 0.00035779 | 3.4033e-07 | 0 | 3.4033e-07 | 3.5935e-07 | 0 | 3.5935e-07 | 3.8082e-07 | 0 | 3.8082e-07 | 3.6268e-07 | 0 | 3.6268e-07
[79 empty] | WLDFR | HFTD - Distribution - Tier 3 - 4QU CoRE ¦ 5QU LoRE | Red Flag Warning - Small Fires | 2046 | 3.5642e-06 | 3.7634e-06 | 3.9882e-06 | 3.7983e-06 | 0.095486 | 0.044306 | 0.0019228 | 0.049257 | 0 | 0 | 0 | 0 | 0.00035779 | 3.4033e-07 | 0 | 3.4033e-07 | 3.5935e-07 | 0 | 3.5935e-07 | 3.8082e-07 | 0 | 3.8082e-07 | 3.6268e-07 | 0 | 3.6268e-07
[79 empty] | WLDFR | HFTD - Distribution - Tier 3 - 4QU CoRE ¦ 5QU LoRE | Red Flag Warning - Small Fires | 2047 | 3.5642e-06 | 3.7634e-06 | 3.9882e-06 | 3.7983e-06 | 0.095486 | 0.044306 | 0.0019228 | 0.049257 | 0 | 0 | 0 | 0 | 0.00035779 | 3.4033e-07 | 0 | 3.4033e-07 | 3.5935e-07 | 0 | 3.5935e-07 | 3.8082e-07 | 0 | 3.8082e-07 | 3.6268e-07 | 0 | 3.6268e-07
[79 empty] | WLDFR | HFTD - Distribution - Tier 3 - 4QU CoRE ¦ 5QU LoRE | Red Flag Warning - Small Fires | 2048 | 3.5642e-06 | 3.7634e-06 | 3.9882e-06 | 3.7983e-06 | 0.10007 | 0.04626 | 0.0020076 | 0.051804 | 0 | 0 | 0 | 0 | 0.00035779 | 3.5667e-07 | 0 | 3.5667e-07 | 3.7661e-07 | 0 | 3.7661e-07 | 3.9911e-07 | 0 | 3.9911e-07 | 3.801e-07 | 0 | 3.801e-07
[79 empty] | WLDFR | HFTD - Distribution - Tier 3 - 4QU CoRE ¦ 5QU LoRE | Red Flag Warning - Small Fires | 2049 | 3.5642e-06 | 3.7634e-06 | 3.9882e-06 | 3.7983e-06 | 0.10007 | 0.04626 | 0.0020076 | 0.051804 | 0 | 0 | 0 | 0 | 0.00035779 | 3.5667e-07 | 0 | 3.5667e-07 | 3.7661e-07 | 0 | 3.7661e-07 | 3.9911e-07 | 0 | 3.9911e-07 | 3.801e-07 | 0 | 3.801e-07
[79 empty] | WLDFR | HFTD - Distribution - Tier 3 - 4QU CoRE ¦ 5QU LoRE | Red Flag Warning - Small Fires | 2050 | 0 | 3.7634e-06 | 3.9882e-06 | 3.7983e-06 | 0.10007 | 0.04626 | 0.0020076 | 0.051804 | 0 | 0 | 0 | 0 | 0.00035779 | 0 | 0 | 0 | 3.7661e-07 | 0 | 3.7661e-07 | 3.9911e-07 | 0 | 3.9911e-07 | 3.801e-07 | 0 | 3.801e-07
[79 empty] | WLDFR | HFTD - Distribution - Tier 3 - 4QU CoRE ¦ 5QU LoRE | Red Flag Warning - Small Fires | 2051 | 0 | 0 | 3.9882e-06 | 3.7983e-06 | 0.10007 | 0.04626 | 0.0020076 | 0.051804 | 0 | 0 | 0 | 0 | 0.00035779 | 0 | 0 | 0 | 0 | 0 | 0 | 3.9911e-07 | 0 | 3.9911e-07 | 3.801e-07 | 0 | 3.801e-07
[79 empty] | WLDFR | HFTD - Distribution - Tier 3 - 4QU CoRE ¦ 5QU LoRE | Red Flag Warning - Small Fires | 2052 | 0 | 0 | 0 | 3.7983e-06 | 0.10007 | 0.04626 | 0.0020076 | 0.051804 | 0 | 0 | 0 | 0 | 0.00035779 | 0 | 0 | 0 | 0 | 0 | 0 | 0 | 0 | 0 | 3.801e-07 | 0 | 3.801e-07
[79 empty] | WLDFR | HFTD - Distribution - Tier 3 - 4QU CoRE ¦ 5QU LoRE | Seismic - Non-Red Flag Warning - Catastrophic Fires | 2020 | 1.6905e-12 | 0 | 0 | 0 | 21083.8428 | 409.2237 | 13469.0878 | 7205.5313 | 0 | 0 | 0 | 0 | 2.7932e-10 | 3.5643e-08 | 0 | 3.5643e-08 | 0 | 0 | 0 | 0 | 0 | 0 | 0 | 0 | 0
[79 empty] | WLDFR | HFTD - Distribution - Tier 3 - 4QU CoRE ¦ 5QU LoRE | Seismic - Non-Red Flag Warning - Catastrophic Fires | 2021 | 0 | 1.7851e-12 | 0 | 0 | 21083.8428 | 409.2237 | 13469.0878 | 7205.5313 | 0 | 0 | 0 | 0 | 2.7932e-10 | 0 | 0 | 0 | 3.7636e-08 | 0 | 3.7636e-08 | 0 | 0 | 0 | 0 | 0 | 0
[79 empty] | WLDFR | HFTD - Distribution - Tier 3 - 4QU CoRE ¦ 5QU LoRE | Seismic - Non-Red Flag Warning - Catastrophic Fires | 2022 | 0 | 0 | 1.4755e-12 | 0 | 21083.8428 | 409.2237 | 13469.0878 | 7205.5313 | 0 | 0 | 0 | 0 | 2.4224e-10 | 0 | 0 | 0 | 0 | 0 | 0 | 3.1109e-08 | 0 | 3.1109e-08 | 0 | 0 | 0
[79 empty] | WLDFR | HFTD - Distribution - Tier 3 - 4QU CoRE ¦ 5QU LoRE | Seismic - Non-Red Flag Warning - Catastrophic Fires | 2023 | 0 | 0 | 0 | 1.4052e-12 | 21835.9781 | 428.6023 | 13939.561 | 7467.8148 | 0 | 0 | 0 | 0 | 2.4224e-10 | 0 | 0 | 0 | 0 | 0 | 0 | 0 | 0 | 0 | 3.0684e-08 | 0 | 3.0684e-08
[79 empty] | WLDFR | HFTD - Distribution - Tier 3 - 4QU CoRE ¦ 5QU LoRE | Seismic - Red Flag Warning - Catastrophic Fires | 2020 | 7.2895e-11 | 0 | 0 | 0 | 21083.8428 | 409.2237 | 13469.0878 | 7205.5313 | 0 | 0 | 0 | 0 | 1.2044e-08 | 1.5369e-06 | 0 | 1.5369e-06 | 0 | 0 | 0 | 0 | 0 | 0 | 0 | 0 | 0
[79 empty] | WLDFR | HFTD - Distribution - Tier 3 - 4QU CoRE ¦ 5QU LoRE | Seismic - Red Flag Warning - Catastrophic Fires | 2021 | 0 | 7.6971e-11 | 0 | 0 | 21083.8428 | 409.2237 | 13469.0878 | 7205.5313 | 0 | 0 | 0 | 0 | 1.2044e-08 | 0 | 0 | 0 | 1.6228e-06 | 0 | 1.6228e-06 | 0 | 0 | 0 | 0 | 0 | 0
[79 empty] | WLDFR | HFTD - Distribution - Tier 3 - 4QU CoRE ¦ 5QU LoRE | Seismic - Red Flag Warning - Catastrophic Fires | 2022 | 0 | 0 | 6.3622e-11 | 0 | 21083.8428 | 409.2237 | 13469.0878 | 7205.5313 | 0 | 0 | 0 | 0 | 1.0445e-08 | 0 | 0 | 0 | 0 | 0 | 0 | 1.3414e-06 | 0 | 1.3414e-06 | 0 | 0 | 0
[79 empty] | WLDFR | HFTD - Distribution - Tier 3 - 4QU CoRE ¦ 5QU LoRE | Seismic - Red Flag Warning - Catastrophic Fires | 2023 | 0 | 0 | 0 | 6.0592e-11 | 21835.9781 | 428.6023 | 13939.561 | 7467.8148 | 0 | 0 | 0 | 0 | 1.0445e-08 | 0 | 0 | 0 | 0 | 0 | 0 | 0 | 0 | 0 | 1.3231e-06 | 0 | 1.3231e-06
[79 empty] | WLDFR | HFTD - Distribution - Tier 3 - 5QU CoRE ¦ 1QU LoRE | Non-Red Flag Warning - Catastrophic Fires | 2020 | 3.1528e-10 | 0 | 0 | 0 | 14146.1306 | 222.2294 | 8585.7228 | 5338.1784 | 0 | 0 | 0 | 0 | 1.1217e-07 | 4.46e-06 | 0 | 4.46e-06 | 0 | 0 | 0 | 0 | 0 | 0 | 0 | 0 | 0
[79 empty] | WLDFR | HFTD - Distribution - Tier 3 - 5QU CoRE ¦ 1QU LoRE | Non-Red Flag Warning - Catastrophic Fires | 2021 | 1.7693e-10 | 3.3291e-10 | 0 | 0 | 14146.1306 | 222.2294 | 8585.7228 | 5338.1784 | 0 | 0 | 0 | 0 | 1.1217e-07 | 2.5029e-06 | 0 | 2.5029e-06 | 4.7094e-06 | 0 | 4.7094e-06 | 0 | 0 | 0 | 0 | 0 | 0
[79 empty] | WLDFR | HFTD - Distribution - Tier 3 - 5QU CoRE ¦ 1QU LoRE | Non-Red Flag Warning - Catastrophic Fires | 2022 | 1.7344e-10 | 1.8314e-10 | 3.1466e-10 | 0 | 14146.1306 | 222.2294 | 8585.7228 | 5338.1784 | 0 | 0 | 0 | 0 | 1.1064e-07 | 2.4535e-06 | 0 | 2.4535e-06 | 2.5907e-06 | 0 | 2.5907e-06 | 4.4512e-06 | 0 | 4.4512e-06 | 0 | 0 | 0
[79 empty] | WLDFR | HFTD - Distribution - Tier 3 - 5QU CoRE ¦ 1QU LoRE | Non-Red Flag Warning - Catastrophic Fires | 2023 | 1.7344e-10 | 1.8314e-10 | 1.7666e-10 | 2.9968e-10 | 14664.6376 | 233.2301 | 8896.516 | 5534.8915 | 0 | 0 | 0 | 0 | 1.1064e-07 | 2.5434e-06 | 0 | 2.5434e-06 | 2.6856e-06 | 0 | 2.6856e-06 | 2.5906e-06 | 0 | 2.5906e-06 | 4.3947e-06 | 0 | 4.3947e-06
[79 empty] | WLDFR | HFTD - Distribution - Tier 3 - 5QU CoRE ¦ 1QU LoRE | Non-Red Flag Warning - Catastrophic Fires | 2024 | 1.7344e-10 | 1.8314e-10 | 1.7666e-10 | 1.6825e-10 | 14664.6376 | 233.2301 | 8896.516 | 5534.8915 | 0 | 0 | 0 | 0 | 1.1064e-07 | 2.5434e-06 | 0 | 2.5434e-06 | 2.6856e-06 | 0 | 2.6856e-06 | 2.5906e-06 | 0 | 2.5906e-06 | 2.4673e-06 | 0 | 2.4673e-06
[79 empty] | WLDFR | HFTD - Distribution - Tier 3 - 5QU CoRE ¦ 1QU LoRE | Non-Red Flag Warning - Catastrophic Fires | 2025 | 1.7344e-10 | 1.8314e-10 | 1.7666e-10 | 1.6825e-10 | 14664.6376 | 233.2301 | 8896.516 | 5534.8915 | 0 | 0 | 0 | 0 | 1.1064e-07 | 2.5434e-06 | 0 | 2.5434e-06 | 2.6856e-06 | 0 | 2.6856e-06 | 2.5906e-06 | 0 | 2.5906e-06 | 2.4673e-06 | 0 | 2.4673e-06
[79 empty] | WLDFR | HFTD - Distribution - Tier 3 - 5QU CoRE ¦ 1QU LoRE | Non-Red Flag Warning - Catastrophic Fires | 2026 | 1.7344e-10 | 1.8314e-10 | 1.7666e-10 | 1.6825e-10 | 14664.6376 | 233.2301 | 8896.516 | 5534.8915 | 0 | 0 | 0 | 0 | 1.1064e-07 | 2.5434e-06 | 0 | 2.5434e-06 | 2.6856e-06 | 0 | 2.6856e-06 | 2.5906e-06 | 0 | 2.5906e-06 | 2.4673e-06 | 0 | 2.4673e-06
[79 empty] | WLDFR | HFTD - Distribution - Tier 3 - 5QU CoRE ¦ 1QU LoRE | Non-Red Flag Warning - Catastrophic Fires | 2027 | 1.7344e-10 | 1.8314e-10 | 1.7666e-10 | 1.6825e-10 | 14664.6376 | 233.2301 | 8896.516 | 5534.8915 | 0 | 0 | 0 | 0 | 1.1064e-07 | 2.5434e-06 | 0 | 2.5434e-06 | 2.6856e-06 | 0 | 2.6856e-06 | 2.5906e-06 | 0 | 2.5906e-06 | 2.4673e-06 | 0 | 2.4673e-06
[79 empty] | WLDFR | HFTD - Distribution - Tier 3 - 5QU CoRE ¦ 1QU LoRE | Non-Red Flag Warning - Catastrophic Fires | 2028 | 1.7344e-10 | 1.8314e-10 | 1.7666e-10 | 1.6825e-10 | 15317.9909 | 247.273 | 9287.6491 | 5783.0689 | 0 | 0 | 0 | 0 | 1.1064e-07 | 2.6567e-06 | 0 | 2.6567e-06 | 2.8053e-06 | 0 | 2.8053e-06 | 2.7061e-06 | 0 | 2.7061e-06 | 2.5772e-06 | 0 | 2.5772e-06
[79 empty] | WLDFR | HFTD - Distribution - Tier 3 - 5QU CoRE ¦ 1QU LoRE | Non-Red Flag Warning - Catastrophic Fires | 2029 | 1.7344e-10 | 1.8314e-10 | 1.7666e-10 | 1.6825e-10 | 15317.9909 | 247.273 | 9287.6491 | 5783.0689 | 0 | 0 | 0 | 0 | 1.1064e-07 | 2.6567e-06 | 0 | 2.6567e-06 | 2.8053e-06 | 0 | 2.8053e-06 | 2.7061e-06 | 0 | 2.7061e-06 | 2.5772e-06 | 0 | 2.5772e-06
[79 empty] | WLDFR | HFTD - Distribution - Tier 3 - 5QU CoRE ¦ 1QU LoRE | Non-Red Flag Warning - Catastrophic Fires | 2030 | 1.7344e-10 | 1.8314e-10 | 1.7666e-10 | 1.6825e-10 | 15317.9909 | 247.273 | 9287.6491 | 5783.0689 | 0 | 0 | 0 | 0 | 1.1064e-07 | 2.6567e-06 | 0 | 2.6567e-06 | 2.8053e-06 | 0 | 2.8053e-06 | 2.7061e-06 | 0 | 2.7061e-06 | 2.5772e-06 | 0 | 2.5772e-06
[79 empty] | WLDFR | HFTD - Distribution - Tier 3 - 5QU CoRE ¦ 1QU LoRE | Non-Red Flag Warning - Catastrophic Fires | 2031 | 1.7344e-10 | 1.8314e-10 | 1.7666e-10 | 1.6825e-10 | 15317.9909 | 247.273 | 9287.6491 | 5783.0689 | 0 | 0 | 0 | 0 | 1.1064e-07 | 2.6567e-06 | 0 | 2.6567e-06 | 2.8053e-06 | 0 | 2.8053e-06 | 2.7061e-06 | 0 | 2.7061e-06 | 2.5772e-06 | 0 | 2.5772e-06
[79 empty] | WLDFR | HFTD - Distribution - Tier 3 - 5QU CoRE ¦ 1QU LoRE | Non-Red Flag Warning - Catastrophic Fires | 2032 | 1.7344e-10 | 1.8314e-10 | 1.7666e-10 | 1.6825e-10 | 15317.9909 | 247.273 | 9287.6491 | 5783.0689 | 0 | 0 | 0 | 0 | 1.1064e-07 | 2.6567e-06 | 0 | 2.6567e-06 | 2.8053e-06 | 0 | 2.8053e-06 | 2.7061e-06 | 0 | 2.7061e-06 | 2.5772e-06 | 0 | 2.5772e-06
[79 empty] | WLDFR | HFTD - Distribution - Tier 3 - 5QU CoRE ¦ 1QU LoRE | Non-Red Flag Warning - Catastrophic Fires | 2033 | 1.7344e-10 | 1.8314e-10 | 1.7666e-10 | 1.6825e-10 | 16044.1264 | 263.1074 | 9721.74 | 6059.2791 | 0 | 0 | 0 | 0 | 1.1064e-07 | 2.7827e-06 | 0 | 2.7827e-06 | 2.9383e-06 | 0 | 2.9383e-06 | 2.8343e-06 | 0 | 2.8343e-06 | 2.6994e-06 | 0 | 2.6994e-06
[79 empty] | WLDFR | HFTD - Distribution - Tier 3 - 5QU CoRE ¦ 1QU LoRE | Non-Red Flag Warning - Catastrophic Fires | 2034 | 1.7344e-10 | 1.8314e-10 | 1.7666e-10 | 1.6825e-10 | 16044.1264 | 263.1074 | 9721.74 | 6059.2791 | 0 | 0 | 0 | 0 | 1.1064e-07 | 2.7827e-06 | 0 | 2.7827e-06 | 2.9383e-06 | 0 | 2.9383e-06 | 2.8343e-06 | 0 | 2.8343e-06 | 2.6994e-06 | 0 | 2.6994e-06
[79 empty] | WLDFR | HFTD - Distribution - Tier 3 - 5QU CoRE ¦ 1QU LoRE | Non-Red Flag Warning - Catastrophic Fires | 2035 | 1.7344e-10 | 1.8314e-10 | 1.7666e-10 | 1.6825e-10 | 16044.1264 | 263.1074 | 9721.74 | 6059.2791 | 0 | 0 | 0 | 0 | 1.1064e-07 | 2.7827e-06 | 0 | 2.7827e-06 | 2.9383e-06 | 0 | 2.9383e-06 | 2.8343e-06 | 0 | 2.8343e-06 | 2.6994e-06 | 0 | 2.6994e-06
[79 empty] | WLDFR | HFTD - Distribution - Tier 3 - 5QU CoRE ¦ 1QU LoRE | Non-Red Flag Warning - Catastrophic Fires | 2036 | 1.7344e-10 | 1.8314e-10 | 1.7666e-10 | 1.6825e-10 | 16044.1264 | 263.1074 | 9721.74 | 6059.2791 | 0 | 0 | 0 | 0 | 1.1064e-07 | 2.7827e-06 | 0 | 2.7827e-06 | 2.9383e-06 | 0 | 2.9383e-06 | 2.8343e-06 | 0 | 2.8343e-06 | 2.6994e-06 | 0 | 2.6994e-06
[79 empty] | WLDFR | HFTD - Distribution - Tier 3 - 5QU CoRE ¦ 1QU LoRE | Non-Red Flag Warning - Catastrophic Fires | 2037 | 1.7344e-10 | 1.8314e-10 | 1.7666e-10 | 1.6825e-10 | 16044.1264 | 263.1074 | 9721.74 | 6059.2791 | 0 | 0 | 0 | 0 | 1.1064e-07 | 2.7827e-06 | 0 | 2.7827e-06 | 2.9383e-06 | 0 | 2.9383e-06 | 2.8343e-06 | 0 | 2.8343e-06 | 2.6994e-06 | 0 | 2.6994e-06
[79 empty] | WLDFR | HFTD - Distribution - Tier 3 - 5QU CoRE ¦ 1QU LoRE | Non-Red Flag Warning - Catastrophic Fires | 2038 | 1.7344e-10 | 1.8314e-10 | 1.7666e-10 | 1.6825e-10 | 16832.3912 | 280.5544 | 10192.2718 | 6359.5651 | 0 | 0 | 0 | 0 | 1.1064e-07 | 2.9194e-06 | 0 | 2.9194e-06 | 3.0826e-06 | 0 | 3.0826e-06 | 2.9736e-06 | 0 | 2.9736e-06 | 2.832e-06 | 0 | 2.832e-06
[79 empty] | WLDFR | HFTD - Distribution - Tier 3 - 5QU CoRE ¦ 1QU LoRE | Non-Red Flag Warning - Catastrophic Fires | 2039 | 1.7344e-10 | 1.8314e-10 | 1.7666e-10 | 1.6825e-10 | 16832.3912 | 280.5544 | 10192.2718 | 6359.5651 | 0 | 0 | 0 | 0 | 1.1064e-07 | 2.9194e-06 | 0 | 2.9194e-06 | 3.0826e-06 | 0 | 3.0826e-06 | 2.9736e-06 | 0 | 2.9736e-06 | 2.832e-06 | 0 | 2.832e-06
[79 empty] | WLDFR | HFTD - Distribution - Tier 3 - 5QU CoRE ¦ 1QU LoRE | Non-Red Flag Warning - Catastrophic Fires | 2040 | 1.7344e-10 | 1.8314e-10 | 1.7666e-10 | 1.6825e-10 | 16832.3912 | 280.5544 | 10192.2718 | 6359.5651 | 0 | 0 | 0 | 0 | 1.1064e-07 | 2.9194e-06 | 0 | 2.9194e-06 | 3.0826e-06 | 0 | 3.0826e-06 | 2.9736e-06 | 0 | 2.9736e-06 | 2.832e-06 | 0 | 2.832e-06
[79 empty] | WLDFR | HFTD - Distribution - Tier 3 - 5QU CoRE ¦ 1QU LoRE | Non-Red Flag Warning - Catastrophic Fires | 2041 | 1.7344e-10 | 1.8314e-10 | 1.7666e-10 | 1.6825e-10 | 16832.3912 | 280.5544 | 10192.2718 | 6359.5651 | 0 | 0 | 0 | 0 | 1.1064e-07 | 2.9194e-06 | 0 | 2.9194e-06 | 3.0826e-06 | 0 | 3.0826e-06 | 2.9736e-06 | 0 | 2.9736e-06 | 2.832e-06 | 0 | 2.832e-06
[79 empty] | WLDFR | HFTD - Distribution - Tier 3 - 5QU CoRE ¦ 1QU LoRE | Non-Red Flag Warning - Catastrophic Fires | 2042 | 1.7344e-10 | 1.8314e-10 | 1.7666e-10 | 1.6825e-10 | 16832.3912 | 280.5544 | 10192.2718 | 6359.5651 | 0 | 0 | 0 | 0 | 1.1064e-07 | 2.9194e-06 | 0 | 2.9194e-06 | 3.0826e-06 | 0 | 3.0826e-06 | 2.9736e-06 | 0 | 2.9736e-06 | 2.832e-06 | 0 | 2.832e-06
[79 empty] | WLDFR | HFTD - Distribution - Tier 3 - 5QU CoRE ¦ 1QU LoRE | Non-Red Flag Warning - Catastrophic Fires | 2043 | 1.7344e-10 | 1.8314e-10 | 1.7666e-10 | 1.6825e-10 | 17672.0852 | 299.42 | 10692.7362 | 6679.929 | 0 | 0 | 0 | 0 | 1.1064e-07 | 3.065e-06 | 0 | 3.065e-06 | 3.2364e-06 | 0 | 3.2364e-06 | 3.1219e-06 | 0 | 3.1219e-06 | 2.9733e-06 | 0 | 2.9733e-06
[79 empty] | WLDFR | HFTD - Distribution - Tier 3 - 5QU CoRE ¦ 1QU LoRE | Non-Red Flag Warning - Catastrophic Fires | 2044 | 1.7344e-10 | 1.8314e-10 | 1.7666e-10 | 1.6825e-10 | 17672.0852 | 299.42 | 10692.7362 | 6679.929 | 0 | 0 | 0 | 0 | 1.1064e-07 | 3.065e-06 | 0 | 3.065e-06 | 3.2364e-06 | 0 | 3.2364e-06 | 3.1219e-06 | 0 | 3.1219e-06 | 2.9733e-06 | 0 | 2.9733e-06
[79 empty] | WLDFR | HFTD - Distribution - Tier 3 - 5QU CoRE ¦ 1QU LoRE | Non-Red Flag Warning - Catastrophic Fires | 2045 | 1.7344e-10 | 1.8314e-10 | 1.7666e-10 | 1.6825e-10 | 17672.0852 | 299.42 | 10692.7362 | 6679.929 | 0 | 0 | 0 | 0 | 1.1064e-07 | 3.065e-06 | 0 | 3.065e-06 | 3.2364e-06 | 0 | 3.2364e-06 | 3.1219e-06 | 0 | 3.1219e-06 | 2.9733e-06 | 0 | 2.9733e-06
[79 empty] | WLDFR | HFTD - Distribution - Tier 3 - 5QU CoRE ¦ 1QU LoRE | Non-Red Flag Warning - Catastrophic Fires | 2046 | 1.7344e-10 | 1.8314e-10 | 1.7666e-10 | 1.6825e-10 | 17672.0852 | 299.42 | 10692.7362 | 6679.929 | 0 | 0 | 0 | 0 | 1.1064e-07 | 3.065e-06 | 0 | 3.065e-06 | 3.2364e-06 | 0 | 3.2364e-06 | 3.1219e-06 | 0 | 3.1219e-06 | 2.9733e-06 | 0 | 2.9733e-06
[79 empty] | WLDFR | HFTD - Distribution - Tier 3 - 5QU CoRE ¦ 1QU LoRE | Non-Red Flag Warning - Catastrophic Fires | 2047 | 1.7344e-10 | 1.8314e-10 | 1.7666e-10 | 1.6825e-10 | 17672.0852 | 299.42 | 10692.7362 | 6679.929 | 0 | 0 | 0 | 0 | 1.1064e-07 | 3.065e-06 | 0 | 3.065e-06 | 3.2364e-06 | 0 | 3.2364e-06 | 3.1219e-06 | 0 | 3.1219e-06 | 2.9733e-06 | 0 | 2.9733e-06
[79 empty] | WLDFR | HFTD - Distribution - Tier 3 - 5QU CoRE ¦ 1QU LoRE | Non-Red Flag Warning - Catastrophic Fires | 2048 | 1.7344e-10 | 1.8314e-10 | 1.7666e-10 | 1.6825e-10 | 18552.3348 | 319.4911 | 11216.5626 | 7016.281 | 0 | 0 | 0 | 0 | 1.1064e-07 | 3.2177e-06 | 0 | 3.2177e-06 | 3.3976e-06 | 0 | 3.3976e-06 | 3.2774e-06 | 0 | 3.2774e-06 | 3.1214e-06 | 0 | 3.1214e-06
[79 empty] | WLDFR | HFTD - Distribution - Tier 3 - 5QU CoRE ¦ 1QU LoRE | Non-Red Flag Warning - Catastrophic Fires | 2049 | 1.7344e-10 | 1.8314e-10 | 1.7666e-10 | 1.6825e-10 | 18552.3348 | 319.4911 | 11216.5626 | 7016.281 | 0 | 0 | 0 | 0 | 1.1064e-07 | 3.2177e-06 | 0 | 3.2177e-06 | 3.3976e-06 | 0 | 3.3976e-06 | 3.2774e-06 | 0 | 3.2774e-06 | 3.1214e-06 | 0 | 3.1214e-06
[79 empty] | WLDFR | HFTD - Distribution - Tier 3 - 5QU CoRE ¦ 1QU LoRE | Non-Red Flag Warning - Catastrophic Fires | 2050 | 0 | 1.8314e-10 | 1.7666e-10 | 1.6825e-10 | 18552.3348 | 319.4911 | 11216.5626 | 7016.281 | 0 | 0 | 0 | 0 | 1.1064e-07 | 0 | 0 | 0 | 3.3976e-06 | 0 | 3.3976e-06 | 3.2774e-06 | 0 | 3.2774e-06 | 3.1214e-06 | 0 | 3.1214e-06
[79 empty] | WLDFR | HFTD - Distribution - Tier 3 - 5QU CoRE ¦ 1QU LoRE | Non-Red Flag Warning - Catastrophic Fires | 2051 | 0 | 0 | 1.7666e-10 | 1.6825e-10 | 18552.3348 | 319.4911 | 11216.5626 | 7016.281 | 0 | 0 | 0 | 0 | 1.1064e-07 | 0 | 0 | 0 | 0 | 0 | 0 | 3.2774e-06 | 0 | 3.2774e-06 | 3.1214e-06 | 0 | 3.1214e-06
[79 empty] | WLDFR | HFTD - Distribution - Tier 3 - 5QU CoRE ¦ 1QU LoRE | Non-Red Flag Warning - Catastrophic Fires | 2052 | 0 | 0 | 0 | 1.6825e-10 | 18552.3348 | 319.4911 | 11216.5626 | 7016.281 | 0 | 0 | 0 | 0 | 1.1064e-07 | 0 | 0 | 0 | 0 | 0 | 0 | 0 | 0 | 0 | 3.1214e-06 | 0 | 3.1214e-06
[79 empty] | WLDFR | HFTD - Distribution - Tier 3 - 5QU CoRE ¦ 1QU LoRE | Non-Red Flag Warning - Destructive Fires | 2020 | 9.625e-10 | 0 | 0 | 0 | 8807.9522 | 222.2294 | 8585.7228 | 0 | 0 | 0 | 0 | 0 | 1.4202e-07 | 8.4776e-06 | 0 | 8.4776e-06 | 0 | 0 | 0 | 0 | 0 | 0 | 0 | 0 | 0
[79 empty] | WLDFR | HFTD - Distribution - Tier 3 - 5QU CoRE ¦ 1QU LoRE | Non-Red Flag Warning - Destructive Fires | 2021 | 5.4048e-10 | 1.0163e-09 | 0 | 0 | 8807.9522 | 222.2294 | 8585.7228 | 0 | 0 | 0 | 0 | 0 | 1.4202e-07 | 4.7605e-06 | 0 | 4.7605e-06 | 8.9516e-06 | 0 | 8.9516e-06 | 0 | 0 | 0 | 0 | 0 | 0
[79 empty] | WLDFR | HFTD - Distribution - Tier 3 - 5QU CoRE ¦ 1QU LoRE | Non-Red Flag Warning - Destructive Fires | 2022 | 5.3022e-10 | 5.5987e-10 | 9.6138e-10 | 0 | 8807.9522 | 222.2294 | 8585.7228 | 0 | 0 | 0 | 0 | 0 | 1.4036e-07 | 4.6702e-06 | 0 | 4.6702e-06 | 4.9313e-06 | 0 | 4.9313e-06 | 8.4678e-06 | 0 | 8.4678e-06 | 0 | 0 | 0
[79 empty] | WLDFR | HFTD - Distribution - Tier 3 - 5QU CoRE ¦ 1QU LoRE | Non-Red Flag Warning - Destructive Fires | 2023 | 5.3022e-10 | 5.5987e-10 | 5.4007e-10 | 9.156e-10 | 9129.7461 | 233.2301 | 8896.516 | 0 | 0 | 0 | 0 | 0 | 1.4036e-07 | 4.8408e-06 | 0 | 4.8408e-06 | 5.1115e-06 | 0 | 5.1115e-06 | 4.9307e-06 | 0 | 4.9307e-06 | 8.3592e-06 | 0 | 8.3592e-06
[79 empty] | WLDFR | HFTD - Distribution - Tier 3 - 5QU CoRE ¦ 1QU LoRE | Non-Red Flag Warning - Destructive Fires | 2024 | 5.3022e-10 | 5.5987e-10 | 5.4007e-10 | 5.1435e-10 | 9129.7461 | 233.2301 | 8896.516 | 0 | 0 | 0 | 0 | 0 | 1.4036e-07 | 4.8408e-06 | 0 | 4.8408e-06 | 5.1115e-06 | 0 | 5.1115e-06 | 4.9307e-06 | 0 | 4.9307e-06 | 4.6959e-06 | 0 | 4.6959e-06
[79 empty] | WLDFR | HFTD - Distribution - Tier 3 - 5QU CoRE ¦ 1QU LoRE | Non-Red Flag Warning - Destructive Fires | 2025 | 5.3022e-10 | 5.5987e-10 | 5.4007e-10 | 5.1435e-10 | 9129.7461 | 233.2301 | 8896.516 | 0 | 0 | 0 | 0 | 0 | 1.4036e-07 | 4.8408e-06 | 0 | 4.8408e-06 | 5.1115e-06 | 0 | 5.1115e-06 | 4.9307e-06 | 0 | 4.9307e-06 | 4.6959e-06 | 0 | 4.6959e-06
[79 empty] | WLDFR | HFTD - Distribution - Tier 3 - 5QU CoRE ¦ 1QU LoRE | Non-Red Flag Warning - Destructive Fires | 2026 | 5.3022e-10 | 5.5987e-10 | 5.4007e-10 | 5.1435e-10 | 9129.7461 | 233.2301 | 8896.516 | 0 | 0 | 0 | 0 | 0 | 1.4036e-07 | 4.8408e-06 | 0 | 4.8408e-06 | 5.1115e-06 | 0 | 5.1115e-06 | 4.9307e-06 | 0 | 4.9307e-06 | 4.6959e-06 | 0 | 4.6959e-06
[79 empty] | WLDFR | HFTD - Distribution - Tier 3 - 5QU CoRE ¦ 1QU LoRE | Non-Red Flag Warning - Destructive Fires | 2027 | 5.3022e-10 | 5.5987e-10 | 5.4007e-10 | 5.1435e-10 | 9129.7461 | 233.2301 | 8896.516 | 0 | 0 | 0 | 0 | 0 | 1.4036e-07 | 4.8408e-06 | 0 | 4.8408e-06 | 5.1115e-06 | 0 | 5.1115e-06 | 4.9307e-06 | 0 | 4.9307e-06 | 4.6959e-06 | 0 | 4.6959e-06
[79 empty] | WLDFR | HFTD - Distribution - Tier 3 - 5QU CoRE ¦ 1QU LoRE | Non-Red Flag Warning - Destructive Fires | 2028 | 5.3022e-10 | 5.5987e-10 | 5.4007e-10 | 5.1435e-10 | 9534.9221 | 247.273 | 9287.6491 | 0 | 0 | 0 | 0 | 0 | 1.4036e-07 | 5.0556e-06 | 0 | 5.0556e-06 | 5.3383e-06 | 0 | 5.3383e-06 | 5.1495e-06 | 0 | 5.1495e-06 | 4.9043e-06 | 0 | 4.9043e-06
[79 empty] | WLDFR | HFTD - Distribution - Tier 3 - 5QU CoRE ¦ 1QU LoRE | Non-Red Flag Warning - Destructive Fires | 2029 | 5.3022e-10 | 5.5987e-10 | 5.4007e-10 | 5.1435e-10 | 9534.9221 | 247.273 | 9287.6491 | 0 | 0 | 0 | 0 | 0 | 1.4036e-07 | 5.0556e-06 | 0 | 5.0556e-06 | 5.3383e-06 | 0 | 5.3383e-06 | 5.1495e-06 | 0 | 5.1495e-06 | 4.9043e-06 | 0 | 4.9043e-06
[79 empty] | WLDFR | HFTD - Distribution - Tier 3 - 5QU CoRE ¦ 1QU LoRE | Non-Red Flag Warning - Destructive Fires | 2030 | 5.3022e-10 | 5.5987e-10 | 5.4007e-10 | 5.1435e-10 | 9534.9221 | 247.273 | 9287.6491 | 0 | 0 | 0 | 0 | 0 | 1.4036e-07 | 5.0556e-06 | 0 | 5.0556e-06 | 5.3383e-06 | 0 | 5.3383e-06 | 5.1495e-06 | 0 | 5.1495e-06 | 4.9043e-06 | 0 | 4.9043e-06
[79 empty] | WLDFR | HFTD - Distribution - Tier 3 - 5QU CoRE ¦ 1QU LoRE | Non-Red Flag Warning - Destructive Fires | 2031 | 5.3022e-10 | 5.5987e-10 | 5.4007e-10 | 5.1435e-10 | 9534.9221 | 247.273 | 9287.6491 | 0 | 0 | 0 | 0 | 0 | 1.4036e-07 | 5.0556e-06 | 0 | 5.0556e-06 | 5.3383e-06 | 0 | 5.3383e-06 | 5.1495e-06 | 0 | 5.1495e-06 | 4.9043e-06 | 0 | 4.9043e-06
[79 empty] | WLDFR | HFTD - Distribution - Tier 3 - 5QU CoRE ¦ 1QU LoRE | Non-Red Flag Warning - Destructive Fires | 2032 | 5.3022e-10 | 5.5987e-10 | 5.4007e-10 | 5.1435e-10 | 9534.9221 | 247.273 | 9287.6491 | 0 | 0 | 0 | 0 | 0 | 1.4036e-07 | 5.0556e-06 | 0 | 5.0556e-06 | 5.3383e-06 | 0 | 5.3383e-06 | 5.1495e-06 | 0 | 5.1495e-06 | 4.9043e-06 | 0 | 4.9043e-06
[79 empty] | WLDFR | HFTD - Distribution - Tier 3 - 5QU CoRE ¦ 1QU LoRE | Non-Red Flag Warning - Destructive Fires | 2033 | 5.3022e-10 | 5.5987e-10 | 5.4007e-10 | 5.1435e-10 | 9984.8474 | 263.1074 | 9721.74 | 0 | 0 | 0 | 0 | 0 | 1.4036e-07 | 5.2942e-06 | 0 | 5.2942e-06 | 5.5902e-06 | 0 | 5.5902e-06 | 5.3925e-06 | 0 | 5.3925e-06 | 5.1357e-06 | 0 | 5.1357e-06
[79 empty] | WLDFR | HFTD - Distribution - Tier 3 - 5QU CoRE ¦ 1QU LoRE | Non-Red Flag Warning - Destructive Fires | 2034 | 5.3022e-10 | 5.5987e-10 | 5.4007e-10 | 5.1435e-10 | 9984.8474 | 263.1074 | 9721.74 | 0 | 0 | 0 | 0 | 0 | 1.4036e-07 | 5.2942e-06 | 0 | 5.2942e-06 | 5.5902e-06 | 0 | 5.5902e-06 | 5.3925e-06 | 0 | 5.3925e-06 | 5.1357e-06 | 0 | 5.1357e-06
[79 empty] | WLDFR | HFTD - Distribution - Tier 3 - 5QU CoRE ¦ 1QU LoRE | Non-Red Flag Warning - Destructive Fires | 2035 | 5.3022e-10 | 5.5987e-10 | 5.4007e-10 | 5.1435e-10 | 9984.8474 | 263.1074 | 9721.74 | 0 | 0 | 0 | 0 | 0 | 1.4036e-07 | 5.2942e-06 | 0 | 5.2942e-06 | 5.5902e-06 | 0 | 5.5902e-06 | 5.3925e-06 | 0 | 5.3925e-06 | 5.1357e-06 | 0 | 5.1357e-06
[79 empty] | WLDFR | HFTD - Distribution - Tier 3 - 5QU CoRE ¦ 1QU LoRE | Non-Red Flag Warning - Destructive Fires | 2036 | 5.3022e-10 | 5.5987e-10 | 5.4007e-10 | 5.1435e-10 | 9984.8474 | 263.1074 | 9721.74 | 0 | 0 | 0 | 0 | 0 | 1.4036e-07 | 5.2942e-06 | 0 | 5.2942e-06 | 5.5902e-06 | 0 | 5.5902e-06 | 5.3925e-06 | 0 | 5.3925e-06 | 5.1357e-06 | 0 | 5.1357e-06
[79 empty] | WLDFR | HFTD - Distribution - Tier 3 - 5QU CoRE ¦ 1QU LoRE | Non-Red Flag Warning - Destructive Fires | 2037 | 5.3022e-10 | 5.5987e-10 | 5.4007e-10 | 5.1435e-10 | 9984.8474 | 263.1074 | 9721.74 | 0 | 0 | 0 | 0 | 0 | 1.4036e-07 | 5.2942e-06 | 0 | 5.2942e-06 | 5.5902e-06 | 0 | 5.5902e-06 | 5.3925e-06 | 0 | 5.3925e-06 | 5.1357e-06 | 0 | 5.1357e-06
[79 empty] | WLDFR | HFTD - Distribution - Tier 3 - 5QU CoRE ¦ 1QU LoRE | Non-Red Flag Warning - Destructive Fires | 2038 | 5.3022e-10 | 5.5987e-10 | 5.4007e-10 | 5.1435e-10 | 10472.8261 | 280.5544 | 10192.2718 | 0 | 0 | 0 | 0 | 0 | 1.4036e-07 | 5.5529e-06 | 0 | 5.5529e-06 | 5.8634e-06 | 0 | 5.8634e-06 | 5.656e-06 | 0 | 5.656e-06 | 5.3867e-06 | 0 | 5.3867e-06
[79 empty] | WLDFR | HFTD - Distribution - Tier 3 - 5QU CoRE ¦ 1QU LoRE | Non-Red Flag Warning - Destructive Fires | 2039 | 5.3022e-10 | 5.5987e-10 | 5.4007e-10 | 5.1435e-10 | 10472.8261 | 280.5544 | 10192.2718 | 0 | 0 | 0 | 0 | 0 | 1.4036e-07 | 5.5529e-06 | 0 | 5.5529e-06 | 5.8634e-06 | 0 | 5.8634e-06 | 5.656e-06 | 0 | 5.656e-06 | 5.3867e-06 | 0 | 5.3867e-06
[79 empty] | WLDFR | HFTD - Distribution - Tier 3 - 5QU CoRE ¦ 1QU LoRE | Non-Red Flag Warning - Destructive Fires | 2040 | 5.3022e-10 | 5.5987e-10 | 5.4007e-10 | 5.1435e-10 | 10472.8261 | 280.5544 | 10192.2718 | 0 | 0 | 0 | 0 | 0 | 1.4036e-07 | 5.5529e-06 | 0 | 5.5529e-06 | 5.8634e-06 | 0 | 5.8634e-06 | 5.656e-06 | 0 | 5.656e-06 | 5.3867e-06 | 0 | 5.3867e-06
[79 empty] | WLDFR | HFTD - Distribution - Tier 3 - 5QU CoRE ¦ 1QU LoRE | Non-Red Flag Warning - Destructive Fires | 2041 | 5.3022e-10 | 5.5987e-10 | 5.4007e-10 | 5.1435e-10 | 10472.8261 | 280.5544 | 10192.2718 | 0 | 0 | 0 | 0 | 0 | 1.4036e-07 | 5.5529e-06 | 0 | 5.5529e-06 | 5.8634e-06 | 0 | 5.8634e-06 | 5.656e-06 | 0 | 5.656e-06 | 5.3867e-06 | 0 | 5.3867e-06
[79 empty] | WLDFR | HFTD - Distribution - Tier 3 - 5QU CoRE ¦ 1QU LoRE | Non-Red Flag Warning - Destructive Fires | 2042 | 5.3022e-10 | 5.5987e-10 | 5.4007e-10 | 5.1435e-10 | 10472.8261 | 280.5544 | 10192.2718 | 0 | 0 | 0 | 0 | 0 | 1.4036e-07 | 5.5529e-06 | 0 | 5.5529e-06 | 5.8634e-06 | 0 | 5.8634e-06 | 5.656e-06 | 0 | 5.656e-06 | 5.3867e-06 | 0 | 5.3867e-06
[79 empty] | WLDFR | HFTD - Distribution - Tier 3 - 5QU CoRE ¦ 1QU LoRE | Non-Red Flag Warning - Destructive Fires | 2043 | 5.3022e-10 | 5.5987e-10 | 5.4007e-10 | 5.1435e-10 | 10992.1562 | 299.42 | 10692.7362 | 0 | 0 | 0 | 0 | 0 | 1.4036e-07 | 5.8283e-06 | 0 | 5.8283e-06 | 6.1542e-06 | 0 | 6.1542e-06 | 5.9365e-06 | 0 | 5.9365e-06 | 5.6538e-06 | 0 | 5.6538e-06
[79 empty] | WLDFR | HFTD - Distribution - Tier 3 - 5QU CoRE ¦ 1QU LoRE | Non-Red Flag Warning - Destructive Fires | 2044 | 5.3022e-10 | 5.5987e-10 | 5.4007e-10 | 5.1435e-10 | 10992.1562 | 299.42 | 10692.7362 | 0 | 0 | 0 | 0 | 0 | 1.4036e-07 | 5.8283e-06 | 0 | 5.8283e-06 | 6.1542e-06 | 0 | 6.1542e-06 | 5.9365e-06 | 0 | 5.9365e-06 | 5.6538e-06 | 0 | 5.6538e-06
[79 empty] | WLDFR | HFTD - Distribution - Tier 3 - 5QU CoRE ¦ 1QU LoRE | Non-Red Flag Warning - Destructive Fires | 2045 | 5.3022e-10 | 5.5987e-10 | 5.4007e-10 | 5.1435e-10 | 10992.1562 | 299.42 | 10692.7362 | 0 | 0 | 0 | 0 | 0 | 1.4036e-07 | 5.8283e-06 | 0 | 5.8283e-06 | 6.1542e-06 | 0 | 6.1542e-06 | 5.9365e-06 | 0 | 5.9365e-06 | 5.6538e-06 | 0 | 5.6538e-06
[79 empty] | WLDFR | HFTD - Distribution - Tier 3 - 5QU CoRE ¦ 1QU LoRE | Non-Red Flag Warning - Destructive Fires | 2046 | 5.3022e-10 | 5.5987e-10 | 5.4007e-10 | 5.1435e-10 | 10992.1562 | 299.42 | 10692.7362 | 0 | 0 | 0 | 0 | 0 | 1.4036e-07 | 5.8283e-06 | 0 | 5.8283e-06 | 6.1542e-06 | 0 | 6.1542e-06 | 5.9365e-06 | 0 | 5.9365e-06 | 5.6538e-06 | 0 | 5.6538e-06
[79 empty] | WLDFR | HFTD - Distribution - Tier 3 - 5QU CoRE ¦ 1QU LoRE | Non-Red Flag Warning - Destructive Fires | 2047 | 5.3022e-10 | 5.5987e-10 | 5.4007e-10 | 5.1435e-10 | 10992.1562 | 299.42 | 10692.7362 | 0 | 0 | 0 | 0 | 0 | 1.4036e-07 | 5.8283e-06 | 0 | 5.8283e-06 | 6.1542e-06 | 0 | 6.1542e-06 | 5.9365e-06 | 0 | 5.9365e-06 | 5.6538e-06 | 0 | 5.6538e-06
[79 empty] | WLDFR | HFTD - Distribution - Tier 3 - 5QU CoRE ¦ 1QU LoRE | Non-Red Flag Warning - Destructive Fires | 2048 | 5.3022e-10 | 5.5987e-10 | 5.4007e-10 | 5.1435e-10 | 11536.0538 | 319.4911 | 11216.5626 | 0 | 0 | 0 | 0 | 0 | 1.4036e-07 | 6.1167e-06 | 0 | 6.1167e-06 | 6.4587e-06 | 0 | 6.4587e-06 | 6.2302e-06 | 0 | 6.2302e-06 | 5.9336e-06 | 0 | 5.9336e-06
[79 empty] | WLDFR | HFTD - Distribution - Tier 3 - 5QU CoRE ¦ 1QU LoRE | Non-Red Flag Warning - Destructive Fires | 2049 | 5.3022e-10 | 5.5987e-10 | 5.4007e-10 | 5.1435e-10 | 11536.0538 | 319.4911 | 11216.5626 | 0 | 0 | 0 | 0 | 0 | 1.4036e-07 | 6.1167e-06 | 0 | 6.1167e-06 | 6.4587e-06 | 0 | 6.4587e-06 | 6.2302e-06 | 0 | 6.2302e-06 | 5.9336e-06 | 0 | 5.9336e-06
[79 empty] | WLDFR | HFTD - Distribution - Tier 3 - 5QU CoRE ¦ 1QU LoRE | Non-Red Flag Warning - Destructive Fires | 2050 | 0 | 5.5987e-10 | 5.4007e-10 | 5.1435e-10 | 11536.0538 | 319.4911 | 11216.5626 | 0 | 0 | 0 | 0 | 0 | 1.4036e-07 | 0 | 0 | 0 | 6.4587e-06 | 0 | 6.4587e-06 | 6.2302e-06 | 0 | 6.2302e-06 | 5.9336e-06 | 0 | 5.9336e-06
[79 empty] | WLDFR | HFTD - Distribution - Tier 3 - 5QU CoRE ¦ 1QU LoRE | Non-Red Flag Warning - Destructive Fires | 2051 | 0 | 0 | 5.4007e-10 | 5.1435e-10 | 11536.0538 | 319.4911 | 11216.5626 | 0 | 0 | 0 | 0 | 0 | 1.4036e-07 | 0 | 0 | 0 | 0 | 0 | 0 | 6.2302e-06 | 0 | 6.2302e-06 | 5.9336e-06 | 0 | 5.9336e-06
[79 empty] | WLDFR | HFTD - Distribution - Tier 3 - 5QU CoRE ¦ 1QU LoRE | Non-Red Flag Warning - Destructive Fires | 2052 | 0 | 0 | 0 | 5.1435e-10 | 11536.0538 | 319.4911 | 11216.5626 | 0 | 0 | 0 | 0 | 0 | 1.4036e-07 | 0 | 0 | 0 | 0 | 0 | 0 | 0 | 0 | 0 | 5.9336e-06 | 0 | 5.9336e-06
[79 empty] | WLDFR | HFTD - Distribution - Tier 3 - 5QU CoRE ¦ 1QU LoRE | Non-Red Flag Warning - Large Fires | 2020 | 1.6235e-07 | 0 | 0 | 0 | 5.2406 | 0.69642 | 2.942 | 1.6022 | 0 | 0 | 0 | 0 | 2.4222e-05 | 8.5081e-07 | 0 | 8.5081e-07 | 0 | 0 | 0 | 0 | 0 | 0 | 0 | 0 | 0
[79 empty] | WLDFR | HFTD - Distribution - Tier 3 - 5QU CoRE ¦ 1QU LoRE | Non-Red Flag Warning - Large Fires | 2021 | 9.2042e-08 | 1.7143e-07 | 0 | 0 | 5.2406 | 0.69642 | 2.942 | 1.6022 | 0 | 0 | 0 | 0 | 2.4222e-05 | 4.8235e-07 | 0 | 4.8235e-07 | 8.9838e-07 | 0 | 8.9838e-07 | 0 | 0 | 0 | 0 | 0 | 0
[79 empty] | WLDFR | HFTD - Distribution - Tier 3 - 5QU CoRE ¦ 1QU LoRE | Non-Red Flag Warning - Large Fires | 2022 | 8.9606e-08 | 9.4616e-08 | 1.6098e-07 | 0 | 5.2406 | 0.69642 | 2.942 | 1.6022 | 0 | 0 | 0 | 0 | 2.3883e-05 | 4.6959e-07 | 0 | 4.6959e-07 | 4.9584e-07 | 0 | 4.9584e-07 | 8.4364e-07 | 0 | 8.4364e-07 | 0 | 0 | 0
[79 empty] | WLDFR | HFTD - Distribution - Tier 3 - 5QU CoRE ¦ 1QU LoRE | Non-Red Flag Warning - Large Fires | 2023 | 8.9606e-08 | 9.4616e-08 | 9.1269e-08 | 1.5332e-07 | 5.475 | 0.71896 | 3.0715 | 1.6846 | 0 | 0 | 0 | 0 | 2.3883e-05 | 4.906e-07 | 0 | 4.906e-07 | 5.1803e-07 | 0 | 5.1803e-07 | 4.997e-07 | 0 | 4.997e-07 | 8.3941e-07 | 0 | 8.3941e-07
[79 empty] | WLDFR | HFTD - Distribution - Tier 3 - 5QU CoRE ¦ 1QU LoRE | Non-Red Flag Warning - Large Fires | 2024 | 8.9606e-08 | 9.4616e-08 | 9.1269e-08 | 8.6923e-08 | 5.475 | 0.71896 | 3.0715 | 1.6846 | 0 | 0 | 0 | 0 | 2.3883e-05 | 4.906e-07 | 0 | 4.906e-07 | 5.1803e-07 | 0 | 5.1803e-07 | 4.997e-07 | 0 | 4.997e-07 | 4.7591e-07 | 0 | 4.7591e-07
[79 empty] | WLDFR | HFTD - Distribution - Tier 3 - 5QU CoRE ¦ 1QU LoRE | Non-Red Flag Warning - Large Fires | 2025 | 8.9606e-08 | 9.4616e-08 | 9.1269e-08 | 8.6923e-08 | 5.475 | 0.71896 | 3.0715 | 1.6846 | 0 | 0 | 0 | 0 | 2.3883e-05 | 4.906e-07 | 0 | 4.906e-07 | 5.1803e-07 | 0 | 5.1803e-07 | 4.997e-07 | 0 | 4.997e-07 | 4.7591e-07 | 0 | 4.7591e-07
[79 empty] | WLDFR | HFTD - Distribution - Tier 3 - 5QU CoRE ¦ 1QU LoRE | Non-Red Flag Warning - Large Fires | 2026 | 8.9606e-08 | 9.4616e-08 | 9.1269e-08 | 8.6923e-08 | 5.475 | 0.71896 | 3.0715 | 1.6846 | 0 | 0 | 0 | 0 | 2.3883e-05 | 4.906e-07 | 0 | 4.906e-07 | 5.1803e-07 | 0 | 5.1803e-07 | 4.997e-07 | 0 | 4.997e-07 | 4.7591e-07 | 0 | 4.7591e-07
[79 empty] | WLDFR | HFTD - Distribution - Tier 3 - 5QU CoRE ¦ 1QU LoRE | Non-Red Flag Warning - Large Fires | 2027 | 8.9606e-08 | 9.4616e-08 | 9.1269e-08 | 8.6923e-08 | 5.475 | 0.71896 | 3.0715 | 1.6846 | 0 | 0 | 0 | 0 | 2.3883e-05 | 4.906e-07 | 0 | 4.906e-07 | 5.1803e-07 | 0 | 5.1803e-07 | 4.997e-07 | 0 | 4.997e-07 | 4.7591e-07 | 0 | 4.7591e-07
[79 empty] | WLDFR | HFTD - Distribution - Tier 3 - 5QU CoRE ¦ 1QU LoRE | Non-Red Flag Warning - Large Fires | 2028 | 8.9606e-08 | 9.4616e-08 | 9.1269e-08 | 8.6923e-08 | 5.777 | 0.74734 | 3.238 | 1.7917 | 0 | 0 | 0 | 0 | 2.3883e-05 | 5.1766e-07 | 0 | 5.1766e-07 | 5.466e-07 | 0 | 5.466e-07 | 5.2726e-07 | 0 | 5.2726e-07 | 5.0216e-07 | 0 | 5.0216e-07
[79 empty] | WLDFR | HFTD - Distribution - Tier 3 - 5QU CoRE ¦ 1QU LoRE | Non-Red Flag Warning - Large Fires | 2029 | 8.9606e-08 | 9.4616e-08 | 9.1269e-08 | 8.6923e-08 | 5.777 | 0.74734 | 3.238 | 1.7917 | 0 | 0 | 0 | 0 | 2.3883e-05 | 5.1766e-07 | 0 | 5.1766e-07 | 5.466e-07 | 0 | 5.466e-07 | 5.2726e-07 | 0 | 5.2726e-07 | 5.0216e-07 | 0 | 5.0216e-07
[79 empty] | WLDFR | HFTD - Distribution - Tier 3 - 5QU CoRE ¦ 1QU LoRE | Non-Red Flag Warning - Large Fires | 2030 | 8.9606e-08 | 9.4616e-08 | 9.1269e-08 | 8.6923e-08 | 5.777 | 0.74734 | 3.238 | 1.7917 | 0 | 0 | 0 | 0 | 2.3883e-05 | 5.1766e-07 | 0 | 5.1766e-07 | 5.466e-07 | 0 | 5.466e-07 | 5.2726e-07 | 0 | 5.2726e-07 | 5.0216e-07 | 0 | 5.0216e-07
[79 empty] | WLDFR | HFTD - Distribution - Tier 3 - 5QU CoRE ¦ 1QU LoRE | Non-Red Flag Warning - Large Fires | 2031 | 8.9606e-08 | 9.4616e-08 | 9.1269e-08 | 8.6923e-08 | 5.777 | 0.74734 | 3.238 | 1.7917 | 0 | 0 | 0 | 0 | 2.3883e-05 | 5.1766e-07 | 0 | 5.1766e-07 | 5.466e-07 | 0 | 5.466e-07 | 5.2726e-07 | 0 | 5.2726e-07 | 5.0216e-07 | 0 | 5.0216e-07
[79 empty] | WLDFR | HFTD - Distribution - Tier 3 - 5QU CoRE ¦ 1QU LoRE | Non-Red Flag Warning - Large Fires | 2032 | 8.9606e-08 | 9.4616e-08 | 9.1269e-08 | 8.6923e-08 | 5.777 | 0.74734 | 3.238 | 1.7917 | 0 | 0 | 0 | 0 | 2.3883e-05 | 5.1766e-07 | 0 | 5.1766e-07 | 5.466e-07 | 0 | 5.466e-07 | 5.2726e-07 | 0 | 5.2726e-07 | 5.0216e-07 | 0 | 5.0216e-07
[79 empty] | WLDFR | HFTD - Distribution - Tier 3 - 5QU CoRE ¦ 1QU LoRE | Non-Red Flag Warning - Large Fires | 2033 | 8.9606e-08 | 9.4616e-08 | 9.1269e-08 | 8.6923e-08 | 6.1205 | 0.77885 | 3.4265 | 1.9151 | 0 | 0 | 0 | 0 | 2.3883e-05 | 5.4843e-07 | 0 | 5.4843e-07 | 5.791e-07 | 0 | 5.791e-07 | 5.5861e-07 | 0 | 5.5861e-07 | 5.3201e-07 | 0 | 5.3201e-07
[79 empty] | WLDFR | HFTD - Distribution - Tier 3 - 5QU CoRE ¦ 1QU LoRE | Non-Red Flag Warning - Large Fires | 2034 | 8.9606e-08 | 9.4616e-08 | 9.1269e-08 | 8.6923e-08 | 6.1205 | 0.77885 | 3.4265 | 1.9151 | 0 | 0 | 0 | 0 | 2.3883e-05 | 5.4843e-07 | 0 | 5.4843e-07 | 5.791e-07 | 0 | 5.791e-07 | 5.5861e-07 | 0 | 5.5861e-07 | 5.3201e-07 | 0 | 5.3201e-07
[79 empty] | WLDFR | HFTD - Distribution - Tier 3 - 5QU CoRE ¦ 1QU LoRE | Non-Red Flag Warning - Large Fires | 2035 | 8.9606e-08 | 9.4616e-08 | 9.1269e-08 | 8.6923e-08 | 6.1205 | 0.77885 | 3.4265 | 1.9151 | 0 | 0 | 0 | 0 | 2.3883e-05 | 5.4843e-07 | 0 | 5.4843e-07 | 5.791e-07 | 0 | 5.791e-07 | 5.5861e-07 | 0 | 5.5861e-07 | 5.3201e-07 | 0 | 5.3201e-07
[79 empty] | WLDFR | HFTD - Distribution - Tier 3 - 5QU CoRE ¦ 1QU LoRE | Non-Red Flag Warning - Large Fires | 2036 | 8.9606e-08 | 9.4616e-08 | 9.1269e-08 | 8.6923e-08 | 6.1205 | 0.77885 | 3.4265 | 1.9151 | 0 | 0 | 0 | 0 | 2.3883e-05 | 5.4843e-07 | 0 | 5.4843e-07 | 5.791e-07 | 0 | 5.791e-07 | 5.5861e-07 | 0 | 5.5861e-07 | 5.3201e-07 | 0 | 5.3201e-07
[79 empty] | WLDFR | HFTD - Distribution - Tier 3 - 5QU CoRE ¦ 1QU LoRE | Non-Red Flag Warning - Large Fires | 2037 | 8.9606e-08 | 9.4616e-08 | 9.1269e-08 | 8.6923e-08 | 6.1205 | 0.77885 | 3.4265 | 1.9151 | 0 | 0 | 0 | 0 | 2.3883e-05 | 5.4843e-07 | 0 | 5.4843e-07 | 5.791e-07 | 0 | 5.791e-07 | 5.5861e-07 | 0 | 5.5861e-07 | 5.3201e-07 | 0 | 5.3201e-07
[79 empty] | WLDFR | HFTD - Distribution - Tier 3 - 5QU CoRE ¦ 1QU LoRE | Non-Red Flag Warning - Large Fires | 2038 | 8.9606e-08 | 9.4616e-08 | 9.1269e-08 | 8.6923e-08 | 6.5028 | 0.81304 | 3.6355 | 2.0543 | 0 | 0 | 0 | 0 | 2.3883e-05 | 5.8269e-07 | 0 | 5.8269e-07 | 6.1527e-07 | 0 | 6.1527e-07 | 5.9351e-07 | 0 | 5.9351e-07 | 5.6524e-07 | 0 | 5.6524e-07
[79 empty] | WLDFR | HFTD - Distribution - Tier 3 - 5QU CoRE ¦ 1QU LoRE | Non-Red Flag Warning - Large Fires | 2039 | 8.9606e-08 | 9.4616e-08 | 9.1269e-08 | 8.6923e-08 | 6.5028 | 0.81304 | 3.6355 | 2.0543 | 0 | 0 | 0 | 0 | 2.3883e-05 | 5.8269e-07 | 0 | 5.8269e-07 | 6.1527e-07 | 0 | 6.1527e-07 | 5.9351e-07 | 0 | 5.9351e-07 | 5.6524e-07 | 0 | 5.6524e-07
[79 empty] | WLDFR | HFTD - Distribution - Tier 3 - 5QU CoRE ¦ 1QU LoRE | Non-Red Flag Warning - Large Fires | 2040 | 8.9606e-08 | 9.4616e-08 | 9.1269e-08 | 8.6923e-08 | 6.5028 | 0.81304 | 3.6355 | 2.0543 | 0 | 0 | 0 | 0 | 2.3883e-05 | 5.8269e-07 | 0 | 5.8269e-07 | 6.1527e-07 | 0 | 6.1527e-07 | 5.9351e-07 | 0 | 5.9351e-07 | 5.6524e-07 | 0 | 5.6524e-07
[79 empty] | WLDFR | HFTD - Distribution - Tier 3 - 5QU CoRE ¦ 1QU LoRE | Non-Red Flag Warning - Large Fires | 2041 | 8.9606e-08 | 9.4616e-08 | 9.1269e-08 | 8.6923e-08 | 6.5028 | 0.81304 | 3.6355 | 2.0543 | 0 | 0 | 0 | 0 | 2.3883e-05 | 5.8269e-07 | 0 | 5.8269e-07 | 6.1527e-07 | 0 | 6.1527e-07 | 5.9351e-07 | 0 | 5.9351e-07 | 5.6524e-07 | 0 | 5.6524e-07
[79 empty] | WLDFR | HFTD - Distribution - Tier 3 - 5QU CoRE ¦ 1QU LoRE | Non-Red Flag Warning - Large Fires | 2042 | 8.9606e-08 | 9.4616e-08 | 9.1269e-08 | 8.6923e-08 | 6.5028 | 0.81304 | 3.6355 | 2.0543 | 0 | 0 | 0 | 0 | 2.3883e-05 | 5.8269e-07 | 0 | 5.8269e-07 | 6.1527e-07 | 0 | 6.1527e-07 | 5.9351e-07 | 0 | 5.9351e-07 | 5.6524e-07 | 0 | 5.6524e-07
[79 empty] | WLDFR | HFTD - Distribution - Tier 3 - 5QU CoRE ¦ 1QU LoRE | Non-Red Flag Warning - Large Fires | 2043 | 8.9606e-08 | 9.4616e-08 | 9.1269e-08 | 8.6923e-08 | 6.9209 | 0.84944 | 3.8632 | 2.2083 | 0 | 0 | 0 | 0 | 2.3883e-05 | 6.2016e-07 | 0 | 6.2016e-07 | 6.5483e-07 | 0 | 6.5483e-07 | 6.3167e-07 | 0 | 6.3167e-07 | 6.0159e-07 | 0 | 6.0159e-07
[79 empty] | WLDFR | HFTD - Distribution - Tier 3 - 5QU CoRE ¦ 1QU LoRE | Non-Red Flag Warning - Large Fires | 2044 | 8.9606e-08 | 9.4616e-08 | 9.1269e-08 | 8.6923e-08 | 6.9209 | 0.84944 | 3.8632 | 2.2083 | 0 | 0 | 0 | 0 | 2.3883e-05 | 6.2016e-07 | 0 | 6.2016e-07 | 6.5483e-07 | 0 | 6.5483e-07 | 6.3167e-07 | 0 | 6.3167e-07 | 6.0159e-07 | 0 | 6.0159e-07
[79 empty] | WLDFR | HFTD - Distribution - Tier 3 - 5QU CoRE ¦ 1QU LoRE | Non-Red Flag Warning - Large Fires | 2045 | 8.9606e-08 | 9.4616e-08 | 9.1269e-08 | 8.6923e-08 | 6.9209 | 0.84944 | 3.8632 | 2.2083 | 0 | 0 | 0 | 0 | 2.3883e-05 | 6.2016e-07 | 0 | 6.2016e-07 | 6.5483e-07 | 0 | 6.5483e-07 | 6.3167e-07 | 0 | 6.3167e-07 | 6.0159e-07 | 0 | 6.0159e-07
[79 empty] | WLDFR | HFTD - Distribution - Tier 3 - 5QU CoRE ¦ 1QU LoRE | Non-Red Flag Warning - Large Fires | 2046 | 8.9606e-08 | 9.4616e-08 | 9.1269e-08 | 8.6923e-08 | 6.9209 | 0.84944 | 3.8632 | 2.2083 | 0 | 0 | 0 | 0 | 2.3883e-05 | 6.2016e-07 | 0 | 6.2016e-07 | 6.5483e-07 | 0 | 6.5483e-07 | 6.3167e-07 | 0 | 6.3167e-07 | 6.0159e-07 | 0 | 6.0159e-07
[79 empty] | WLDFR | HFTD - Distribution - Tier 3 - 5QU CoRE ¦ 1QU LoRE | Non-Red Flag Warning - Large Fires | 2047 | 8.9606e-08 | 9.4616e-08 | 9.1269e-08 | 8.6923e-08 | 6.9209 | 0.84944 | 3.8632 | 2.2083 | 0 | 0 | 0 | 0 | 2.3883e-05 | 6.2016e-07 | 0 | 6.2016e-07 | 6.5483e-07 | 0 | 6.5483e-07 | 6.3167e-07 | 0 | 6.3167e-07 | 6.0159e-07 | 0 | 6.0159e-07
[79 empty] | WLDFR | HFTD - Distribution - Tier 3 - 5QU CoRE ¦ 1QU LoRE | Non-Red Flag Warning - Large Fires | 2048 | 8.9606e-08 | 9.4616e-08 | 9.1269e-08 | 8.6923e-08 | 7.3713 | 0.88759 | 4.1075 | 2.3763 | 0 | 0 | 0 | 0 | 2.3883e-05 | 6.6052e-07 | 0 | 6.6052e-07 | 6.9745e-07 | 0 | 6.9745e-07 | 6.7278e-07 | 0 | 6.7278e-07 | 6.4074e-07 | 0 | 6.4074e-07
[79 empty] | WLDFR | HFTD - Distribution - Tier 3 - 5QU CoRE ¦ 1QU LoRE | Non-Red Flag Warning - Large Fires | 2049 | 8.9606e-08 | 9.4616e-08 | 9.1269e-08 | 8.6923e-08 | 7.3713 | 0.88759 | 4.1075 | 2.3763 | 0 | 0 | 0 | 0 | 2.3883e-05 | 6.6052e-07 | 0 | 6.6052e-07 | 6.9745e-07 | 0 | 6.9745e-07 | 6.7278e-07 | 0 | 6.7278e-07 | 6.4074e-07 | 0 | 6.4074e-07
[79 empty] | WLDFR | HFTD - Distribution - Tier 3 - 5QU CoRE ¦ 1QU LoRE | Non-Red Flag Warning - Large Fires | 2050 | 0 | 9.4616e-08 | 9.1269e-08 | 8.6923e-08 | 7.3713 | 0.88759 | 4.1075 | 2.3763 | 0 | 0 | 0 | 0 | 2.3883e-05 | 0 | 0 | 0 | 6.9745e-07 | 0 | 6.9745e-07 | 6.7278e-07 | 0 | 6.7278e-07 | 6.4074e-07 | 0 | 6.4074e-07
[79 empty] | WLDFR | HFTD - Distribution - Tier 3 - 5QU CoRE ¦ 1QU LoRE | Non-Red Flag Warning - Large Fires | 2051 | 0 | 0 | 9.1269e-08 | 8.6923e-08 | 7.3713 | 0.88759 | 4.1075 | 2.3763 | 0 | 0 | 0 | 0 | 2.3883e-05 | 0 | 0 | 0 | 0 | 0 | 0 | 6.7278e-07 | 0 | 6.7278e-07 | 6.4074e-07 | 0 | 6.4074e-07
[79 empty] | WLDFR | HFTD - Distribution - Tier 3 - 5QU CoRE ¦ 1QU LoRE | Non-Red Flag Warning - Large Fires | 2052 | 0 | 0 | 0 | 8.6923e-08 | 7.3713 | 0.88759 | 4.1075 | 2.3763 | 0 | 0 | 0 | 0 | 2.3883e-05 | 0 | 0 | 0 | 0 | 0 | 0 | 0 | 0 | 0 | 6.4074e-07 | 0 | 6.4074e-07
[79 empty] | WLDFR | HFTD - Distribution - Tier 3 - 5QU CoRE ¦ 1QU LoRE | Non-Red Flag Warning - Small Fires | 2020 | 7.0567e-05 | 0 | 0 | 0 | 0.077901 | 0.036425 | 0.0015809 | 0.039895 | 0 | 0 | 0 | 0 | 0.0095951 | 5.4972e-06 | 0 | 5.4972e-06 | 0 | 0 | 0 | 0 | 0 | 0 | 0 | 0 | 0
[79 empty] | WLDFR | HFTD - Distribution - Tier 3 - 5QU CoRE ¦ 1QU LoRE | Non-Red Flag Warning - Small Fires | 2021 | 3.996e-05 | 7.4512e-05 | 0 | 0 | 0.077901 | 0.036425 | 0.0015809 | 0.039895 | 0 | 0 | 0 | 0 | 0.0095951 | 3.1129e-06 | 0 | 3.1129e-06 | 5.8046e-06 | 0 | 5.8046e-06 | 0 | 0 | 0 | 0 | 0 | 0
[79 empty] | WLDFR | HFTD - Distribution - Tier 3 - 5QU CoRE ¦ 1QU LoRE | Non-Red Flag Warning - Small Fires | 2022 | 3.9214e-05 | 4.1407e-05 | 7.0528e-05 | 0 | 0.077901 | 0.036425 | 0.0015809 | 0.039895 | 0 | 0 | 0 | 0 | 0.0095216 | 3.0548e-06 | 0 | 3.0548e-06 | 3.2256e-06 | 0 | 3.2256e-06 | 5.4941e-06 | 0 | 5.4941e-06 | 0 | 0 | 0
[79 empty] | WLDFR | HFTD - Distribution - Tier 3 - 5QU CoRE ¦ 1QU LoRE | Non-Red Flag Warning - Small Fires | 2023 | 3.9214e-05 | 4.1407e-05 | 3.9942e-05 | 6.7169e-05 | 0.080408 | 0.03759 | 0.0016314 | 0.041187 | 0 | 0 | 0 | 0 | 0.0095216 | 3.1531e-06 | 0 | 3.1531e-06 | 3.3294e-06 | 0 | 3.3294e-06 | 3.2117e-06 | 0 | 3.2117e-06 | 5.4009e-06 | 0 | 5.4009e-06
[79 empty] | WLDFR | HFTD - Distribution - Tier 3 - 5QU CoRE ¦ 1QU LoRE | Non-Red Flag Warning - Small Fires | 2024 | 3.9214e-05 | 4.1407e-05 | 3.9942e-05 | 3.804e-05 | 0.080408 | 0.03759 | 0.0016314 | 0.041187 | 0 | 0 | 0 | 0 | 0.0095216 | 3.1531e-06 | 0 | 3.1531e-06 | 3.3294e-06 | 0 | 3.3294e-06 | 3.2117e-06 | 0 | 3.2117e-06 | 3.0587e-06 | 0 | 3.0587e-06
[79 empty] | WLDFR | HFTD - Distribution - Tier 3 - 5QU CoRE ¦ 1QU LoRE | Non-Red Flag Warning - Small Fires | 2025 | 3.9214e-05 | 4.1407e-05 | 3.9942e-05 | 3.804e-05 | 0.080408 | 0.03759 | 0.0016314 | 0.041187 | 0 | 0 | 0 | 0 | 0.0095216 | 3.1531e-06 | 0 | 3.1531e-06 | 3.3294e-06 | 0 | 3.3294e-06 | 3.2117e-06 | 0 | 3.2117e-06 | 3.0587e-06 | 0 | 3.0587e-06
[79 empty] | WLDFR | HFTD - Distribution - Tier 3 - 5QU CoRE ¦ 1QU LoRE | Non-Red Flag Warning - Small Fires | 2026 | 3.9214e-05 | 4.1407e-05 | 3.9942e-05 | 3.804e-05 | 0.080408 | 0.03759 | 0.0016314 | 0.041187 | 0 | 0 | 0 | 0 | 0.0095216 | 3.1531e-06 | 0 | 3.1531e-06 | 3.3294e-06 | 0 | 3.3294e-06 | 3.2117e-06 | 0 | 3.2117e-06 | 3.0587e-06 | 0 | 3.0587e-06
[79 empty] | WLDFR | HFTD - Distribution - Tier 3 - 5QU CoRE ¦ 1QU LoRE | Non-Red Flag Warning - Small Fires | 2027 | 3.9214e-05 | 4.1407e-05 | 3.9942e-05 | 3.804e-05 | 0.080408 | 0.03759 | 0.0016314 | 0.041187 | 0 | 0 | 0 | 0 | 0.0095216 | 3.1531e-06 | 0 | 3.1531e-06 | 3.3294e-06 | 0 | 3.3294e-06 | 3.2117e-06 | 0 | 3.2117e-06 | 3.0587e-06 | 0 | 3.0587e-06
[79 empty] | WLDFR | HFTD - Distribution - Tier 3 - 5QU CoRE ¦ 1QU LoRE | Non-Red Flag Warning - Small Fires | 2028 | 3.9214e-05 | 4.1407e-05 | 3.9942e-05 | 3.804e-05 | 0.083606 | 0.039055 | 0.001695 | 0.042856 | 0 | 0 | 0 | 0 | 0.0095216 | 3.2786e-06 | 0 | 3.2786e-06 | 3.4619e-06 | 0 | 3.4619e-06 | 3.3394e-06 | 0 | 3.3394e-06 | 3.1804e-06 | 0 | 3.1804e-06
[79 empty] | WLDFR | HFTD - Distribution - Tier 3 - 5QU CoRE ¦ 1QU LoRE | Non-Red Flag Warning - Small Fires | 2029 | 3.9214e-05 | 4.1407e-05 | 3.9942e-05 | 3.804e-05 | 0.083606 | 0.039055 | 0.001695 | 0.042856 | 0 | 0 | 0 | 0 | 0.0095216 | 3.2786e-06 | 0 | 3.2786e-06 | 3.4619e-06 | 0 | 3.4619e-06 | 3.3394e-06 | 0 | 3.3394e-06 | 3.1804e-06 | 0 | 3.1804e-06
[79 empty] | WLDFR | HFTD - Distribution - Tier 3 - 5QU CoRE ¦ 1QU LoRE | Non-Red Flag Warning - Small Fires | 2030 | 3.9214e-05 | 4.1407e-05 | 3.9942e-05 | 3.804e-05 | 0.083606 | 0.039055 | 0.001695 | 0.042856 | 0 | 0 | 0 | 0 | 0.0095216 | 3.2786e-06 | 0 | 3.2786e-06 | 3.4619e-06 | 0 | 3.4619e-06 | 3.3394e-06 | 0 | 3.3394e-06 | 3.1804e-06 | 0 | 3.1804e-06
[79 empty] | WLDFR | HFTD - Distribution - Tier 3 - 5QU CoRE ¦ 1QU LoRE | Non-Red Flag Warning - Small Fires | 2031 | 3.9214e-05 | 4.1407e-05 | 3.9942e-05 | 3.804e-05 | 0.083606 | 0.039055 | 0.001695 | 0.042856 | 0 | 0 | 0 | 0 | 0.0095216 | 3.2786e-06 | 0 | 3.2786e-06 | 3.4619e-06 | 0 | 3.4619e-06 | 3.3394e-06 | 0 | 3.3394e-06 | 3.1804e-06 | 0 | 3.1804e-06
[79 empty] | WLDFR | HFTD - Distribution - Tier 3 - 5QU CoRE ¦ 1QU LoRE | Non-Red Flag Warning - Small Fires | 2032 | 3.9214e-05 | 4.1407e-05 | 3.9942e-05 | 3.804e-05 | 0.083606 | 0.039055 | 0.001695 | 0.042856 | 0 | 0 | 0 | 0 | 0.0095216 | 3.2786e-06 | 0 | 3.2786e-06 | 3.4619e-06 | 0 | 3.4619e-06 | 3.3394e-06 | 0 | 3.3394e-06 | 3.1804e-06 | 0 | 3.1804e-06
[79 empty] | WLDFR | HFTD - Distribution - Tier 3 - 5QU CoRE ¦ 1QU LoRE | Non-Red Flag Warning - Small Fires | 2033 | 3.9214e-05 | 4.1407e-05 | 3.9942e-05 | 3.804e-05 | 0.087211 | 0.040679 | 0.0017655 | 0.044766 | 0 | 0 | 0 | 0 | 0.0095216 | 3.4199e-06 | 0 | 3.4199e-06 | 3.6111e-06 | 0 | 3.6111e-06 | 3.4834e-06 | 0 | 3.4834e-06 | 3.3175e-06 | 0 | 3.3175e-06
[79 empty] | WLDFR | HFTD - Distribution - Tier 3 - 5QU CoRE ¦ 1QU LoRE | Non-Red Flag Warning - Small Fires | 2034 | 3.9214e-05 | 4.1407e-05 | 3.9942e-05 | 3.804e-05 | 0.087211 | 0.040679 | 0.0017655 | 0.044766 | 0 | 0 | 0 | 0 | 0.0095216 | 3.4199e-06 | 0 | 3.4199e-06 | 3.6111e-06 | 0 | 3.6111e-06 | 3.4834e-06 | 0 | 3.4834e-06 | 3.3175e-06 | 0 | 3.3175e-06
[79 empty] | WLDFR | HFTD - Distribution - Tier 3 - 5QU CoRE ¦ 1QU LoRE | Non-Red Flag Warning - Small Fires | 2035 | 3.9214e-05 | 4.1407e-05 | 3.9942e-05 | 3.804e-05 | 0.087211 | 0.040679 | 0.0017655 | 0.044766 | 0 | 0 | 0 | 0 | 0.0095216 | 3.4199e-06 | 0 | 3.4199e-06 | 3.6111e-06 | 0 | 3.6111e-06 | 3.4834e-06 | 0 | 3.4834e-06 | 3.3175e-06 | 0 | 3.3175e-06
[79 empty] | WLDFR | HFTD - Distribution - Tier 3 - 5QU CoRE ¦ 1QU LoRE | Non-Red Flag Warning - Small Fires | 2036 | 3.9214e-05 | 4.1407e-05 | 3.9942e-05 | 3.804e-05 | 0.087211 | 0.040679 | 0.0017655 | 0.044766 | 0 | 0 | 0 | 0 | 0.0095216 | 3.4199e-06 | 0 | 3.4199e-06 | 3.6111e-06 | 0 | 3.6111e-06 | 3.4834e-06 | 0 | 3.4834e-06 | 3.3175e-06 | 0 | 3.3175e-06
[79 empty] | WLDFR | HFTD - Distribution - Tier 3 - 5QU CoRE ¦ 1QU LoRE | Non-Red Flag Warning - Small Fires | 2037 | 3.9214e-05 | 4.1407e-05 | 3.9942e-05 | 3.804e-05 | 0.087211 | 0.040679 | 0.0017655 | 0.044766 | 0 | 0 | 0 | 0 | 0.0095216 | 3.4199e-06 | 0 | 3.4199e-06 | 3.6111e-06 | 0 | 3.6111e-06 | 3.4834e-06 | 0 | 3.4834e-06 | 3.3175e-06 | 0 | 3.3175e-06
[79 empty] | WLDFR | HFTD - Distribution - Tier 3 - 5QU CoRE ¦ 1QU LoRE | Non-Red Flag Warning - Small Fires | 2038 | 3.9214e-05 | 4.1407e-05 | 3.9942e-05 | 3.804e-05 | 0.091184 | 0.042438 | 0.0018418 | 0.046905 | 0 | 0 | 0 | 0 | 0.0095216 | 3.5757e-06 | 0 | 3.5757e-06 | 3.7756e-06 | 0 | 3.7756e-06 | 3.6421e-06 | 0 | 3.6421e-06 | 3.4686e-06 | 0 | 3.4686e-06
[79 empty] | WLDFR | HFTD - Distribution - Tier 3 - 5QU CoRE ¦ 1QU LoRE | Non-Red Flag Warning - Small Fires | 2039 | 3.9214e-05 | 4.1407e-05 | 3.9942e-05 | 3.804e-05 | 0.091184 | 0.042438 | 0.0018418 | 0.046905 | 0 | 0 | 0 | 0 | 0.0095216 | 3.5757e-06 | 0 | 3.5757e-06 | 3.7756e-06 | 0 | 3.7756e-06 | 3.6421e-06 | 0 | 3.6421e-06 | 3.4686e-06 | 0 | 3.4686e-06
[79 empty] | WLDFR | HFTD - Distribution - Tier 3 - 5QU CoRE ¦ 1QU LoRE | Non-Red Flag Warning - Small Fires | 2040 | 3.9214e-05 | 4.1407e-05 | 3.9942e-05 | 3.804e-05 | 0.091184 | 0.042438 | 0.0018418 | 0.046905 | 0 | 0 | 0 | 0 | 0.0095216 | 3.5757e-06 | 0 | 3.5757e-06 | 3.7756e-06 | 0 | 3.7756e-06 | 3.6421e-06 | 0 | 3.6421e-06 | 3.4686e-06 | 0 | 3.4686e-06
[79 empty] | WLDFR | HFTD - Distribution - Tier 3 - 5QU CoRE ¦ 1QU LoRE | Non-Red Flag Warning - Small Fires | 2041 | 3.9214e-05 | 4.1407e-05 | 3.9942e-05 | 3.804e-05 | 0.091184 | 0.042438 | 0.0018418 | 0.046905 | 0 | 0 | 0 | 0 | 0.0095216 | 3.5757e-06 | 0 | 3.5757e-06 | 3.7756e-06 | 0 | 3.7756e-06 | 3.6421e-06 | 0 | 3.6421e-06 | 3.4686e-06 | 0 | 3.4686e-06
[79 empty] | WLDFR | HFTD - Distribution - Tier 3 - 5QU CoRE ¦ 1QU LoRE | Non-Red Flag Warning - Small Fires | 2042 | 3.9214e-05 | 4.1407e-05 | 3.9942e-05 | 3.804e-05 | 0.091184 | 0.042438 | 0.0018418 | 0.046905 | 0 | 0 | 0 | 0 | 0.0095216 | 3.5757e-06 | 0 | 3.5757e-06 | 3.7756e-06 | 0 | 3.7756e-06 | 3.6421e-06 | 0 | 3.6421e-06 | 3.4686e-06 | 0 | 3.4686e-06
[79 empty] | WLDFR | HFTD - Distribution - Tier 3 - 5QU CoRE ¦ 1QU LoRE | Non-Red Flag Warning - Small Fires | 2043 | 3.9214e-05 | 4.1407e-05 | 3.9942e-05 | 3.804e-05 | 0.095486 | 0.044306 | 0.0019228 | 0.049257 | 0 | 0 | 0 | 0 | 0.0095216 | 3.7444e-06 | 0 | 3.7444e-06 | 3.9537e-06 | 0 | 3.9537e-06 | 3.8139e-06 | 0 | 3.8139e-06 | 3.6323e-06 | 0 | 3.6323e-06
[79 empty] | WLDFR | HFTD - Distribution - Tier 3 - 5QU CoRE ¦ 1QU LoRE | Non-Red Flag Warning - Small Fires | 2044 | 3.9214e-05 | 4.1407e-05 | 3.9942e-05 | 3.804e-05 | 0.095486 | 0.044306 | 0.0019228 | 0.049257 | 0 | 0 | 0 | 0 | 0.0095216 | 3.7444e-06 | 0 | 3.7444e-06 | 3.9537e-06 | 0 | 3.9537e-06 | 3.8139e-06 | 0 | 3.8139e-06 | 3.6323e-06 | 0 | 3.6323e-06
[79 empty] | WLDFR | HFTD - Distribution - Tier 3 - 5QU CoRE ¦ 1QU LoRE | Non-Red Flag Warning - Small Fires | 2045 | 3.9214e-05 | 4.1407e-05 | 3.9942e-05 | 3.804e-05 | 0.095486 | 0.044306 | 0.0019228 | 0.049257 | 0 | 0 | 0 | 0 | 0.0095216 | 3.7444e-06 | 0 | 3.7444e-06 | 3.9537e-06 | 0 | 3.9537e-06 | 3.8139e-06 | 0 | 3.8139e-06 | 3.6323e-06 | 0 | 3.6323e-06
[79 empty] | WLDFR | HFTD - Distribution - Tier 3 - 5QU CoRE ¦ 1QU LoRE | Non-Red Flag Warning - Small Fires | 2046 | 3.9214e-05 | 4.1407e-05 | 3.9942e-05 | 3.804e-05 | 0.095486 | 0.044306 | 0.0019228 | 0.049257 | 0 | 0 | 0 | 0 | 0.0095216 | 3.7444e-06 | 0 | 3.7444e-06 | 3.9537e-06 | 0 | 3.9537e-06 | 3.8139e-06 | 0 | 3.8139e-06 | 3.6323e-06 | 0 | 3.6323e-06
[79 empty] | WLDFR | HFTD - Distribution - Tier 3 - 5QU CoRE ¦ 1QU LoRE | Non-Red Flag Warning - Small Fires | 2047 | 3.9214e-05 | 4.1407e-05 | 3.9942e-05 | 3.804e-05 | 0.095486 | 0.044306 | 0.0019228 | 0.049257 | 0 | 0 | 0 | 0 | 0.0095216 | 3.7444e-06 | 0 | 3.7444e-06 | 3.9537e-06 | 0 | 3.9537e-06 | 3.8139e-06 | 0 | 3.8139e-06 | 3.6323e-06 | 0 | 3.6323e-06
[79 empty] | WLDFR | HFTD - Distribution - Tier 3 - 5QU CoRE ¦ 1QU LoRE | Non-Red Flag Warning - Small Fires | 2048 | 3.9214e-05 | 4.1407e-05 | 3.9942e-05 | 3.804e-05 | 0.10007 | 0.04626 | 0.0020076 | 0.051804 | 0 | 0 | 0 | 0 | 0.0095216 | 3.9242e-06 | 0 | 3.9242e-06 | 4.1436e-06 | 0 | 4.1436e-06 | 3.9971e-06 | 0 | 3.9971e-06 | 3.8067e-06 | 0 | 3.8067e-06
[79 empty] | WLDFR | HFTD - Distribution - Tier 3 - 5QU CoRE ¦ 1QU LoRE | Non-Red Flag Warning - Small Fires | 2049 | 3.9214e-05 | 4.1407e-05 | 3.9942e-05 | 3.804e-05 | 0.10007 | 0.04626 | 0.0020076 | 0.051804 | 0 | 0 | 0 | 0 | 0.0095216 | 3.9242e-06 | 0 | 3.9242e-06 | 4.1436e-06 | 0 | 4.1436e-06 | 3.9971e-06 | 0 | 3.9971e-06 | 3.8067e-06 | 0 | 3.8067e-06
[79 empty] | WLDFR | HFTD - Distribution - Tier 3 - 5QU CoRE ¦ 1QU LoRE | Non-Red Flag Warning - Small Fires | 2050 | 0 | 4.1407e-05 | 3.9942e-05 | 3.804e-05 | 0.10007 | 0.04626 | 0.0020076 | 0.051804 | 0 | 0 | 0 | 0 | 0.0095216 | 0 | 0 | 0 | 4.1436e-06 | 0 | 4.1436e-06 | 3.9971e-06 | 0 | 3.9971e-06 | 3.8067e-06 | 0 | 3.8067e-06
[79 empty] | WLDFR | HFTD - Distribution - Tier 3 - 5QU CoRE ¦ 1QU LoRE | Non-Red Flag Warning - Small Fires | 2051 | 0 | 0 | 3.9942e-05 | 3.804e-05 | 0.10007 | 0.04626 | 0.0020076 | 0.051804 | 0 | 0 | 0 | 0 | 0.0095216 | 0 | 0 | 0 | 0 | 0 | 0 | 3.9971e-06 | 0 | 3.9971e-06 | 3.8067e-06 | 0 | 3.8067e-06
[79 empty] | WLDFR | HFTD - Distribution - Tier 3 - 5QU CoRE ¦ 1QU LoRE | Non-Red Flag Warning - Small Fires | 2052 | 0 | 0 | 0 | 3.804e-05 | 0.10007 | 0.04626 | 0.0020076 | 0.051804 | 0 | 0 | 0 | 0 | 0.0095216 | 0 | 0 | 0 | 0 | 0 | 0 | 0 | 0 | 0 | 3.8067e-06 | 0 | 3.8067e-06
[79 empty] | WLDFR | HFTD - Distribution - Tier 3 - 5QU CoRE ¦ 1QU LoRE | Red Flag Warning - Catastrophic Fires | 2020 | 3.2269e-08 | 0 | 0 | 0 | 14146.1306 | 222.2294 | 8585.7228 | 5338.1784 | 0 | 0 | 0 | 0 | 2.4233e-06 | 0.00045648 | 0 | 0.00045648 | 0 | 0 | 0 | 0 | 0 | 0 | 0 | 0 | 0
[79 empty] | WLDFR | HFTD - Distribution - Tier 3 - 5QU CoRE ¦ 1QU LoRE | Red Flag Warning - Catastrophic Fires | 2021 | 2.1978e-08 | 3.4073e-08 | 0 | 0 | 14146.1306 | 222.2294 | 8585.7228 | 5338.1784 | 0 | 0 | 0 | 0 | 2.4233e-06 | 0.00031091 | 0 | 0.00031091 | 0.00048201 | 0 | 0.00048201 | 0 | 0 | 0 | 0 | 0 | 0
[79 empty] | WLDFR | HFTD - Distribution - Tier 3 - 5QU CoRE ¦ 1QU LoRE | Red Flag Warning - Catastrophic Fires | 2022 | 2.1544e-08 | 2.2749e-08 | 3.2209e-08 | 0 | 14146.1306 | 222.2294 | 8585.7228 | 5338.1784 | 0 | 0 | 0 | 0 | 2.393e-06 | 0.00030477 | 0 | 0.00030477 | 0.00032181 | 0 | 0.00032181 | 0.00045564 | 0 | 0.00045564 | 0 | 0 | 0
[79 empty] | WLDFR | HFTD - Distribution - Tier 3 - 5QU CoRE ¦ 1QU LoRE | Red Flag Warning - Catastrophic Fires | 2023 | 2.1544e-08 | 2.2749e-08 | 2.1944e-08 | 3.0676e-08 | 14664.6376 | 233.2301 | 8896.516 | 5534.8915 | 0 | 0 | 0 | 0 | 2.393e-06 | 0.00031594 | 0 | 0.00031594 | 0.0003336 | 0 | 0.0003336 | 0.0003218 | 0 | 0.0003218 | 0.00044985 | 0 | 0.00044985
[79 empty] | WLDFR | HFTD - Distribution - Tier 3 - 5QU CoRE ¦ 1QU LoRE | Red Flag Warning - Catastrophic Fires | 2024 | 2.1544e-08 | 2.2749e-08 | 2.1944e-08 | 2.0899e-08 | 14664.6376 | 233.2301 | 8896.516 | 5534.8915 | 0 | 0 | 0 | 0 | 2.393e-06 | 0.00031594 | 0 | 0.00031594 | 0.0003336 | 0 | 0.0003336 | 0.0003218 | 0 | 0.0003218 | 0.00030648 | 0 | 0.00030648
[79 empty] | WLDFR | HFTD - Distribution - Tier 3 - 5QU CoRE ¦ 1QU LoRE | Red Flag Warning - Catastrophic Fires | 2025 | 2.1544e-08 | 2.2749e-08 | 2.1944e-08 | 2.0899e-08 | 14664.6376 | 233.2301 | 8896.516 | 5534.8915 | 0 | 0 | 0 | 0 | 2.393e-06 | 0.00031594 | 0 | 0.00031594 | 0.0003336 | 0 | 0.0003336 | 0.0003218 | 0 | 0.0003218 | 0.00030648 | 0 | 0.00030648
[79 empty] | WLDFR | HFTD - Distribution - Tier 3 - 5QU CoRE ¦ 1QU LoRE | Red Flag Warning - Catastrophic Fires | 2026 | 2.1544e-08 | 2.2749e-08 | 2.1944e-08 | 2.0899e-08 | 14664.6376 | 233.2301 | 8896.516 | 5534.8915 | 0 | 0 | 0 | 0 | 2.393e-06 | 0.00031594 | 0 | 0.00031594 | 0.0003336 | 0 | 0.0003336 | 0.0003218 | 0 | 0.0003218 | 0.00030648 | 0 | 0.00030648
[79 empty] | WLDFR | HFTD - Distribution - Tier 3 - 5QU CoRE ¦ 1QU LoRE | Red Flag Warning - Catastrophic Fires | 2027 | 2.1544e-08 | 2.2749e-08 | 2.1944e-08 | 2.0899e-08 | 14664.6376 | 233.2301 | 8896.516 | 5534.8915 | 0 | 0 | 0 | 0 | 2.393e-06 | 0.00031594 | 0 | 0.00031594 | 0.0003336 | 0 | 0.0003336 | 0.0003218 | 0 | 0.0003218 | 0.00030648 | 0 | 0.00030648
[79 empty] | WLDFR | HFTD - Distribution - Tier 3 - 5QU CoRE ¦ 1QU LoRE | Red Flag Warning - Catastrophic Fires | 2028 | 2.1544e-08 | 2.2749e-08 | 2.1944e-08 | 2.0899e-08 | 15317.9909 | 247.273 | 9287.6491 | 5783.0689 | 0 | 0 | 0 | 0 | 2.393e-06 | 0.00033001 | 0 | 0.00033001 | 0.00034847 | 0 | 0.00034847 | 0.00033614 | 0 | 0.00033614 | 0.00032013 | 0 | 0.00032013
[79 empty] | WLDFR | HFTD - Distribution - Tier 3 - 5QU CoRE ¦ 1QU LoRE | Red Flag Warning - Catastrophic Fires | 2029 | 2.1544e-08 | 2.2749e-08 | 2.1944e-08 | 2.0899e-08 | 15317.9909 | 247.273 | 9287.6491 | 5783.0689 | 0 | 0 | 0 | 0 | 2.393e-06 | 0.00033001 | 0 | 0.00033001 | 0.00034847 | 0 | 0.00034847 | 0.00033614 | 0 | 0.00033614 | 0.00032013 | 0 | 0.00032013
[79 empty] | WLDFR | HFTD - Distribution - Tier 3 - 5QU CoRE ¦ 1QU LoRE | Red Flag Warning - Catastrophic Fires | 2030 | 2.1544e-08 | 2.2749e-08 | 2.1944e-08 | 2.0899e-08 | 15317.9909 | 247.273 | 9287.6491 | 5783.0689 | 0 | 0 | 0 | 0 | 2.393e-06 | 0.00033001 | 0 | 0.00033001 | 0.00034847 | 0 | 0.00034847 | 0.00033614 | 0 | 0.00033614 | 0.00032013 | 0 | 0.00032013
[79 empty] | WLDFR | HFTD - Distribution - Tier 3 - 5QU CoRE ¦ 1QU LoRE | Red Flag Warning - Catastrophic Fires | 2031 | 2.1544e-08 | 2.2749e-08 | 2.1944e-08 | 2.0899e-08 | 15317.9909 | 247.273 | 9287.6491 | 5783.0689 | 0 | 0 | 0 | 0 | 2.393e-06 | 0.00033001 | 0 | 0.00033001 | 0.00034847 | 0 | 0.00034847 | 0.00033614 | 0 | 0.00033614 | 0.00032013 | 0 | 0.00032013
[79 empty] | WLDFR | HFTD - Distribution - Tier 3 - 5QU CoRE ¦ 1QU LoRE | Red Flag Warning - Catastrophic Fires | 2032 | 2.1544e-08 | 2.2749e-08 | 2.1944e-08 | 2.0899e-08 | 15317.9909 | 247.273 | 9287.6491 | 5783.0689 | 0 | 0 | 0 | 0 | 2.393e-06 | 0.00033001 | 0 | 0.00033001 | 0.00034847 | 0 | 0.00034847 | 0.00033614 | 0 | 0.00033614 | 0.00032013 | 0 | 0.00032013
[79 empty] | WLDFR | HFTD - Distribution - Tier 3 - 5QU CoRE ¦ 1QU LoRE | Red Flag Warning - Catastrophic Fires | 2033 | 2.1544e-08 | 2.2749e-08 | 2.1944e-08 | 2.0899e-08 | 16044.1264 | 263.1074 | 9721.74 | 6059.2791 | 0 | 0 | 0 | 0 | 2.393e-06 | 0.00034566 | 0 | 0.00034566 | 0.00036498 | 0 | 0.00036498 | 0.00035207 | 0 | 0.00035207 | 0.00033531 | 0 | 0.00033531
[79 empty] | WLDFR | HFTD - Distribution - Tier 3 - 5QU CoRE ¦ 1QU LoRE | Red Flag Warning - Catastrophic Fires | 2034 | 2.1544e-08 | 2.2749e-08 | 2.1944e-08 | 2.0899e-08 | 16044.1264 | 263.1074 | 9721.74 | 6059.2791 | 0 | 0 | 0 | 0 | 2.393e-06 | 0.00034566 | 0 | 0.00034566 | 0.00036498 | 0 | 0.00036498 | 0.00035207 | 0 | 0.00035207 | 0.00033531 | 0 | 0.00033531
[79 empty] | WLDFR | HFTD - Distribution - Tier 3 - 5QU CoRE ¦ 1QU LoRE | Red Flag Warning - Catastrophic Fires | 2035 | 2.1544e-08 | 2.2749e-08 | 2.1944e-08 | 2.0899e-08 | 16044.1264 | 263.1074 | 9721.74 | 6059.2791 | 0 | 0 | 0 | 0 | 2.393e-06 | 0.00034566 | 0 | 0.00034566 | 0.00036498 | 0 | 0.00036498 | 0.00035207 | 0 | 0.00035207 | 0.00033531 | 0 | 0.00033531
[79 empty] | WLDFR | HFTD - Distribution - Tier 3 - 5QU CoRE ¦ 1QU LoRE | Red Flag Warning - Catastrophic Fires | 2036 | 2.1544e-08 | 2.2749e-08 | 2.1944e-08 | 2.0899e-08 | 16044.1264 | 263.1074 | 9721.74 | 6059.2791 | 0 | 0 | 0 | 0 | 2.393e-06 | 0.00034566 | 0 | 0.00034566 | 0.00036498 | 0 | 0.00036498 | 0.00035207 | 0 | 0.00035207 | 0.00033531 | 0 | 0.00033531
[79 empty] | WLDFR | HFTD - Distribution - Tier 3 - 5QU CoRE ¦ 1QU LoRE | Red Flag Warning - Catastrophic Fires | 2037 | 2.1544e-08 | 2.2749e-08 | 2.1944e-08 | 2.0899e-08 | 16044.1264 | 263.1074 | 9721.74 | 6059.2791 | 0 | 0 | 0 | 0 | 2.393e-06 | 0.00034566 | 0 | 0.00034566 | 0.00036498 | 0 | 0.00036498 | 0.00035207 | 0 | 0.00035207 | 0.00033531 | 0 | 0.00033531
[79 empty] | WLDFR | HFTD - Distribution - Tier 3 - 5QU CoRE ¦ 1QU LoRE | Red Flag Warning - Catastrophic Fires | 2038 | 2.1544e-08 | 2.2749e-08 | 2.1944e-08 | 2.0899e-08 | 16832.3912 | 280.5544 | 10192.2718 | 6359.5651 | 0 | 0 | 0 | 0 | 2.393e-06 | 0.00036264 | 0 | 0.00036264 | 0.00038292 | 0 | 0.00038292 | 0.00036937 | 0 | 0.00036937 | 0.00035178 | 0 | 0.00035178
[79 empty] | WLDFR | HFTD - Distribution - Tier 3 - 5QU CoRE ¦ 1QU LoRE | Red Flag Warning - Catastrophic Fires | 2039 | 2.1544e-08 | 2.2749e-08 | 2.1944e-08 | 2.0899e-08 | 16832.3912 | 280.5544 | 10192.2718 | 6359.5651 | 0 | 0 | 0 | 0 | 2.393e-06 | 0.00036264 | 0 | 0.00036264 | 0.00038292 | 0 | 0.00038292 | 0.00036937 | 0 | 0.00036937 | 0.00035178 | 0 | 0.00035178
[79 empty] | WLDFR | HFTD - Distribution - Tier 3 - 5QU CoRE ¦ 1QU LoRE | Red Flag Warning - Catastrophic Fires | 2040 | 2.1544e-08 | 2.2749e-08 | 2.1944e-08 | 2.0899e-08 | 16832.3912 | 280.5544 | 10192.2718 | 6359.5651 | 0 | 0 | 0 | 0 | 2.393e-06 | 0.00036264 | 0 | 0.00036264 | 0.00038292 | 0 | 0.00038292 | 0.00036937 | 0 | 0.00036937 | 0.00035178 | 0 | 0.00035178
[79 empty] | WLDFR | HFTD - Distribution - Tier 3 - 5QU CoRE ¦ 1QU LoRE | Red Flag Warning - Catastrophic Fires | 2041 | 2.1544e-08 | 2.2749e-08 | 2.1944e-08 | 2.0899e-08 | 16832.3912 | 280.5544 | 10192.2718 | 6359.5651 | 0 | 0 | 0 | 0 | 2.393e-06 | 0.00036264 | 0 | 0.00036264 | 0.00038292 | 0 | 0.00038292 | 0.00036937 | 0 | 0.00036937 | 0.00035178 | 0 | 0.00035178
[79 empty] | WLDFR | HFTD - Distribution - Tier 3 - 5QU CoRE ¦ 1QU LoRE | Red Flag Warning - Catastrophic Fires | 2042 | 2.1544e-08 | 2.2749e-08 | 2.1944e-08 | 2.0899e-08 | 16832.3912 | 280.5544 | 10192.2718 | 6359.5651 | 0 | 0 | 0 | 0 | 2.393e-06 | 0.00036264 | 0 | 0.00036264 | 0.00038292 | 0 | 0.00038292 | 0.00036937 | 0 | 0.00036937 | 0.00035178 | 0 | 0.00035178
[79 empty] | WLDFR | HFTD - Distribution - Tier 3 - 5QU CoRE ¦ 1QU LoRE | Red Flag Warning - Catastrophic Fires | 2043 | 2.1544e-08 | 2.2749e-08 | 2.1944e-08 | 2.0899e-08 | 17672.0852 | 299.42 | 10692.7362 | 6679.929 | 0 | 0 | 0 | 0 | 2.393e-06 | 0.00038073 | 0 | 0.00038073 | 0.00040202 | 0 | 0.00040202 | 0.0003878 | 0 | 0.0003878 | 0.00036933 | 0 | 0.00036933
[79 empty] | WLDFR | HFTD - Distribution - Tier 3 - 5QU CoRE ¦ 1QU LoRE | Red Flag Warning - Catastrophic Fires | 2044 | 2.1544e-08 | 2.2749e-08 | 2.1944e-08 | 2.0899e-08 | 17672.0852 | 299.42 | 10692.7362 | 6679.929 | 0 | 0 | 0 | 0 | 2.393e-06 | 0.00038073 | 0 | 0.00038073 | 0.00040202 | 0 | 0.00040202 | 0.0003878 | 0 | 0.0003878 | 0.00036933 | 0 | 0.00036933
[79 empty] | WLDFR | HFTD - Distribution - Tier 3 - 5QU CoRE ¦ 1QU LoRE | Red Flag Warning - Catastrophic Fires | 2045 | 2.1544e-08 | 2.2749e-08 | 2.1944e-08 | 2.0899e-08 | 17672.0852 | 299.42 | 10692.7362 | 6679.929 | 0 | 0 | 0 | 0 | 2.393e-06 | 0.00038073 | 0 | 0.00038073 | 0.00040202 | 0 | 0.00040202 | 0.0003878 | 0 | 0.0003878 | 0.00036933 | 0 | 0.00036933
[79 empty] | WLDFR | HFTD - Distribution - Tier 3 - 5QU CoRE ¦ 1QU LoRE | Red Flag Warning - Catastrophic Fires | 2046 | 2.1544e-08 | 2.2749e-08 | 2.1944e-08 | 2.0899e-08 | 17672.0852 | 299.42 | 10692.7362 | 6679.929 | 0 | 0 | 0 | 0 | 2.393e-06 | 0.00038073 | 0 | 0.00038073 | 0.00040202 | 0 | 0.00040202 | 0.0003878 | 0 | 0.0003878 | 0.00036933 | 0 | 0.00036933
[79 empty] | WLDFR | HFTD - Distribution - Tier 3 - 5QU CoRE ¦ 1QU LoRE | Red Flag Warning - Catastrophic Fires | 2047 | 2.1544e-08 | 2.2749e-08 | 2.1944e-08 | 2.0899e-08 | 17672.0852 | 299.42 | 10692.7362 | 6679.929 | 0 | 0 | 0 | 0 | 2.393e-06 | 0.00038073 | 0 | 0.00038073 | 0.00040202 | 0 | 0.00040202 | 0.0003878 | 0 | 0.0003878 | 0.00036933 | 0 | 0.00036933
[79 empty] | WLDFR | HFTD - Distribution - Tier 3 - 5QU CoRE ¦ 1QU LoRE | Red Flag Warning - Catastrophic Fires | 2048 | 2.1544e-08 | 2.2749e-08 | 2.1944e-08 | 2.0899e-08 | 18552.3348 | 319.4911 | 11216.5626 | 7016.281 | 0 | 0 | 0 | 0 | 2.393e-06 | 0.0003997 | 0 | 0.0003997 | 0.00042204 | 0 | 0.00042204 | 0.00040712 | 0 | 0.00040712 | 0.00038773 | 0 | 0.00038773
[79 empty] | WLDFR | HFTD - Distribution - Tier 3 - 5QU CoRE ¦ 1QU LoRE | Red Flag Warning - Catastrophic Fires | 2049 | 2.1544e-08 | 2.2749e-08 | 2.1944e-08 | 2.0899e-08 | 18552.3348 | 319.4911 | 11216.5626 | 7016.281 | 0 | 0 | 0 | 0 | 2.393e-06 | 0.0003997 | 0 | 0.0003997 | 0.00042204 | 0 | 0.00042204 | 0.00040712 | 0 | 0.00040712 | 0.00038773 | 0 | 0.00038773
[79 empty] | WLDFR | HFTD - Distribution - Tier 3 - 5QU CoRE ¦ 1QU LoRE | Red Flag Warning - Catastrophic Fires | 2050 | 0 | 2.2749e-08 | 2.1944e-08 | 2.0899e-08 | 18552.3348 | 319.4911 | 11216.5626 | 7016.281 | 0 | 0 | 0 | 0 | 2.393e-06 | 0 | 0 | 0 | 0.00042204 | 0 | 0.00042204 | 0.00040712 | 0 | 0.00040712 | 0.00038773 | 0 | 0.00038773
[79 empty] | WLDFR | HFTD - Distribution - Tier 3 - 5QU CoRE ¦ 1QU LoRE | Red Flag Warning - Catastrophic Fires | 2051 | 0 | 0 | 2.1944e-08 | 2.0899e-08 | 18552.3348 | 319.4911 | 11216.5626 | 7016.281 | 0 | 0 | 0 | 0 | 2.393e-06 | 0 | 0 | 0 | 0 | 0 | 0 | 0.00040712 | 0 | 0.00040712 | 0.00038773 | 0 | 0.00038773
[79 empty] | WLDFR | HFTD - Distribution - Tier 3 - 5QU CoRE ¦ 1QU LoRE | Red Flag Warning - Catastrophic Fires | 2052 | 0 | 0 | 0 | 2.0899e-08 | 18552.3348 | 319.4911 | 11216.5626 | 7016.281 | 0 | 0 | 0 | 0 | 2.393e-06 | 0 | 0 | 0 | 0 | 0 | 0 | 0 | 0 | 0 | 0.00038773 | 0 | 0.00038773
[79 empty] | WLDFR | HFTD - Distribution - Tier 3 - 5QU CoRE ¦ 1QU LoRE | Red Flag Warning - Destructive Fires | 2020 | 4.9546e-09 | 0 | 0 | 0 | 8807.9522 | 222.2294 | 8585.7228 | 0 | 0 | 0 | 0 | 0 | 4.1576e-07 | 4.364e-05 | 0 | 4.364e-05 | 0 | 0 | 0 | 0 | 0 | 0 | 0 | 0 | 0
[79 empty] | WLDFR | HFTD - Distribution - Tier 3 - 5QU CoRE ¦ 1QU LoRE | Red Flag Warning - Destructive Fires | 2021 | 3.376e-09 | 5.2316e-09 | 0 | 0 | 8807.9522 | 222.2294 | 8585.7228 | 0 | 0 | 0 | 0 | 0 | 4.1576e-07 | 2.9736e-05 | 0 | 2.9736e-05 | 4.608e-05 | 0 | 4.608e-05 | 0 | 0 | 0 | 0 | 0 | 0
[79 empty] | WLDFR | HFTD - Distribution - Tier 3 - 5QU CoRE ¦ 1QU LoRE | Red Flag Warning - Destructive Fires | 2022 | 3.312e-09 | 3.4971e-09 | 4.9494e-09 | 0 | 8807.9522 | 222.2294 | 8585.7228 | 0 | 0 | 0 | 0 | 0 | 4.1032e-07 | 2.9172e-05 | 0 | 2.9172e-05 | 3.0803e-05 | 0 | 3.0803e-05 | 4.3594e-05 | 0 | 4.3594e-05 | 0 | 0 | 0
[79 empty] | WLDFR | HFTD - Distribution - Tier 3 - 5QU CoRE ¦ 1QU LoRE | Red Flag Warning - Destructive Fires | 2023 | 3.312e-09 | 3.4971e-09 | 3.3734e-09 | 4.7137e-09 | 9129.7461 | 233.2301 | 8896.516 | 0 | 0 | 0 | 0 | 0 | 4.1032e-07 | 3.0237e-05 | 0 | 3.0237e-05 | 3.1928e-05 | 0 | 3.1928e-05 | 3.0799e-05 | 0 | 3.0799e-05 | 4.3035e-05 | 0 | 4.3035e-05
[79 empty] | WLDFR | HFTD - Distribution - Tier 3 - 5QU CoRE ¦ 1QU LoRE | Red Flag Warning - Destructive Fires | 2024 | 3.312e-09 | 3.4971e-09 | 3.3734e-09 | 3.2128e-09 | 9129.7461 | 233.2301 | 8896.516 | 0 | 0 | 0 | 0 | 0 | 4.1032e-07 | 3.0237e-05 | 0 | 3.0237e-05 | 3.1928e-05 | 0 | 3.1928e-05 | 3.0799e-05 | 0 | 3.0799e-05 | 2.9332e-05 | 0 | 2.9332e-05
[79 empty] | WLDFR | HFTD - Distribution - Tier 3 - 5QU CoRE ¦ 1QU LoRE | Red Flag Warning - Destructive Fires | 2025 | 3.312e-09 | 3.4971e-09 | 3.3734e-09 | 3.2128e-09 | 9129.7461 | 233.2301 | 8896.516 | 0 | 0 | 0 | 0 | 0 | 4.1032e-07 | 3.0237e-05 | 0 | 3.0237e-05 | 3.1928e-05 | 0 | 3.1928e-05 | 3.0799e-05 | 0 | 3.0799e-05 | 2.9332e-05 | 0 | 2.9332e-05
[79 empty] | WLDFR | HFTD - Distribution - Tier 3 - 5QU CoRE ¦ 1QU LoRE | Red Flag Warning - Destructive Fires | 2026 | 3.312e-09 | 3.4971e-09 | 3.3734e-09 | 3.2128e-09 | 9129.7461 | 233.2301 | 8896.516 | 0 | 0 | 0 | 0 | 0 | 4.1032e-07 | 3.0237e-05 | 0 | 3.0237e-05 | 3.1928e-05 | 0 | 3.1928e-05 | 3.0799e-05 | 0 | 3.0799e-05 | 2.9332e-05 | 0 | 2.9332e-05
[79 empty] | WLDFR | HFTD - Distribution - Tier 3 - 5QU CoRE ¦ 1QU LoRE | Red Flag Warning - Destructive Fires | 2027 | 3.312e-09 | 3.4971e-09 | 3.3734e-09 | 3.2128e-09 | 9129.7461 | 233.2301 | 8896.516 | 0 | 0 | 0 | 0 | 0 | 4.1032e-07 | 3.0237e-05 | 0 | 3.0237e-05 | 3.1928e-05 | 0 | 3.1928e-05 | 3.0799e-05 | 0 | 3.0799e-05 | 2.9332e-05 | 0 | 2.9332e-05
[79 empty] | WLDFR | HFTD - Distribution - Tier 3 - 5QU CoRE ¦ 1QU LoRE | Red Flag Warning - Destructive Fires | 2028 | 3.312e-09 | 3.4971e-09 | 3.3734e-09 | 3.2128e-09 | 9534.9221 | 247.273 | 9287.6491 | 0 | 0 | 0 | 0 | 0 | 4.1032e-07 | 3.1579e-05 | 0 | 3.1579e-05 | 3.3345e-05 | 0 | 3.3345e-05 | 3.2165e-05 | 0 | 3.2165e-05 | 3.0634e-05 | 0 | 3.0634e-05
[79 empty] | WLDFR | HFTD - Distribution - Tier 3 - 5QU CoRE ¦ 1QU LoRE | Red Flag Warning - Destructive Fires | 2029 | 3.312e-09 | 3.4971e-09 | 3.3734e-09 | 3.2128e-09 | 9534.9221 | 247.273 | 9287.6491 | 0 | 0 | 0 | 0 | 0 | 4.1032e-07 | 3.1579e-05 | 0 | 3.1579e-05 | 3.3345e-05 | 0 | 3.3345e-05 | 3.2165e-05 | 0 | 3.2165e-05 | 3.0634e-05 | 0 | 3.0634e-05
[79 empty] | WLDFR | HFTD - Distribution - Tier 3 - 5QU CoRE ¦ 1QU LoRE | Red Flag Warning - Destructive Fires | 2030 | 3.312e-09 | 3.4971e-09 | 3.3734e-09 | 3.2128e-09 | 9534.9221 | 247.273 | 9287.6491 | 0 | 0 | 0 | 0 | 0 | 4.1032e-07 | 3.1579e-05 | 0 | 3.1579e-05 | 3.3345e-05 | 0 | 3.3345e-05 | 3.2165e-05 | 0 | 3.2165e-05 | 3.0634e-05 | 0 | 3.0634e-05
[79 empty] | WLDFR | HFTD - Distribution - Tier 3 - 5QU CoRE ¦ 1QU LoRE | Red Flag Warning - Destructive Fires | 2031 | 3.312e-09 | 3.4971e-09 | 3.3734e-09 | 3.2128e-09 | 9534.9221 | 247.273 | 9287.6491 | 0 | 0 | 0 | 0 | 0 | 4.1032e-07 | 3.1579e-05 | 0 | 3.1579e-05 | 3.3345e-05 | 0 | 3.3345e-05 | 3.2165e-05 | 0 | 3.2165e-05 | 3.0634e-05 | 0 | 3.0634e-05
[79 empty] | WLDFR | HFTD - Distribution - Tier 3 - 5QU CoRE ¦ 1QU LoRE | Red Flag Warning - Destructive Fires | 2032 | 3.312e-09 | 3.4971e-09 | 3.3734e-09 | 3.2128e-09 | 9534.9221 | 247.273 | 9287.6491 | 0 | 0 | 0 | 0 | 0 | 4.1032e-07 | 3.1579e-05 | 0 | 3.1579e-05 | 3.3345e-05 | 0 | 3.3345e-05 | 3.2165e-05 | 0 | 3.2165e-05 | 3.0634e-05 | 0 | 3.0634e-05
[79 empty] | WLDFR | HFTD - Distribution - Tier 3 - 5QU CoRE ¦ 1QU LoRE | Red Flag Warning - Destructive Fires | 2033 | 3.312e-09 | 3.4971e-09 | 3.3734e-09 | 3.2128e-09 | 9984.8474 | 263.1074 | 9721.74 | 0 | 0 | 0 | 0 | 0 | 4.1032e-07 | 3.3069e-05 | 0 | 3.3069e-05 | 3.4918e-05 | 0 | 3.4918e-05 | 3.3683e-05 | 0 | 3.3683e-05 | 3.2079e-05 | 0 | 3.2079e-05
[79 empty] | WLDFR | HFTD - Distribution - Tier 3 - 5QU CoRE ¦ 1QU LoRE | Red Flag Warning - Destructive Fires | 2034 | 3.312e-09 | 3.4971e-09 | 3.3734e-09 | 3.2128e-09 | 9984.8474 | 263.1074 | 9721.74 | 0 | 0 | 0 | 0 | 0 | 4.1032e-07 | 3.3069e-05 | 0 | 3.3069e-05 | 3.4918e-05 | 0 | 3.4918e-05 | 3.3683e-05 | 0 | 3.3683e-05 | 3.2079e-05 | 0 | 3.2079e-05
[79 empty] | WLDFR | HFTD - Distribution - Tier 3 - 5QU CoRE ¦ 1QU LoRE | Red Flag Warning - Destructive Fires | 2035 | 3.312e-09 | 3.4971e-09 | 3.3734e-09 | 3.2128e-09 | 9984.8474 | 263.1074 | 9721.74 | 0 | 0 | 0 | 0 | 0 | 4.1032e-07 | 3.3069e-05 | 0 | 3.3069e-05 | 3.4918e-05 | 0 | 3.4918e-05 | 3.3683e-05 | 0 | 3.3683e-05 | 3.2079e-05 | 0 | 3.2079e-05
[79 empty] | WLDFR | HFTD - Distribution - Tier 3 - 5QU CoRE ¦ 1QU LoRE | Red Flag Warning - Destructive Fires | 2036 | 3.312e-09 | 3.4971e-09 | 3.3734e-09 | 3.2128e-09 | 9984.8474 | 263.1074 | 9721.74 | 0 | 0 | 0 | 0 | 0 | 4.1032e-07 | 3.3069e-05 | 0 | 3.3069e-05 | 3.4918e-05 | 0 | 3.4918e-05 | 3.3683e-05 | 0 | 3.3683e-05 | 3.2079e-05 | 0 | 3.2079e-05
[79 empty] | WLDFR | HFTD - Distribution - Tier 3 - 5QU CoRE ¦ 1QU LoRE | Red Flag Warning - Destructive Fires | 2037 | 3.312e-09 | 3.4971e-09 | 3.3734e-09 | 3.2128e-09 | 9984.8474 | 263.1074 | 9721.74 | 0 | 0 | 0 | 0 | 0 | 4.1032e-07 | 3.3069e-05 | 0 | 3.3069e-05 | 3.4918e-05 | 0 | 3.4918e-05 | 3.3683e-05 | 0 | 3.3683e-05 | 3.2079e-05 | 0 | 3.2079e-05
[79 empty] | WLDFR | HFTD - Distribution - Tier 3 - 5QU CoRE ¦ 1QU LoRE | Red Flag Warning - Destructive Fires | 2038 | 3.312e-09 | 3.4971e-09 | 3.3734e-09 | 3.2128e-09 | 10472.8261 | 280.5544 | 10192.2718 | 0 | 0 | 0 | 0 | 0 | 4.1032e-07 | 3.4686e-05 | 0 | 3.4686e-05 | 3.6625e-05 | 0 | 3.6625e-05 | 3.5329e-05 | 0 | 3.5329e-05 | 3.3647e-05 | 0 | 3.3647e-05
[79 empty] | WLDFR | HFTD - Distribution - Tier 3 - 5QU CoRE ¦ 1QU LoRE | Red Flag Warning - Destructive Fires | 2039 | 3.312e-09 | 3.4971e-09 | 3.3734e-09 | 3.2128e-09 | 10472.8261 | 280.5544 | 10192.2718 | 0 | 0 | 0 | 0 | 0 | 4.1032e-07 | 3.4686e-05 | 0 | 3.4686e-05 | 3.6625e-05 | 0 | 3.6625e-05 | 3.5329e-05 | 0 | 3.5329e-05 | 3.3647e-05 | 0 | 3.3647e-05
[79 empty] | WLDFR | HFTD - Distribution - Tier 3 - 5QU CoRE ¦ 1QU LoRE | Red Flag Warning - Destructive Fires | 2040 | 3.312e-09 | 3.4971e-09 | 3.3734e-09 | 3.2128e-09 | 10472.8261 | 280.5544 | 10192.2718 | 0 | 0 | 0 | 0 | 0 | 4.1032e-07 | 3.4686e-05 | 0 | 3.4686e-05 | 3.6625e-05 | 0 | 3.6625e-05 | 3.5329e-05 | 0 | 3.5329e-05 | 3.3647e-05 | 0 | 3.3647e-05
[79 empty] | WLDFR | HFTD - Distribution - Tier 3 - 5QU CoRE ¦ 1QU LoRE | Red Flag Warning - Destructive Fires | 2041 | 3.312e-09 | 3.4971e-09 | 3.3734e-09 | 3.2128e-09 | 10472.8261 | 280.5544 | 10192.2718 | 0 | 0 | 0 | 0 | 0 | 4.1032e-07 | 3.4686e-05 | 0 | 3.4686e-05 | 3.6625e-05 | 0 | 3.6625e-05 | 3.5329e-05 | 0 | 3.5329e-05 | 3.3647e-05 | 0 | 3.3647e-05
[79 empty] | WLDFR | HFTD - Distribution - Tier 3 - 5QU CoRE ¦ 1QU LoRE | Red Flag Warning - Destructive Fires | 2042 | 3.312e-09 | 3.4971e-09 | 3.3734e-09 | 3.2128e-09 | 10472.8261 | 280.5544 | 10192.2718 | 0 | 0 | 0 | 0 | 0 | 4.1032e-07 | 3.4686e-05 | 0 | 3.4686e-05 | 3.6625e-05 | 0 | 3.6625e-05 | 3.5329e-05 | 0 | 3.5329e-05 | 3.3647e-05 | 0 | 3.3647e-05
[79 empty] | WLDFR | HFTD - Distribution - Tier 3 - 5QU CoRE ¦ 1QU LoRE | Red Flag Warning - Destructive Fires | 2043 | 3.312e-09 | 3.4971e-09 | 3.3734e-09 | 3.2128e-09 | 10992.1562 | 299.42 | 10692.7362 | 0 | 0 | 0 | 0 | 0 | 4.1032e-07 | 3.6406e-05 | 0 | 3.6406e-05 | 3.8441e-05 | 0 | 3.8441e-05 | 3.7081e-05 | 0 | 3.7081e-05 | 3.5316e-05 | 0 | 3.5316e-05
[79 empty] | WLDFR | HFTD - Distribution - Tier 3 - 5QU CoRE ¦ 1QU LoRE | Red Flag Warning - Destructive Fires | 2044 | 3.312e-09 | 3.4971e-09 | 3.3734e-09 | 3.2128e-09 | 10992.1562 | 299.42 | 10692.7362 | 0 | 0 | 0 | 0 | 0 | 4.1032e-07 | 3.6406e-05 | 0 | 3.6406e-05 | 3.8441e-05 | 0 | 3.8441e-05 | 3.7081e-05 | 0 | 3.7081e-05 | 3.5316e-05 | 0 | 3.5316e-05
[79 empty] | WLDFR | HFTD - Distribution - Tier 3 - 5QU CoRE ¦ 1QU LoRE | Red Flag Warning - Destructive Fires | 2045 | 3.312e-09 | 3.4971e-09 | 3.3734e-09 | 3.2128e-09 | 10992.1562 | 299.42 | 10692.7362 | 0 | 0 | 0 | 0 | 0 | 4.1032e-07 | 3.6406e-05 | 0 | 3.6406e-05 | 3.8441e-05 | 0 | 3.8441e-05 | 3.7081e-05 | 0 | 3.7081e-05 | 3.5316e-05 | 0 | 3.5316e-05
[79 empty] | WLDFR | HFTD - Distribution - Tier 3 - 5QU CoRE ¦ 1QU LoRE | Red Flag Warning - Destructive Fires | 2046 | 3.312e-09 | 3.4971e-09 | 3.3734e-09 | 3.2128e-09 | 10992.1562 | 299.42 | 10692.7362 | 0 | 0 | 0 | 0 | 0 | 4.1032e-07 | 3.6406e-05 | 0 | 3.6406e-05 | 3.8441e-05 | 0 | 3.8441e-05 | 3.7081e-05 | 0 | 3.7081e-05 | 3.5316e-05 | 0 | 3.5316e-05
[79 empty] | WLDFR | HFTD - Distribution - Tier 3 - 5QU CoRE ¦ 1QU LoRE | Red Flag Warning - Destructive Fires | 2047 | 3.312e-09 | 3.4971e-09 | 3.3734e-09 | 3.2128e-09 | 10992.1562 | 299.42 | 10692.7362 | 0 | 0 | 0 | 0 | 0 | 4.1032e-07 | 3.6406e-05 | 0 | 3.6406e-05 | 3.8441e-05 | 0 | 3.8441e-05 | 3.7081e-05 | 0 | 3.7081e-05 | 3.5316e-05 | 0 | 3.5316e-05
[79 empty] | WLDFR | HFTD - Distribution - Tier 3 - 5QU CoRE ¦ 1QU LoRE | Red Flag Warning - Destructive Fires | 2048 | 3.312e-09 | 3.4971e-09 | 3.3734e-09 | 3.2128e-09 | 11536.0538 | 319.4911 | 11216.5626 | 0 | 0 | 0 | 0 | 0 | 4.1032e-07 | 3.8207e-05 | 0 | 3.8207e-05 | 4.0343e-05 | 0 | 4.0343e-05 | 3.8916e-05 | 0 | 3.8916e-05 | 3.7063e-05 | 0 | 3.7063e-05
[79 empty] | WLDFR | HFTD - Distribution - Tier 3 - 5QU CoRE ¦ 1QU LoRE | Red Flag Warning - Destructive Fires | 2049 | 3.312e-09 | 3.4971e-09 | 3.3734e-09 | 3.2128e-09 | 11536.0538 | 319.4911 | 11216.5626 | 0 | 0 | 0 | 0 | 0 | 4.1032e-07 | 3.8207e-05 | 0 | 3.8207e-05 | 4.0343e-05 | 0 | 4.0343e-05 | 3.8916e-05 | 0 | 3.8916e-05 | 3.7063e-05 | 0 | 3.7063e-05
[79 empty] | WLDFR | HFTD - Distribution - Tier 3 - 5QU CoRE ¦ 1QU LoRE | Red Flag Warning - Destructive Fires | 2050 | 0 | 3.4971e-09 | 3.3734e-09 | 3.2128e-09 | 11536.0538 | 319.4911 | 11216.5626 | 0 | 0 | 0 | 0 | 0 | 4.1032e-07 | 0 | 0 | 0 | 4.0343e-05 | 0 | 4.0343e-05 | 3.8916e-05 | 0 | 3.8916e-05 | 3.7063e-05 | 0 | 3.7063e-05
[79 empty] | WLDFR | HFTD - Distribution - Tier 3 - 5QU CoRE ¦ 1QU LoRE | Red Flag Warning - Destructive Fires | 2051 | 0 | 0 | 3.3734e-09 | 3.2128e-09 | 11536.0538 | 319.4911 | 11216.5626 | 0 | 0 | 0 | 0 | 0 | 4.1032e-07 | 0 | 0 | 0 | 0 | 0 | 0 | 3.8916e-05 | 0 | 3.8916e-05 | 3.7063e-05 | 0 | 3.7063e-05
[79 empty] | WLDFR | HFTD - Distribution - Tier 3 - 5QU CoRE ¦ 1QU LoRE | Red Flag Warning - Destructive Fires | 2052 | 0 | 0 | 0 | 3.2128e-09 | 11536.0538 | 319.4911 | 11216.5626 | 0 | 0 | 0 | 0 | 0 | 4.1032e-07 | 0 | 0 | 0 | 0 | 0 | 0 | 0 | 0 | 0 | 3.7063e-05 | 0 | 3.7063e-05
[79 empty] | WLDFR | HFTD - Distribution - Tier 3 - 5QU CoRE ¦ 1QU LoRE | Red Flag Warning - Large Fires | 2020 | 4.5808e-07 | 0 | 0 | 0 | 5.2406 | 0.69642 | 2.942 | 1.6022 | 0 | 0 | 0 | 0 | 4.2322e-05 | 2.4006e-06 | 0 | 2.4006e-06 | 0 | 0 | 0 | 0 | 0 | 0 | 0 | 0 | 0
[79 empty] | WLDFR | HFTD - Distribution - Tier 3 - 5QU CoRE ¦ 1QU LoRE | Red Flag Warning - Large Fires | 2021 | 3.143e-07 | 4.8369e-07 | 0 | 0 | 5.2406 | 0.69642 | 2.942 | 1.6022 | 0 | 0 | 0 | 0 | 4.2322e-05 | 1.6471e-06 | 0 | 1.6471e-06 | 2.5348e-06 | 0 | 2.5348e-06 | 0 | 0 | 0 | 0 | 0 | 0
[79 empty] | WLDFR | HFTD - Distribution - Tier 3 - 5QU CoRE ¦ 1QU LoRE | Red Flag Warning - Large Fires | 2022 | 3.0598e-07 | 3.2309e-07 | 4.5422e-07 | 0 | 5.2406 | 0.69642 | 2.942 | 1.6022 | 0 | 0 | 0 | 0 | 4.1563e-05 | 1.6035e-06 | 0 | 1.6035e-06 | 1.6932e-06 | 0 | 1.6932e-06 | 2.3804e-06 | 0 | 2.3804e-06 | 0 | 0 | 0
[79 empty] | WLDFR | HFTD - Distribution - Tier 3 - 5QU CoRE ¦ 1QU LoRE | Red Flag Warning - Large Fires | 2023 | 3.0598e-07 | 3.2309e-07 | 3.1166e-07 | 4.3259e-07 | 5.475 | 0.71896 | 3.0715 | 1.6846 | 0 | 0 | 0 | 0 | 4.1563e-05 | 1.6753e-06 | 0 | 1.6753e-06 | 1.7689e-06 | 0 | 1.7689e-06 | 1.7063e-06 | 0 | 1.7063e-06 | 2.3685e-06 | 0 | 2.3685e-06
[79 empty] | WLDFR | HFTD - Distribution - Tier 3 - 5QU CoRE ¦ 1QU LoRE | Red Flag Warning - Large Fires | 2024 | 3.0598e-07 | 3.2309e-07 | 3.1166e-07 | 2.9682e-07 | 5.475 | 0.71896 | 3.0715 | 1.6846 | 0 | 0 | 0 | 0 | 4.1563e-05 | 1.6753e-06 | 0 | 1.6753e-06 | 1.7689e-06 | 0 | 1.7689e-06 | 1.7063e-06 | 0 | 1.7063e-06 | 1.6251e-06 | 0 | 1.6251e-06
[79 empty] | WLDFR | HFTD - Distribution - Tier 3 - 5QU CoRE ¦ 1QU LoRE | Red Flag Warning - Large Fires | 2025 | 3.0598e-07 | 3.2309e-07 | 3.1166e-07 | 2.9682e-07 | 5.475 | 0.71896 | 3.0715 | 1.6846 | 0 | 0 | 0 | 0 | 4.1563e-05 | 1.6753e-06 | 0 | 1.6753e-06 | 1.7689e-06 | 0 | 1.7689e-06 | 1.7063e-06 | 0 | 1.7063e-06 | 1.6251e-06 | 0 | 1.6251e-06
[79 empty] | WLDFR | HFTD - Distribution - Tier 3 - 5QU CoRE ¦ 1QU LoRE | Red Flag Warning - Large Fires | 2026 | 3.0598e-07 | 3.2309e-07 | 3.1166e-07 | 2.9682e-07 | 5.475 | 0.71896 | 3.0715 | 1.6846 | 0 | 0 | 0 | 0 | 4.1563e-05 | 1.6753e-06 | 0 | 1.6753e-06 | 1.7689e-06 | 0 | 1.7689e-06 | 1.7063e-06 | 0 | 1.7063e-06 | 1.6251e-06 | 0 | 1.6251e-06
[79 empty] | WLDFR | HFTD - Distribution - Tier 3 - 5QU CoRE ¦ 1QU LoRE | Red Flag Warning - Large Fires | 2027 | 3.0598e-07 | 3.2309e-07 | 3.1166e-07 | 2.9682e-07 | 5.475 | 0.71896 | 3.0715 | 1.6846 | 0 | 0 | 0 | 0 | 4.1563e-05 | 1.6753e-06 | 0 | 1.6753e-06 | 1.7689e-06 | 0 | 1.7689e-06 | 1.7063e-06 | 0 | 1.7063e-06 | 1.6251e-06 | 0 | 1.6251e-06
[79 empty] | WLDFR | HFTD - Distribution - Tier 3 - 5QU CoRE ¦ 1QU LoRE | Red Flag Warning - Large Fires | 2028 | 3.0598e-07 | 3.2309e-07 | 3.1166e-07 | 2.9682e-07 | 5.777 | 0.74734 | 3.238 | 1.7917 | 0 | 0 | 0 | 0 | 4.1563e-05 | 1.7677e-06 | 0 | 1.7677e-06 | 1.8665e-06 | 0 | 1.8665e-06 | 1.8005e-06 | 0 | 1.8005e-06 | 1.7147e-06 | 0 | 1.7147e-06
[79 empty] | WLDFR | HFTD - Distribution - Tier 3 - 5QU CoRE ¦ 1QU LoRE | Red Flag Warning - Large Fires | 2029 | 3.0598e-07 | 3.2309e-07 | 3.1166e-07 | 2.9682e-07 | 5.777 | 0.74734 | 3.238 | 1.7917 | 0 | 0 | 0 | 0 | 4.1563e-05 | 1.7677e-06 | 0 | 1.7677e-06 | 1.8665e-06 | 0 | 1.8665e-06 | 1.8005e-06 | 0 | 1.8005e-06 | 1.7147e-06 | 0 | 1.7147e-06
[79 empty] | WLDFR | HFTD - Distribution - Tier 3 - 5QU CoRE ¦ 1QU LoRE | Red Flag Warning - Large Fires | 2030 | 3.0598e-07 | 3.2309e-07 | 3.1166e-07 | 2.9682e-07 | 5.777 | 0.74734 | 3.238 | 1.7917 | 0 | 0 | 0 | 0 | 4.1563e-05 | 1.7677e-06 | 0 | 1.7677e-06 | 1.8665e-06 | 0 | 1.8665e-06 | 1.8005e-06 | 0 | 1.8005e-06 | 1.7147e-06 | 0 | 1.7147e-06
[79 empty] | WLDFR | HFTD - Distribution - Tier 3 - 5QU CoRE ¦ 1QU LoRE | Red Flag Warning - Large Fires | 2031 | 3.0598e-07 | 3.2309e-07 | 3.1166e-07 | 2.9682e-07 | 5.777 | 0.74734 | 3.238 | 1.7917 | 0 | 0 | 0 | 0 | 4.1563e-05 | 1.7677e-06 | 0 | 1.7677e-06 | 1.8665e-06 | 0 | 1.8665e-06 | 1.8005e-06 | 0 | 1.8005e-06 | 1.7147e-06 | 0 | 1.7147e-06
[79 empty] | WLDFR | HFTD - Distribution - Tier 3 - 5QU CoRE ¦ 1QU LoRE | Red Flag Warning - Large Fires | 2032 | 3.0598e-07 | 3.2309e-07 | 3.1166e-07 | 2.9682e-07 | 5.777 | 0.74734 | 3.238 | 1.7917 | 0 | 0 | 0 | 0 | 4.1563e-05 | 1.7677e-06 | 0 | 1.7677e-06 | 1.8665e-06 | 0 | 1.8665e-06 | 1.8005e-06 | 0 | 1.8005e-06 | 1.7147e-06 | 0 | 1.7147e-06
[79 empty] | WLDFR | HFTD - Distribution - Tier 3 - 5QU CoRE ¦ 1QU LoRE | Red Flag Warning - Large Fires | 2033 | 3.0598e-07 | 3.2309e-07 | 3.1166e-07 | 2.9682e-07 | 6.1205 | 0.77885 | 3.4265 | 1.9151 | 0 | 0 | 0 | 0 | 4.1563e-05 | 1.8728e-06 | 0 | 1.8728e-06 | 1.9775e-06 | 0 | 1.9775e-06 | 1.9075e-06 | 0 | 1.9075e-06 | 1.8167e-06 | 0 | 1.8167e-06
[79 empty] | WLDFR | HFTD - Distribution - Tier 3 - 5QU CoRE ¦ 1QU LoRE | Red Flag Warning - Large Fires | 2034 | 3.0598e-07 | 3.2309e-07 | 3.1166e-07 | 2.9682e-07 | 6.1205 | 0.77885 | 3.4265 | 1.9151 | 0 | 0 | 0 | 0 | 4.1563e-05 | 1.8728e-06 | 0 | 1.8728e-06 | 1.9775e-06 | 0 | 1.9775e-06 | 1.9075e-06 | 0 | 1.9075e-06 | 1.8167e-06 | 0 | 1.8167e-06
[79 empty] | WLDFR | HFTD - Distribution - Tier 3 - 5QU CoRE ¦ 1QU LoRE | Red Flag Warning - Large Fires | 2035 | 3.0598e-07 | 3.2309e-07 | 3.1166e-07 | 2.9682e-07 | 6.1205 | 0.77885 | 3.4265 | 1.9151 | 0 | 0 | 0 | 0 | 4.1563e-05 | 1.8728e-06 | 0 | 1.8728e-06 | 1.9775e-06 | 0 | 1.9775e-06 | 1.9075e-06 | 0 | 1.9075e-06 | 1.8167e-06 | 0 | 1.8167e-06
[79 empty] | WLDFR | HFTD - Distribution - Tier 3 - 5QU CoRE ¦ 1QU LoRE | Red Flag Warning - Large Fires | 2036 | 3.0598e-07 | 3.2309e-07 | 3.1166e-07 | 2.9682e-07 | 6.1205 | 0.77885 | 3.4265 | 1.9151 | 0 | 0 | 0 | 0 | 4.1563e-05 | 1.8728e-06 | 0 | 1.8728e-06 | 1.9775e-06 | 0 | 1.9775e-06 | 1.9075e-06 | 0 | 1.9075e-06 | 1.8167e-06 | 0 | 1.8167e-06
[79 empty] | WLDFR | HFTD - Distribution - Tier 3 - 5QU CoRE ¦ 1QU LoRE | Red Flag Warning - Large Fires | 2037 | 3.0598e-07 | 3.2309e-07 | 3.1166e-07 | 2.9682e-07 | 6.1205 | 0.77885 | 3.4265 | 1.9151 | 0 | 0 | 0 | 0 | 4.1563e-05 | 1.8728e-06 | 0 | 1.8728e-06 | 1.9775e-06 | 0 | 1.9775e-06 | 1.9075e-06 | 0 | 1.9075e-06 | 1.8167e-06 | 0 | 1.8167e-06
[79 empty] | WLDFR | HFTD - Distribution - Tier 3 - 5QU CoRE ¦ 1QU LoRE | Red Flag Warning - Large Fires | 2038 | 3.0598e-07 | 3.2309e-07 | 3.1166e-07 | 2.9682e-07 | 6.5028 | 0.81304 | 3.6355 | 2.0543 | 0 | 0 | 0 | 0 | 4.1563e-05 | 1.9897e-06 | 0 | 1.9897e-06 | 2.101e-06 | 0 | 2.101e-06 | 2.0267e-06 | 0 | 2.0267e-06 | 1.9302e-06 | 0 | 1.9302e-06
[79 empty] | WLDFR | HFTD - Distribution - Tier 3 - 5QU CoRE ¦ 1QU LoRE | Red Flag Warning - Large Fires | 2039 | 3.0598e-07 | 3.2309e-07 | 3.1166e-07 | 2.9682e-07 | 6.5028 | 0.81304 | 3.6355 | 2.0543 | 0 | 0 | 0 | 0 | 4.1563e-05 | 1.9897e-06 | 0 | 1.9897e-06 | 2.101e-06 | 0 | 2.101e-06 | 2.0267e-06 | 0 | 2.0267e-06 | 1.9302e-06 | 0 | 1.9302e-06
[79 empty] | WLDFR | HFTD - Distribution - Tier 3 - 5QU CoRE ¦ 1QU LoRE | Red Flag Warning - Large Fires | 2040 | 3.0598e-07 | 3.2309e-07 | 3.1166e-07 | 2.9682e-07 | 6.5028 | 0.81304 | 3.6355 | 2.0543 | 0 | 0 | 0 | 0 | 4.1563e-05 | 1.9897e-06 | 0 | 1.9897e-06 | 2.101e-06 | 0 | 2.101e-06 | 2.0267e-06 | 0 | 2.0267e-06 | 1.9302e-06 | 0 | 1.9302e-06
[79 empty] | WLDFR | HFTD - Distribution - Tier 3 - 5QU CoRE ¦ 1QU LoRE | Red Flag Warning - Large Fires | 2041 | 3.0598e-07 | 3.2309e-07 | 3.1166e-07 | 2.9682e-07 | 6.5028 | 0.81304 | 3.6355 | 2.0543 | 0 | 0 | 0 | 0 | 4.1563e-05 | 1.9897e-06 | 0 | 1.9897e-06 | 2.101e-06 | 0 | 2.101e-06 | 2.0267e-06 | 0 | 2.0267e-06 | 1.9302e-06 | 0 | 1.9302e-06
[79 empty] | WLDFR | HFTD - Distribution - Tier 3 - 5QU CoRE ¦ 1QU LoRE | Red Flag Warning - Large Fires | 2042 | 3.0598e-07 | 3.2309e-07 | 3.1166e-07 | 2.9682e-07 | 6.5028 | 0.81304 | 3.6355 | 2.0543 | 0 | 0 | 0 | 0 | 4.1563e-05 | 1.9897e-06 | 0 | 1.9897e-06 | 2.101e-06 | 0 | 2.101e-06 | 2.0267e-06 | 0 | 2.0267e-06 | 1.9302e-06 | 0 | 1.9302e-06
[79 empty] | WLDFR | HFTD - Distribution - Tier 3 - 5QU CoRE ¦ 1QU LoRE | Red Flag Warning - Large Fires | 2043 | 3.0598e-07 | 3.2309e-07 | 3.1166e-07 | 2.9682e-07 | 6.9209 | 0.84944 | 3.8632 | 2.2083 | 0 | 0 | 0 | 0 | 4.1563e-05 | 2.1177e-06 | 0 | 2.1177e-06 | 2.2361e-06 | 0 | 2.2361e-06 | 2.157e-06 | 0 | 2.157e-06 | 2.0543e-06 | 0 | 2.0543e-06
[79 empty] | WLDFR | HFTD - Distribution - Tier 3 - 5QU CoRE ¦ 1QU LoRE | Red Flag Warning - Large Fires | 2044 | 3.0598e-07 | 3.2309e-07 | 3.1166e-07 | 2.9682e-07 | 6.9209 | 0.84944 | 3.8632 | 2.2083 | 0 | 0 | 0 | 0 | 4.1563e-05 | 2.1177e-06 | 0 | 2.1177e-06 | 2.2361e-06 | 0 | 2.2361e-06 | 2.157e-06 | 0 | 2.157e-06 | 2.0543e-06 | 0 | 2.0543e-06
[79 empty] | WLDFR | HFTD - Distribution - Tier 3 - 5QU CoRE ¦ 1QU LoRE | Red Flag Warning - Large Fires | 2045 | 3.0598e-07 | 3.2309e-07 | 3.1166e-07 | 2.9682e-07 | 6.9209 | 0.84944 | 3.8632 | 2.2083 | 0 | 0 | 0 | 0 | 4.1563e-05 | 2.1177e-06 | 0 | 2.1177e-06 | 2.2361e-06 | 0 | 2.2361e-06 | 2.157e-06 | 0 | 2.157e-06 | 2.0543e-06 | 0 | 2.0543e-06
[79 empty] | WLDFR | HFTD - Distribution - Tier 3 - 5QU CoRE ¦ 1QU LoRE | Red Flag Warning - Large Fires | 2046 | 3.0598e-07 | 3.2309e-07 | 3.1166e-07 | 2.9682e-07 | 6.9209 | 0.84944 | 3.8632 | 2.2083 | 0 | 0 | 0 | 0 | 4.1563e-05 | 2.1177e-06 | 0 | 2.1177e-06 | 2.2361e-06 | 0 | 2.2361e-06 | 2.157e-06 | 0 | 2.157e-06 | 2.0543e-06 | 0 | 2.0543e-06
[79 empty] | WLDFR | HFTD - Distribution - Tier 3 - 5QU CoRE ¦ 1QU LoRE | Red Flag Warning - Large Fires | 2047 | 3.0598e-07 | 3.2309e-07 | 3.1166e-07 | 2.9682e-07 | 6.9209 | 0.84944 | 3.8632 | 2.2083 | 0 | 0 | 0 | 0 | 4.1563e-05 | 2.1177e-06 | 0 | 2.1177e-06 | 2.2361e-06 | 0 | 2.2361e-06 | 2.157e-06 | 0 | 2.157e-06 | 2.0543e-06 | 0 | 2.0543e-06
[79 empty] | WLDFR | HFTD - Distribution - Tier 3 - 5QU CoRE ¦ 1QU LoRE | Red Flag Warning - Large Fires | 2048 | 3.0598e-07 | 3.2309e-07 | 3.1166e-07 | 2.9682e-07 | 7.3713 | 0.88759 | 4.1075 | 2.3763 | 0 | 0 | 0 | 0 | 4.1563e-05 | 2.2555e-06 | 0 | 2.2555e-06 | 2.3816e-06 | 0 | 2.3816e-06 | 2.2974e-06 | 0 | 2.2974e-06 | 2.188e-06 | 0 | 2.188e-06
[79 empty] | WLDFR | HFTD - Distribution - Tier 3 - 5QU CoRE ¦ 1QU LoRE | Red Flag Warning - Large Fires | 2049 | 3.0598e-07 | 3.2309e-07 | 3.1166e-07 | 2.9682e-07 | 7.3713 | 0.88759 | 4.1075 | 2.3763 | 0 | 0 | 0 | 0 | 4.1563e-05 | 2.2555e-06 | 0 | 2.2555e-06 | 2.3816e-06 | 0 | 2.3816e-06 | 2.2974e-06 | 0 | 2.2974e-06 | 2.188e-06 | 0 | 2.188e-06
[79 empty] | WLDFR | HFTD - Distribution - Tier 3 - 5QU CoRE ¦ 1QU LoRE | Red Flag Warning - Large Fires | 2050 | 0 | 3.2309e-07 | 3.1166e-07 | 2.9682e-07 | 7.3713 | 0.88759 | 4.1075 | 2.3763 | 0 | 0 | 0 | 0 | 4.1563e-05 | 0 | 0 | 0 | 2.3816e-06 | 0 | 2.3816e-06 | 2.2974e-06 | 0 | 2.2974e-06 | 2.188e-06 | 0 | 2.188e-06
[79 empty] | WLDFR | HFTD - Distribution - Tier 3 - 5QU CoRE ¦ 1QU LoRE | Red Flag Warning - Large Fires | 2051 | 0 | 0 | 3.1166e-07 | 2.9682e-07 | 7.3713 | 0.88759 | 4.1075 | 2.3763 | 0 | 0 | 0 | 0 | 4.1563e-05 | 0 | 0 | 0 | 0 | 0 | 0 | 2.2974e-06 | 0 | 2.2974e-06 | 2.188e-06 | 0 | 2.188e-06
[79 empty] | WLDFR | HFTD - Distribution - Tier 3 - 5QU CoRE ¦ 1QU LoRE | Red Flag Warning - Large Fires | 2052 | 0 | 0 | 0 | 2.9682e-07 | 7.3713 | 0.88759 | 4.1075 | 2.3763 | 0 | 0 | 0 | 0 | 4.1563e-05 | 0 | 0 | 0 | 0 | 0 | 0 | 0 | 0 | 0 | 2.188e-06 | 0 | 2.188e-06
[79 empty] | WLDFR | HFTD - Distribution - Tier 3 - 5QU CoRE ¦ 1QU LoRE | Red Flag Warning - Small Fires | 2020 | 1.8008e-05 | 0 | 0 | 0 | 0.077901 | 0.036425 | 0.0015809 | 0.039895 | 0 | 0 | 0 | 0 | 0.0013016 | 1.4028e-06 | 0 | 1.4028e-06 | 0 | 0 | 0 | 0 | 0 | 0 | 0 | 0 | 0
[79 empty] | WLDFR | HFTD - Distribution - Tier 3 - 5QU CoRE ¦ 1QU LoRE | Red Flag Warning - Small Fires | 2021 | 1.2345e-05 | 1.9015e-05 | 0 | 0 | 0.077901 | 0.036425 | 0.0015809 | 0.039895 | 0 | 0 | 0 | 0 | 0.0013016 | 9.6171e-07 | 0 | 9.6171e-07 | 1.4813e-06 | 0 | 1.4813e-06 | 0 | 0 | 0 | 0 | 0 | 0
[79 empty] | WLDFR | HFTD - Distribution - Tier 3 - 5QU CoRE ¦ 1QU LoRE | Red Flag Warning - Small Fires | 2022 | 1.2115e-05 | 1.2792e-05 | 1.7999e-05 | 0 | 0.077901 | 0.036425 | 0.0015809 | 0.039895 | 0 | 0 | 0 | 0 | 0.0012904 | 9.4376e-07 | 0 | 9.4376e-07 | 9.9653e-07 | 0 | 9.9653e-07 | 1.4021e-06 | 0 | 1.4021e-06 | 0 | 0 | 0
[79 empty] | WLDFR | HFTD - Distribution - Tier 3 - 5QU CoRE ¦ 1QU LoRE | Red Flag Warning - Small Fires | 2023 | 1.2115e-05 | 1.2792e-05 | 1.234e-05 | 1.7142e-05 | 0.080408 | 0.03759 | 0.0016314 | 0.041187 | 0 | 0 | 0 | 0 | 0.0012904 | 9.7414e-07 | 0 | 9.7414e-07 | 1.0286e-06 | 0 | 1.0286e-06 | 9.9222e-07 | 0 | 9.9222e-07 | 1.3783e-06 | 0 | 1.3783e-06
[79 empty] | WLDFR | HFTD - Distribution - Tier 3 - 5QU CoRE ¦ 1QU LoRE | Red Flag Warning - Small Fires | 2024 | 1.2115e-05 | 1.2792e-05 | 1.234e-05 | 1.1752e-05 | 0.080408 | 0.03759 | 0.0016314 | 0.041187 | 0 | 0 | 0 | 0 | 0.0012904 | 9.7414e-07 | 0 | 9.7414e-07 | 1.0286e-06 | 0 | 1.0286e-06 | 9.9222e-07 | 0 | 9.9222e-07 | 9.4498e-07 | 0 | 9.4498e-07
[79 empty] | WLDFR | HFTD - Distribution - Tier 3 - 5QU CoRE ¦ 1QU LoRE | Red Flag Warning - Small Fires | 2025 | 1.2115e-05 | 1.2792e-05 | 1.234e-05 | 1.1752e-05 | 0.080408 | 0.03759 | 0.0016314 | 0.041187 | 0 | 0 | 0 | 0 | 0.0012904 | 9.7414e-07 | 0 | 9.7414e-07 | 1.0286e-06 | 0 | 1.0286e-06 | 9.9222e-07 | 0 | 9.9222e-07 | 9.4498e-07 | 0 | 9.4498e-07
[79 empty] | WLDFR | HFTD - Distribution - Tier 3 - 5QU CoRE ¦ 1QU LoRE | Red Flag Warning - Small Fires | 2026 | 1.2115e-05 | 1.2792e-05 | 1.234e-05 | 1.1752e-05 | 0.080408 | 0.03759 | 0.0016314 | 0.041187 | 0 | 0 | 0 | 0 | 0.0012904 | 9.7414e-07 | 0 | 9.7414e-07 | 1.0286e-06 | 0 | 1.0286e-06 | 9.9222e-07 | 0 | 9.9222e-07 | 9.4498e-07 | 0 | 9.4498e-07
[79 empty] | WLDFR | HFTD - Distribution - Tier 3 - 5QU CoRE ¦ 1QU LoRE | Red Flag Warning - Small Fires | 2027 | 1.2115e-05 | 1.2792e-05 | 1.234e-05 | 1.1752e-05 | 0.080408 | 0.03759 | 0.0016314 | 0.041187 | 0 | 0 | 0 | 0 | 0.0012904 | 9.7414e-07 | 0 | 9.7414e-07 | 1.0286e-06 | 0 | 1.0286e-06 | 9.9222e-07 | 0 | 9.9222e-07 | 9.4498e-07 | 0 | 9.4498e-07
[79 empty] | WLDFR | HFTD - Distribution - Tier 3 - 5QU CoRE ¦ 1QU LoRE | Red Flag Warning - Small Fires | 2028 | 1.2115e-05 | 1.2792e-05 | 1.234e-05 | 1.1752e-05 | 0.083606 | 0.039055 | 0.001695 | 0.042856 | 0 | 0 | 0 | 0 | 0.0012904 | 1.0129e-06 | 0 | 1.0129e-06 | 1.0695e-06 | 0 | 1.0695e-06 | 1.0317e-06 | 0 | 1.0317e-06 | 9.8256e-07 | 0 | 9.8256e-07
[79 empty] | WLDFR | HFTD - Distribution - Tier 3 - 5QU CoRE ¦ 1QU LoRE | Red Flag Warning - Small Fires | 2029 | 1.2115e-05 | 1.2792e-05 | 1.234e-05 | 1.1752e-05 | 0.083606 | 0.039055 | 0.001695 | 0.042856 | 0 | 0 | 0 | 0 | 0.0012904 | 1.0129e-06 | 0 | 1.0129e-06 | 1.0695e-06 | 0 | 1.0695e-06 | 1.0317e-06 | 0 | 1.0317e-06 | 9.8256e-07 | 0 | 9.8256e-07
[79 empty] | WLDFR | HFTD - Distribution - Tier 3 - 5QU CoRE ¦ 1QU LoRE | Red Flag Warning - Small Fires | 2030 | 1.2115e-05 | 1.2792e-05 | 1.234e-05 | 1.1752e-05 | 0.083606 | 0.039055 | 0.001695 | 0.042856 | 0 | 0 | 0 | 0 | 0.0012904 | 1.0129e-06 | 0 | 1.0129e-06 | 1.0695e-06 | 0 | 1.0695e-06 | 1.0317e-06 | 0 | 1.0317e-06 | 9.8256e-07 | 0 | 9.8256e-07
[79 empty] | WLDFR | HFTD - Distribution - Tier 3 - 5QU CoRE ¦ 1QU LoRE | Red Flag Warning - Small Fires | 2031 | 1.2115e-05 | 1.2792e-05 | 1.234e-05 | 1.1752e-05 | 0.083606 | 0.039055 | 0.001695 | 0.042856 | 0 | 0 | 0 | 0 | 0.0012904 | 1.0129e-06 | 0 | 1.0129e-06 | 1.0695e-06 | 0 | 1.0695e-06 | 1.0317e-06 | 0 | 1.0317e-06 | 9.8256e-07 | 0 | 9.8256e-07
[79 empty] | WLDFR | HFTD - Distribution - Tier 3 - 5QU CoRE ¦ 1QU LoRE | Red Flag Warning - Small Fires | 2032 | 1.2115e-05 | 1.2792e-05 | 1.234e-05 | 1.1752e-05 | 0.083606 | 0.039055 | 0.001695 | 0.042856 | 0 | 0 | 0 | 0 | 0.0012904 | 1.0129e-06 | 0 | 1.0129e-06 | 1.0695e-06 | 0 | 1.0695e-06 | 1.0317e-06 | 0 | 1.0317e-06 | 9.8256e-07 | 0 | 9.8256e-07
[79 empty] | WLDFR | HFTD - Distribution - Tier 3 - 5QU CoRE ¦ 1QU LoRE | Red Flag Warning - Small Fires | 2033 | 1.2115e-05 | 1.2792e-05 | 1.234e-05 | 1.1752e-05 | 0.087211 | 0.040679 | 0.0017655 | 0.044766 | 0 | 0 | 0 | 0 | 0.0012904 | 1.0566e-06 | 0 | 1.0566e-06 | 1.1156e-06 | 0 | 1.1156e-06 | 1.0762e-06 | 0 | 1.0762e-06 | 1.0249e-06 | 0 | 1.0249e-06
[79 empty] | WLDFR | HFTD - Distribution - Tier 3 - 5QU CoRE ¦ 1QU LoRE | Red Flag Warning - Small Fires | 2034 | 1.2115e-05 | 1.2792e-05 | 1.234e-05 | 1.1752e-05 | 0.087211 | 0.040679 | 0.0017655 | 0.044766 | 0 | 0 | 0 | 0 | 0.0012904 | 1.0566e-06 | 0 | 1.0566e-06 | 1.1156e-06 | 0 | 1.1156e-06 | 1.0762e-06 | 0 | 1.0762e-06 | 1.0249e-06 | 0 | 1.0249e-06
[79 empty] | WLDFR | HFTD - Distribution - Tier 3 - 5QU CoRE ¦ 1QU LoRE | Red Flag Warning - Small Fires | 2035 | 1.2115e-05 | 1.2792e-05 | 1.234e-05 | 1.1752e-05 | 0.087211 | 0.040679 | 0.0017655 | 0.044766 | 0 | 0 | 0 | 0 | 0.0012904 | 1.0566e-06 | 0 | 1.0566e-06 | 1.1156e-06 | 0 | 1.1156e-06 | 1.0762e-06 | 0 | 1.0762e-06 | 1.0249e-06 | 0 | 1.0249e-06
[79 empty] | WLDFR | HFTD - Distribution - Tier 3 - 5QU CoRE ¦ 1QU LoRE | Red Flag Warning - Small Fires | 2036 | 1.2115e-05 | 1.2792e-05 | 1.234e-05 | 1.1752e-05 | 0.087211 | 0.040679 | 0.0017655 | 0.044766 | 0 | 0 | 0 | 0 | 0.0012904 | 1.0566e-06 | 0 | 1.0566e-06 | 1.1156e-06 | 0 | 1.1156e-06 | 1.0762e-06 | 0 | 1.0762e-06 | 1.0249e-06 | 0 | 1.0249e-06
[79 empty] | WLDFR | HFTD - Distribution - Tier 3 - 5QU CoRE ¦ 1QU LoRE | Red Flag Warning - Small Fires | 2037 | 1.2115e-05 | 1.2792e-05 | 1.234e-05 | 1.1752e-05 | 0.087211 | 0.040679 | 0.0017655 | 0.044766 | 0 | 0 | 0 | 0 | 0.0012904 | 1.0566e-06 | 0 | 1.0566e-06 | 1.1156e-06 | 0 | 1.1156e-06 | 1.0762e-06 | 0 | 1.0762e-06 | 1.0249e-06 | 0 | 1.0249e-06
[79 empty] | WLDFR | HFTD - Distribution - Tier 3 - 5QU CoRE ¦ 1QU LoRE | Red Flag Warning - Small Fires | 2038 | 1.2115e-05 | 1.2792e-05 | 1.234e-05 | 1.1752e-05 | 0.091184 | 0.042438 | 0.0018418 | 0.046905 | 0 | 0 | 0 | 0 | 0.0012904 | 1.1047e-06 | 0 | 1.1047e-06 | 1.1665e-06 | 0 | 1.1665e-06 | 1.1252e-06 | 0 | 1.1252e-06 | 1.0716e-06 | 0 | 1.0716e-06
[79 empty] | WLDFR | HFTD - Distribution - Tier 3 - 5QU CoRE ¦ 1QU LoRE | Red Flag Warning - Small Fires | 2039 | 1.2115e-05 | 1.2792e-05 | 1.234e-05 | 1.1752e-05 | 0.091184 | 0.042438 | 0.0018418 | 0.046905 | 0 | 0 | 0 | 0 | 0.0012904 | 1.1047e-06 | 0 | 1.1047e-06 | 1.1665e-06 | 0 | 1.1665e-06 | 1.1252e-06 | 0 | 1.1252e-06 | 1.0716e-06 | 0 | 1.0716e-06
[79 empty] | WLDFR | HFTD - Distribution - Tier 3 - 5QU CoRE ¦ 1QU LoRE | Red Flag Warning - Small Fires | 2040 | 1.2115e-05 | 1.2792e-05 | 1.234e-05 | 1.1752e-05 | 0.091184 | 0.042438 | 0.0018418 | 0.046905 | 0 | 0 | 0 | 0 | 0.0012904 | 1.1047e-06 | 0 | 1.1047e-06 | 1.1665e-06 | 0 | 1.1665e-06 | 1.1252e-06 | 0 | 1.1252e-06 | 1.0716e-06 | 0 | 1.0716e-06
[79 empty] | WLDFR | HFTD - Distribution - Tier 3 - 5QU CoRE ¦ 1QU LoRE | Red Flag Warning - Small Fires | 2041 | 1.2115e-05 | 1.2792e-05 | 1.234e-05 | 1.1752e-05 | 0.091184 | 0.042438 | 0.0018418 | 0.046905 | 0 | 0 | 0 | 0 | 0.0012904 | 1.1047e-06 | 0 | 1.1047e-06 | 1.1665e-06 | 0 | 1.1665e-06 | 1.1252e-06 | 0 | 1.1252e-06 | 1.0716e-06 | 0 | 1.0716e-06
[79 empty] | WLDFR | HFTD - Distribution - Tier 3 - 5QU CoRE ¦ 1QU LoRE | Red Flag Warning - Small Fires | 2042 | 1.2115e-05 | 1.2792e-05 | 1.234e-05 | 1.1752e-05 | 0.091184 | 0.042438 | 0.0018418 | 0.046905 | 0 | 0 | 0 | 0 | 0.0012904 | 1.1047e-06 | 0 | 1.1047e-06 | 1.1665e-06 | 0 | 1.1665e-06 | 1.1252e-06 | 0 | 1.1252e-06 | 1.0716e-06 | 0 | 1.0716e-06
[79 empty] | WLDFR | HFTD - Distribution - Tier 3 - 5QU CoRE ¦ 1QU LoRE | Red Flag Warning - Small Fires | 2043 | 1.2115e-05 | 1.2792e-05 | 1.234e-05 | 1.1752e-05 | 0.095486 | 0.044306 | 0.0019228 | 0.049257 | 0 | 0 | 0 | 0 | 0.0012904 | 1.1568e-06 | 0 | 1.1568e-06 | 1.2215e-06 | 0 | 1.2215e-06 | 1.1783e-06 | 0 | 1.1783e-06 | 1.1222e-06 | 0 | 1.1222e-06
[79 empty] | WLDFR | HFTD - Distribution - Tier 3 - 5QU CoRE ¦ 1QU LoRE | Red Flag Warning - Small Fires | 2044 | 1.2115e-05 | 1.2792e-05 | 1.234e-05 | 1.1752e-05 | 0.095486 | 0.044306 | 0.0019228 | 0.049257 | 0 | 0 | 0 | 0 | 0.0012904 | 1.1568e-06 | 0 | 1.1568e-06 | 1.2215e-06 | 0 | 1.2215e-06 | 1.1783e-06 | 0 | 1.1783e-06 | 1.1222e-06 | 0 | 1.1222e-06
[79 empty] | WLDFR | HFTD - Distribution - Tier 3 - 5QU CoRE ¦ 1QU LoRE | Red Flag Warning - Small Fires | 2045 | 1.2115e-05 | 1.2792e-05 | 1.234e-05 | 1.1752e-05 | 0.095486 | 0.044306 | 0.0019228 | 0.049257 | 0 | 0 | 0 | 0 | 0.0012904 | 1.1568e-06 | 0 | 1.1568e-06 | 1.2215e-06 | 0 | 1.2215e-06 | 1.1783e-06 | 0 | 1.1783e-06 | 1.1222e-06 | 0 | 1.1222e-06
[79 empty] | WLDFR | HFTD - Distribution - Tier 3 - 5QU CoRE ¦ 1QU LoRE | Red Flag Warning - Small Fires | 2046 | 1.2115e-05 | 1.2792e-05 | 1.234e-05 | 1.1752e-05 | 0.095486 | 0.044306 | 0.0019228 | 0.049257 | 0 | 0 | 0 | 0 | 0.0012904 | 1.1568e-06 | 0 | 1.1568e-06 | 1.2215e-06 | 0 | 1.2215e-06 | 1.1783e-06 | 0 | 1.1783e-06 | 1.1222e-06 | 0 | 1.1222e-06
[79 empty] | WLDFR | HFTD - Distribution - Tier 3 - 5QU CoRE ¦ 1QU LoRE | Red Flag Warning - Small Fires | 2047 | 1.2115e-05 | 1.2792e-05 | 1.234e-05 | 1.1752e-05 | 0.095486 | 0.044306 | 0.0019228 | 0.049257 | 0 | 0 | 0 | 0 | 0.0012904 | 1.1568e-06 | 0 | 1.1568e-06 | 1.2215e-06 | 0 | 1.2215e-06 | 1.1783e-06 | 0 | 1.1783e-06 | 1.1222e-06 | 0 | 1.1222e-06
[79 empty] | WLDFR | HFTD - Distribution - Tier 3 - 5QU CoRE ¦ 1QU LoRE | Red Flag Warning - Small Fires | 2048 | 1.2115e-05 | 1.2792e-05 | 1.234e-05 | 1.1752e-05 | 0.10007 | 0.04626 | 0.0020076 | 0.051804 | 0 | 0 | 0 | 0 | 0.0012904 | 1.2124e-06 | 0 | 1.2124e-06 | 1.2801e-06 | 0 | 1.2801e-06 | 1.2349e-06 | 0 | 1.2349e-06 | 1.1761e-06 | 0 | 1.1761e-06
[79 empty] | WLDFR | HFTD - Distribution - Tier 3 - 5QU CoRE ¦ 1QU LoRE | Red Flag Warning - Small Fires | 2049 | 1.2115e-05 | 1.2792e-05 | 1.234e-05 | 1.1752e-05 | 0.10007 | 0.04626 | 0.0020076 | 0.051804 | 0 | 0 | 0 | 0 | 0.0012904 | 1.2124e-06 | 0 | 1.2124e-06 | 1.2801e-06 | 0 | 1.2801e-06 | 1.2349e-06 | 0 | 1.2349e-06 | 1.1761e-06 | 0 | 1.1761e-06
[79 empty] | WLDFR | HFTD - Distribution - Tier 3 - 5QU CoRE ¦ 1QU LoRE | Red Flag Warning - Small Fires | 2050 | 0 | 1.2792e-05 | 1.234e-05 | 1.1752e-05 | 0.10007 | 0.04626 | 0.0020076 | 0.051804 | 0 | 0 | 0 | 0 | 0.0012904 | 0 | 0 | 0 | 1.2801e-06 | 0 | 1.2801e-06 | 1.2349e-06 | 0 | 1.2349e-06 | 1.1761e-06 | 0 | 1.1761e-06
[79 empty] | WLDFR | HFTD - Distribution - Tier 3 - 5QU CoRE ¦ 1QU LoRE | Red Flag Warning - Small Fires | 2051 | 0 | 0 | 1.234e-05 | 1.1752e-05 | 0.10007 | 0.04626 | 0.0020076 | 0.051804 | 0 | 0 | 0 | 0 | 0.0012904 | 0 | 0 | 0 | 0 | 0 | 0 | 1.2349e-06 | 0 | 1.2349e-06 | 1.1761e-06 | 0 | 1.1761e-06
[79 empty] | WLDFR | HFTD - Distribution - Tier 3 - 5QU CoRE ¦ 1QU LoRE | Red Flag Warning - Small Fires | 2052 | 0 | 0 | 0 | 1.1752e-05 | 0.10007 | 0.04626 | 0.0020076 | 0.051804 | 0 | 0 | 0 | 0 | 0.0012904 | 0 | 0 | 0 | 0 | 0 | 0 | 0 | 0 | 0 | 1.1761e-06 | 0 | 1.1761e-06
[79 empty] | WLDFR | HFTD - Distribution - Tier 3 - 5QU CoRE ¦ 1QU LoRE | Seismic - Non-Red Flag Warning - Catastrophic Fires | 2020 | 3.7546e-12 | 0 | 0 | 0 | 21083.8428 | 409.2237 | 13469.0878 | 7205.5313 | 0 | 0 | 0 | 0 | 6.2036e-10 | 7.916e-08 | 0 | 7.916e-08 | 0 | 0 | 0 | 0 | 0 | 0 | 0 | 0 | 0
[79 empty] | WLDFR | HFTD - Distribution - Tier 3 - 5QU CoRE ¦ 1QU LoRE | Seismic - Non-Red Flag Warning - Catastrophic Fires | 2021 | 0 | 3.9645e-12 | 0 | 0 | 21083.8428 | 409.2237 | 13469.0878 | 7205.5313 | 0 | 0 | 0 | 0 | 6.2036e-10 | 0 | 0 | 0 | 8.3586e-08 | 0 | 8.3586e-08 | 0 | 0 | 0 | 0 | 0 | 0
[79 empty] | WLDFR | HFTD - Distribution - Tier 3 - 5QU CoRE ¦ 1QU LoRE | Seismic - Non-Red Flag Warning - Catastrophic Fires | 2022 | 0 | 0 | 3.6933e-12 | 0 | 21083.8428 | 409.2237 | 13469.0878 | 7205.5313 | 0 | 0 | 0 | 0 | 6.0636e-10 | 0 | 0 | 0 | 0 | 0 | 0 | 7.7868e-08 | 0 | 7.7868e-08 | 0 | 0 | 0
[79 empty] | WLDFR | HFTD - Distribution - Tier 3 - 5QU CoRE ¦ 1QU LoRE | Seismic - Non-Red Flag Warning - Catastrophic Fires | 2023 | 0 | 0 | 0 | 3.5174e-12 | 21835.9781 | 428.6023 | 13939.561 | 7467.8148 | 0 | 0 | 0 | 0 | 6.0636e-10 | 0 | 0 | 0 | 0 | 0 | 0 | 0 | 0 | 0 | 7.6806e-08 | 0 | 7.6806e-08
[79 empty] | WLDFR | HFTD - Distribution - Tier 3 - 5QU CoRE ¦ 1QU LoRE | Seismic - Red Flag Warning - Catastrophic Fires | 2020 | 1.6189e-10 | 0 | 0 | 0 | 21083.8428 | 409.2237 | 13469.0878 | 7205.5313 | 0 | 0 | 0 | 0 | 2.675e-08 | 3.4134e-06 | 0 | 3.4134e-06 | 0 | 0 | 0 | 0 | 0 | 0 | 0 | 0 | 0
[79 empty] | WLDFR | HFTD - Distribution - Tier 3 - 5QU CoRE ¦ 1QU LoRE | Seismic - Red Flag Warning - Catastrophic Fires | 2021 | 0 | 1.7095e-10 | 0 | 0 | 21083.8428 | 409.2237 | 13469.0878 | 7205.5313 | 0 | 0 | 0 | 0 | 2.675e-08 | 0 | 0 | 0 | 3.6042e-06 | 0 | 3.6042e-06 | 0 | 0 | 0 | 0 | 0 | 0
[79 empty] | WLDFR | HFTD - Distribution - Tier 3 - 5QU CoRE ¦ 1QU LoRE | Seismic - Red Flag Warning - Catastrophic Fires | 2022 | 0 | 0 | 1.5925e-10 | 0 | 21083.8428 | 409.2237 | 13469.0878 | 7205.5313 | 0 | 0 | 0 | 0 | 2.6146e-08 | 0 | 0 | 0 | 0 | 0 | 0 | 3.3577e-06 | 0 | 3.3577e-06 | 0 | 0 | 0
[79 empty] | WLDFR | HFTD - Distribution - Tier 3 - 5QU CoRE ¦ 1QU LoRE | Seismic - Red Flag Warning - Catastrophic Fires | 2023 | 0 | 0 | 0 | 1.5167e-10 | 21835.9781 | 428.6023 | 13939.561 | 7467.8148 | 0 | 0 | 0 | 0 | 2.6146e-08 | 0 | 0 | 0 | 0 | 0 | 0 | 0 | 0 | 0 | 3.3118e-06 | 0 | 3.3118e-06
[79 empty] | WLDFR | HFTD - Distribution - Tier 3 - 5QU CoRE ¦ 2QU LoRE | Non-Red Flag Warning - Catastrophic Fires | 2020 | 2.3713e-10 | 0 | 0 | 0 | 14146.1306 | 222.2294 | 8585.7228 | 5338.1784 | 0 | 0 | 0 | 0 | 6.9893e-08 | 3.3545e-06 | 0 | 3.3545e-06 | 0 | 0 | 0 | 0 | 0 | 0 | 0 | 0 | 0
[79 empty] | WLDFR | HFTD - Distribution - Tier 3 - 5QU CoRE ¦ 2QU LoRE | Non-Red Flag Warning - Catastrophic Fires | 2021 | 1.3206e-10 | 2.5039e-10 | 0 | 0 | 14146.1306 | 222.2294 | 8585.7228 | 5338.1784 | 0 | 0 | 0 | 0 | 6.9893e-08 | 1.8682e-06 | 0 | 1.8682e-06 | 3.542e-06 | 0 | 3.542e-06 | 0 | 0 | 0 | 0 | 0 | 0
[79 empty] | WLDFR | HFTD - Distribution - Tier 3 - 5QU CoRE ¦ 2QU LoRE | Non-Red Flag Warning - Catastrophic Fires | 2022 | 1.3672e-10 | 1.4437e-10 | 2.3656e-10 | 0 | 14146.1306 | 222.2294 | 8585.7228 | 5338.1784 | 0 | 0 | 0 | 0 | 6.8265e-08 | 1.9341e-06 | 0 | 1.9341e-06 | 2.0422e-06 | 0 | 2.0422e-06 | 3.3463e-06 | 0 | 3.3463e-06 | 0 | 0 | 0
[79 empty] | WLDFR | HFTD - Distribution - Tier 3 - 5QU CoRE ¦ 2QU LoRE | Non-Red Flag Warning - Catastrophic Fires | 2023 | 1.3672e-10 | 1.4437e-10 | 1.2971e-10 | 2.2529e-10 | 14664.6376 | 233.2301 | 8896.516 | 5534.8915 | 0 | 0 | 0 | 0 | 6.8265e-08 | 2.005e-06 | 0 | 2.005e-06 | 2.1171e-06 | 0 | 2.1171e-06 | 1.9021e-06 | 0 | 1.9021e-06 | 3.3038e-06 | 0 | 3.3038e-06
[79 empty] | WLDFR | HFTD - Distribution - Tier 3 - 5QU CoRE ¦ 2QU LoRE | Non-Red Flag Warning - Catastrophic Fires | 2024 | 1.3672e-10 | 1.4437e-10 | 1.2971e-10 | 1.2353e-10 | 14664.6376 | 233.2301 | 8896.516 | 5534.8915 | 0 | 0 | 0 | 0 | 6.8265e-08 | 2.005e-06 | 0 | 2.005e-06 | 2.1171e-06 | 0 | 2.1171e-06 | 1.9021e-06 | 0 | 1.9021e-06 | 1.8116e-06 | 0 | 1.8116e-06
[79 empty] | WLDFR | HFTD - Distribution - Tier 3 - 5QU CoRE ¦ 2QU LoRE | Non-Red Flag Warning - Catastrophic Fires | 2025 | 1.3672e-10 | 1.4437e-10 | 1.2971e-10 | 1.2353e-10 | 14664.6376 | 233.2301 | 8896.516 | 5534.8915 | 0 | 0 | 0 | 0 | 6.8265e-08 | 2.005e-06 | 0 | 2.005e-06 | 2.1171e-06 | 0 | 2.1171e-06 | 1.9021e-06 | 0 | 1.9021e-06 | 1.8116e-06 | 0 | 1.8116e-06
[79 empty] | WLDFR | HFTD - Distribution - Tier 3 - 5QU CoRE ¦ 2QU LoRE | Non-Red Flag Warning - Catastrophic Fires | 2026 | 1.3672e-10 | 1.4437e-10 | 1.2971e-10 | 1.2353e-10 | 14664.6376 | 233.2301 | 8896.516 | 5534.8915 | 0 | 0 | 0 | 0 | 6.8265e-08 | 2.005e-06 | 0 | 2.005e-06 | 2.1171e-06 | 0 | 2.1171e-06 | 1.9021e-06 | 0 | 1.9021e-06 | 1.8116e-06 | 0 | 1.8116e-06
[79 empty] | WLDFR | HFTD - Distribution - Tier 3 - 5QU CoRE ¦ 2QU LoRE | Non-Red Flag Warning - Catastrophic Fires | 2027 | 1.3672e-10 | 1.4437e-10 | 1.2971e-10 | 1.2353e-10 | 14664.6376 | 233.2301 | 8896.516 | 5534.8915 | 0 | 0 | 0 | 0 | 6.8265e-08 | 2.005e-06 | 0 | 2.005e-06 | 2.1171e-06 | 0 | 2.1171e-06 | 1.9021e-06 | 0 | 1.9021e-06 | 1.8116e-06 | 0 | 1.8116e-06
[79 empty] | WLDFR | HFTD - Distribution - Tier 3 - 5QU CoRE ¦ 2QU LoRE | Non-Red Flag Warning - Catastrophic Fires | 2028 | 1.3672e-10 | 1.4437e-10 | 1.2971e-10 | 1.2353e-10 | 15317.9909 | 247.273 | 9287.6491 | 5783.0689 | 0 | 0 | 0 | 0 | 6.8265e-08 | 2.0943e-06 | 0 | 2.0943e-06 | 2.2114e-06 | 0 | 2.2114e-06 | 1.9869e-06 | 0 | 1.9869e-06 | 1.8923e-06 | 0 | 1.8923e-06
[79 empty] | WLDFR | HFTD - Distribution - Tier 3 - 5QU CoRE ¦ 2QU LoRE | Non-Red Flag Warning - Catastrophic Fires | 2029 | 1.3672e-10 | 1.4437e-10 | 1.2971e-10 | 1.2353e-10 | 15317.9909 | 247.273 | 9287.6491 | 5783.0689 | 0 | 0 | 0 | 0 | 6.8265e-08 | 2.0943e-06 | 0 | 2.0943e-06 | 2.2114e-06 | 0 | 2.2114e-06 | 1.9869e-06 | 0 | 1.9869e-06 | 1.8923e-06 | 0 | 1.8923e-06
[79 empty] | WLDFR | HFTD - Distribution - Tier 3 - 5QU CoRE ¦ 2QU LoRE | Non-Red Flag Warning - Catastrophic Fires | 2030 | 1.3672e-10 | 1.4437e-10 | 1.2971e-10 | 1.2353e-10 | 15317.9909 | 247.273 | 9287.6491 | 5783.0689 | 0 | 0 | 0 | 0 | 6.8265e-08 | 2.0943e-06 | 0 | 2.0943e-06 | 2.2114e-06 | 0 | 2.2114e-06 | 1.9869e-06 | 0 | 1.9869e-06 | 1.8923e-06 | 0 | 1.8923e-06
[79 empty] | WLDFR | HFTD - Distribution - Tier 3 - 5QU CoRE ¦ 2QU LoRE | Non-Red Flag Warning - Catastrophic Fires | 2031 | 1.3672e-10 | 1.4437e-10 | 1.2971e-10 | 1.2353e-10 | 15317.9909 | 247.273 | 9287.6491 | 5783.0689 | 0 | 0 | 0 | 0 | 6.8265e-08 | 2.0943e-06 | 0 | 2.0943e-06 | 2.2114e-06 | 0 | 2.2114e-06 | 1.9869e-06 | 0 | 1.9869e-06 | 1.8923e-06 | 0 | 1.8923e-06
[79 empty] | WLDFR | HFTD - Distribution - Tier 3 - 5QU CoRE ¦ 2QU LoRE | Non-Red Flag Warning - Catastrophic Fires | 2032 | 1.3672e-10 | 1.4437e-10 | 1.2971e-10 | 1.2353e-10 | 15317.9909 | 247.273 | 9287.6491 | 5783.0689 | 0 | 0 | 0 | 0 | 6.8265e-08 | 2.0943e-06 | 0 | 2.0943e-06 | 2.2114e-06 | 0 | 2.2114e-06 | 1.9869e-06 | 0 | 1.9869e-06 | 1.8923e-06 | 0 | 1.8923e-06
[79 empty] | WLDFR | HFTD - Distribution - Tier 3 - 5QU CoRE ¦ 2QU LoRE | Non-Red Flag Warning - Catastrophic Fires | 2033 | 1.3672e-10 | 1.4437e-10 | 1.2971e-10 | 1.2353e-10 | 16044.1264 | 263.1074 | 9721.74 | 6059.2791 | 0 | 0 | 0 | 0 | 6.8265e-08 | 2.1936e-06 | 0 | 2.1936e-06 | 2.3162e-06 | 0 | 2.3162e-06 | 2.0811e-06 | 0 | 2.0811e-06 | 1.982e-06 | 0 | 1.982e-06
[79 empty] | WLDFR | HFTD - Distribution - Tier 3 - 5QU CoRE ¦ 2QU LoRE | Non-Red Flag Warning - Catastrophic Fires | 2034 | 1.3672e-10 | 1.4437e-10 | 1.2971e-10 | 1.2353e-10 | 16044.1264 | 263.1074 | 9721.74 | 6059.2791 | 0 | 0 | 0 | 0 | 6.8265e-08 | 2.1936e-06 | 0 | 2.1936e-06 | 2.3162e-06 | 0 | 2.3162e-06 | 2.0811e-06 | 0 | 2.0811e-06 | 1.982e-06 | 0 | 1.982e-06
[79 empty] | WLDFR | HFTD - Distribution - Tier 3 - 5QU CoRE ¦ 2QU LoRE | Non-Red Flag Warning - Catastrophic Fires | 2035 | 1.3672e-10 | 1.4437e-10 | 1.2971e-10 | 1.2353e-10 | 16044.1264 | 263.1074 | 9721.74 | 6059.2791 | 0 | 0 | 0 | 0 | 6.8265e-08 | 2.1936e-06 | 0 | 2.1936e-06 | 2.3162e-06 | 0 | 2.3162e-06 | 2.0811e-06 | 0 | 2.0811e-06 | 1.982e-06 | 0 | 1.982e-06
[79 empty] | WLDFR | HFTD - Distribution - Tier 3 - 5QU CoRE ¦ 2QU LoRE | Non-Red Flag Warning - Catastrophic Fires | 2036 | 1.3672e-10 | 1.4437e-10 | 1.2971e-10 | 1.2353e-10 | 16044.1264 | 263.1074 | 9721.74 | 6059.2791 | 0 | 0 | 0 | 0 | 6.8265e-08 | 2.1936e-06 | 0 | 2.1936e-06 | 2.3162e-06 | 0 | 2.3162e-06 | 2.0811e-06 | 0 | 2.0811e-06 | 1.982e-06 | 0 | 1.982e-06
[79 empty] | WLDFR | HFTD - Distribution - Tier 3 - 5QU CoRE ¦ 2QU LoRE | Non-Red Flag Warning - Catastrophic Fires | 2037 | 1.3672e-10 | 1.4437e-10 | 1.2971e-10 | 1.2353e-10 | 16044.1264 | 263.1074 | 9721.74 | 6059.2791 | 0 | 0 | 0 | 0 | 6.8265e-08 | 2.1936e-06 | 0 | 2.1936e-06 | 2.3162e-06 | 0 | 2.3162e-06 | 2.0811e-06 | 0 | 2.0811e-06 | 1.982e-06 | 0 | 1.982e-06
[79 empty] | WLDFR | HFTD - Distribution - Tier 3 - 5QU CoRE ¦ 2QU LoRE | Non-Red Flag Warning - Catastrophic Fires | 2038 | 1.3672e-10 | 1.4437e-10 | 1.2971e-10 | 1.2353e-10 | 16832.3912 | 280.5544 | 10192.2718 | 6359.5651 | 0 | 0 | 0 | 0 | 6.8265e-08 | 2.3014e-06 | 0 | 2.3014e-06 | 2.43e-06 | 0 | 2.43e-06 | 2.1833e-06 | 0 | 2.1833e-06 | 2.0794e-06 | 0 | 2.0794e-06
[79 empty] | WLDFR | HFTD - Distribution - Tier 3 - 5QU CoRE ¦ 2QU LoRE | Non-Red Flag Warning - Catastrophic Fires | 2039 | 1.3672e-10 | 1.4437e-10 | 1.2971e-10 | 1.2353e-10 | 16832.3912 | 280.5544 | 10192.2718 | 6359.5651 | 0 | 0 | 0 | 0 | 6.8265e-08 | 2.3014e-06 | 0 | 2.3014e-06 | 2.43e-06 | 0 | 2.43e-06 | 2.1833e-06 | 0 | 2.1833e-06 | 2.0794e-06 | 0 | 2.0794e-06
[79 empty] | WLDFR | HFTD - Distribution - Tier 3 - 5QU CoRE ¦ 2QU LoRE | Non-Red Flag Warning - Catastrophic Fires | 2040 | 1.3672e-10 | 1.4437e-10 | 1.2971e-10 | 1.2353e-10 | 16832.3912 | 280.5544 | 10192.2718 | 6359.5651 | 0 | 0 | 0 | 0 | 6.8265e-08 | 2.3014e-06 | 0 | 2.3014e-06 | 2.43e-06 | 0 | 2.43e-06 | 2.1833e-06 | 0 | 2.1833e-06 | 2.0794e-06 | 0 | 2.0794e-06
[79 empty] | WLDFR | HFTD - Distribution - Tier 3 - 5QU CoRE ¦ 2QU LoRE | Non-Red Flag Warning - Catastrophic Fires | 2041 | 1.3672e-10 | 1.4437e-10 | 1.2971e-10 | 1.2353e-10 | 16832.3912 | 280.5544 | 10192.2718 | 6359.5651 | 0 | 0 | 0 | 0 | 6.8265e-08 | 2.3014e-06 | 0 | 2.3014e-06 | 2.43e-06 | 0 | 2.43e-06 | 2.1833e-06 | 0 | 2.1833e-06 | 2.0794e-06 | 0 | 2.0794e-06
[79 empty] | WLDFR | HFTD - Distribution - Tier 3 - 5QU CoRE ¦ 2QU LoRE | Non-Red Flag Warning - Catastrophic Fires | 2042 | 1.3672e-10 | 1.4437e-10 | 1.2971e-10 | 1.2353e-10 | 16832.3912 | 280.5544 | 10192.2718 | 6359.5651 | 0 | 0 | 0 | 0 | 6.8265e-08 | 2.3014e-06 | 0 | 2.3014e-06 | 2.43e-06 | 0 | 2.43e-06 | 2.1833e-06 | 0 | 2.1833e-06 | 2.0794e-06 | 0 | 2.0794e-06
[79 empty] | WLDFR | HFTD - Distribution - Tier 3 - 5QU CoRE ¦ 2QU LoRE | Non-Red Flag Warning - Catastrophic Fires | 2043 | 1.3672e-10 | 1.4437e-10 | 1.2971e-10 | 1.2353e-10 | 17672.0852 | 299.42 | 10692.7362 | 6679.929 | 0 | 0 | 0 | 0 | 6.8265e-08 | 2.4162e-06 | 0 | 2.4162e-06 | 2.5513e-06 | 0 | 2.5513e-06 | 2.2922e-06 | 0 | 2.2922e-06 | 2.1831e-06 | 0 | 2.1831e-06
[79 empty] | WLDFR | HFTD - Distribution - Tier 3 - 5QU CoRE ¦ 2QU LoRE | Non-Red Flag Warning - Catastrophic Fires | 2044 | 1.3672e-10 | 1.4437e-10 | 1.2971e-10 | 1.2353e-10 | 17672.0852 | 299.42 | 10692.7362 | 6679.929 | 0 | 0 | 0 | 0 | 6.8265e-08 | 2.4162e-06 | 0 | 2.4162e-06 | 2.5513e-06 | 0 | 2.5513e-06 | 2.2922e-06 | 0 | 2.2922e-06 | 2.1831e-06 | 0 | 2.1831e-06
[79 empty] | WLDFR | HFTD - Distribution - Tier 3 - 5QU CoRE ¦ 2QU LoRE | Non-Red Flag Warning - Catastrophic Fires | 2045 | 1.3672e-10 | 1.4437e-10 | 1.2971e-10 | 1.2353e-10 | 17672.0852 | 299.42 | 10692.7362 | 6679.929 | 0 | 0 | 0 | 0 | 6.8265e-08 | 2.4162e-06 | 0 | 2.4162e-06 | 2.5513e-06 | 0 | 2.5513e-06 | 2.2922e-06 | 0 | 2.2922e-06 | 2.1831e-06 | 0 | 2.1831e-06
[79 empty] | WLDFR | HFTD - Distribution - Tier 3 - 5QU CoRE ¦ 2QU LoRE | Non-Red Flag Warning - Catastrophic Fires | 2046 | 1.3672e-10 | 1.4437e-10 | 1.2971e-10 | 1.2353e-10 | 17672.0852 | 299.42 | 10692.7362 | 6679.929 | 0 | 0 | 0 | 0 | 6.8265e-08 | 2.4162e-06 | 0 | 2.4162e-06 | 2.5513e-06 | 0 | 2.5513e-06 | 2.2922e-06 | 0 | 2.2922e-06 | 2.1831e-06 | 0 | 2.1831e-06
[79 empty] | WLDFR | HFTD - Distribution - Tier 3 - 5QU CoRE ¦ 2QU LoRE | Non-Red Flag Warning - Catastrophic Fires | 2047 | 1.3672e-10 | 1.4437e-10 | 1.2971e-10 | 1.2353e-10 | 17672.0852 | 299.42 | 10692.7362 | 6679.929 | 0 | 0 | 0 | 0 | 6.8265e-08 | 2.4162e-06 | 0 | 2.4162e-06 | 2.5513e-06 | 0 | 2.5513e-06 | 2.2922e-06 | 0 | 2.2922e-06 | 2.1831e-06 | 0 | 2.1831e-06
[79 empty] | WLDFR | HFTD - Distribution - Tier 3 - 5QU CoRE ¦ 2QU LoRE | Non-Red Flag Warning - Catastrophic Fires | 2048 | 1.3672e-10 | 1.4437e-10 | 1.2971e-10 | 1.2353e-10 | 18552.3348 | 319.4911 | 11216.5626 | 7016.281 | 0 | 0 | 0 | 0 | 6.8265e-08 | 2.5365e-06 | 0 | 2.5365e-06 | 2.6783e-06 | 0 | 2.6783e-06 | 2.4064e-06 | 0 | 2.4064e-06 | 2.2918e-06 | 0 | 2.2918e-06
[79 empty] | WLDFR | HFTD - Distribution - Tier 3 - 5QU CoRE ¦ 2QU LoRE | Non-Red Flag Warning - Catastrophic Fires | 2049 | 1.3672e-10 | 1.4437e-10 | 1.2971e-10 | 1.2353e-10 | 18552.3348 | 319.4911 | 11216.5626 | 7016.281 | 0 | 0 | 0 | 0 | 6.8265e-08 | 2.5365e-06 | 0 | 2.5365e-06 | 2.6783e-06 | 0 | 2.6783e-06 | 2.4064e-06 | 0 | 2.4064e-06 | 2.2918e-06 | 0 | 2.2918e-06
[79 empty] | WLDFR | HFTD - Distribution - Tier 3 - 5QU CoRE ¦ 2QU LoRE | Non-Red Flag Warning - Catastrophic Fires | 2050 | 0 | 1.4437e-10 | 1.2971e-10 | 1.2353e-10 | 18552.3348 | 319.4911 | 11216.5626 | 7016.281 | 0 | 0 | 0 | 0 | 6.8265e-08 | 0 | 0 | 0 | 2.6783e-06 | 0 | 2.6783e-06 | 2.4064e-06 | 0 | 2.4064e-06 | 2.2918e-06 | 0 | 2.2918e-06
[79 empty] | WLDFR | HFTD - Distribution - Tier 3 - 5QU CoRE ¦ 2QU LoRE | Non-Red Flag Warning - Catastrophic Fires | 2051 | 0 | 0 | 1.2971e-10 | 1.2353e-10 | 18552.3348 | 319.4911 | 11216.5626 | 7016.281 | 0 | 0 | 0 | 0 | 6.8265e-08 | 0 | 0 | 0 | 0 | 0 | 0 | 2.4064e-06 | 0 | 2.4064e-06 | 2.2918e-06 | 0 | 2.2918e-06
[79 empty] | WLDFR | HFTD - Distribution - Tier 3 - 5QU CoRE ¦ 2QU LoRE | Non-Red Flag Warning - Catastrophic Fires | 2052 | 0 | 0 | 0 | 1.2353e-10 | 18552.3348 | 319.4911 | 11216.5626 | 7016.281 | 0 | 0 | 0 | 0 | 6.8265e-08 | 0 | 0 | 0 | 0 | 0 | 0 | 0 | 0 | 0 | 2.2918e-06 | 0 | 2.2918e-06
[79 empty] | WLDFR | HFTD - Distribution - Tier 3 - 5QU CoRE ¦ 2QU LoRE | Non-Red Flag Warning - Destructive Fires | 2020 | 6.8818e-10 | 0 | 0 | 0 | 8807.9522 | 222.2294 | 8585.7228 | 0 | 0 | 0 | 0 | 0 | 9.1072e-08 | 6.0614e-06 | 0 | 6.0614e-06 | 0 | 0 | 0 | 0 | 0 | 0 | 0 | 0 | 0
[79 empty] | WLDFR | HFTD - Distribution - Tier 3 - 5QU CoRE ¦ 2QU LoRE | Non-Red Flag Warning - Destructive Fires | 2021 | 3.828e-10 | 7.2666e-10 | 0 | 0 | 8807.9522 | 222.2294 | 8585.7228 | 0 | 0 | 0 | 0 | 0 | 9.1072e-08 | 3.3717e-06 | 0 | 3.3717e-06 | 6.4003e-06 | 0 | 6.4003e-06 | 0 | 0 | 0 | 0 | 0 | 0
[79 empty] | WLDFR | HFTD - Distribution - Tier 3 - 5QU CoRE ¦ 2QU LoRE | Non-Red Flag Warning - Destructive Fires | 2022 | 3.9751e-10 | 4.1973e-10 | 6.8955e-10 | 0 | 8807.9522 | 222.2294 | 8585.7228 | 0 | 0 | 0 | 0 | 0 | 9.0939e-08 | 3.5012e-06 | 0 | 3.5012e-06 | 3.697e-06 | 0 | 3.697e-06 | 6.0735e-06 | 0 | 6.0735e-06 | 0 | 0 | 0
[79 empty] | WLDFR | HFTD - Distribution - Tier 3 - 5QU CoRE ¦ 2QU LoRE | Non-Red Flag Warning - Destructive Fires | 2023 | 3.9751e-10 | 4.1973e-10 | 3.7712e-10 | 6.5671e-10 | 9129.7461 | 233.2301 | 8896.516 | 0 | 0 | 0 | 0 | 0 | 9.0939e-08 | 3.6291e-06 | 0 | 3.6291e-06 | 3.832e-06 | 0 | 3.832e-06 | 3.443e-06 | 0 | 3.443e-06 | 5.9956e-06 | 0 | 5.9956e-06
[79 empty] | WLDFR | HFTD - Distribution - Tier 3 - 5QU CoRE ¦ 2QU LoRE | Non-Red Flag Warning - Destructive Fires | 2024 | 3.9751e-10 | 4.1973e-10 | 3.7712e-10 | 3.5916e-10 | 9129.7461 | 233.2301 | 8896.516 | 0 | 0 | 0 | 0 | 0 | 9.0939e-08 | 3.6291e-06 | 0 | 3.6291e-06 | 3.832e-06 | 0 | 3.832e-06 | 3.443e-06 | 0 | 3.443e-06 | 3.279e-06 | 0 | 3.279e-06
[79 empty] | WLDFR | HFTD - Distribution - Tier 3 - 5QU CoRE ¦ 2QU LoRE | Non-Red Flag Warning - Destructive Fires | 2025 | 3.9751e-10 | 4.1973e-10 | 3.7712e-10 | 3.5916e-10 | 9129.7461 | 233.2301 | 8896.516 | 0 | 0 | 0 | 0 | 0 | 9.0939e-08 | 3.6291e-06 | 0 | 3.6291e-06 | 3.832e-06 | 0 | 3.832e-06 | 3.443e-06 | 0 | 3.443e-06 | 3.279e-06 | 0 | 3.279e-06
[79 empty] | WLDFR | HFTD - Distribution - Tier 3 - 5QU CoRE ¦ 2QU LoRE | Non-Red Flag Warning - Destructive Fires | 2026 | 3.9751e-10 | 4.1973e-10 | 3.7712e-10 | 3.5916e-10 | 9129.7461 | 233.2301 | 8896.516 | 0 | 0 | 0 | 0 | 0 | 9.0939e-08 | 3.6291e-06 | 0 | 3.6291e-06 | 3.832e-06 | 0 | 3.832e-06 | 3.443e-06 | 0 | 3.443e-06 | 3.279e-06 | 0 | 3.279e-06
[79 empty] | WLDFR | HFTD - Distribution - Tier 3 - 5QU CoRE ¦ 2QU LoRE | Non-Red Flag Warning - Destructive Fires | 2027 | 3.9751e-10 | 4.1973e-10 | 3.7712e-10 | 3.5916e-10 | 9129.7461 | 233.2301 | 8896.516 | 0 | 0 | 0 | 0 | 0 | 9.0939e-08 | 3.6291e-06 | 0 | 3.6291e-06 | 3.832e-06 | 0 | 3.832e-06 | 3.443e-06 | 0 | 3.443e-06 | 3.279e-06 | 0 | 3.279e-06
[79 empty] | WLDFR | HFTD - Distribution - Tier 3 - 5QU CoRE ¦ 2QU LoRE | Non-Red Flag Warning - Destructive Fires | 2028 | 3.9751e-10 | 4.1973e-10 | 3.7712e-10 | 3.5916e-10 | 9534.9221 | 247.273 | 9287.6491 | 0 | 0 | 0 | 0 | 0 | 9.0939e-08 | 3.7902e-06 | 0 | 3.7902e-06 | 4.0021e-06 | 0 | 4.0021e-06 | 3.5958e-06 | 0 | 3.5958e-06 | 3.4246e-06 | 0 | 3.4246e-06
[79 empty] | WLDFR | HFTD - Distribution - Tier 3 - 5QU CoRE ¦ 2QU LoRE | Non-Red Flag Warning - Destructive Fires | 2029 | 3.9751e-10 | 4.1973e-10 | 3.7712e-10 | 3.5916e-10 | 9534.9221 | 247.273 | 9287.6491 | 0 | 0 | 0 | 0 | 0 | 9.0939e-08 | 3.7902e-06 | 0 | 3.7902e-06 | 4.0021e-06 | 0 | 4.0021e-06 | 3.5958e-06 | 0 | 3.5958e-06 | 3.4246e-06 | 0 | 3.4246e-06
[79 empty] | WLDFR | HFTD - Distribution - Tier 3 - 5QU CoRE ¦ 2QU LoRE | Non-Red Flag Warning - Destructive Fires | 2030 | 3.9751e-10 | 4.1973e-10 | 3.7712e-10 | 3.5916e-10 | 9534.9221 | 247.273 | 9287.6491 | 0 | 0 | 0 | 0 | 0 | 9.0939e-08 | 3.7902e-06 | 0 | 3.7902e-06 | 4.0021e-06 | 0 | 4.0021e-06 | 3.5958e-06 | 0 | 3.5958e-06 | 3.4246e-06 | 0 | 3.4246e-06
[79 empty] | WLDFR | HFTD - Distribution - Tier 3 - 5QU CoRE ¦ 2QU LoRE | Non-Red Flag Warning - Destructive Fires | 2031 | 3.9751e-10 | 4.1973e-10 | 3.7712e-10 | 3.5916e-10 | 9534.9221 | 247.273 | 9287.6491 | 0 | 0 | 0 | 0 | 0 | 9.0939e-08 | 3.7902e-06 | 0 | 3.7902e-06 | 4.0021e-06 | 0 | 4.0021e-06 | 3.5958e-06 | 0 | 3.5958e-06 | 3.4246e-06 | 0 | 3.4246e-06
[79 empty] | WLDFR | HFTD - Distribution - Tier 3 - 5QU CoRE ¦ 2QU LoRE | Non-Red Flag Warning - Destructive Fires | 2032 | 3.9751e-10 | 4.1973e-10 | 3.7712e-10 | 3.5916e-10 | 9534.9221 | 247.273 | 9287.6491 | 0 | 0 | 0 | 0 | 0 | 9.0939e-08 | 3.7902e-06 | 0 | 3.7902e-06 | 4.0021e-06 | 0 | 4.0021e-06 | 3.5958e-06 | 0 | 3.5958e-06 | 3.4246e-06 | 0 | 3.4246e-06
[79 empty] | WLDFR | HFTD - Distribution - Tier 3 - 5QU CoRE ¦ 2QU LoRE | Non-Red Flag Warning - Destructive Fires | 2033 | 3.9751e-10 | 4.1973e-10 | 3.7712e-10 | 3.5916e-10 | 9984.8474 | 263.1074 | 9721.74 | 0 | 0 | 0 | 0 | 0 | 9.0939e-08 | 3.969e-06 | 0 | 3.969e-06 | 4.1909e-06 | 0 | 4.1909e-06 | 3.7655e-06 | 0 | 3.7655e-06 | 3.5861e-06 | 0 | 3.5861e-06
[79 empty] | WLDFR | HFTD - Distribution - Tier 3 - 5QU CoRE ¦ 2QU LoRE | Non-Red Flag Warning - Destructive Fires | 2034 | 3.9751e-10 | 4.1973e-10 | 3.7712e-10 | 3.5916e-10 | 9984.8474 | 263.1074 | 9721.74 | 0 | 0 | 0 | 0 | 0 | 9.0939e-08 | 3.969e-06 | 0 | 3.969e-06 | 4.1909e-06 | 0 | 4.1909e-06 | 3.7655e-06 | 0 | 3.7655e-06 | 3.5861e-06 | 0 | 3.5861e-06
[79 empty] | WLDFR | HFTD - Distribution - Tier 3 - 5QU CoRE ¦ 2QU LoRE | Non-Red Flag Warning - Destructive Fires | 2035 | 3.9751e-10 | 4.1973e-10 | 3.7712e-10 | 3.5916e-10 | 9984.8474 | 263.1074 | 9721.74 | 0 | 0 | 0 | 0 | 0 | 9.0939e-08 | 3.969e-06 | 0 | 3.969e-06 | 4.1909e-06 | 0 | 4.1909e-06 | 3.7655e-06 | 0 | 3.7655e-06 | 3.5861e-06 | 0 | 3.5861e-06
[79 empty] | WLDFR | HFTD - Distribution - Tier 3 - 5QU CoRE ¦ 2QU LoRE | Non-Red Flag Warning - Destructive Fires | 2036 | 3.9751e-10 | 4.1973e-10 | 3.7712e-10 | 3.5916e-10 | 9984.8474 | 263.1074 | 9721.74 | 0 | 0 | 0 | 0 | 0 | 9.0939e-08 | 3.969e-06 | 0 | 3.969e-06 | 4.1909e-06 | 0 | 4.1909e-06 | 3.7655e-06 | 0 | 3.7655e-06 | 3.5861e-06 | 0 | 3.5861e-06
[79 empty] | WLDFR | HFTD - Distribution - Tier 3 - 5QU CoRE ¦ 2QU LoRE | Non-Red Flag Warning - Destructive Fires | 2037 | 3.9751e-10 | 4.1973e-10 | 3.7712e-10 | 3.5916e-10 | 9984.8474 | 263.1074 | 9721.74 | 0 | 0 | 0 | 0 | 0 | 9.0939e-08 | 3.969e-06 | 0 | 3.969e-06 | 4.1909e-06 | 0 | 4.1909e-06 | 3.7655e-06 | 0 | 3.7655e-06 | 3.5861e-06 | 0 | 3.5861e-06
[79 empty] | WLDFR | HFTD - Distribution - Tier 3 - 5QU CoRE ¦ 2QU LoRE | Non-Red Flag Warning - Destructive Fires | 2038 | 3.9751e-10 | 4.1973e-10 | 3.7712e-10 | 3.5916e-10 | 10472.8261 | 280.5544 | 10192.2718 | 0 | 0 | 0 | 0 | 0 | 9.0939e-08 | 4.163e-06 | 0 | 4.163e-06 | 4.3958e-06 | 0 | 4.3958e-06 | 3.9495e-06 | 0 | 3.9495e-06 | 3.7614e-06 | 0 | 3.7614e-06
[79 empty] | WLDFR | HFTD - Distribution - Tier 3 - 5QU CoRE ¦ 2QU LoRE | Non-Red Flag Warning - Destructive Fires | 2039 | 3.9751e-10 | 4.1973e-10 | 3.7712e-10 | 3.5916e-10 | 10472.8261 | 280.5544 | 10192.2718 | 0 | 0 | 0 | 0 | 0 | 9.0939e-08 | 4.163e-06 | 0 | 4.163e-06 | 4.3958e-06 | 0 | 4.3958e-06 | 3.9495e-06 | 0 | 3.9495e-06 | 3.7614e-06 | 0 | 3.7614e-06
[79 empty] | WLDFR | HFTD - Distribution - Tier 3 - 5QU CoRE ¦ 2QU LoRE | Non-Red Flag Warning - Destructive Fires | 2040 | 3.9751e-10 | 4.1973e-10 | 3.7712e-10 | 3.5916e-10 | 10472.8261 | 280.5544 | 10192.2718 | 0 | 0 | 0 | 0 | 0 | 9.0939e-08 | 4.163e-06 | 0 | 4.163e-06 | 4.3958e-06 | 0 | 4.3958e-06 | 3.9495e-06 | 0 | 3.9495e-06 | 3.7614e-06 | 0 | 3.7614e-06
[79 empty] | WLDFR | HFTD - Distribution - Tier 3 - 5QU CoRE ¦ 2QU LoRE | Non-Red Flag Warning - Destructive Fires | 2041 | 3.9751e-10 | 4.1973e-10 | 3.7712e-10 | 3.5916e-10 | 10472.8261 | 280.5544 | 10192.2718 | 0 | 0 | 0 | 0 | 0 | 9.0939e-08 | 4.163e-06 | 0 | 4.163e-06 | 4.3958e-06 | 0 | 4.3958e-06 | 3.9495e-06 | 0 | 3.9495e-06 | 3.7614e-06 | 0 | 3.7614e-06
[79 empty] | WLDFR | HFTD - Distribution - Tier 3 - 5QU CoRE ¦ 2QU LoRE | Non-Red Flag Warning - Destructive Fires | 2042 | 3.9751e-10 | 4.1973e-10 | 3.7712e-10 | 3.5916e-10 | 10472.8261 | 280.5544 | 10192.2718 | 0 | 0 | 0 | 0 | 0 | 9.0939e-08 | 4.163e-06 | 0 | 4.163e-06 | 4.3958e-06 | 0 | 4.3958e-06 | 3.9495e-06 | 0 | 3.9495e-06 | 3.7614e-06 | 0 | 3.7614e-06
[79 empty] | WLDFR | HFTD - Distribution - Tier 3 - 5QU CoRE ¦ 2QU LoRE | Non-Red Flag Warning - Destructive Fires | 2043 | 3.9751e-10 | 4.1973e-10 | 3.7712e-10 | 3.5916e-10 | 10992.1562 | 299.42 | 10692.7362 | 0 | 0 | 0 | 0 | 0 | 9.0939e-08 | 4.3694e-06 | 0 | 4.3694e-06 | 4.6137e-06 | 0 | 4.6137e-06 | 4.1453e-06 | 0 | 4.1453e-06 | 3.9479e-06 | 0 | 3.9479e-06
[79 empty] | WLDFR | HFTD - Distribution - Tier 3 - 5QU CoRE ¦ 2QU LoRE | Non-Red Flag Warning - Destructive Fires | 2044 | 3.9751e-10 | 4.1973e-10 | 3.7712e-10 | 3.5916e-10 | 10992.1562 | 299.42 | 10692.7362 | 0 | 0 | 0 | 0 | 0 | 9.0939e-08 | 4.3694e-06 | 0 | 4.3694e-06 | 4.6137e-06 | 0 | 4.6137e-06 | 4.1453e-06 | 0 | 4.1453e-06 | 3.9479e-06 | 0 | 3.9479e-06
[79 empty] | WLDFR | HFTD - Distribution - Tier 3 - 5QU CoRE ¦ 2QU LoRE | Non-Red Flag Warning - Destructive Fires | 2045 | 3.9751e-10 | 4.1973e-10 | 3.7712e-10 | 3.5916e-10 | 10992.1562 | 299.42 | 10692.7362 | 0 | 0 | 0 | 0 | 0 | 9.0939e-08 | 4.3694e-06 | 0 | 4.3694e-06 | 4.6137e-06 | 0 | 4.6137e-06 | 4.1453e-06 | 0 | 4.1453e-06 | 3.9479e-06 | 0 | 3.9479e-06
[79 empty] | WLDFR | HFTD - Distribution - Tier 3 - 5QU CoRE ¦ 2QU LoRE | Non-Red Flag Warning - Destructive Fires | 2046 | 3.9751e-10 | 4.1973e-10 | 3.7712e-10 | 3.5916e-10 | 10992.1562 | 299.42 | 10692.7362 | 0 | 0 | 0 | 0 | 0 | 9.0939e-08 | 4.3694e-06 | 0 | 4.3694e-06 | 4.6137e-06 | 0 | 4.6137e-06 | 4.1453e-06 | 0 | 4.1453e-06 | 3.9479e-06 | 0 | 3.9479e-06
[79 empty] | WLDFR | HFTD - Distribution - Tier 3 - 5QU CoRE ¦ 2QU LoRE | Non-Red Flag Warning - Destructive Fires | 2047 | 3.9751e-10 | 4.1973e-10 | 3.7712e-10 | 3.5916e-10 | 10992.1562 | 299.42 | 10692.7362 | 0 | 0 | 0 | 0 | 0 | 9.0939e-08 | 4.3694e-06 | 0 | 4.3694e-06 | 4.6137e-06 | 0 | 4.6137e-06 | 4.1453e-06 | 0 | 4.1453e-06 | 3.9479e-06 | 0 | 3.9479e-06
[79 empty] | WLDFR | HFTD - Distribution - Tier 3 - 5QU CoRE ¦ 2QU LoRE | Non-Red Flag Warning - Destructive Fires | 2048 | 3.9751e-10 | 4.1973e-10 | 3.7712e-10 | 3.5916e-10 | 11536.0538 | 319.4911 | 11216.5626 | 0 | 0 | 0 | 0 | 0 | 9.0939e-08 | 4.5856e-06 | 0 | 4.5856e-06 | 4.842e-06 | 0 | 4.842e-06 | 4.3504e-06 | 0 | 4.3504e-06 | 4.1433e-06 | 0 | 4.1433e-06
[79 empty] | WLDFR | HFTD - Distribution - Tier 3 - 5QU CoRE ¦ 2QU LoRE | Non-Red Flag Warning - Destructive Fires | 2049 | 3.9751e-10 | 4.1973e-10 | 3.7712e-10 | 3.5916e-10 | 11536.0538 | 319.4911 | 11216.5626 | 0 | 0 | 0 | 0 | 0 | 9.0939e-08 | 4.5856e-06 | 0 | 4.5856e-06 | 4.842e-06 | 0 | 4.842e-06 | 4.3504e-06 | 0 | 4.3504e-06 | 4.1433e-06 | 0 | 4.1433e-06
[79 empty] | WLDFR | HFTD - Distribution - Tier 3 - 5QU CoRE ¦ 2QU LoRE | Non-Red Flag Warning - Destructive Fires | 2050 | 0 | 4.1973e-10 | 3.7712e-10 | 3.5916e-10 | 11536.0538 | 319.4911 | 11216.5626 | 0 | 0 | 0 | 0 | 0 | 9.0939e-08 | 0 | 0 | 0 | 4.842e-06 | 0 | 4.842e-06 | 4.3504e-06 | 0 | 4.3504e-06 | 4.1433e-06 | 0 | 4.1433e-06
[79 empty] | WLDFR | HFTD - Distribution - Tier 3 - 5QU CoRE ¦ 2QU LoRE | Non-Red Flag Warning - Destructive Fires | 2051 | 0 | 0 | 3.7712e-10 | 3.5916e-10 | 11536.0538 | 319.4911 | 11216.5626 | 0 | 0 | 0 | 0 | 0 | 9.0939e-08 | 0 | 0 | 0 | 0 | 0 | 0 | 4.3504e-06 | 0 | 4.3504e-06 | 4.1433e-06 | 0 | 4.1433e-06
[79 empty] | WLDFR | HFTD - Distribution - Tier 3 - 5QU CoRE ¦ 2QU LoRE | Non-Red Flag Warning - Destructive Fires | 2052 | 0 | 0 | 0 | 3.5916e-10 | 11536.0538 | 319.4911 | 11216.5626 | 0 | 0 | 0 | 0 | 0 | 9.0939e-08 | 0 | 0 | 0 | 0 | 0 | 0 | 0 | 0 | 0 | 4.1433e-06 | 0 | 4.1433e-06
[79 empty] | WLDFR | HFTD - Distribution - Tier 3 - 5QU CoRE ¦ 2QU LoRE | Non-Red Flag Warning - Large Fires | 2020 | 9.9053e-08 | 0 | 0 | 0 | 5.2406 | 0.69642 | 2.942 | 1.6022 | 0 | 0 | 0 | 0 | 1.3069e-05 | 5.1909e-07 | 0 | 5.1909e-07 | 0 | 0 | 0 | 0 | 0 | 0 | 0 | 0 | 0
[79 empty] | WLDFR | HFTD - Distribution - Tier 3 - 5QU CoRE ¦ 2QU LoRE | Non-Red Flag Warning - Large Fires | 2021 | 5.5117e-08 | 1.0459e-07 | 0 | 0 | 5.2406 | 0.69642 | 2.942 | 1.6022 | 0 | 0 | 0 | 0 | 1.3069e-05 | 2.8884e-07 | 0 | 2.8884e-07 | 5.4812e-07 | 0 | 5.4812e-07 | 0 | 0 | 0 | 0 | 0 | 0
[79 empty] | WLDFR | HFTD - Distribution - Tier 3 - 5QU CoRE ¦ 2QU LoRE | Non-Red Flag Warning - Large Fires | 2022 | 5.8119e-08 | 6.1368e-08 | 9.9753e-08 | 0 | 5.2406 | 0.69642 | 2.942 | 1.6022 | 0 | 0 | 0 | 0 | 1.2805e-05 | 3.0457e-07 | 0 | 3.0457e-07 | 3.216e-07 | 0 | 3.216e-07 | 5.2276e-07 | 0 | 5.2276e-07 | 0 | 0 | 0
[79 empty] | WLDFR | HFTD - Distribution - Tier 3 - 5QU CoRE ¦ 2QU LoRE | Non-Red Flag Warning - Large Fires | 2023 | 5.8119e-08 | 6.1368e-08 | 5.5138e-08 | 9.5003e-08 | 5.475 | 0.71896 | 3.0715 | 1.6846 | 0 | 0 | 0 | 0 | 1.2805e-05 | 3.182e-07 | 0 | 3.182e-07 | 3.3599e-07 | 0 | 3.3599e-07 | 3.0188e-07 | 0 | 3.0188e-07 | 5.2014e-07 | 0 | 5.2014e-07
[79 empty] | WLDFR | HFTD - Distribution - Tier 3 - 5QU CoRE ¦ 2QU LoRE | Non-Red Flag Warning - Large Fires | 2024 | 5.8119e-08 | 6.1368e-08 | 5.5138e-08 | 5.2512e-08 | 5.475 | 0.71896 | 3.0715 | 1.6846 | 0 | 0 | 0 | 0 | 1.2805e-05 | 3.182e-07 | 0 | 3.182e-07 | 3.3599e-07 | 0 | 3.3599e-07 | 3.0188e-07 | 0 | 3.0188e-07 | 2.8751e-07 | 0 | 2.8751e-07
[79 empty] | WLDFR | HFTD - Distribution - Tier 3 - 5QU CoRE ¦ 2QU LoRE | Non-Red Flag Warning - Large Fires | 2025 | 5.8119e-08 | 6.1368e-08 | 5.5138e-08 | 5.2512e-08 | 5.475 | 0.71896 | 3.0715 | 1.6846 | 0 | 0 | 0 | 0 | 1.2805e-05 | 3.182e-07 | 0 | 3.182e-07 | 3.3599e-07 | 0 | 3.3599e-07 | 3.0188e-07 | 0 | 3.0188e-07 | 2.8751e-07 | 0 | 2.8751e-07
[79 empty] | WLDFR | HFTD - Distribution - Tier 3 - 5QU CoRE ¦ 2QU LoRE | Non-Red Flag Warning - Large Fires | 2026 | 5.8119e-08 | 6.1368e-08 | 5.5138e-08 | 5.2512e-08 | 5.475 | 0.71896 | 3.0715 | 1.6846 | 0 | 0 | 0 | 0 | 1.2805e-05 | 3.182e-07 | 0 | 3.182e-07 | 3.3599e-07 | 0 | 3.3599e-07 | 3.0188e-07 | 0 | 3.0188e-07 | 2.8751e-07 | 0 | 2.8751e-07
[79 empty] | WLDFR | HFTD - Distribution - Tier 3 - 5QU CoRE ¦ 2QU LoRE | Non-Red Flag Warning - Large Fires | 2027 | 5.8119e-08 | 6.1368e-08 | 5.5138e-08 | 5.2512e-08 | 5.475 | 0.71896 | 3.0715 | 1.6846 | 0 | 0 | 0 | 0 | 1.2805e-05 | 3.182e-07 | 0 | 3.182e-07 | 3.3599e-07 | 0 | 3.3599e-07 | 3.0188e-07 | 0 | 3.0188e-07 | 2.8751e-07 | 0 | 2.8751e-07
[79 empty] | WLDFR | HFTD - Distribution - Tier 3 - 5QU CoRE ¦ 2QU LoRE | Non-Red Flag Warning - Large Fires | 2028 | 5.8119e-08 | 6.1368e-08 | 5.5138e-08 | 5.2512e-08 | 5.777 | 0.74734 | 3.238 | 1.7917 | 0 | 0 | 0 | 0 | 1.2805e-05 | 3.3575e-07 | 0 | 3.3575e-07 | 3.5452e-07 | 0 | 3.5452e-07 | 3.1853e-07 | 0 | 3.1853e-07 | 3.0336e-07 | 0 | 3.0336e-07
[79 empty] | WLDFR | HFTD - Distribution - Tier 3 - 5QU CoRE ¦ 2QU LoRE | Non-Red Flag Warning - Large Fires | 2029 | 5.8119e-08 | 6.1368e-08 | 5.5138e-08 | 5.2512e-08 | 5.777 | 0.74734 | 3.238 | 1.7917 | 0 | 0 | 0 | 0 | 1.2805e-05 | 3.3575e-07 | 0 | 3.3575e-07 | 3.5452e-07 | 0 | 3.5452e-07 | 3.1853e-07 | 0 | 3.1853e-07 | 3.0336e-07 | 0 | 3.0336e-07
[79 empty] | WLDFR | HFTD - Distribution - Tier 3 - 5QU CoRE ¦ 2QU LoRE | Non-Red Flag Warning - Large Fires | 2030 | 5.8119e-08 | 6.1368e-08 | 5.5138e-08 | 5.2512e-08 | 5.777 | 0.74734 | 3.238 | 1.7917 | 0 | 0 | 0 | 0 | 1.2805e-05 | 3.3575e-07 | 0 | 3.3575e-07 | 3.5452e-07 | 0 | 3.5452e-07 | 3.1853e-07 | 0 | 3.1853e-07 | 3.0336e-07 | 0 | 3.0336e-07
[79 empty] | WLDFR | HFTD - Distribution - Tier 3 - 5QU CoRE ¦ 2QU LoRE | Non-Red Flag Warning - Large Fires | 2031 | 5.8119e-08 | 6.1368e-08 | 5.5138e-08 | 5.2512e-08 | 5.777 | 0.74734 | 3.238 | 1.7917 | 0 | 0 | 0 | 0 | 1.2805e-05 | 3.3575e-07 | 0 | 3.3575e-07 | 3.5452e-07 | 0 | 3.5452e-07 | 3.1853e-07 | 0 | 3.1853e-07 | 3.0336e-07 | 0 | 3.0336e-07
[79 empty] | WLDFR | HFTD - Distribution - Tier 3 - 5QU CoRE ¦ 2QU LoRE | Non-Red Flag Warning - Large Fires | 2032 | 5.8119e-08 | 6.1368e-08 | 5.5138e-08 | 5.2512e-08 | 5.777 | 0.74734 | 3.238 | 1.7917 | 0 | 0 | 0 | 0 | 1.2805e-05 | 3.3575e-07 | 0 | 3.3575e-07 | 3.5452e-07 | 0 | 3.5452e-07 | 3.1853e-07 | 0 | 3.1853e-07 | 3.0336e-07 | 0 | 3.0336e-07
[79 empty] | WLDFR | HFTD - Distribution - Tier 3 - 5QU CoRE ¦ 2QU LoRE | Non-Red Flag Warning - Large Fires | 2033 | 5.8119e-08 | 6.1368e-08 | 5.5138e-08 | 5.2512e-08 | 6.1205 | 0.77885 | 3.4265 | 1.9151 | 0 | 0 | 0 | 0 | 1.2805e-05 | 3.5572e-07 | 0 | 3.5572e-07 | 3.756e-07 | 0 | 3.756e-07 | 3.3747e-07 | 0 | 3.3747e-07 | 3.214e-07 | 0 | 3.214e-07
[79 empty] | WLDFR | HFTD - Distribution - Tier 3 - 5QU CoRE ¦ 2QU LoRE | Non-Red Flag Warning - Large Fires | 2034 | 5.8119e-08 | 6.1368e-08 | 5.5138e-08 | 5.2512e-08 | 6.1205 | 0.77885 | 3.4265 | 1.9151 | 0 | 0 | 0 | 0 | 1.2805e-05 | 3.5572e-07 | 0 | 3.5572e-07 | 3.756e-07 | 0 | 3.756e-07 | 3.3747e-07 | 0 | 3.3747e-07 | 3.214e-07 | 0 | 3.214e-07
[79 empty] | WLDFR | HFTD - Distribution - Tier 3 - 5QU CoRE ¦ 2QU LoRE | Non-Red Flag Warning - Large Fires | 2035 | 5.8119e-08 | 6.1368e-08 | 5.5138e-08 | 5.2512e-08 | 6.1205 | 0.77885 | 3.4265 | 1.9151 | 0 | 0 | 0 | 0 | 1.2805e-05 | 3.5572e-07 | 0 | 3.5572e-07 | 3.756e-07 | 0 | 3.756e-07 | 3.3747e-07 | 0 | 3.3747e-07 | 3.214e-07 | 0 | 3.214e-07
[79 empty] | WLDFR | HFTD - Distribution - Tier 3 - 5QU CoRE ¦ 2QU LoRE | Non-Red Flag Warning - Large Fires | 2036 | 5.8119e-08 | 6.1368e-08 | 5.5138e-08 | 5.2512e-08 | 6.1205 | 0.77885 | 3.4265 | 1.9151 | 0 | 0 | 0 | 0 | 1.2805e-05 | 3.5572e-07 | 0 | 3.5572e-07 | 3.756e-07 | 0 | 3.756e-07 | 3.3747e-07 | 0 | 3.3747e-07 | 3.214e-07 | 0 | 3.214e-07
[79 empty] | WLDFR | HFTD - Distribution - Tier 3 - 5QU CoRE ¦ 2QU LoRE | Non-Red Flag Warning - Large Fires | 2037 | 5.8119e-08 | 6.1368e-08 | 5.5138e-08 | 5.2512e-08 | 6.1205 | 0.77885 | 3.4265 | 1.9151 | 0 | 0 | 0 | 0 | 1.2805e-05 | 3.5572e-07 | 0 | 3.5572e-07 | 3.756e-07 | 0 | 3.756e-07 | 3.3747e-07 | 0 | 3.3747e-07 | 3.214e-07 | 0 | 3.214e-07
[79 empty] | WLDFR | HFTD - Distribution - Tier 3 - 5QU CoRE ¦ 2QU LoRE | Non-Red Flag Warning - Large Fires | 2038 | 5.8119e-08 | 6.1368e-08 | 5.5138e-08 | 5.2512e-08 | 6.5028 | 0.81304 | 3.6355 | 2.0543 | 0 | 0 | 0 | 0 | 1.2805e-05 | 3.7793e-07 | 0 | 3.7793e-07 | 3.9906e-07 | 0 | 3.9906e-07 | 3.5855e-07 | 0 | 3.5855e-07 | 3.4148e-07 | 0 | 3.4148e-07
[79 empty] | WLDFR | HFTD - Distribution - Tier 3 - 5QU CoRE ¦ 2QU LoRE | Non-Red Flag Warning - Large Fires | 2039 | 5.8119e-08 | 6.1368e-08 | 5.5138e-08 | 5.2512e-08 | 6.5028 | 0.81304 | 3.6355 | 2.0543 | 0 | 0 | 0 | 0 | 1.2805e-05 | 3.7793e-07 | 0 | 3.7793e-07 | 3.9906e-07 | 0 | 3.9906e-07 | 3.5855e-07 | 0 | 3.5855e-07 | 3.4148e-07 | 0 | 3.4148e-07
[79 empty] | WLDFR | HFTD - Distribution - Tier 3 - 5QU CoRE ¦ 2QU LoRE | Non-Red Flag Warning - Large Fires | 2040 | 5.8119e-08 | 6.1368e-08 | 5.5138e-08 | 5.2512e-08 | 6.5028 | 0.81304 | 3.6355 | 2.0543 | 0 | 0 | 0 | 0 | 1.2805e-05 | 3.7793e-07 | 0 | 3.7793e-07 | 3.9906e-07 | 0 | 3.9906e-07 | 3.5855e-07 | 0 | 3.5855e-07 | 3.4148e-07 | 0 | 3.4148e-07
[79 empty] | WLDFR | HFTD - Distribution - Tier 3 - 5QU CoRE ¦ 2QU LoRE | Non-Red Flag Warning - Large Fires | 2041 | 5.8119e-08 | 6.1368e-08 | 5.5138e-08 | 5.2512e-08 | 6.5028 | 0.81304 | 3.6355 | 2.0543 | 0 | 0 | 0 | 0 | 1.2805e-05 | 3.7793e-07 | 0 | 3.7793e-07 | 3.9906e-07 | 0 | 3.9906e-07 | 3.5855e-07 | 0 | 3.5855e-07 | 3.4148e-07 | 0 | 3.4148e-07
[79 empty] | WLDFR | HFTD - Distribution - Tier 3 - 5QU CoRE ¦ 2QU LoRE | Non-Red Flag Warning - Large Fires | 2042 | 5.8119e-08 | 6.1368e-08 | 5.5138e-08 | 5.2512e-08 | 6.5028 | 0.81304 | 3.6355 | 2.0543 | 0 | 0 | 0 | 0 | 1.2805e-05 | 3.7793e-07 | 0 | 3.7793e-07 | 3.9906e-07 | 0 | 3.9906e-07 | 3.5855e-07 | 0 | 3.5855e-07 | 3.4148e-07 | 0 | 3.4148e-07
[79 empty] | WLDFR | HFTD - Distribution - Tier 3 - 5QU CoRE ¦ 2QU LoRE | Non-Red Flag Warning - Large Fires | 2043 | 5.8119e-08 | 6.1368e-08 | 5.5138e-08 | 5.2512e-08 | 6.9209 | 0.84944 | 3.8632 | 2.2083 | 0 | 0 | 0 | 0 | 1.2805e-05 | 4.0223e-07 | 0 | 4.0223e-07 | 4.2472e-07 | 0 | 4.2472e-07 | 3.816e-07 | 0 | 3.816e-07 | 3.6343e-07 | 0 | 3.6343e-07
[79 empty] | WLDFR | HFTD - Distribution - Tier 3 - 5QU CoRE ¦ 2QU LoRE | Non-Red Flag Warning - Large Fires | 2044 | 5.8119e-08 | 6.1368e-08 | 5.5138e-08 | 5.2512e-08 | 6.9209 | 0.84944 | 3.8632 | 2.2083 | 0 | 0 | 0 | 0 | 1.2805e-05 | 4.0223e-07 | 0 | 4.0223e-07 | 4.2472e-07 | 0 | 4.2472e-07 | 3.816e-07 | 0 | 3.816e-07 | 3.6343e-07 | 0 | 3.6343e-07
[79 empty] | WLDFR | HFTD - Distribution - Tier 3 - 5QU CoRE ¦ 2QU LoRE | Non-Red Flag Warning - Large Fires | 2045 | 5.8119e-08 | 6.1368e-08 | 5.5138e-08 | 5.2512e-08 | 6.9209 | 0.84944 | 3.8632 | 2.2083 | 0 | 0 | 0 | 0 | 1.2805e-05 | 4.0223e-07 | 0 | 4.0223e-07 | 4.2472e-07 | 0 | 4.2472e-07 | 3.816e-07 | 0 | 3.816e-07 | 3.6343e-07 | 0 | 3.6343e-07
[79 empty] | WLDFR | HFTD - Distribution - Tier 3 - 5QU CoRE ¦ 2QU LoRE | Non-Red Flag Warning - Large Fires | 2046 | 5.8119e-08 | 6.1368e-08 | 5.5138e-08 | 5.2512e-08 | 6.9209 | 0.84944 | 3.8632 | 2.2083 | 0 | 0 | 0 | 0 | 1.2805e-05 | 4.0223e-07 | 0 | 4.0223e-07 | 4.2472e-07 | 0 | 4.2472e-07 | 3.816e-07 | 0 | 3.816e-07 | 3.6343e-07 | 0 | 3.6343e-07
[79 empty] | WLDFR | HFTD - Distribution - Tier 3 - 5QU CoRE ¦ 2QU LoRE | Non-Red Flag Warning - Large Fires | 2047 | 5.8119e-08 | 6.1368e-08 | 5.5138e-08 | 5.2512e-08 | 6.9209 | 0.84944 | 3.8632 | 2.2083 | 0 | 0 | 0 | 0 | 1.2805e-05 | 4.0223e-07 | 0 | 4.0223e-07 | 4.2472e-07 | 0 | 4.2472e-07 | 3.816e-07 | 0 | 3.816e-07 | 3.6343e-07 | 0 | 3.6343e-07
[79 empty] | WLDFR | HFTD - Distribution - Tier 3 - 5QU CoRE ¦ 2QU LoRE | Non-Red Flag Warning - Large Fires | 2048 | 5.8119e-08 | 6.1368e-08 | 5.5138e-08 | 5.2512e-08 | 7.3713 | 0.88759 | 4.1075 | 2.3763 | 0 | 0 | 0 | 0 | 1.2805e-05 | 4.2841e-07 | 0 | 4.2841e-07 | 4.5237e-07 | 0 | 4.5237e-07 | 4.0644e-07 | 0 | 4.0644e-07 | 3.8708e-07 | 0 | 3.8708e-07
[79 empty] | WLDFR | HFTD - Distribution - Tier 3 - 5QU CoRE ¦ 2QU LoRE | Non-Red Flag Warning - Large Fires | 2049 | 5.8119e-08 | 6.1368e-08 | 5.5138e-08 | 5.2512e-08 | 7.3713 | 0.88759 | 4.1075 | 2.3763 | 0 | 0 | 0 | 0 | 1.2805e-05 | 4.2841e-07 | 0 | 4.2841e-07 | 4.5237e-07 | 0 | 4.5237e-07 | 4.0644e-07 | 0 | 4.0644e-07 | 3.8708e-07 | 0 | 3.8708e-07
[79 empty] | WLDFR | HFTD - Distribution - Tier 3 - 5QU CoRE ¦ 2QU LoRE | Non-Red Flag Warning - Large Fires | 2050 | 0 | 6.1368e-08 | 5.5138e-08 | 5.2512e-08 | 7.3713 | 0.88759 | 4.1075 | 2.3763 | 0 | 0 | 0 | 0 | 1.2805e-05 | 0 | 0 | 0 | 4.5237e-07 | 0 | 4.5237e-07 | 4.0644e-07 | 0 | 4.0644e-07 | 3.8708e-07 | 0 | 3.8708e-07
[79 empty] | WLDFR | HFTD - Distribution - Tier 3 - 5QU CoRE ¦ 2QU LoRE | Non-Red Flag Warning - Large Fires | 2051 | 0 | 0 | 5.5138e-08 | 5.2512e-08 | 7.3713 | 0.88759 | 4.1075 | 2.3763 | 0 | 0 | 0 | 0 | 1.2805e-05 | 0 | 0 | 0 | 0 | 0 | 0 | 4.0644e-07 | 0 | 4.0644e-07 | 3.8708e-07 | 0 | 3.8708e-07
[79 empty] | WLDFR | HFTD - Distribution - Tier 3 - 5QU CoRE ¦ 2QU LoRE | Non-Red Flag Warning - Large Fires | 2052 | 0 | 0 | 0 | 5.2512e-08 | 7.3713 | 0.88759 | 4.1075 | 2.3763 | 0 | 0 | 0 | 0 | 1.2805e-05 | 0 | 0 | 0 | 0 | 0 | 0 | 0 | 0 | 0 | 3.8708e-07 | 0 | 3.8708e-07
[79 empty] | WLDFR | HFTD - Distribution - Tier 3 - 5QU CoRE ¦ 2QU LoRE | Non-Red Flag Warning - Small Fires | 2020 | 4.2607e-05 | 0 | 0 | 0 | 0.077901 | 0.036425 | 0.0015809 | 0.039895 | 0 | 0 | 0 | 0 | 0.0055478 | 3.3191e-06 | 0 | 3.3191e-06 | 0 | 0 | 0 | 0 | 0 | 0 | 0 | 0 | 0
[79 empty] | WLDFR | HFTD - Distribution - Tier 3 - 5QU CoRE ¦ 2QU LoRE | Non-Red Flag Warning - Small Fires | 2021 | 2.3714e-05 | 4.4989e-05 | 0 | 0 | 0.077901 | 0.036425 | 0.0015809 | 0.039895 | 0 | 0 | 0 | 0 | 0.0055478 | 1.8474e-06 | 0 | 1.8474e-06 | 3.5047e-06 | 0 | 3.5047e-06 | 0 | 0 | 0 | 0 | 0 | 0
[79 empty] | WLDFR | HFTD - Distribution - Tier 3 - 5QU CoRE ¦ 2QU LoRE | Non-Red Flag Warning - Small Fires | 2022 | 2.4977e-05 | 2.6374e-05 | 4.2887e-05 | 0 | 0.077901 | 0.036425 | 0.0015809 | 0.039895 | 0 | 0 | 0 | 0 | 0.0054822 | 1.9457e-06 | 0 | 1.9457e-06 | 2.0545e-06 | 0 | 2.0545e-06 | 3.3409e-06 | 0 | 3.3409e-06 | 0 | 0 | 0
[79 empty] | WLDFR | HFTD - Distribution - Tier 3 - 5QU CoRE ¦ 2QU LoRE | Non-Red Flag Warning - Small Fires | 2023 | 2.4977e-05 | 2.6374e-05 | 2.3696e-05 | 4.0845e-05 | 0.080408 | 0.03759 | 0.0016314 | 0.041187 | 0 | 0 | 0 | 0 | 0.0054822 | 2.0084e-06 | 0 | 2.0084e-06 | 2.1207e-06 | 0 | 2.1207e-06 | 1.9054e-06 | 0 | 1.9054e-06 | 3.2843e-06 | 0 | 3.2843e-06
[79 empty] | WLDFR | HFTD - Distribution - Tier 3 - 5QU CoRE ¦ 2QU LoRE | Non-Red Flag Warning - Small Fires | 2024 | 2.4977e-05 | 2.6374e-05 | 2.3696e-05 | 2.2568e-05 | 0.080408 | 0.03759 | 0.0016314 | 0.041187 | 0 | 0 | 0 | 0 | 0.0054822 | 2.0084e-06 | 0 | 2.0084e-06 | 2.1207e-06 | 0 | 2.1207e-06 | 1.9054e-06 | 0 | 1.9054e-06 | 1.8146e-06 | 0 | 1.8146e-06
[79 empty] | WLDFR | HFTD - Distribution - Tier 3 - 5QU CoRE ¦ 2QU LoRE | Non-Red Flag Warning - Small Fires | 2025 | 2.4977e-05 | 2.6374e-05 | 2.3696e-05 | 2.2568e-05 | 0.080408 | 0.03759 | 0.0016314 | 0.041187 | 0 | 0 | 0 | 0 | 0.0054822 | 2.0084e-06 | 0 | 2.0084e-06 | 2.1207e-06 | 0 | 2.1207e-06 | 1.9054e-06 | 0 | 1.9054e-06 | 1.8146e-06 | 0 | 1.8146e-06
[79 empty] | WLDFR | HFTD - Distribution - Tier 3 - 5QU CoRE ¦ 2QU LoRE | Non-Red Flag Warning - Small Fires | 2026 | 2.4977e-05 | 2.6374e-05 | 2.3696e-05 | 2.2568e-05 | 0.080408 | 0.03759 | 0.0016314 | 0.041187 | 0 | 0 | 0 | 0 | 0.0054822 | 2.0084e-06 | 0 | 2.0084e-06 | 2.1207e-06 | 0 | 2.1207e-06 | 1.9054e-06 | 0 | 1.9054e-06 | 1.8146e-06 | 0 | 1.8146e-06
[79 empty] | WLDFR | HFTD - Distribution - Tier 3 - 5QU CoRE ¦ 2QU LoRE | Non-Red Flag Warning - Small Fires | 2027 | 2.4977e-05 | 2.6374e-05 | 2.3696e-05 | 2.2568e-05 | 0.080408 | 0.03759 | 0.0016314 | 0.041187 | 0 | 0 | 0 | 0 | 0.0054822 | 2.0084e-06 | 0 | 2.0084e-06 | 2.1207e-06 | 0 | 2.1207e-06 | 1.9054e-06 | 0 | 1.9054e-06 | 1.8146e-06 | 0 | 1.8146e-06
[79 empty] | WLDFR | HFTD - Distribution - Tier 3 - 5QU CoRE ¦ 2QU LoRE | Non-Red Flag Warning - Small Fires | 2028 | 2.4977e-05 | 2.6374e-05 | 2.3696e-05 | 2.2568e-05 | 0.083606 | 0.039055 | 0.001695 | 0.042856 | 0 | 0 | 0 | 0 | 0.0054822 | 2.0883e-06 | 0 | 2.0883e-06 | 2.205e-06 | 0 | 2.205e-06 | 1.9811e-06 | 0 | 1.9811e-06 | 1.8868e-06 | 0 | 1.8868e-06
[79 empty] | WLDFR | HFTD - Distribution - Tier 3 - 5QU CoRE ¦ 2QU LoRE | Non-Red Flag Warning - Small Fires | 2029 | 2.4977e-05 | 2.6374e-05 | 2.3696e-05 | 2.2568e-05 | 0.083606 | 0.039055 | 0.001695 | 0.042856 | 0 | 0 | 0 | 0 | 0.0054822 | 2.0883e-06 | 0 | 2.0883e-06 | 2.205e-06 | 0 | 2.205e-06 | 1.9811e-06 | 0 | 1.9811e-06 | 1.8868e-06 | 0 | 1.8868e-06
[79 empty] | WLDFR | HFTD - Distribution - Tier 3 - 5QU CoRE ¦ 2QU LoRE | Non-Red Flag Warning - Small Fires | 2030 | 2.4977e-05 | 2.6374e-05 | 2.3696e-05 | 2.2568e-05 | 0.083606 | 0.039055 | 0.001695 | 0.042856 | 0 | 0 | 0 | 0 | 0.0054822 | 2.0883e-06 | 0 | 2.0883e-06 | 2.205e-06 | 0 | 2.205e-06 | 1.9811e-06 | 0 | 1.9811e-06 | 1.8868e-06 | 0 | 1.8868e-06
[79 empty] | WLDFR | HFTD - Distribution - Tier 3 - 5QU CoRE ¦ 2QU LoRE | Non-Red Flag Warning - Small Fires | 2031 | 2.4977e-05 | 2.6374e-05 | 2.3696e-05 | 2.2568e-05 | 0.083606 | 0.039055 | 0.001695 | 0.042856 | 0 | 0 | 0 | 0 | 0.0054822 | 2.0883e-06 | 0 | 2.0883e-06 | 2.205e-06 | 0 | 2.205e-06 | 1.9811e-06 | 0 | 1.9811e-06 | 1.8868e-06 | 0 | 1.8868e-06
[79 empty] | WLDFR | HFTD - Distribution - Tier 3 - 5QU CoRE ¦ 2QU LoRE | Non-Red Flag Warning - Small Fires | 2032 | 2.4977e-05 | 2.6374e-05 | 2.3696e-05 | 2.2568e-05 | 0.083606 | 0.039055 | 0.001695 | 0.042856 | 0 | 0 | 0 | 0 | 0.0054822 | 2.0883e-06 | 0 | 2.0883e-06 | 2.205e-06 | 0 | 2.205e-06 | 1.9811e-06 | 0 | 1.9811e-06 | 1.8868e-06 | 0 | 1.8868e-06
[79 empty] | WLDFR | HFTD - Distribution - Tier 3 - 5QU CoRE ¦ 2QU LoRE | Non-Red Flag Warning - Small Fires | 2033 | 2.4977e-05 | 2.6374e-05 | 2.3696e-05 | 2.2568e-05 | 0.087211 | 0.040679 | 0.0017655 | 0.044766 | 0 | 0 | 0 | 0 | 0.0054822 | 2.1783e-06 | 0 | 2.1783e-06 | 2.3001e-06 | 0 | 2.3001e-06 | 2.0666e-06 | 0 | 2.0666e-06 | 1.9682e-06 | 0 | 1.9682e-06
[79 empty] | WLDFR | HFTD - Distribution - Tier 3 - 5QU CoRE ¦ 2QU LoRE | Non-Red Flag Warning - Small Fires | 2034 | 2.4977e-05 | 2.6374e-05 | 2.3696e-05 | 2.2568e-05 | 0.087211 | 0.040679 | 0.0017655 | 0.044766 | 0 | 0 | 0 | 0 | 0.0054822 | 2.1783e-06 | 0 | 2.1783e-06 | 2.3001e-06 | 0 | 2.3001e-06 | 2.0666e-06 | 0 | 2.0666e-06 | 1.9682e-06 | 0 | 1.9682e-06
[79 empty] | WLDFR | HFTD - Distribution - Tier 3 - 5QU CoRE ¦ 2QU LoRE | Non-Red Flag Warning - Small Fires | 2035 | 2.4977e-05 | 2.6374e-05 | 2.3696e-05 | 2.2568e-05 | 0.087211 | 0.040679 | 0.0017655 | 0.044766 | 0 | 0 | 0 | 0 | 0.0054822 | 2.1783e-06 | 0 | 2.1783e-06 | 2.3001e-06 | 0 | 2.3001e-06 | 2.0666e-06 | 0 | 2.0666e-06 | 1.9682e-06 | 0 | 1.9682e-06
[79 empty] | WLDFR | HFTD - Distribution - Tier 3 - 5QU CoRE ¦ 2QU LoRE | Non-Red Flag Warning - Small Fires | 2036 | 2.4977e-05 | 2.6374e-05 | 2.3696e-05 | 2.2568e-05 | 0.087211 | 0.040679 | 0.0017655 | 0.044766 | 0 | 0 | 0 | 0 | 0.0054822 | 2.1783e-06 | 0 | 2.1783e-06 | 2.3001e-06 | 0 | 2.3001e-06 | 2.0666e-06 | 0 | 2.0666e-06 | 1.9682e-06 | 0 | 1.9682e-06
[79 empty] | WLDFR | HFTD - Distribution - Tier 3 - 5QU CoRE ¦ 2QU LoRE | Non-Red Flag Warning - Small Fires | 2037 | 2.4977e-05 | 2.6374e-05 | 2.3696e-05 | 2.2568e-05 | 0.087211 | 0.040679 | 0.0017655 | 0.044766 | 0 | 0 | 0 | 0 | 0.0054822 | 2.1783e-06 | 0 | 2.1783e-06 | 2.3001e-06 | 0 | 2.3001e-06 | 2.0666e-06 | 0 | 2.0666e-06 | 1.9682e-06 | 0 | 1.9682e-06
[79 empty] | WLDFR | HFTD - Distribution - Tier 3 - 5QU CoRE ¦ 2QU LoRE | Non-Red Flag Warning - Small Fires | 2038 | 2.4977e-05 | 2.6374e-05 | 2.3696e-05 | 2.2568e-05 | 0.091184 | 0.042438 | 0.0018418 | 0.046905 | 0 | 0 | 0 | 0 | 0.0054822 | 2.2775e-06 | 0 | 2.2775e-06 | 2.4049e-06 | 0 | 2.4049e-06 | 2.1607e-06 | 0 | 2.1607e-06 | 2.0578e-06 | 0 | 2.0578e-06
[79 empty] | WLDFR | HFTD - Distribution - Tier 3 - 5QU CoRE ¦ 2QU LoRE | Non-Red Flag Warning - Small Fires | 2039 | 2.4977e-05 | 2.6374e-05 | 2.3696e-05 | 2.2568e-05 | 0.091184 | 0.042438 | 0.0018418 | 0.046905 | 0 | 0 | 0 | 0 | 0.0054822 | 2.2775e-06 | 0 | 2.2775e-06 | 2.4049e-06 | 0 | 2.4049e-06 | 2.1607e-06 | 0 | 2.1607e-06 | 2.0578e-06 | 0 | 2.0578e-06
[79 empty] | WLDFR | HFTD - Distribution - Tier 3 - 5QU CoRE ¦ 2QU LoRE | Non-Red Flag Warning - Small Fires | 2040 | 2.4977e-05 | 2.6374e-05 | 2.3696e-05 | 2.2568e-05 | 0.091184 | 0.042438 | 0.0018418 | 0.046905 | 0 | 0 | 0 | 0 | 0.0054822 | 2.2775e-06 | 0 | 2.2775e-06 | 2.4049e-06 | 0 | 2.4049e-06 | 2.1607e-06 | 0 | 2.1607e-06 | 2.0578e-06 | 0 | 2.0578e-06
[79 empty] | WLDFR | HFTD - Distribution - Tier 3 - 5QU CoRE ¦ 2QU LoRE | Non-Red Flag Warning - Small Fires | 2041 | 2.4977e-05 | 2.6374e-05 | 2.3696e-05 | 2.2568e-05 | 0.091184 | 0.042438 | 0.0018418 | 0.046905 | 0 | 0 | 0 | 0 | 0.0054822 | 2.2775e-06 | 0 | 2.2775e-06 | 2.4049e-06 | 0 | 2.4049e-06 | 2.1607e-06 | 0 | 2.1607e-06 | 2.0578e-06 | 0 | 2.0578e-06
[79 empty] | WLDFR | HFTD - Distribution - Tier 3 - 5QU CoRE ¦ 2QU LoRE | Non-Red Flag Warning - Small Fires | 2042 | 2.4977e-05 | 2.6374e-05 | 2.3696e-05 | 2.2568e-05 | 0.091184 | 0.042438 | 0.0018418 | 0.046905 | 0 | 0 | 0 | 0 | 0.0054822 | 2.2775e-06 | 0 | 2.2775e-06 | 2.4049e-06 | 0 | 2.4049e-06 | 2.1607e-06 | 0 | 2.1607e-06 | 2.0578e-06 | 0 | 2.0578e-06
[79 empty] | WLDFR | HFTD - Distribution - Tier 3 - 5QU CoRE ¦ 2QU LoRE | Non-Red Flag Warning - Small Fires | 2043 | 2.4977e-05 | 2.6374e-05 | 2.3696e-05 | 2.2568e-05 | 0.095486 | 0.044306 | 0.0019228 | 0.049257 | 0 | 0 | 0 | 0 | 0.0054822 | 2.385e-06 | 0 | 2.385e-06 | 2.5183e-06 | 0 | 2.5183e-06 | 2.2626e-06 | 0 | 2.2626e-06 | 2.1549e-06 | 0 | 2.1549e-06
[79 empty] | WLDFR | HFTD - Distribution - Tier 3 - 5QU CoRE ¦ 2QU LoRE | Non-Red Flag Warning - Small Fires | 2044 | 2.4977e-05 | 2.6374e-05 | 2.3696e-05 | 2.2568e-05 | 0.095486 | 0.044306 | 0.0019228 | 0.049257 | 0 | 0 | 0 | 0 | 0.0054822 | 2.385e-06 | 0 | 2.385e-06 | 2.5183e-06 | 0 | 2.5183e-06 | 2.2626e-06 | 0 | 2.2626e-06 | 2.1549e-06 | 0 | 2.1549e-06
[79 empty] | WLDFR | HFTD - Distribution - Tier 3 - 5QU CoRE ¦ 2QU LoRE | Non-Red Flag Warning - Small Fires | 2045 | 2.4977e-05 | 2.6374e-05 | 2.3696e-05 | 2.2568e-05 | 0.095486 | 0.044306 | 0.0019228 | 0.049257 | 0 | 0 | 0 | 0 | 0.0054822 | 2.385e-06 | 0 | 2.385e-06 | 2.5183e-06 | 0 | 2.5183e-06 | 2.2626e-06 | 0 | 2.2626e-06 | 2.1549e-06 | 0 | 2.1549e-06
[79 empty] | WLDFR | HFTD - Distribution - Tier 3 - 5QU CoRE ¦ 2QU LoRE | Non-Red Flag Warning - Small Fires | 2046 | 2.4977e-05 | 2.6374e-05 | 2.3696e-05 | 2.2568e-05 | 0.095486 | 0.044306 | 0.0019228 | 0.049257 | 0 | 0 | 0 | 0 | 0.0054822 | 2.385e-06 | 0 | 2.385e-06 | 2.5183e-06 | 0 | 2.5183e-06 | 2.2626e-06 | 0 | 2.2626e-06 | 2.1549e-06 | 0 | 2.1549e-06
[79 empty] | WLDFR | HFTD - Distribution - Tier 3 - 5QU CoRE ¦ 2QU LoRE | Non-Red Flag Warning - Small Fires | 2047 | 2.4977e-05 | 2.6374e-05 | 2.3696e-05 | 2.2568e-05 | 0.095486 | 0.044306 | 0.0019228 | 0.049257 | 0 | 0 | 0 | 0 | 0.0054822 | 2.385e-06 | 0 | 2.385e-06 | 2.5183e-06 | 0 | 2.5183e-06 | 2.2626e-06 | 0 | 2.2626e-06 | 2.1549e-06 | 0 | 2.1549e-06
[79 empty] | WLDFR | HFTD - Distribution - Tier 3 - 5QU CoRE ¦ 2QU LoRE | Non-Red Flag Warning - Small Fires | 2048 | 2.4977e-05 | 2.6374e-05 | 2.3696e-05 | 2.2568e-05 | 0.10007 | 0.04626 | 0.0020076 | 0.051804 | 0 | 0 | 0 | 0 | 0.0054822 | 2.4995e-06 | 0 | 2.4995e-06 | 2.6393e-06 | 0 | 2.6393e-06 | 2.3713e-06 | 0 | 2.3713e-06 | 2.2584e-06 | 0 | 2.2584e-06
[79 empty] | WLDFR | HFTD - Distribution - Tier 3 - 5QU CoRE ¦ 2QU LoRE | Non-Red Flag Warning - Small Fires | 2049 | 2.4977e-05 | 2.6374e-05 | 2.3696e-05 | 2.2568e-05 | 0.10007 | 0.04626 | 0.0020076 | 0.051804 | 0 | 0 | 0 | 0 | 0.0054822 | 2.4995e-06 | 0 | 2.4995e-06 | 2.6393e-06 | 0 | 2.6393e-06 | 2.3713e-06 | 0 | 2.3713e-06 | 2.2584e-06 | 0 | 2.2584e-06
[79 empty] | WLDFR | HFTD - Distribution - Tier 3 - 5QU CoRE ¦ 2QU LoRE | Non-Red Flag Warning - Small Fires | 2050 | 0 | 2.6374e-05 | 2.3696e-05 | 2.2568e-05 | 0.10007 | 0.04626 | 0.0020076 | 0.051804 | 0 | 0 | 0 | 0 | 0.0054822 | 0 | 0 | 0 | 2.6393e-06 | 0 | 2.6393e-06 | 2.3713e-06 | 0 | 2.3713e-06 | 2.2584e-06 | 0 | 2.2584e-06
[79 empty] | WLDFR | HFTD - Distribution - Tier 3 - 5QU CoRE ¦ 2QU LoRE | Non-Red Flag Warning - Small Fires | 2051 | 0 | 0 | 2.3696e-05 | 2.2568e-05 | 0.10007 | 0.04626 | 0.0020076 | 0.051804 | 0 | 0 | 0 | 0 | 0.0054822 | 0 | 0 | 0 | 0 | 0 | 0 | 2.3713e-06 | 0 | 2.3713e-06 | 2.2584e-06 | 0 | 2.2584e-06
[79 empty] | WLDFR | HFTD - Distribution - Tier 3 - 5QU CoRE ¦ 2QU LoRE | Non-Red Flag Warning - Small Fires | 2052 | 0 | 0 | 0 | 2.2568e-05 | 0.10007 | 0.04626 | 0.0020076 | 0.051804 | 0 | 0 | 0 | 0 | 0.0054822 | 0 | 0 | 0 | 0 | 0 | 0 | 0 | 0 | 0 | 2.2584e-06 | 0 | 2.2584e-06
[79 empty] | WLDFR | HFTD - Distribution - Tier 3 - 5QU CoRE ¦ 2QU LoRE | Red Flag Warning - Catastrophic Fires | 2020 | 2.4221e-08 | 0 | 0 | 0 | 14146.1306 | 222.2294 | 8585.7228 | 5338.1784 | 0 | 0 | 0 | 0 | 1.798e-06 | 0.00034264 | 0 | 0.00034264 | 0 | 0 | 0 | 0 | 0 | 0 | 0 | 0 | 0
[79 empty] | WLDFR | HFTD - Distribution - Tier 3 - 5QU CoRE ¦ 2QU LoRE | Red Flag Warning - Catastrophic Fires | 2021 | 1.6406e-08 | 2.5575e-08 | 0 | 0 | 14146.1306 | 222.2294 | 8585.7228 | 5338.1784 | 0 | 0 | 0 | 0 | 1.798e-06 | 0.00023208 | 0 | 0.00023208 | 0.00036179 | 0 | 0.00036179 | 0 | 0 | 0 | 0 | 0 | 0
[79 empty] | WLDFR | HFTD - Distribution - Tier 3 - 5QU CoRE ¦ 2QU LoRE | Red Flag Warning - Catastrophic Fires | 2022 | 1.6986e-08 | 1.7936e-08 | 2.4063e-08 | 0 | 14146.1306 | 222.2294 | 8585.7228 | 5338.1784 | 0 | 0 | 0 | 0 | 1.7857e-06 | 0.00024029 | 0 | 0.00024029 | 0.00025372 | 0 | 0.00025372 | 0.00034039 | 0 | 0.00034039 | 0 | 0 | 0
[79 empty] | WLDFR | HFTD - Distribution - Tier 3 - 5QU CoRE ¦ 2QU LoRE | Red Flag Warning - Catastrophic Fires | 2023 | 1.6986e-08 | 1.7936e-08 | 1.6115e-08 | 2.2917e-08 | 14664.6376 | 233.2301 | 8896.516 | 5534.8915 | 0 | 0 | 0 | 0 | 1.7857e-06 | 0.0002491 | 0 | 0.0002491 | 0.00026302 | 0 | 0.00026302 | 0.00023632 | 0 | 0.00023632 | 0.00033607 | 0 | 0.00033607
[79 empty] | WLDFR | HFTD - Distribution - Tier 3 - 5QU CoRE ¦ 2QU LoRE | Red Flag Warning - Catastrophic Fires | 2024 | 1.6986e-08 | 1.7936e-08 | 1.6115e-08 | 1.5348e-08 | 14664.6376 | 233.2301 | 8896.516 | 5534.8915 | 0 | 0 | 0 | 0 | 1.7857e-06 | 0.0002491 | 0 | 0.0002491 | 0.00026302 | 0 | 0.00026302 | 0.00023632 | 0 | 0.00023632 | 0.00022507 | 0 | 0.00022507
[79 empty] | WLDFR | HFTD - Distribution - Tier 3 - 5QU CoRE ¦ 2QU LoRE | Red Flag Warning - Catastrophic Fires | 2025 | 1.6986e-08 | 1.7936e-08 | 1.6115e-08 | 1.5348e-08 | 14664.6376 | 233.2301 | 8896.516 | 5534.8915 | 0 | 0 | 0 | 0 | 1.7857e-06 | 0.0002491 | 0 | 0.0002491 | 0.00026302 | 0 | 0.00026302 | 0.00023632 | 0 | 0.00023632 | 0.00022507 | 0 | 0.00022507
[79 empty] | WLDFR | HFTD - Distribution - Tier 3 - 5QU CoRE ¦ 2QU LoRE | Red Flag Warning - Catastrophic Fires | 2026 | 1.6986e-08 | 1.7936e-08 | 1.6115e-08 | 1.5348e-08 | 14664.6376 | 233.2301 | 8896.516 | 5534.8915 | 0 | 0 | 0 | 0 | 1.7857e-06 | 0.0002491 | 0 | 0.0002491 | 0.00026302 | 0 | 0.00026302 | 0.00023632 | 0 | 0.00023632 | 0.00022507 | 0 | 0.00022507
[79 empty] | WLDFR | HFTD - Distribution - Tier 3 - 5QU CoRE ¦ 2QU LoRE | Red Flag Warning - Catastrophic Fires | 2027 | 1.6986e-08 | 1.7936e-08 | 1.6115e-08 | 1.5348e-08 | 14664.6376 | 233.2301 | 8896.516 | 5534.8915 | 0 | 0 | 0 | 0 | 1.7857e-06 | 0.0002491 | 0 | 0.0002491 | 0.00026302 | 0 | 0.00026302 | 0.00023632 | 0 | 0.00023632 | 0.00022507 | 0 | 0.00022507
[79 empty] | WLDFR | HFTD - Distribution - Tier 3 - 5QU CoRE ¦ 2QU LoRE | Red Flag Warning - Catastrophic Fires | 2028 | 1.6986e-08 | 1.7936e-08 | 1.6115e-08 | 1.5348e-08 | 15317.9909 | 247.273 | 9287.6491 | 5783.0689 | 0 | 0 | 0 | 0 | 1.7857e-06 | 0.0002602 | 0 | 0.0002602 | 0.00027474 | 0 | 0.00027474 | 0.00024685 | 0 | 0.00024685 | 0.00023509 | 0 | 0.00023509
[79 empty] | WLDFR | HFTD - Distribution - Tier 3 - 5QU CoRE ¦ 2QU LoRE | Red Flag Warning - Catastrophic Fires | 2029 | 1.6986e-08 | 1.7936e-08 | 1.6115e-08 | 1.5348e-08 | 15317.9909 | 247.273 | 9287.6491 | 5783.0689 | 0 | 0 | 0 | 0 | 1.7857e-06 | 0.0002602 | 0 | 0.0002602 | 0.00027474 | 0 | 0.00027474 | 0.00024685 | 0 | 0.00024685 | 0.00023509 | 0 | 0.00023509
[79 empty] | WLDFR | HFTD - Distribution - Tier 3 - 5QU CoRE ¦ 2QU LoRE | Red Flag Warning - Catastrophic Fires | 2030 | 1.6986e-08 | 1.7936e-08 | 1.6115e-08 | 1.5348e-08 | 15317.9909 | 247.273 | 9287.6491 | 5783.0689 | 0 | 0 | 0 | 0 | 1.7857e-06 | 0.0002602 | 0 | 0.0002602 | 0.00027474 | 0 | 0.00027474 | 0.00024685 | 0 | 0.00024685 | 0.00023509 | 0 | 0.00023509
[79 empty] | WLDFR | HFTD - Distribution - Tier 3 - 5QU CoRE ¦ 2QU LoRE | Red Flag Warning - Catastrophic Fires | 2031 | 1.6986e-08 | 1.7936e-08 | 1.6115e-08 | 1.5348e-08 | 15317.9909 | 247.273 | 9287.6491 | 5783.0689 | 0 | 0 | 0 | 0 | 1.7857e-06 | 0.0002602 | 0 | 0.0002602 | 0.00027474 | 0 | 0.00027474 | 0.00024685 | 0 | 0.00024685 | 0.00023509 | 0 | 0.00023509
[79 empty] | WLDFR | HFTD - Distribution - Tier 3 - 5QU CoRE ¦ 2QU LoRE | Red Flag Warning - Catastrophic Fires | 2032 | 1.6986e-08 | 1.7936e-08 | 1.6115e-08 | 1.5348e-08 | 15317.9909 | 247.273 | 9287.6491 | 5783.0689 | 0 | 0 | 0 | 0 | 1.7857e-06 | 0.0002602 | 0 | 0.0002602 | 0.00027474 | 0 | 0.00027474 | 0.00024685 | 0 | 0.00024685 | 0.00023509 | 0 | 0.00023509
[79 empty] | WLDFR | HFTD - Distribution - Tier 3 - 5QU CoRE ¦ 2QU LoRE | Red Flag Warning - Catastrophic Fires | 2033 | 1.6986e-08 | 1.7936e-08 | 1.6115e-08 | 1.5348e-08 | 16044.1264 | 263.1074 | 9721.74 | 6059.2791 | 0 | 0 | 0 | 0 | 1.7857e-06 | 0.00027253 | 0 | 0.00027253 | 0.00028777 | 0 | 0.00028777 | 0.00025855 | 0 | 0.00025855 | 0.00024624 | 0 | 0.00024624
[79 empty] | WLDFR | HFTD - Distribution - Tier 3 - 5QU CoRE ¦ 2QU LoRE | Red Flag Warning - Catastrophic Fires | 2034 | 1.6986e-08 | 1.7936e-08 | 1.6115e-08 | 1.5348e-08 | 16044.1264 | 263.1074 | 9721.74 | 6059.2791 | 0 | 0 | 0 | 0 | 1.7857e-06 | 0.00027253 | 0 | 0.00027253 | 0.00028777 | 0 | 0.00028777 | 0.00025855 | 0 | 0.00025855 | 0.00024624 | 0 | 0.00024624
[79 empty] | WLDFR | HFTD - Distribution - Tier 3 - 5QU CoRE ¦ 2QU LoRE | Red Flag Warning - Catastrophic Fires | 2035 | 1.6986e-08 | 1.7936e-08 | 1.6115e-08 | 1.5348e-08 | 16044.1264 | 263.1074 | 9721.74 | 6059.2791 | 0 | 0 | 0 | 0 | 1.7857e-06 | 0.00027253 | 0 | 0.00027253 | 0.00028777 | 0 | 0.00028777 | 0.00025855 | 0 | 0.00025855 | 0.00024624 | 0 | 0.00024624
[79 empty] | WLDFR | HFTD - Distribution - Tier 3 - 5QU CoRE ¦ 2QU LoRE | Red Flag Warning - Catastrophic Fires | 2036 | 1.6986e-08 | 1.7936e-08 | 1.6115e-08 | 1.5348e-08 | 16044.1264 | 263.1074 | 9721.74 | 6059.2791 | 0 | 0 | 0 | 0 | 1.7857e-06 | 0.00027253 | 0 | 0.00027253 | 0.00028777 | 0 | 0.00028777 | 0.00025855 | 0 | 0.00025855 | 0.00024624 | 0 | 0.00024624
[79 empty] | WLDFR | HFTD - Distribution - Tier 3 - 5QU CoRE ¦ 2QU LoRE | Red Flag Warning - Catastrophic Fires | 2037 | 1.6986e-08 | 1.7936e-08 | 1.6115e-08 | 1.5348e-08 | 16044.1264 | 263.1074 | 9721.74 | 6059.2791 | 0 | 0 | 0 | 0 | 1.7857e-06 | 0.00027253 | 0 | 0.00027253 | 0.00028777 | 0 | 0.00028777 | 0.00025855 | 0 | 0.00025855 | 0.00024624 | 0 | 0.00024624
[79 empty] | WLDFR | HFTD - Distribution - Tier 3 - 5QU CoRE ¦ 2QU LoRE | Red Flag Warning - Catastrophic Fires | 2038 | 1.6986e-08 | 1.7936e-08 | 1.6115e-08 | 1.5348e-08 | 16832.3912 | 280.5544 | 10192.2718 | 6359.5651 | 0 | 0 | 0 | 0 | 1.7857e-06 | 0.00028592 | 0 | 0.00028592 | 0.0003019 | 0 | 0.0003019 | 0.00027125 | 0 | 0.00027125 | 0.00025834 | 0 | 0.00025834
[79 empty] | WLDFR | HFTD - Distribution - Tier 3 - 5QU CoRE ¦ 2QU LoRE | Red Flag Warning - Catastrophic Fires | 2039 | 1.6986e-08 | 1.7936e-08 | 1.6115e-08 | 1.5348e-08 | 16832.3912 | 280.5544 | 10192.2718 | 6359.5651 | 0 | 0 | 0 | 0 | 1.7857e-06 | 0.00028592 | 0 | 0.00028592 | 0.0003019 | 0 | 0.0003019 | 0.00027125 | 0 | 0.00027125 | 0.00025834 | 0 | 0.00025834
[79 empty] | WLDFR | HFTD - Distribution - Tier 3 - 5QU CoRE ¦ 2QU LoRE | Red Flag Warning - Catastrophic Fires | 2040 | 1.6986e-08 | 1.7936e-08 | 1.6115e-08 | 1.5348e-08 | 16832.3912 | 280.5544 | 10192.2718 | 6359.5651 | 0 | 0 | 0 | 0 | 1.7857e-06 | 0.00028592 | 0 | 0.00028592 | 0.0003019 | 0 | 0.0003019 | 0.00027125 | 0 | 0.00027125 | 0.00025834 | 0 | 0.00025834
[79 empty] | WLDFR | HFTD - Distribution - Tier 3 - 5QU CoRE ¦ 2QU LoRE | Red Flag Warning - Catastrophic Fires | 2041 | 1.6986e-08 | 1.7936e-08 | 1.6115e-08 | 1.5348e-08 | 16832.3912 | 280.5544 | 10192.2718 | 6359.5651 | 0 | 0 | 0 | 0 | 1.7857e-06 | 0.00028592 | 0 | 0.00028592 | 0.0003019 | 0 | 0.0003019 | 0.00027125 | 0 | 0.00027125 | 0.00025834 | 0 | 0.00025834
[79 empty] | WLDFR | HFTD - Distribution - Tier 3 - 5QU CoRE ¦ 2QU LoRE | Red Flag Warning - Catastrophic Fires | 2042 | 1.6986e-08 | 1.7936e-08 | 1.6115e-08 | 1.5348e-08 | 16832.3912 | 280.5544 | 10192.2718 | 6359.5651 | 0 | 0 | 0 | 0 | 1.7857e-06 | 0.00028592 | 0 | 0.00028592 | 0.0003019 | 0 | 0.0003019 | 0.00027125 | 0 | 0.00027125 | 0.00025834 | 0 | 0.00025834
[79 empty] | WLDFR | HFTD - Distribution - Tier 3 - 5QU CoRE ¦ 2QU LoRE | Red Flag Warning - Catastrophic Fires | 2043 | 1.6986e-08 | 1.7936e-08 | 1.6115e-08 | 1.5348e-08 | 17672.0852 | 299.42 | 10692.7362 | 6679.929 | 0 | 0 | 0 | 0 | 1.7857e-06 | 0.00030018 | 0 | 0.00030018 | 0.00031697 | 0 | 0.00031697 | 0.00028479 | 0 | 0.00028479 | 0.00027122 | 0 | 0.00027122
[79 empty] | WLDFR | HFTD - Distribution - Tier 3 - 5QU CoRE ¦ 2QU LoRE | Red Flag Warning - Catastrophic Fires | 2044 | 1.6986e-08 | 1.7936e-08 | 1.6115e-08 | 1.5348e-08 | 17672.0852 | 299.42 | 10692.7362 | 6679.929 | 0 | 0 | 0 | 0 | 1.7857e-06 | 0.00030018 | 0 | 0.00030018 | 0.00031697 | 0 | 0.00031697 | 0.00028479 | 0 | 0.00028479 | 0.00027122 | 0 | 0.00027122
[79 empty] | WLDFR | HFTD - Distribution - Tier 3 - 5QU CoRE ¦ 2QU LoRE | Red Flag Warning - Catastrophic Fires | 2045 | 1.6986e-08 | 1.7936e-08 | 1.6115e-08 | 1.5348e-08 | 17672.0852 | 299.42 | 10692.7362 | 6679.929 | 0 | 0 | 0 | 0 | 1.7857e-06 | 0.00030018 | 0 | 0.00030018 | 0.00031697 | 0 | 0.00031697 | 0.00028479 | 0 | 0.00028479 | 0.00027122 | 0 | 0.00027122
[79 empty] | WLDFR | HFTD - Distribution - Tier 3 - 5QU CoRE ¦ 2QU LoRE | Red Flag Warning - Catastrophic Fires | 2046 | 1.6986e-08 | 1.7936e-08 | 1.6115e-08 | 1.5348e-08 | 17672.0852 | 299.42 | 10692.7362 | 6679.929 | 0 | 0 | 0 | 0 | 1.7857e-06 | 0.00030018 | 0 | 0.00030018 | 0.00031697 | 0 | 0.00031697 | 0.00028479 | 0 | 0.00028479 | 0.00027122 | 0 | 0.00027122
[79 empty] | WLDFR | HFTD - Distribution - Tier 3 - 5QU CoRE ¦ 2QU LoRE | Red Flag Warning - Catastrophic Fires | 2047 | 1.6986e-08 | 1.7936e-08 | 1.6115e-08 | 1.5348e-08 | 17672.0852 | 299.42 | 10692.7362 | 6679.929 | 0 | 0 | 0 | 0 | 1.7857e-06 | 0.00030018 | 0 | 0.00030018 | 0.00031697 | 0 | 0.00031697 | 0.00028479 | 0 | 0.00028479 | 0.00027122 | 0 | 0.00027122
[79 empty] | WLDFR | HFTD - Distribution - Tier 3 - 5QU CoRE ¦ 2QU LoRE | Red Flag Warning - Catastrophic Fires | 2048 | 1.6986e-08 | 1.7936e-08 | 1.6115e-08 | 1.5348e-08 | 18552.3348 | 319.4911 | 11216.5626 | 7016.281 | 0 | 0 | 0 | 0 | 1.7857e-06 | 0.00031513 | 0 | 0.00031513 | 0.00033275 | 0 | 0.00033275 | 0.00029897 | 0 | 0.00029897 | 0.00028473 | 0 | 0.00028473
[79 empty] | WLDFR | HFTD - Distribution - Tier 3 - 5QU CoRE ¦ 2QU LoRE | Red Flag Warning - Catastrophic Fires | 2049 | 1.6986e-08 | 1.7936e-08 | 1.6115e-08 | 1.5348e-08 | 18552.3348 | 319.4911 | 11216.5626 | 7016.281 | 0 | 0 | 0 | 0 | 1.7857e-06 | 0.00031513 | 0 | 0.00031513 | 0.00033275 | 0 | 0.00033275 | 0.00029897 | 0 | 0.00029897 | 0.00028473 | 0 | 0.00028473
[79 empty] | WLDFR | HFTD - Distribution - Tier 3 - 5QU CoRE ¦ 2QU LoRE | Red Flag Warning - Catastrophic Fires | 2050 | 0 | 1.7936e-08 | 1.6115e-08 | 1.5348e-08 | 18552.3348 | 319.4911 | 11216.5626 | 7016.281 | 0 | 0 | 0 | 0 | 1.7857e-06 | 0 | 0 | 0 | 0.00033275 | 0 | 0.00033275 | 0.00029897 | 0 | 0.00029897 | 0.00028473 | 0 | 0.00028473
[79 empty] | WLDFR | HFTD - Distribution - Tier 3 - 5QU CoRE ¦ 2QU LoRE | Red Flag Warning - Catastrophic Fires | 2051 | 0 | 0 | 1.6115e-08 | 1.5348e-08 | 18552.3348 | 319.4911 | 11216.5626 | 7016.281 | 0 | 0 | 0 | 0 | 1.7857e-06 | 0 | 0 | 0 | 0 | 0 | 0 | 0.00029897 | 0 | 0.00029897 | 0.00028473 | 0 | 0.00028473
[79 empty] | WLDFR | HFTD - Distribution - Tier 3 - 5QU CoRE ¦ 2QU LoRE | Red Flag Warning - Catastrophic Fires | 2052 | 0 | 0 | 0 | 1.5348e-08 | 18552.3348 | 319.4911 | 11216.5626 | 7016.281 | 0 | 0 | 0 | 0 | 1.7857e-06 | 0 | 0 | 0 | 0 | 0 | 0 | 0 | 0 | 0 | 0.00028473 | 0 | 0.00028473
[79 empty] | WLDFR | HFTD - Distribution - Tier 3 - 5QU CoRE ¦ 2QU LoRE | Red Flag Warning - Destructive Fires | 2020 | 3.5336e-09 | 0 | 0 | 0 | 8807.9522 | 222.2294 | 8585.7228 | 0 | 0 | 0 | 0 | 0 | 2.8744e-07 | 3.1124e-05 | 0 | 3.1124e-05 | 0 | 0 | 0 | 0 | 0 | 0 | 0 | 0 | 0
[79 empty] | WLDFR | HFTD - Distribution - Tier 3 - 5QU CoRE ¦ 2QU LoRE | Red Flag Warning - Destructive Fires | 2021 | 2.3913e-09 | 3.7311e-09 | 0 | 0 | 8807.9522 | 222.2294 | 8585.7228 | 0 | 0 | 0 | 0 | 0 | 2.8744e-07 | 2.1063e-05 | 0 | 2.1063e-05 | 3.2864e-05 | 0 | 3.2864e-05 | 0 | 0 | 0 | 0 | 0 | 0
[79 empty] | WLDFR | HFTD - Distribution - Tier 3 - 5QU CoRE ¦ 2QU LoRE | Red Flag Warning - Destructive Fires | 2022 | 2.4835e-09 | 2.6223e-09 | 3.5247e-09 | 0 | 8807.9522 | 222.2294 | 8585.7228 | 0 | 0 | 0 | 0 | 0 | 2.8831e-07 | 2.1874e-05 | 0 | 2.1874e-05 | 2.3097e-05 | 0 | 2.3097e-05 | 3.1045e-05 | 0 | 3.1045e-05 | 0 | 0 | 0
[79 empty] | WLDFR | HFTD - Distribution - Tier 3 - 5QU CoRE ¦ 2QU LoRE | Red Flag Warning - Destructive Fires | 2023 | 2.4835e-09 | 2.6223e-09 | 2.3561e-09 | 3.3569e-09 | 9129.7461 | 233.2301 | 8896.516 | 0 | 0 | 0 | 0 | 0 | 2.8831e-07 | 2.2673e-05 | 0 | 2.2673e-05 | 2.3941e-05 | 0 | 2.3941e-05 | 2.151e-05 | 0 | 2.151e-05 | 3.0647e-05 | 0 | 3.0647e-05
[79 empty] | WLDFR | HFTD - Distribution - Tier 3 - 5QU CoRE ¦ 2QU LoRE | Red Flag Warning - Destructive Fires | 2024 | 2.4835e-09 | 2.6223e-09 | 2.3561e-09 | 2.2439e-09 | 9129.7461 | 233.2301 | 8896.516 | 0 | 0 | 0 | 0 | 0 | 2.8831e-07 | 2.2673e-05 | 0 | 2.2673e-05 | 2.3941e-05 | 0 | 2.3941e-05 | 2.151e-05 | 0 | 2.151e-05 | 2.0486e-05 | 0 | 2.0486e-05
[79 empty] | WLDFR | HFTD - Distribution - Tier 3 - 5QU CoRE ¦ 2QU LoRE | Red Flag Warning - Destructive Fires | 2025 | 2.4835e-09 | 2.6223e-09 | 2.3561e-09 | 2.2439e-09 | 9129.7461 | 233.2301 | 8896.516 | 0 | 0 | 0 | 0 | 0 | 2.8831e-07 | 2.2673e-05 | 0 | 2.2673e-05 | 2.3941e-05 | 0 | 2.3941e-05 | 2.151e-05 | 0 | 2.151e-05 | 2.0486e-05 | 0 | 2.0486e-05
[79 empty] | WLDFR | HFTD - Distribution - Tier 3 - 5QU CoRE ¦ 2QU LoRE | Red Flag Warning - Destructive Fires | 2026 | 2.4835e-09 | 2.6223e-09 | 2.3561e-09 | 2.2439e-09 | 9129.7461 | 233.2301 | 8896.516 | 0 | 0 | 0 | 0 | 0 | 2.8831e-07 | 2.2673e-05 | 0 | 2.2673e-05 | 2.3941e-05 | 0 | 2.3941e-05 | 2.151e-05 | 0 | 2.151e-05 | 2.0486e-05 | 0 | 2.0486e-05
[79 empty] | WLDFR | HFTD - Distribution - Tier 3 - 5QU CoRE ¦ 2QU LoRE | Red Flag Warning - Destructive Fires | 2027 | 2.4835e-09 | 2.6223e-09 | 2.3561e-09 | 2.2439e-09 | 9129.7461 | 233.2301 | 8896.516 | 0 | 0 | 0 | 0 | 0 | 2.8831e-07 | 2.2673e-05 | 0 | 2.2673e-05 | 2.3941e-05 | 0 | 2.3941e-05 | 2.151e-05 | 0 | 2.151e-05 | 2.0486e-05 | 0 | 2.0486e-05
[79 empty] | WLDFR | HFTD - Distribution - Tier 3 - 5QU CoRE ¦ 2QU LoRE | Red Flag Warning - Destructive Fires | 2028 | 2.4835e-09 | 2.6223e-09 | 2.3561e-09 | 2.2439e-09 | 9534.9221 | 247.273 | 9287.6491 | 0 | 0 | 0 | 0 | 0 | 2.8831e-07 | 2.368e-05 | 0 | 2.368e-05 | 2.5003e-05 | 0 | 2.5003e-05 | 2.2465e-05 | 0 | 2.2465e-05 | 2.1395e-05 | 0 | 2.1395e-05
[79 empty] | WLDFR | HFTD - Distribution - Tier 3 - 5QU CoRE ¦ 2QU LoRE | Red Flag Warning - Destructive Fires | 2029 | 2.4835e-09 | 2.6223e-09 | 2.3561e-09 | 2.2439e-09 | 9534.9221 | 247.273 | 9287.6491 | 0 | 0 | 0 | 0 | 0 | 2.8831e-07 | 2.368e-05 | 0 | 2.368e-05 | 2.5003e-05 | 0 | 2.5003e-05 | 2.2465e-05 | 0 | 2.2465e-05 | 2.1395e-05 | 0 | 2.1395e-05
[79 empty] | WLDFR | HFTD - Distribution - Tier 3 - 5QU CoRE ¦ 2QU LoRE | Red Flag Warning - Destructive Fires | 2030 | 2.4835e-09 | 2.6223e-09 | 2.3561e-09 | 2.2439e-09 | 9534.9221 | 247.273 | 9287.6491 | 0 | 0 | 0 | 0 | 0 | 2.8831e-07 | 2.368e-05 | 0 | 2.368e-05 | 2.5003e-05 | 0 | 2.5003e-05 | 2.2465e-05 | 0 | 2.2465e-05 | 2.1395e-05 | 0 | 2.1395e-05
[79 empty] | WLDFR | HFTD - Distribution - Tier 3 - 5QU CoRE ¦ 2QU LoRE | Red Flag Warning - Destructive Fires | 2031 | 2.4835e-09 | 2.6223e-09 | 2.3561e-09 | 2.2439e-09 | 9534.9221 | 247.273 | 9287.6491 | 0 | 0 | 0 | 0 | 0 | 2.8831e-07 | 2.368e-05 | 0 | 2.368e-05 | 2.5003e-05 | 0 | 2.5003e-05 | 2.2465e-05 | 0 | 2.2465e-05 | 2.1395e-05 | 0 | 2.1395e-05
[79 empty] | WLDFR | HFTD - Distribution - Tier 3 - 5QU CoRE ¦ 2QU LoRE | Red Flag Warning - Destructive Fires | 2032 | 2.4835e-09 | 2.6223e-09 | 2.3561e-09 | 2.2439e-09 | 9534.9221 | 247.273 | 9287.6491 | 0 | 0 | 0 | 0 | 0 | 2.8831e-07 | 2.368e-05 | 0 | 2.368e-05 | 2.5003e-05 | 0 | 2.5003e-05 | 2.2465e-05 | 0 | 2.2465e-05 | 2.1395e-05 | 0 | 2.1395e-05
[79 empty] | WLDFR | HFTD - Distribution - Tier 3 - 5QU CoRE ¦ 2QU LoRE | Red Flag Warning - Destructive Fires | 2033 | 2.4835e-09 | 2.6223e-09 | 2.3561e-09 | 2.2439e-09 | 9984.8474 | 263.1074 | 9721.74 | 0 | 0 | 0 | 0 | 0 | 2.8831e-07 | 2.4797e-05 | 0 | 2.4797e-05 | 2.6183e-05 | 0 | 2.6183e-05 | 2.3525e-05 | 0 | 2.3525e-05 | 2.2405e-05 | 0 | 2.2405e-05
[79 empty] | WLDFR | HFTD - Distribution - Tier 3 - 5QU CoRE ¦ 2QU LoRE | Red Flag Warning - Destructive Fires | 2034 | 2.4835e-09 | 2.6223e-09 | 2.3561e-09 | 2.2439e-09 | 9984.8474 | 263.1074 | 9721.74 | 0 | 0 | 0 | 0 | 0 | 2.8831e-07 | 2.4797e-05 | 0 | 2.4797e-05 | 2.6183e-05 | 0 | 2.6183e-05 | 2.3525e-05 | 0 | 2.3525e-05 | 2.2405e-05 | 0 | 2.2405e-05
[79 empty] | WLDFR | HFTD - Distribution - Tier 3 - 5QU CoRE ¦ 2QU LoRE | Red Flag Warning - Destructive Fires | 2035 | 2.4835e-09 | 2.6223e-09 | 2.3561e-09 | 2.2439e-09 | 9984.8474 | 263.1074 | 9721.74 | 0 | 0 | 0 | 0 | 0 | 2.8831e-07 | 2.4797e-05 | 0 | 2.4797e-05 | 2.6183e-05 | 0 | 2.6183e-05 | 2.3525e-05 | 0 | 2.3525e-05 | 2.2405e-05 | 0 | 2.2405e-05
[79 empty] | WLDFR | HFTD - Distribution - Tier 3 - 5QU CoRE ¦ 2QU LoRE | Red Flag Warning - Destructive Fires | 2036 | 2.4835e-09 | 2.6223e-09 | 2.3561e-09 | 2.2439e-09 | 9984.8474 | 263.1074 | 9721.74 | 0 | 0 | 0 | 0 | 0 | 2.8831e-07 | 2.4797e-05 | 0 | 2.4797e-05 | 2.6183e-05 | 0 | 2.6183e-05 | 2.3525e-05 | 0 | 2.3525e-05 | 2.2405e-05 | 0 | 2.2405e-05
[79 empty] | WLDFR | HFTD - Distribution - Tier 3 - 5QU CoRE ¦ 2QU LoRE | Red Flag Warning - Destructive Fires | 2037 | 2.4835e-09 | 2.6223e-09 | 2.3561e-09 | 2.2439e-09 | 9984.8474 | 263.1074 | 9721.74 | 0 | 0 | 0 | 0 | 0 | 2.8831e-07 | 2.4797e-05 | 0 | 2.4797e-05 | 2.6183e-05 | 0 | 2.6183e-05 | 2.3525e-05 | 0 | 2.3525e-05 | 2.2405e-05 | 0 | 2.2405e-05
[79 empty] | WLDFR | HFTD - Distribution - Tier 3 - 5QU CoRE ¦ 2QU LoRE | Red Flag Warning - Destructive Fires | 2038 | 2.4835e-09 | 2.6223e-09 | 2.3561e-09 | 2.2439e-09 | 10472.8261 | 280.5544 | 10192.2718 | 0 | 0 | 0 | 0 | 0 | 2.8831e-07 | 2.6009e-05 | 0 | 2.6009e-05 | 2.7463e-05 | 0 | 2.7463e-05 | 2.4675e-05 | 0 | 2.4675e-05 | 2.35e-05 | 0 | 2.35e-05
[79 empty] | WLDFR | HFTD - Distribution - Tier 3 - 5QU CoRE ¦ 2QU LoRE | Red Flag Warning - Destructive Fires | 2039 | 2.4835e-09 | 2.6223e-09 | 2.3561e-09 | 2.2439e-09 | 10472.8261 | 280.5544 | 10192.2718 | 0 | 0 | 0 | 0 | 0 | 2.8831e-07 | 2.6009e-05 | 0 | 2.6009e-05 | 2.7463e-05 | 0 | 2.7463e-05 | 2.4675e-05 | 0 | 2.4675e-05 | 2.35e-05 | 0 | 2.35e-05
[79 empty] | WLDFR | HFTD - Distribution - Tier 3 - 5QU CoRE ¦ 2QU LoRE | Red Flag Warning - Destructive Fires | 2040 | 2.4835e-09 | 2.6223e-09 | 2.3561e-09 | 2.2439e-09 | 10472.8261 | 280.5544 | 10192.2718 | 0 | 0 | 0 | 0 | 0 | 2.8831e-07 | 2.6009e-05 | 0 | 2.6009e-05 | 2.7463e-05 | 0 | 2.7463e-05 | 2.4675e-05 | 0 | 2.4675e-05 | 2.35e-05 | 0 | 2.35e-05
[79 empty] | WLDFR | HFTD - Distribution - Tier 3 - 5QU CoRE ¦ 2QU LoRE | Red Flag Warning - Destructive Fires | 2041 | 2.4835e-09 | 2.6223e-09 | 2.3561e-09 | 2.2439e-09 | 10472.8261 | 280.5544 | 10192.2718 | 0 | 0 | 0 | 0 | 0 | 2.8831e-07 | 2.6009e-05 | 0 | 2.6009e-05 | 2.7463e-05 | 0 | 2.7463e-05 | 2.4675e-05 | 0 | 2.4675e-05 | 2.35e-05 | 0 | 2.35e-05
[79 empty] | WLDFR | HFTD - Distribution - Tier 3 - 5QU CoRE ¦ 2QU LoRE | Red Flag Warning - Destructive Fires | 2042 | 2.4835e-09 | 2.6223e-09 | 2.3561e-09 | 2.2439e-09 | 10472.8261 | 280.5544 | 10192.2718 | 0 | 0 | 0 | 0 | 0 | 2.8831e-07 | 2.6009e-05 | 0 | 2.6009e-05 | 2.7463e-05 | 0 | 2.7463e-05 | 2.4675e-05 | 0 | 2.4675e-05 | 2.35e-05 | 0 | 2.35e-05
[79 empty] | WLDFR | HFTD - Distribution - Tier 3 - 5QU CoRE ¦ 2QU LoRE | Red Flag Warning - Destructive Fires | 2043 | 2.4835e-09 | 2.6223e-09 | 2.3561e-09 | 2.2439e-09 | 10992.1562 | 299.42 | 10692.7362 | 0 | 0 | 0 | 0 | 0 | 2.8831e-07 | 2.7299e-05 | 0 | 2.7299e-05 | 2.8825e-05 | 0 | 2.8825e-05 | 2.5898e-05 | 0 | 2.5898e-05 | 2.4665e-05 | 0 | 2.4665e-05
[79 empty] | WLDFR | HFTD - Distribution - Tier 3 - 5QU CoRE ¦ 2QU LoRE | Red Flag Warning - Destructive Fires | 2044 | 2.4835e-09 | 2.6223e-09 | 2.3561e-09 | 2.2439e-09 | 10992.1562 | 299.42 | 10692.7362 | 0 | 0 | 0 | 0 | 0 | 2.8831e-07 | 2.7299e-05 | 0 | 2.7299e-05 | 2.8825e-05 | 0 | 2.8825e-05 | 2.5898e-05 | 0 | 2.5898e-05 | 2.4665e-05 | 0 | 2.4665e-05
[79 empty] | WLDFR | HFTD - Distribution - Tier 3 - 5QU CoRE ¦ 2QU LoRE | Red Flag Warning - Destructive Fires | 2045 | 2.4835e-09 | 2.6223e-09 | 2.3561e-09 | 2.2439e-09 | 10992.1562 | 299.42 | 10692.7362 | 0 | 0 | 0 | 0 | 0 | 2.8831e-07 | 2.7299e-05 | 0 | 2.7299e-05 | 2.8825e-05 | 0 | 2.8825e-05 | 2.5898e-05 | 0 | 2.5898e-05 | 2.4665e-05 | 0 | 2.4665e-05
[79 empty] | WLDFR | HFTD - Distribution - Tier 3 - 5QU CoRE ¦ 2QU LoRE | Red Flag Warning - Destructive Fires | 2046 | 2.4835e-09 | 2.6223e-09 | 2.3561e-09 | 2.2439e-09 | 10992.1562 | 299.42 | 10692.7362 | 0 | 0 | 0 | 0 | 0 | 2.8831e-07 | 2.7299e-05 | 0 | 2.7299e-05 | 2.8825e-05 | 0 | 2.8825e-05 | 2.5898e-05 | 0 | 2.5898e-05 | 2.4665e-05 | 0 | 2.4665e-05
[79 empty] | WLDFR | HFTD - Distribution - Tier 3 - 5QU CoRE ¦ 2QU LoRE | Red Flag Warning - Destructive Fires | 2047 | 2.4835e-09 | 2.6223e-09 | 2.3561e-09 | 2.2439e-09 | 10992.1562 | 299.42 | 10692.7362 | 0 | 0 | 0 | 0 | 0 | 2.8831e-07 | 2.7299e-05 | 0 | 2.7299e-05 | 2.8825e-05 | 0 | 2.8825e-05 | 2.5898e-05 | 0 | 2.5898e-05 | 2.4665e-05 | 0 | 2.4665e-05
[79 empty] | WLDFR | HFTD - Distribution - Tier 3 - 5QU CoRE ¦ 2QU LoRE | Red Flag Warning - Destructive Fires | 2048 | 2.4835e-09 | 2.6223e-09 | 2.3561e-09 | 2.2439e-09 | 11536.0538 | 319.4911 | 11216.5626 | 0 | 0 | 0 | 0 | 0 | 2.8831e-07 | 2.8649e-05 | 0 | 2.8649e-05 | 3.0251e-05 | 0 | 3.0251e-05 | 2.718e-05 | 0 | 2.718e-05 | 2.5886e-05 | 0 | 2.5886e-05
[79 empty] | WLDFR | HFTD - Distribution - Tier 3 - 5QU CoRE ¦ 2QU LoRE | Red Flag Warning - Destructive Fires | 2049 | 2.4835e-09 | 2.6223e-09 | 2.3561e-09 | 2.2439e-09 | 11536.0538 | 319.4911 | 11216.5626 | 0 | 0 | 0 | 0 | 0 | 2.8831e-07 | 2.8649e-05 | 0 | 2.8649e-05 | 3.0251e-05 | 0 | 3.0251e-05 | 2.718e-05 | 0 | 2.718e-05 | 2.5886e-05 | 0 | 2.5886e-05
[79 empty] | WLDFR | HFTD - Distribution - Tier 3 - 5QU CoRE ¦ 2QU LoRE | Red Flag Warning - Destructive Fires | 2050 | 0 | 2.6223e-09 | 2.3561e-09 | 2.2439e-09 | 11536.0538 | 319.4911 | 11216.5626 | 0 | 0 | 0 | 0 | 0 | 2.8831e-07 | 0 | 0 | 0 | 3.0251e-05 | 0 | 3.0251e-05 | 2.718e-05 | 0 | 2.718e-05 | 2.5886e-05 | 0 | 2.5886e-05
[79 empty] | WLDFR | HFTD - Distribution - Tier 3 - 5QU CoRE ¦ 2QU LoRE | Red Flag Warning - Destructive Fires | 2051 | 0 | 0 | 2.3561e-09 | 2.2439e-09 | 11536.0538 | 319.4911 | 11216.5626 | 0 | 0 | 0 | 0 | 0 | 2.8831e-07 | 0 | 0 | 0 | 0 | 0 | 0 | 2.718e-05 | 0 | 2.718e-05 | 2.5886e-05 | 0 | 2.5886e-05
[79 empty] | WLDFR | HFTD - Distribution - Tier 3 - 5QU CoRE ¦ 2QU LoRE | Red Flag Warning - Destructive Fires | 2052 | 0 | 0 | 0 | 2.2439e-09 | 11536.0538 | 319.4911 | 11216.5626 | 0 | 0 | 0 | 0 | 0 | 2.8831e-07 | 0 | 0 | 0 | 0 | 0 | 0 | 0 | 0 | 0 | 2.5886e-05 | 0 | 2.5886e-05
[79 empty] | WLDFR | HFTD - Distribution - Tier 3 - 5QU CoRE ¦ 2QU LoRE | Red Flag Warning - Large Fires | 2020 | 2.7809e-07 | 0 | 0 | 0 | 5.2406 | 0.69642 | 2.942 | 1.6022 | 0 | 0 | 0 | 0 | 2.7315e-05 | 1.4573e-06 | 0 | 1.4573e-06 | 0 | 0 | 0 | 0 | 0 | 0 | 0 | 0 | 0
[79 empty] | WLDFR | HFTD - Distribution - Tier 3 - 5QU CoRE ¦ 2QU LoRE | Red Flag Warning - Large Fires | 2021 | 1.8824e-07 | 2.9364e-07 | 0 | 0 | 5.2406 | 0.69642 | 2.942 | 1.6022 | 0 | 0 | 0 | 0 | 2.7315e-05 | 9.8649e-07 | 0 | 9.8649e-07 | 1.5388e-06 | 0 | 1.5388e-06 | 0 | 0 | 0 | 0 | 0 | 0
[79 empty] | WLDFR | HFTD - Distribution - Tier 3 - 5QU CoRE ¦ 2QU LoRE | Red Flag Warning - Large Fires | 2022 | 1.985e-07 | 2.0959e-07 | 2.7955e-07 | 0 | 5.2406 | 0.69642 | 2.942 | 1.6022 | 0 | 0 | 0 | 0 | 2.7188e-05 | 1.0402e-06 | 0 | 1.0402e-06 | 1.0984e-06 | 0 | 1.0984e-06 | 1.465e-06 | 0 | 1.465e-06 | 0 | 0 | 0
[79 empty] | WLDFR | HFTD - Distribution - Tier 3 - 5QU CoRE ¦ 2QU LoRE | Red Flag Warning - Large Fires | 2023 | 1.985e-07 | 2.0959e-07 | 1.8831e-07 | 2.6624e-07 | 5.475 | 0.71896 | 3.0715 | 1.6846 | 0 | 0 | 0 | 0 | 2.7188e-05 | 1.0868e-06 | 0 | 1.0868e-06 | 1.1475e-06 | 0 | 1.1475e-06 | 1.031e-06 | 0 | 1.031e-06 | 1.4577e-06 | 0 | 1.4577e-06
[79 empty] | WLDFR | HFTD - Distribution - Tier 3 - 5QU CoRE ¦ 2QU LoRE | Red Flag Warning - Large Fires | 2024 | 1.985e-07 | 2.0959e-07 | 1.8831e-07 | 1.7935e-07 | 5.475 | 0.71896 | 3.0715 | 1.6846 | 0 | 0 | 0 | 0 | 2.7188e-05 | 1.0868e-06 | 0 | 1.0868e-06 | 1.1475e-06 | 0 | 1.1475e-06 | 1.031e-06 | 0 | 1.031e-06 | 9.8193e-07 | 0 | 9.8193e-07
[79 empty] | WLDFR | HFTD - Distribution - Tier 3 - 5QU CoRE ¦ 2QU LoRE | Red Flag Warning - Large Fires | 2025 | 1.985e-07 | 2.0959e-07 | 1.8831e-07 | 1.7935e-07 | 5.475 | 0.71896 | 3.0715 | 1.6846 | 0 | 0 | 0 | 0 | 2.7188e-05 | 1.0868e-06 | 0 | 1.0868e-06 | 1.1475e-06 | 0 | 1.1475e-06 | 1.031e-06 | 0 | 1.031e-06 | 9.8193e-07 | 0 | 9.8193e-07
[79 empty] | WLDFR | HFTD - Distribution - Tier 3 - 5QU CoRE ¦ 2QU LoRE | Red Flag Warning - Large Fires | 2026 | 1.985e-07 | 2.0959e-07 | 1.8831e-07 | 1.7935e-07 | 5.475 | 0.71896 | 3.0715 | 1.6846 | 0 | 0 | 0 | 0 | 2.7188e-05 | 1.0868e-06 | 0 | 1.0868e-06 | 1.1475e-06 | 0 | 1.1475e-06 | 1.031e-06 | 0 | 1.031e-06 | 9.8193e-07 | 0 | 9.8193e-07
[79 empty] | WLDFR | HFTD - Distribution - Tier 3 - 5QU CoRE ¦ 2QU LoRE | Red Flag Warning - Large Fires | 2027 | 1.985e-07 | 2.0959e-07 | 1.8831e-07 | 1.7935e-07 | 5.475 | 0.71896 | 3.0715 | 1.6846 | 0 | 0 | 0 | 0 | 2.7188e-05 | 1.0868e-06 | 0 | 1.0868e-06 | 1.1475e-06 | 0 | 1.1475e-06 | 1.031e-06 | 0 | 1.031e-06 | 9.8193e-07 | 0 | 9.8193e-07
[79 empty] | WLDFR | HFTD - Distribution - Tier 3 - 5QU CoRE ¦ 2QU LoRE | Red Flag Warning - Large Fires | 2028 | 1.985e-07 | 2.0959e-07 | 1.8831e-07 | 1.7935e-07 | 5.777 | 0.74734 | 3.238 | 1.7917 | 0 | 0 | 0 | 0 | 2.7188e-05 | 1.1467e-06 | 0 | 1.1467e-06 | 1.2108e-06 | 0 | 1.2108e-06 | 1.0879e-06 | 0 | 1.0879e-06 | 1.0361e-06 | 0 | 1.0361e-06
[79 empty] | WLDFR | HFTD - Distribution - Tier 3 - 5QU CoRE ¦ 2QU LoRE | Red Flag Warning - Large Fires | 2029 | 1.985e-07 | 2.0959e-07 | 1.8831e-07 | 1.7935e-07 | 5.777 | 0.74734 | 3.238 | 1.7917 | 0 | 0 | 0 | 0 | 2.7188e-05 | 1.1467e-06 | 0 | 1.1467e-06 | 1.2108e-06 | 0 | 1.2108e-06 | 1.0879e-06 | 0 | 1.0879e-06 | 1.0361e-06 | 0 | 1.0361e-06
[79 empty] | WLDFR | HFTD - Distribution - Tier 3 - 5QU CoRE ¦ 2QU LoRE | Red Flag Warning - Large Fires | 2030 | 1.985e-07 | 2.0959e-07 | 1.8831e-07 | 1.7935e-07 | 5.777 | 0.74734 | 3.238 | 1.7917 | 0 | 0 | 0 | 0 | 2.7188e-05 | 1.1467e-06 | 0 | 1.1467e-06 | 1.2108e-06 | 0 | 1.2108e-06 | 1.0879e-06 | 0 | 1.0879e-06 | 1.0361e-06 | 0 | 1.0361e-06
[79 empty] | WLDFR | HFTD - Distribution - Tier 3 - 5QU CoRE ¦ 2QU LoRE | Red Flag Warning - Large Fires | 2031 | 1.985e-07 | 2.0959e-07 | 1.8831e-07 | 1.7935e-07 | 5.777 | 0.74734 | 3.238 | 1.7917 | 0 | 0 | 0 | 0 | 2.7188e-05 | 1.1467e-06 | 0 | 1.1467e-06 | 1.2108e-06 | 0 | 1.2108e-06 | 1.0879e-06 | 0 | 1.0879e-06 | 1.0361e-06 | 0 | 1.0361e-06
[79 empty] | WLDFR | HFTD - Distribution - Tier 3 - 5QU CoRE ¦ 2QU LoRE | Red Flag Warning - Large Fires | 2032 | 1.985e-07 | 2.0959e-07 | 1.8831e-07 | 1.7935e-07 | 5.777 | 0.74734 | 3.238 | 1.7917 | 0 | 0 | 0 | 0 | 2.7188e-05 | 1.1467e-06 | 0 | 1.1467e-06 | 1.2108e-06 | 0 | 1.2108e-06 | 1.0879e-06 | 0 | 1.0879e-06 | 1.0361e-06 | 0 | 1.0361e-06
[79 empty] | WLDFR | HFTD - Distribution - Tier 3 - 5QU CoRE ¦ 2QU LoRE | Red Flag Warning - Large Fires | 2033 | 1.985e-07 | 2.0959e-07 | 1.8831e-07 | 1.7935e-07 | 6.1205 | 0.77885 | 3.4265 | 1.9151 | 0 | 0 | 0 | 0 | 2.7188e-05 | 1.2149e-06 | 0 | 1.2149e-06 | 1.2828e-06 | 0 | 1.2828e-06 | 1.1526e-06 | 0 | 1.1526e-06 | 1.0977e-06 | 0 | 1.0977e-06
[79 empty] | WLDFR | HFTD - Distribution - Tier 3 - 5QU CoRE ¦ 2QU LoRE | Red Flag Warning - Large Fires | 2034 | 1.985e-07 | 2.0959e-07 | 1.8831e-07 | 1.7935e-07 | 6.1205 | 0.77885 | 3.4265 | 1.9151 | 0 | 0 | 0 | 0 | 2.7188e-05 | 1.2149e-06 | 0 | 1.2149e-06 | 1.2828e-06 | 0 | 1.2828e-06 | 1.1526e-06 | 0 | 1.1526e-06 | 1.0977e-06 | 0 | 1.0977e-06
[79 empty] | WLDFR | HFTD - Distribution - Tier 3 - 5QU CoRE ¦ 2QU LoRE | Red Flag Warning - Large Fires | 2035 | 1.985e-07 | 2.0959e-07 | 1.8831e-07 | 1.7935e-07 | 6.1205 | 0.77885 | 3.4265 | 1.9151 | 0 | 0 | 0 | 0 | 2.7188e-05 | 1.2149e-06 | 0 | 1.2149e-06 | 1.2828e-06 | 0 | 1.2828e-06 | 1.1526e-06 | 0 | 1.1526e-06 | 1.0977e-06 | 0 | 1.0977e-06
[79 empty] | WLDFR | HFTD - Distribution - Tier 3 - 5QU CoRE ¦ 2QU LoRE | Red Flag Warning - Large Fires | 2036 | 1.985e-07 | 2.0959e-07 | 1.8831e-07 | 1.7935e-07 | 6.1205 | 0.77885 | 3.4265 | 1.9151 | 0 | 0 | 0 | 0 | 2.7188e-05 | 1.2149e-06 | 0 | 1.2149e-06 | 1.2828e-06 | 0 | 1.2828e-06 | 1.1526e-06 | 0 | 1.1526e-06 | 1.0977e-06 | 0 | 1.0977e-06
[79 empty] | WLDFR | HFTD - Distribution - Tier 3 - 5QU CoRE ¦ 2QU LoRE | Red Flag Warning - Large Fires | 2037 | 1.985e-07 | 2.0959e-07 | 1.8831e-07 | 1.7935e-07 | 6.1205 | 0.77885 | 3.4265 | 1.9151 | 0 | 0 | 0 | 0 | 2.7188e-05 | 1.2149e-06 | 0 | 1.2149e-06 | 1.2828e-06 | 0 | 1.2828e-06 | 1.1526e-06 | 0 | 1.1526e-06 | 1.0977e-06 | 0 | 1.0977e-06
[79 empty] | WLDFR | HFTD - Distribution - Tier 3 - 5QU CoRE ¦ 2QU LoRE | Red Flag Warning - Large Fires | 2038 | 1.985e-07 | 2.0959e-07 | 1.8831e-07 | 1.7935e-07 | 6.5028 | 0.81304 | 3.6355 | 2.0543 | 0 | 0 | 0 | 0 | 2.7188e-05 | 1.2908e-06 | 0 | 1.2908e-06 | 1.3629e-06 | 0 | 1.3629e-06 | 1.2246e-06 | 0 | 1.2246e-06 | 1.1663e-06 | 0 | 1.1663e-06
[79 empty] | WLDFR | HFTD - Distribution - Tier 3 - 5QU CoRE ¦ 2QU LoRE | Red Flag Warning - Large Fires | 2039 | 1.985e-07 | 2.0959e-07 | 1.8831e-07 | 1.7935e-07 | 6.5028 | 0.81304 | 3.6355 | 2.0543 | 0 | 0 | 0 | 0 | 2.7188e-05 | 1.2908e-06 | 0 | 1.2908e-06 | 1.3629e-06 | 0 | 1.3629e-06 | 1.2246e-06 | 0 | 1.2246e-06 | 1.1663e-06 | 0 | 1.1663e-06
[79 empty] | WLDFR | HFTD - Distribution - Tier 3 - 5QU CoRE ¦ 2QU LoRE | Red Flag Warning - Large Fires | 2040 | 1.985e-07 | 2.0959e-07 | 1.8831e-07 | 1.7935e-07 | 6.5028 | 0.81304 | 3.6355 | 2.0543 | 0 | 0 | 0 | 0 | 2.7188e-05 | 1.2908e-06 | 0 | 1.2908e-06 | 1.3629e-06 | 0 | 1.3629e-06 | 1.2246e-06 | 0 | 1.2246e-06 | 1.1663e-06 | 0 | 1.1663e-06
[79 empty] | WLDFR | HFTD - Distribution - Tier 3 - 5QU CoRE ¦ 2QU LoRE | Red Flag Warning - Large Fires | 2041 | 1.985e-07 | 2.0959e-07 | 1.8831e-07 | 1.7935e-07 | 6.5028 | 0.81304 | 3.6355 | 2.0543 | 0 | 0 | 0 | 0 | 2.7188e-05 | 1.2908e-06 | 0 | 1.2908e-06 | 1.3629e-06 | 0 | 1.3629e-06 | 1.2246e-06 | 0 | 1.2246e-06 | 1.1663e-06 | 0 | 1.1663e-06
[79 empty] | WLDFR | HFTD - Distribution - Tier 3 - 5QU CoRE ¦ 2QU LoRE | Red Flag Warning - Large Fires | 2042 | 1.985e-07 | 2.0959e-07 | 1.8831e-07 | 1.7935e-07 | 6.5028 | 0.81304 | 3.6355 | 2.0543 | 0 | 0 | 0 | 0 | 2.7188e-05 | 1.2908e-06 | 0 | 1.2908e-06 | 1.3629e-06 | 0 | 1.3629e-06 | 1.2246e-06 | 0 | 1.2246e-06 | 1.1663e-06 | 0 | 1.1663e-06
[79 empty] | WLDFR | HFTD - Distribution - Tier 3 - 5QU CoRE ¦ 2QU LoRE | Red Flag Warning - Large Fires | 2043 | 1.985e-07 | 2.0959e-07 | 1.8831e-07 | 1.7935e-07 | 6.9209 | 0.84944 | 3.8632 | 2.2083 | 0 | 0 | 0 | 0 | 2.7188e-05 | 1.3738e-06 | 0 | 1.3738e-06 | 1.4506e-06 | 0 | 1.4506e-06 | 1.3033e-06 | 0 | 1.3033e-06 | 1.2412e-06 | 0 | 1.2412e-06
[79 empty] | WLDFR | HFTD - Distribution - Tier 3 - 5QU CoRE ¦ 2QU LoRE | Red Flag Warning - Large Fires | 2044 | 1.985e-07 | 2.0959e-07 | 1.8831e-07 | 1.7935e-07 | 6.9209 | 0.84944 | 3.8632 | 2.2083 | 0 | 0 | 0 | 0 | 2.7188e-05 | 1.3738e-06 | 0 | 1.3738e-06 | 1.4506e-06 | 0 | 1.4506e-06 | 1.3033e-06 | 0 | 1.3033e-06 | 1.2412e-06 | 0 | 1.2412e-06
[79 empty] | WLDFR | HFTD - Distribution - Tier 3 - 5QU CoRE ¦ 2QU LoRE | Red Flag Warning - Large Fires | 2045 | 1.985e-07 | 2.0959e-07 | 1.8831e-07 | 1.7935e-07 | 6.9209 | 0.84944 | 3.8632 | 2.2083 | 0 | 0 | 0 | 0 | 2.7188e-05 | 1.3738e-06 | 0 | 1.3738e-06 | 1.4506e-06 | 0 | 1.4506e-06 | 1.3033e-06 | 0 | 1.3033e-06 | 1.2412e-06 | 0 | 1.2412e-06
[79 empty] | WLDFR | HFTD - Distribution - Tier 3 - 5QU CoRE ¦ 2QU LoRE | Red Flag Warning - Large Fires | 2046 | 1.985e-07 | 2.0959e-07 | 1.8831e-07 | 1.7935e-07 | 6.9209 | 0.84944 | 3.8632 | 2.2083 | 0 | 0 | 0 | 0 | 2.7188e-05 | 1.3738e-06 | 0 | 1.3738e-06 | 1.4506e-06 | 0 | 1.4506e-06 | 1.3033e-06 | 0 | 1.3033e-06 | 1.2412e-06 | 0 | 1.2412e-06
[79 empty] | WLDFR | HFTD - Distribution - Tier 3 - 5QU CoRE ¦ 2QU LoRE | Red Flag Warning - Large Fires | 2047 | 1.985e-07 | 2.0959e-07 | 1.8831e-07 | 1.7935e-07 | 6.9209 | 0.84944 | 3.8632 | 2.2083 | 0 | 0 | 0 | 0 | 2.7188e-05 | 1.3738e-06 | 0 | 1.3738e-06 | 1.4506e-06 | 0 | 1.4506e-06 | 1.3033e-06 | 0 | 1.3033e-06 | 1.2412e-06 | 0 | 1.2412e-06
[79 empty] | WLDFR | HFTD - Distribution - Tier 3 - 5QU CoRE ¦ 2QU LoRE | Red Flag Warning - Large Fires | 2048 | 1.985e-07 | 2.0959e-07 | 1.8831e-07 | 1.7935e-07 | 7.3713 | 0.88759 | 4.1075 | 2.3763 | 0 | 0 | 0 | 0 | 2.7188e-05 | 1.4632e-06 | 0 | 1.4632e-06 | 1.545e-06 | 0 | 1.545e-06 | 1.3881e-06 | 0 | 1.3881e-06 | 1.322e-06 | 0 | 1.322e-06
[79 empty] | WLDFR | HFTD - Distribution - Tier 3 - 5QU CoRE ¦ 2QU LoRE | Red Flag Warning - Large Fires | 2049 | 1.985e-07 | 2.0959e-07 | 1.8831e-07 | 1.7935e-07 | 7.3713 | 0.88759 | 4.1075 | 2.3763 | 0 | 0 | 0 | 0 | 2.7188e-05 | 1.4632e-06 | 0 | 1.4632e-06 | 1.545e-06 | 0 | 1.545e-06 | 1.3881e-06 | 0 | 1.3881e-06 | 1.322e-06 | 0 | 1.322e-06
[79 empty] | WLDFR | HFTD - Distribution - Tier 3 - 5QU CoRE ¦ 2QU LoRE | Red Flag Warning - Large Fires | 2050 | 0 | 2.0959e-07 | 1.8831e-07 | 1.7935e-07 | 7.3713 | 0.88759 | 4.1075 | 2.3763 | 0 | 0 | 0 | 0 | 2.7188e-05 | 0 | 0 | 0 | 1.545e-06 | 0 | 1.545e-06 | 1.3881e-06 | 0 | 1.3881e-06 | 1.322e-06 | 0 | 1.322e-06
[79 empty] | WLDFR | HFTD - Distribution - Tier 3 - 5QU CoRE ¦ 2QU LoRE | Red Flag Warning - Large Fires | 2051 | 0 | 0 | 1.8831e-07 | 1.7935e-07 | 7.3713 | 0.88759 | 4.1075 | 2.3763 | 0 | 0 | 0 | 0 | 2.7188e-05 | 0 | 0 | 0 | 0 | 0 | 0 | 1.3881e-06 | 0 | 1.3881e-06 | 1.322e-06 | 0 | 1.322e-06
[79 empty] | WLDFR | HFTD - Distribution - Tier 3 - 5QU CoRE ¦ 2QU LoRE | Red Flag Warning - Large Fires | 2052 | 0 | 0 | 0 | 1.7935e-07 | 7.3713 | 0.88759 | 4.1075 | 2.3763 | 0 | 0 | 0 | 0 | 2.7188e-05 | 0 | 0 | 0 | 0 | 0 | 0 | 0 | 0 | 0 | 1.322e-06 | 0 | 1.322e-06
[79 empty] | WLDFR | HFTD - Distribution - Tier 3 - 5QU CoRE ¦ 2QU LoRE | Red Flag Warning - Small Fires | 2020 | 1.0823e-05 | 0 | 0 | 0 | 0.077901 | 0.036425 | 0.0015809 | 0.039895 | 0 | 0 | 0 | 0 | 0.00078838 | 8.4311e-07 | 0 | 8.4311e-07 | 0 | 0 | 0 | 0 | 0 | 0 | 0 | 0 | 0
[79 empty] | WLDFR | HFTD - Distribution - Tier 3 - 5QU CoRE ¦ 2QU LoRE | Red Flag Warning - Small Fires | 2021 | 7.3275e-06 | 1.1428e-05 | 0 | 0 | 0.077901 | 0.036425 | 0.0015809 | 0.039895 | 0 | 0 | 0 | 0 | 0.00078838 | 5.7082e-07 | 0 | 5.7082e-07 | 8.9025e-07 | 0 | 8.9025e-07 | 0 | 0 | 0 | 0 | 0 | 0
[79 empty] | WLDFR | HFTD - Distribution - Tier 3 - 5QU CoRE ¦ 2QU LoRE | Red Flag Warning - Small Fires | 2022 | 7.7179e-06 | 8.1494e-06 | 1.0873e-05 | 0 | 0.077901 | 0.036425 | 0.0015809 | 0.039895 | 0 | 0 | 0 | 0 | 0.0007878 | 6.0123e-07 | 0 | 6.0123e-07 | 6.3485e-07 | 0 | 6.3485e-07 | 8.4699e-07 | 0 | 8.4699e-07 | 0 | 0 | 0
[79 empty] | WLDFR | HFTD - Distribution - Tier 3 - 5QU CoRE ¦ 2QU LoRE | Red Flag Warning - Small Fires | 2023 | 7.7179e-06 | 8.1494e-06 | 7.3221e-06 | 1.0355e-05 | 0.080408 | 0.03759 | 0.0016314 | 0.041187 | 0 | 0 | 0 | 0 | 0.0007878 | 6.2058e-07 | 0 | 6.2058e-07 | 6.5528e-07 | 0 | 6.5528e-07 | 5.8875e-07 | 0 | 5.8875e-07 | 8.3262e-07 | 0 | 8.3262e-07
[79 empty] | WLDFR | HFTD - Distribution - Tier 3 - 5QU CoRE ¦ 2QU LoRE | Red Flag Warning - Small Fires | 2024 | 7.7179e-06 | 8.1494e-06 | 7.3221e-06 | 6.9734e-06 | 0.080408 | 0.03759 | 0.0016314 | 0.041187 | 0 | 0 | 0 | 0 | 0.0007878 | 6.2058e-07 | 0 | 6.2058e-07 | 6.5528e-07 | 0 | 6.5528e-07 | 5.8875e-07 | 0 | 5.8875e-07 | 5.6072e-07 | 0 | 5.6072e-07
[79 empty] | WLDFR | HFTD - Distribution - Tier 3 - 5QU CoRE ¦ 2QU LoRE | Red Flag Warning - Small Fires | 2025 | 7.7179e-06 | 8.1494e-06 | 7.3221e-06 | 6.9734e-06 | 0.080408 | 0.03759 | 0.0016314 | 0.041187 | 0 | 0 | 0 | 0 | 0.0007878 | 6.2058e-07 | 0 | 6.2058e-07 | 6.5528e-07 | 0 | 6.5528e-07 | 5.8875e-07 | 0 | 5.8875e-07 | 5.6072e-07 | 0 | 5.6072e-07
[79 empty] | WLDFR | HFTD - Distribution - Tier 3 - 5QU CoRE ¦ 2QU LoRE | Red Flag Warning - Small Fires | 2026 | 7.7179e-06 | 8.1494e-06 | 7.3221e-06 | 6.9734e-06 | 0.080408 | 0.03759 | 0.0016314 | 0.041187 | 0 | 0 | 0 | 0 | 0.0007878 | 6.2058e-07 | 0 | 6.2058e-07 | 6.5528e-07 | 0 | 6.5528e-07 | 5.8875e-07 | 0 | 5.8875e-07 | 5.6072e-07 | 0 | 5.6072e-07
[79 empty] | WLDFR | HFTD - Distribution - Tier 3 - 5QU CoRE ¦ 2QU LoRE | Red Flag Warning - Small Fires | 2027 | 7.7179e-06 | 8.1494e-06 | 7.3221e-06 | 6.9734e-06 | 0.080408 | 0.03759 | 0.0016314 | 0.041187 | 0 | 0 | 0 | 0 | 0.0007878 | 6.2058e-07 | 0 | 6.2058e-07 | 6.5528e-07 | 0 | 6.5528e-07 | 5.8875e-07 | 0 | 5.8875e-07 | 5.6072e-07 | 0 | 5.6072e-07
[79 empty] | WLDFR | HFTD - Distribution - Tier 3 - 5QU CoRE ¦ 2QU LoRE | Red Flag Warning - Small Fires | 2028 | 7.7179e-06 | 8.1494e-06 | 7.3221e-06 | 6.9734e-06 | 0.083606 | 0.039055 | 0.001695 | 0.042856 | 0 | 0 | 0 | 0 | 0.0007878 | 6.4527e-07 | 0 | 6.4527e-07 | 6.8134e-07 | 0 | 6.8134e-07 | 6.1217e-07 | 0 | 6.1217e-07 | 5.8302e-07 | 0 | 5.8302e-07
[79 empty] | WLDFR | HFTD - Distribution - Tier 3 - 5QU CoRE ¦ 2QU LoRE | Red Flag Warning - Small Fires | 2029 | 7.7179e-06 | 8.1494e-06 | 7.3221e-06 | 6.9734e-06 | 0.083606 | 0.039055 | 0.001695 | 0.042856 | 0 | 0 | 0 | 0 | 0.0007878 | 6.4527e-07 | 0 | 6.4527e-07 | 6.8134e-07 | 0 | 6.8134e-07 | 6.1217e-07 | 0 | 6.1217e-07 | 5.8302e-07 | 0 | 5.8302e-07
[79 empty] | WLDFR | HFTD - Distribution - Tier 3 - 5QU CoRE ¦ 2QU LoRE | Red Flag Warning - Small Fires | 2030 | 7.7179e-06 | 8.1494e-06 | 7.3221e-06 | 6.9734e-06 | 0.083606 | 0.039055 | 0.001695 | 0.042856 | 0 | 0 | 0 | 0 | 0.0007878 | 6.4527e-07 | 0 | 6.4527e-07 | 6.8134e-07 | 0 | 6.8134e-07 | 6.1217e-07 | 0 | 6.1217e-07 | 5.8302e-07 | 0 | 5.8302e-07
[79 empty] | WLDFR | HFTD - Distribution - Tier 3 - 5QU CoRE ¦ 2QU LoRE | Red Flag Warning - Small Fires | 2031 | 7.7179e-06 | 8.1494e-06 | 7.3221e-06 | 6.9734e-06 | 0.083606 | 0.039055 | 0.001695 | 0.042856 | 0 | 0 | 0 | 0 | 0.0007878 | 6.4527e-07 | 0 | 6.4527e-07 | 6.8134e-07 | 0 | 6.8134e-07 | 6.1217e-07 | 0 | 6.1217e-07 | 5.8302e-07 | 0 | 5.8302e-07
[79 empty] | WLDFR | HFTD - Distribution - Tier 3 - 5QU CoRE ¦ 2QU LoRE | Red Flag Warning - Small Fires | 2032 | 7.7179e-06 | 8.1494e-06 | 7.3221e-06 | 6.9734e-06 | 0.083606 | 0.039055 | 0.001695 | 0.042856 | 0 | 0 | 0 | 0 | 0.0007878 | 6.4527e-07 | 0 | 6.4527e-07 | 6.8134e-07 | 0 | 6.8134e-07 | 6.1217e-07 | 0 | 6.1217e-07 | 5.8302e-07 | 0 | 5.8302e-07
[79 empty] | WLDFR | HFTD - Distribution - Tier 3 - 5QU CoRE ¦ 2QU LoRE | Red Flag Warning - Small Fires | 2033 | 7.7179e-06 | 8.1494e-06 | 7.3221e-06 | 6.9734e-06 | 0.087211 | 0.040679 | 0.0017655 | 0.044766 | 0 | 0 | 0 | 0 | 0.0007878 | 6.7309e-07 | 0 | 6.7309e-07 | 7.1072e-07 | 0 | 7.1072e-07 | 6.3856e-07 | 0 | 6.3856e-07 | 6.0816e-07 | 0 | 6.0816e-07
[79 empty] | WLDFR | HFTD - Distribution - Tier 3 - 5QU CoRE ¦ 2QU LoRE | Red Flag Warning - Small Fires | 2034 | 7.7179e-06 | 8.1494e-06 | 7.3221e-06 | 6.9734e-06 | 0.087211 | 0.040679 | 0.0017655 | 0.044766 | 0 | 0 | 0 | 0 | 0.0007878 | 6.7309e-07 | 0 | 6.7309e-07 | 7.1072e-07 | 0 | 7.1072e-07 | 6.3856e-07 | 0 | 6.3856e-07 | 6.0816e-07 | 0 | 6.0816e-07
[79 empty] | WLDFR | HFTD - Distribution - Tier 3 - 5QU CoRE ¦ 2QU LoRE | Red Flag Warning - Small Fires | 2035 | 7.7179e-06 | 8.1494e-06 | 7.3221e-06 | 6.9734e-06 | 0.087211 | 0.040679 | 0.0017655 | 0.044766 | 0 | 0 | 0 | 0 | 0.0007878 | 6.7309e-07 | 0 | 6.7309e-07 | 7.1072e-07 | 0 | 7.1072e-07 | 6.3856e-07 | 0 | 6.3856e-07 | 6.0816e-07 | 0 | 6.0816e-07
[79 empty] | WLDFR | HFTD - Distribution - Tier 3 - 5QU CoRE ¦ 2QU LoRE | Red Flag Warning - Small Fires | 2036 | 7.7179e-06 | 8.1494e-06 | 7.3221e-06 | 6.9734e-06 | 0.087211 | 0.040679 | 0.0017655 | 0.044766 | 0 | 0 | 0 | 0 | 0.0007878 | 6.7309e-07 | 0 | 6.7309e-07 | 7.1072e-07 | 0 | 7.1072e-07 | 6.3856e-07 | 0 | 6.3856e-07 | 6.0816e-07 | 0 | 6.0816e-07
[79 empty] | WLDFR | HFTD - Distribution - Tier 3 - 5QU CoRE ¦ 2QU LoRE | Red Flag Warning - Small Fires | 2037 | 7.7179e-06 | 8.1494e-06 | 7.3221e-06 | 6.9734e-06 | 0.087211 | 0.040679 | 0.0017655 | 0.044766 | 0 | 0 | 0 | 0 | 0.0007878 | 6.7309e-07 | 0 | 6.7309e-07 | 7.1072e-07 | 0 | 7.1072e-07 | 6.3856e-07 | 0 | 6.3856e-07 | 6.0816e-07 | 0 | 6.0816e-07
[79 empty] | WLDFR | HFTD - Distribution - Tier 3 - 5QU CoRE ¦ 2QU LoRE | Red Flag Warning - Small Fires | 2038 | 7.7179e-06 | 8.1494e-06 | 7.3221e-06 | 6.9734e-06 | 0.091184 | 0.042438 | 0.0018418 | 0.046905 | 0 | 0 | 0 | 0 | 0.0007878 | 7.0375e-07 | 0 | 7.0375e-07 | 7.431e-07 | 0 | 7.431e-07 | 6.6766e-07 | 0 | 6.6766e-07 | 6.3586e-07 | 0 | 6.3586e-07
[79 empty] | WLDFR | HFTD - Distribution - Tier 3 - 5QU CoRE ¦ 2QU LoRE | Red Flag Warning - Small Fires | 2039 | 7.7179e-06 | 8.1494e-06 | 7.3221e-06 | 6.9734e-06 | 0.091184 | 0.042438 | 0.0018418 | 0.046905 | 0 | 0 | 0 | 0 | 0.0007878 | 7.0375e-07 | 0 | 7.0375e-07 | 7.431e-07 | 0 | 7.431e-07 | 6.6766e-07 | 0 | 6.6766e-07 | 6.3586e-07 | 0 | 6.3586e-07
[79 empty] | WLDFR | HFTD - Distribution - Tier 3 - 5QU CoRE ¦ 2QU LoRE | Red Flag Warning - Small Fires | 2040 | 7.7179e-06 | 8.1494e-06 | 7.3221e-06 | 6.9734e-06 | 0.091184 | 0.042438 | 0.0018418 | 0.046905 | 0 | 0 | 0 | 0 | 0.0007878 | 7.0375e-07 | 0 | 7.0375e-07 | 7.431e-07 | 0 | 7.431e-07 | 6.6766e-07 | 0 | 6.6766e-07 | 6.3586e-07 | 0 | 6.3586e-07
[79 empty] | WLDFR | HFTD - Distribution - Tier 3 - 5QU CoRE ¦ 2QU LoRE | Red Flag Warning - Small Fires | 2041 | 7.7179e-06 | 8.1494e-06 | 7.3221e-06 | 6.9734e-06 | 0.091184 | 0.042438 | 0.0018418 | 0.046905 | 0 | 0 | 0 | 0 | 0.0007878 | 7.0375e-07 | 0 | 7.0375e-07 | 7.431e-07 | 0 | 7.431e-07 | 6.6766e-07 | 0 | 6.6766e-07 | 6.3586e-07 | 0 | 6.3586e-07
[79 empty] | WLDFR | HFTD - Distribution - Tier 3 - 5QU CoRE ¦ 2QU LoRE | Red Flag Warning - Small Fires | 2042 | 7.7179e-06 | 8.1494e-06 | 7.3221e-06 | 6.9734e-06 | 0.091184 | 0.042438 | 0.0018418 | 0.046905 | 0 | 0 | 0 | 0 | 0.0007878 | 7.0375e-07 | 0 | 7.0375e-07 | 7.431e-07 | 0 | 7.431e-07 | 6.6766e-07 | 0 | 6.6766e-07 | 6.3586e-07 | 0 | 6.3586e-07
[79 empty] | WLDFR | HFTD - Distribution - Tier 3 - 5QU CoRE ¦ 2QU LoRE | Red Flag Warning - Small Fires | 2043 | 7.7179e-06 | 8.1494e-06 | 7.3221e-06 | 6.9734e-06 | 0.095486 | 0.044306 | 0.0019228 | 0.049257 | 0 | 0 | 0 | 0 | 0.0007878 | 7.3695e-07 | 0 | 7.3695e-07 | 7.7815e-07 | 0 | 7.7815e-07 | 6.9915e-07 | 0 | 6.9915e-07 | 6.6586e-07 | 0 | 6.6586e-07
[79 empty] | WLDFR | HFTD - Distribution - Tier 3 - 5QU CoRE ¦ 2QU LoRE | Red Flag Warning - Small Fires | 2044 | 7.7179e-06 | 8.1494e-06 | 7.3221e-06 | 6.9734e-06 | 0.095486 | 0.044306 | 0.0019228 | 0.049257 | 0 | 0 | 0 | 0 | 0.0007878 | 7.3695e-07 | 0 | 7.3695e-07 | 7.7815e-07 | 0 | 7.7815e-07 | 6.9915e-07 | 0 | 6.9915e-07 | 6.6586e-07 | 0 | 6.6586e-07
[79 empty] | WLDFR | HFTD - Distribution - Tier 3 - 5QU CoRE ¦ 2QU LoRE | Red Flag Warning - Small Fires | 2045 | 7.7179e-06 | 8.1494e-06 | 7.3221e-06 | 6.9734e-06 | 0.095486 | 0.044306 | 0.0019228 | 0.049257 | 0 | 0 | 0 | 0 | 0.0007878 | 7.3695e-07 | 0 | 7.3695e-07 | 7.7815e-07 | 0 | 7.7815e-07 | 6.9915e-07 | 0 | 6.9915e-07 | 6.6586e-07 | 0 | 6.6586e-07
[79 empty] | WLDFR | HFTD - Distribution - Tier 3 - 5QU CoRE ¦ 2QU LoRE | Red Flag Warning - Small Fires | 2046 | 7.7179e-06 | 8.1494e-06 | 7.3221e-06 | 6.9734e-06 | 0.095486 | 0.044306 | 0.0019228 | 0.049257 | 0 | 0 | 0 | 0 | 0.0007878 | 7.3695e-07 | 0 | 7.3695e-07 | 7.7815e-07 | 0 | 7.7815e-07 | 6.9915e-07 | 0 | 6.9915e-07 | 6.6586e-07 | 0 | 6.6586e-07
[79 empty] | WLDFR | HFTD - Distribution - Tier 3 - 5QU CoRE ¦ 2QU LoRE | Red Flag Warning - Small Fires | 2047 | 7.7179e-06 | 8.1494e-06 | 7.3221e-06 | 6.9734e-06 | 0.095486 | 0.044306 | 0.0019228 | 0.049257 | 0 | 0 | 0 | 0 | 0.0007878 | 7.3695e-07 | 0 | 7.3695e-07 | 7.7815e-07 | 0 | 7.7815e-07 | 6.9915e-07 | 0 | 6.9915e-07 | 6.6586e-07 | 0 | 6.6586e-07
[79 empty] | WLDFR | HFTD - Distribution - Tier 3 - 5QU CoRE ¦ 2QU LoRE | Red Flag Warning - Small Fires | 2048 | 7.7179e-06 | 8.1494e-06 | 7.3221e-06 | 6.9734e-06 | 0.10007 | 0.04626 | 0.0020076 | 0.051804 | 0 | 0 | 0 | 0 | 0.0007878 | 7.7235e-07 | 0 | 7.7235e-07 | 8.1553e-07 | 0 | 8.1553e-07 | 7.3273e-07 | 0 | 7.3273e-07 | 6.9784e-07 | 0 | 6.9784e-07
[79 empty] | WLDFR | HFTD - Distribution - Tier 3 - 5QU CoRE ¦ 2QU LoRE | Red Flag Warning - Small Fires | 2049 | 7.7179e-06 | 8.1494e-06 | 7.3221e-06 | 6.9734e-06 | 0.10007 | 0.04626 | 0.0020076 | 0.051804 | 0 | 0 | 0 | 0 | 0.0007878 | 7.7235e-07 | 0 | 7.7235e-07 | 8.1553e-07 | 0 | 8.1553e-07 | 7.3273e-07 | 0 | 7.3273e-07 | 6.9784e-07 | 0 | 6.9784e-07
[79 empty] | WLDFR | HFTD - Distribution - Tier 3 - 5QU CoRE ¦ 2QU LoRE | Red Flag Warning - Small Fires | 2050 | 0 | 8.1494e-06 | 7.3221e-06 | 6.9734e-06 | 0.10007 | 0.04626 | 0.0020076 | 0.051804 | 0 | 0 | 0 | 0 | 0.0007878 | 0 | 0 | 0 | 8.1553e-07 | 0 | 8.1553e-07 | 7.3273e-07 | 0 | 7.3273e-07 | 6.9784e-07 | 0 | 6.9784e-07
[79 empty] | WLDFR | HFTD - Distribution - Tier 3 - 5QU CoRE ¦ 2QU LoRE | Red Flag Warning - Small Fires | 2051 | 0 | 0 | 7.3221e-06 | 6.9734e-06 | 0.10007 | 0.04626 | 0.0020076 | 0.051804 | 0 | 0 | 0 | 0 | 0.0007878 | 0 | 0 | 0 | 0 | 0 | 0 | 7.3273e-07 | 0 | 7.3273e-07 | 6.9784e-07 | 0 | 6.9784e-07
[79 empty] | WLDFR | HFTD - Distribution - Tier 3 - 5QU CoRE ¦ 2QU LoRE | Red Flag Warning - Small Fires | 2052 | 0 | 0 | 0 | 6.9734e-06 | 0.10007 | 0.04626 | 0.0020076 | 0.051804 | 0 | 0 | 0 | 0 | 0.0007878 | 0 | 0 | 0 | 0 | 0 | 0 | 0 | 0 | 0 | 6.9784e-07 | 0 | 6.9784e-07
[79 empty] | WLDFR | HFTD - Distribution - Tier 3 - 5QU CoRE ¦ 2QU LoRE | Seismic - Non-Red Flag Warning - Catastrophic Fires | 2020 | 3.2054e-12 | 0 | 0 | 0 | 21083.8428 | 409.2237 | 13469.0878 | 7205.5313 | 0 | 0 | 0 | 0 | 5.2962e-10 | 6.7581e-08 | 0 | 6.7581e-08 | 0 | 0 | 0 | 0 | 0 | 0 | 0 | 0 | 0
[79 empty] | WLDFR | HFTD - Distribution - Tier 3 - 5QU CoRE ¦ 2QU LoRE | Seismic - Non-Red Flag Warning - Catastrophic Fires | 2021 | 0 | 3.3846e-12 | 0 | 0 | 21083.8428 | 409.2237 | 13469.0878 | 7205.5313 | 0 | 0 | 0 | 0 | 5.2962e-10 | 0 | 0 | 0 | 7.136e-08 | 0 | 7.136e-08 | 0 | 0 | 0 | 0 | 0 | 0
[79 empty] | WLDFR | HFTD - Distribution - Tier 3 - 5QU CoRE ¦ 2QU LoRE | Seismic - Non-Red Flag Warning - Catastrophic Fires | 2022 | 0 | 0 | 3.4161e-12 | 0 | 21083.8428 | 409.2237 | 13469.0878 | 7205.5313 | 0 | 0 | 0 | 0 | 5.6085e-10 | 0 | 0 | 0 | 0 | 0 | 0 | 7.2024e-08 | 0 | 7.2024e-08 | 0 | 0 | 0
[79 empty] | WLDFR | HFTD - Distribution - Tier 3 - 5QU CoRE ¦ 2QU LoRE | Seismic - Non-Red Flag Warning - Catastrophic Fires | 2023 | 0 | 0 | 0 | 3.2534e-12 | 21835.9781 | 428.6023 | 13939.561 | 7467.8148 | 0 | 0 | 0 | 0 | 5.6085e-10 | 0 | 0 | 0 | 0 | 0 | 0 | 0 | 0 | 0 | 7.1041e-08 | 0 | 7.1041e-08
[79 empty] | WLDFR | HFTD - Distribution - Tier 3 - 5QU CoRE ¦ 2QU LoRE | Seismic - Red Flag Warning - Catastrophic Fires | 2020 | 1.3821e-10 | 0 | 0 | 0 | 21083.8428 | 409.2237 | 13469.0878 | 7205.5313 | 0 | 0 | 0 | 0 | 2.2837e-08 | 2.9141e-06 | 0 | 2.9141e-06 | 0 | 0 | 0 | 0 | 0 | 0 | 0 | 0 | 0
[79 empty] | WLDFR | HFTD - Distribution - Tier 3 - 5QU CoRE ¦ 2QU LoRE | Seismic - Red Flag Warning - Catastrophic Fires | 2021 | 0 | 1.4594e-10 | 0 | 0 | 21083.8428 | 409.2237 | 13469.0878 | 7205.5313 | 0 | 0 | 0 | 0 | 2.2837e-08 | 0 | 0 | 0 | 3.077e-06 | 0 | 3.077e-06 | 0 | 0 | 0 | 0 | 0 | 0
[79 empty] | WLDFR | HFTD - Distribution - Tier 3 - 5QU CoRE ¦ 2QU LoRE | Seismic - Red Flag Warning - Catastrophic Fires | 2022 | 0 | 0 | 1.473e-10 | 0 | 21083.8428 | 409.2237 | 13469.0878 | 7205.5313 | 0 | 0 | 0 | 0 | 2.4183e-08 | 0 | 0 | 0 | 0 | 0 | 0 | 3.1056e-06 | 0 | 3.1056e-06 | 0 | 0 | 0
[79 empty] | WLDFR | HFTD - Distribution - Tier 3 - 5QU CoRE ¦ 2QU LoRE | Seismic - Red Flag Warning - Catastrophic Fires | 2023 | 0 | 0 | 0 | 1.4029e-10 | 21835.9781 | 428.6023 | 13939.561 | 7467.8148 | 0 | 0 | 0 | 0 | 2.4183e-08 | 0 | 0 | 0 | 0 | 0 | 0 | 0 | 0 | 0 | 3.0633e-06 | 0 | 3.0633e-06
[79 empty] | WLDFR | HFTD - Distribution - Tier 3 - 5QU CoRE ¦ 3QU LoRE | Non-Red Flag Warning - Catastrophic Fires | 2020 | 2.3662e-10 | 0 | 0 | 0 | 14146.1306 | 222.2294 | 8585.7228 | 5338.1784 | 0 | 0 | 0 | 0 | 1.1021e-07 | 3.3473e-06 | 0 | 3.3473e-06 | 0 | 0 | 0 | 0 | 0 | 0 | 0 | 0 | 0
[79 empty] | WLDFR | HFTD - Distribution - Tier 3 - 5QU CoRE ¦ 3QU LoRE | Non-Red Flag Warning - Catastrophic Fires | 2021 | 1.2763e-10 | 2.4985e-10 | 0 | 0 | 14146.1306 | 222.2294 | 8585.7228 | 5338.1784 | 0 | 0 | 0 | 0 | 1.1021e-07 | 1.8055e-06 | 0 | 1.8055e-06 | 3.5345e-06 | 0 | 3.5345e-06 | 0 | 0 | 0 | 0 | 0 | 0
[79 empty] | WLDFR | HFTD - Distribution - Tier 3 - 5QU CoRE ¦ 3QU LoRE | Non-Red Flag Warning - Catastrophic Fires | 2022 | 1.2066e-10 | 1.2741e-10 | 2.1939e-10 | 0 | 14146.1306 | 222.2294 | 8585.7228 | 5338.1784 | 0 | 0 | 0 | 0 | 1.0615e-07 | 1.7069e-06 | 0 | 1.7069e-06 | 1.8023e-06 | 0 | 1.8023e-06 | 3.1035e-06 | 0 | 3.1035e-06 | 0 | 0 | 0
[79 empty] | WLDFR | HFTD - Distribution - Tier 3 - 5QU CoRE ¦ 3QU LoRE | Non-Red Flag Warning - Catastrophic Fires | 2023 | 1.2066e-10 | 1.2741e-10 | 1.2235e-10 | 2.0894e-10 | 14664.6376 | 233.2301 | 8896.516 | 5534.8915 | 0 | 0 | 0 | 0 | 1.0615e-07 | 1.7695e-06 | 0 | 1.7695e-06 | 1.8684e-06 | 0 | 1.8684e-06 | 1.7942e-06 | 0 | 1.7942e-06 | 3.0641e-06 | 0 | 3.0641e-06
[79 empty] | WLDFR | HFTD - Distribution - Tier 3 - 5QU CoRE ¦ 3QU LoRE | Non-Red Flag Warning - Catastrophic Fires | 2024 | 1.2066e-10 | 1.2741e-10 | 1.2235e-10 | 1.1652e-10 | 14664.6376 | 233.2301 | 8896.516 | 5534.8915 | 0 | 0 | 0 | 0 | 1.0615e-07 | 1.7695e-06 | 0 | 1.7695e-06 | 1.8684e-06 | 0 | 1.8684e-06 | 1.7942e-06 | 0 | 1.7942e-06 | 1.7088e-06 | 0 | 1.7088e-06
[79 empty] | WLDFR | HFTD - Distribution - Tier 3 - 5QU CoRE ¦ 3QU LoRE | Non-Red Flag Warning - Catastrophic Fires | 2025 | 1.2066e-10 | 1.2741e-10 | 1.2235e-10 | 1.1652e-10 | 14664.6376 | 233.2301 | 8896.516 | 5534.8915 | 0 | 0 | 0 | 0 | 1.0615e-07 | 1.7695e-06 | 0 | 1.7695e-06 | 1.8684e-06 | 0 | 1.8684e-06 | 1.7942e-06 | 0 | 1.7942e-06 | 1.7088e-06 | 0 | 1.7088e-06
[79 empty] | WLDFR | HFTD - Distribution - Tier 3 - 5QU CoRE ¦ 3QU LoRE | Non-Red Flag Warning - Catastrophic Fires | 2026 | 1.2066e-10 | 1.2741e-10 | 1.2235e-10 | 1.1652e-10 | 14664.6376 | 233.2301 | 8896.516 | 5534.8915 | 0 | 0 | 0 | 0 | 1.0615e-07 | 1.7695e-06 | 0 | 1.7695e-06 | 1.8684e-06 | 0 | 1.8684e-06 | 1.7942e-06 | 0 | 1.7942e-06 | 1.7088e-06 | 0 | 1.7088e-06
[79 empty] | WLDFR | HFTD - Distribution - Tier 3 - 5QU CoRE ¦ 3QU LoRE | Non-Red Flag Warning - Catastrophic Fires | 2027 | 1.2066e-10 | 1.2741e-10 | 1.2235e-10 | 1.1652e-10 | 14664.6376 | 233.2301 | 8896.516 | 5534.8915 | 0 | 0 | 0 | 0 | 1.0615e-07 | 1.7695e-06 | 0 | 1.7695e-06 | 1.8684e-06 | 0 | 1.8684e-06 | 1.7942e-06 | 0 | 1.7942e-06 | 1.7088e-06 | 0 | 1.7088e-06
[79 empty] | WLDFR | HFTD - Distribution - Tier 3 - 5QU CoRE ¦ 3QU LoRE | Non-Red Flag Warning - Catastrophic Fires | 2028 | 1.2066e-10 | 1.2741e-10 | 1.2235e-10 | 1.1652e-10 | 15317.9909 | 247.273 | 9287.6491 | 5783.0689 | 0 | 0 | 0 | 0 | 1.0615e-07 | 1.8483e-06 | 0 | 1.8483e-06 | 1.9516e-06 | 0 | 1.9516e-06 | 1.8741e-06 | 0 | 1.8741e-06 | 1.7849e-06 | 0 | 1.7849e-06
[79 empty] | WLDFR | HFTD - Distribution - Tier 3 - 5QU CoRE ¦ 3QU LoRE | Non-Red Flag Warning - Catastrophic Fires | 2029 | 1.2066e-10 | 1.2741e-10 | 1.2235e-10 | 1.1652e-10 | 15317.9909 | 247.273 | 9287.6491 | 5783.0689 | 0 | 0 | 0 | 0 | 1.0615e-07 | 1.8483e-06 | 0 | 1.8483e-06 | 1.9516e-06 | 0 | 1.9516e-06 | 1.8741e-06 | 0 | 1.8741e-06 | 1.7849e-06 | 0 | 1.7849e-06
[79 empty] | WLDFR | HFTD - Distribution - Tier 3 - 5QU CoRE ¦ 3QU LoRE | Non-Red Flag Warning - Catastrophic Fires | 2030 | 1.2066e-10 | 1.2741e-10 | 1.2235e-10 | 1.1652e-10 | 15317.9909 | 247.273 | 9287.6491 | 5783.0689 | 0 | 0 | 0 | 0 | 1.0615e-07 | 1.8483e-06 | 0 | 1.8483e-06 | 1.9516e-06 | 0 | 1.9516e-06 | 1.8741e-06 | 0 | 1.8741e-06 | 1.7849e-06 | 0 | 1.7849e-06
[79 empty] | WLDFR | HFTD - Distribution - Tier 3 - 5QU CoRE ¦ 3QU LoRE | Non-Red Flag Warning - Catastrophic Fires | 2031 | 1.2066e-10 | 1.2741e-10 | 1.2235e-10 | 1.1652e-10 | 15317.9909 | 247.273 | 9287.6491 | 5783.0689 | 0 | 0 | 0 | 0 | 1.0615e-07 | 1.8483e-06 | 0 | 1.8483e-06 | 1.9516e-06 | 0 | 1.9516e-06 | 1.8741e-06 | 0 | 1.8741e-06 | 1.7849e-06 | 0 | 1.7849e-06
[79 empty] | WLDFR | HFTD - Distribution - Tier 3 - 5QU CoRE ¦ 3QU LoRE | Non-Red Flag Warning - Catastrophic Fires | 2032 | 1.2066e-10 | 1.2741e-10 | 1.2235e-10 | 1.1652e-10 | 15317.9909 | 247.273 | 9287.6491 | 5783.0689 | 0 | 0 | 0 | 0 | 1.0615e-07 | 1.8483e-06 | 0 | 1.8483e-06 | 1.9516e-06 | 0 | 1.9516e-06 | 1.8741e-06 | 0 | 1.8741e-06 | 1.7849e-06 | 0 | 1.7849e-06
[79 empty] | WLDFR | HFTD - Distribution - Tier 3 - 5QU CoRE ¦ 3QU LoRE | Non-Red Flag Warning - Catastrophic Fires | 2033 | 1.2066e-10 | 1.2741e-10 | 1.2235e-10 | 1.1652e-10 | 16044.1264 | 263.1074 | 9721.74 | 6059.2791 | 0 | 0 | 0 | 0 | 1.0615e-07 | 1.9359e-06 | 0 | 1.9359e-06 | 2.0441e-06 | 0 | 2.0441e-06 | 1.963e-06 | 0 | 1.963e-06 | 1.8695e-06 | 0 | 1.8695e-06
[79 empty] | WLDFR | HFTD - Distribution - Tier 3 - 5QU CoRE ¦ 3QU LoRE | Non-Red Flag Warning - Catastrophic Fires | 2034 | 1.2066e-10 | 1.2741e-10 | 1.2235e-10 | 1.1652e-10 | 16044.1264 | 263.1074 | 9721.74 | 6059.2791 | 0 | 0 | 0 | 0 | 1.0615e-07 | 1.9359e-06 | 0 | 1.9359e-06 | 2.0441e-06 | 0 | 2.0441e-06 | 1.963e-06 | 0 | 1.963e-06 | 1.8695e-06 | 0 | 1.8695e-06
[79 empty] | WLDFR | HFTD - Distribution - Tier 3 - 5QU CoRE ¦ 3QU LoRE | Non-Red Flag Warning - Catastrophic Fires | 2035 | 1.2066e-10 | 1.2741e-10 | 1.2235e-10 | 1.1652e-10 | 16044.1264 | 263.1074 | 9721.74 | 6059.2791 | 0 | 0 | 0 | 0 | 1.0615e-07 | 1.9359e-06 | 0 | 1.9359e-06 | 2.0441e-06 | 0 | 2.0441e-06 | 1.963e-06 | 0 | 1.963e-06 | 1.8695e-06 | 0 | 1.8695e-06
[79 empty] | WLDFR | HFTD - Distribution - Tier 3 - 5QU CoRE ¦ 3QU LoRE | Non-Red Flag Warning - Catastrophic Fires | 2036 | 1.2066e-10 | 1.2741e-10 | 1.2235e-10 | 1.1652e-10 | 16044.1264 | 263.1074 | 9721.74 | 6059.2791 | 0 | 0 | 0 | 0 | 1.0615e-07 | 1.9359e-06 | 0 | 1.9359e-06 | 2.0441e-06 | 0 | 2.0441e-06 | 1.963e-06 | 0 | 1.963e-06 | 1.8695e-06 | 0 | 1.8695e-06
[79 empty] | WLDFR | HFTD - Distribution - Tier 3 - 5QU CoRE ¦ 3QU LoRE | Non-Red Flag Warning - Catastrophic Fires | 2037 | 1.2066e-10 | 1.2741e-10 | 1.2235e-10 | 1.1652e-10 | 16044.1264 | 263.1074 | 9721.74 | 6059.2791 | 0 | 0 | 0 | 0 | 1.0615e-07 | 1.9359e-06 | 0 | 1.9359e-06 | 2.0441e-06 | 0 | 2.0441e-06 | 1.963e-06 | 0 | 1.963e-06 | 1.8695e-06 | 0 | 1.8695e-06
[79 empty] | WLDFR | HFTD - Distribution - Tier 3 - 5QU CoRE ¦ 3QU LoRE | Non-Red Flag Warning - Catastrophic Fires | 2038 | 1.2066e-10 | 1.2741e-10 | 1.2235e-10 | 1.1652e-10 | 16832.3912 | 280.5544 | 10192.2718 | 6359.5651 | 0 | 0 | 0 | 0 | 1.0615e-07 | 2.031e-06 | 0 | 2.031e-06 | 2.1446e-06 | 0 | 2.1446e-06 | 2.0594e-06 | 0 | 2.0594e-06 | 1.9614e-06 | 0 | 1.9614e-06
[79 empty] | WLDFR | HFTD - Distribution - Tier 3 - 5QU CoRE ¦ 3QU LoRE | Non-Red Flag Warning - Catastrophic Fires | 2039 | 1.2066e-10 | 1.2741e-10 | 1.2235e-10 | 1.1652e-10 | 16832.3912 | 280.5544 | 10192.2718 | 6359.5651 | 0 | 0 | 0 | 0 | 1.0615e-07 | 2.031e-06 | 0 | 2.031e-06 | 2.1446e-06 | 0 | 2.1446e-06 | 2.0594e-06 | 0 | 2.0594e-06 | 1.9614e-06 | 0 | 1.9614e-06
[79 empty] | WLDFR | HFTD - Distribution - Tier 3 - 5QU CoRE ¦ 3QU LoRE | Non-Red Flag Warning - Catastrophic Fires | 2040 | 1.2066e-10 | 1.2741e-10 | 1.2235e-10 | 1.1652e-10 | 16832.3912 | 280.5544 | 10192.2718 | 6359.5651 | 0 | 0 | 0 | 0 | 1.0615e-07 | 2.031e-06 | 0 | 2.031e-06 | 2.1446e-06 | 0 | 2.1446e-06 | 2.0594e-06 | 0 | 2.0594e-06 | 1.9614e-06 | 0 | 1.9614e-06
[79 empty] | WLDFR | HFTD - Distribution - Tier 3 - 5QU CoRE ¦ 3QU LoRE | Non-Red Flag Warning - Catastrophic Fires | 2041 | 1.2066e-10 | 1.2741e-10 | 1.2235e-10 | 1.1652e-10 | 16832.3912 | 280.5544 | 10192.2718 | 6359.5651 | 0 | 0 | 0 | 0 | 1.0615e-07 | 2.031e-06 | 0 | 2.031e-06 | 2.1446e-06 | 0 | 2.1446e-06 | 2.0594e-06 | 0 | 2.0594e-06 | 1.9614e-06 | 0 | 1.9614e-06
[79 empty] | WLDFR | HFTD - Distribution - Tier 3 - 5QU CoRE ¦ 3QU LoRE | Non-Red Flag Warning - Catastrophic Fires | 2042 | 1.2066e-10 | 1.2741e-10 | 1.2235e-10 | 1.1652e-10 | 16832.3912 | 280.5544 | 10192.2718 | 6359.5651 | 0 | 0 | 0 | 0 | 1.0615e-07 | 2.031e-06 | 0 | 2.031e-06 | 2.1446e-06 | 0 | 2.1446e-06 | 2.0594e-06 | 0 | 2.0594e-06 | 1.9614e-06 | 0 | 1.9614e-06
[79 empty] | WLDFR | HFTD - Distribution - Tier 3 - 5QU CoRE ¦ 3QU LoRE | Non-Red Flag Warning - Catastrophic Fires | 2043 | 1.2066e-10 | 1.2741e-10 | 1.2235e-10 | 1.1652e-10 | 17672.0852 | 299.42 | 10692.7362 | 6679.929 | 0 | 0 | 0 | 0 | 1.0615e-07 | 2.1323e-06 | 0 | 2.1323e-06 | 2.2516e-06 | 0 | 2.2516e-06 | 2.1622e-06 | 0 | 2.1622e-06 | 2.0592e-06 | 0 | 2.0592e-06
[79 empty] | WLDFR | HFTD - Distribution - Tier 3 - 5QU CoRE ¦ 3QU LoRE | Non-Red Flag Warning - Catastrophic Fires | 2044 | 1.2066e-10 | 1.2741e-10 | 1.2235e-10 | 1.1652e-10 | 17672.0852 | 299.42 | 10692.7362 | 6679.929 | 0 | 0 | 0 | 0 | 1.0615e-07 | 2.1323e-06 | 0 | 2.1323e-06 | 2.2516e-06 | 0 | 2.2516e-06 | 2.1622e-06 | 0 | 2.1622e-06 | 2.0592e-06 | 0 | 2.0592e-06
[79 empty] | WLDFR | HFTD - Distribution - Tier 3 - 5QU CoRE ¦ 3QU LoRE | Non-Red Flag Warning - Catastrophic Fires | 2045 | 1.2066e-10 | 1.2741e-10 | 1.2235e-10 | 1.1652e-10 | 17672.0852 | 299.42 | 10692.7362 | 6679.929 | 0 | 0 | 0 | 0 | 1.0615e-07 | 2.1323e-06 | 0 | 2.1323e-06 | 2.2516e-06 | 0 | 2.2516e-06 | 2.1622e-06 | 0 | 2.1622e-06 | 2.0592e-06 | 0 | 2.0592e-06
[79 empty] | WLDFR | HFTD - Distribution - Tier 3 - 5QU CoRE ¦ 3QU LoRE | Non-Red Flag Warning - Catastrophic Fires | 2046 | 1.2066e-10 | 1.2741e-10 | 1.2235e-10 | 1.1652e-10 | 17672.0852 | 299.42 | 10692.7362 | 6679.929 | 0 | 0 | 0 | 0 | 1.0615e-07 | 2.1323e-06 | 0 | 2.1323e-06 | 2.2516e-06 | 0 | 2.2516e-06 | 2.1622e-06 | 0 | 2.1622e-06 | 2.0592e-06 | 0 | 2.0592e-06
[79 empty] | WLDFR | HFTD - Distribution - Tier 3 - 5QU CoRE ¦ 3QU LoRE | Non-Red Flag Warning - Catastrophic Fires | 2047 | 1.2066e-10 | 1.2741e-10 | 1.2235e-10 | 1.1652e-10 | 17672.0852 | 299.42 | 10692.7362 | 6679.929 | 0 | 0 | 0 | 0 | 1.0615e-07 | 2.1323e-06 | 0 | 2.1323e-06 | 2.2516e-06 | 0 | 2.2516e-06 | 2.1622e-06 | 0 | 2.1622e-06 | 2.0592e-06 | 0 | 2.0592e-06
[79 empty] | WLDFR | HFTD - Distribution - Tier 3 - 5QU CoRE ¦ 3QU LoRE | Non-Red Flag Warning - Catastrophic Fires | 2048 | 1.2066e-10 | 1.2741e-10 | 1.2235e-10 | 1.1652e-10 | 18552.3348 | 319.4911 | 11216.5626 | 7016.281 | 0 | 0 | 0 | 0 | 1.0615e-07 | 2.2385e-06 | 0 | 2.2385e-06 | 2.3637e-06 | 0 | 2.3637e-06 | 2.2699e-06 | 0 | 2.2699e-06 | 2.1618e-06 | 0 | 2.1618e-06
[79 empty] | WLDFR | HFTD - Distribution - Tier 3 - 5QU CoRE ¦ 3QU LoRE | Non-Red Flag Warning - Catastrophic Fires | 2049 | 1.2066e-10 | 1.2741e-10 | 1.2235e-10 | 1.1652e-10 | 18552.3348 | 319.4911 | 11216.5626 | 7016.281 | 0 | 0 | 0 | 0 | 1.0615e-07 | 2.2385e-06 | 0 | 2.2385e-06 | 2.3637e-06 | 0 | 2.3637e-06 | 2.2699e-06 | 0 | 2.2699e-06 | 2.1618e-06 | 0 | 2.1618e-06
[79 empty] | WLDFR | HFTD - Distribution - Tier 3 - 5QU CoRE ¦ 3QU LoRE | Non-Red Flag Warning - Catastrophic Fires | 2050 | 0 | 1.2741e-10 | 1.2235e-10 | 1.1652e-10 | 18552.3348 | 319.4911 | 11216.5626 | 7016.281 | 0 | 0 | 0 | 0 | 1.0615e-07 | 0 | 0 | 0 | 2.3637e-06 | 0 | 2.3637e-06 | 2.2699e-06 | 0 | 2.2699e-06 | 2.1618e-06 | 0 | 2.1618e-06
[79 empty] | WLDFR | HFTD - Distribution - Tier 3 - 5QU CoRE ¦ 3QU LoRE | Non-Red Flag Warning - Catastrophic Fires | 2051 | 0 | 0 | 1.2235e-10 | 1.1652e-10 | 18552.3348 | 319.4911 | 11216.5626 | 7016.281 | 0 | 0 | 0 | 0 | 1.0615e-07 | 0 | 0 | 0 | 0 | 0 | 0 | 2.2699e-06 | 0 | 2.2699e-06 | 2.1618e-06 | 0 | 2.1618e-06
[79 empty] | WLDFR | HFTD - Distribution - Tier 3 - 5QU CoRE ¦ 3QU LoRE | Non-Red Flag Warning - Catastrophic Fires | 2052 | 0 | 0 | 0 | 1.1652e-10 | 18552.3348 | 319.4911 | 11216.5626 | 7016.281 | 0 | 0 | 0 | 0 | 1.0615e-07 | 0 | 0 | 0 | 0 | 0 | 0 | 0 | 0 | 0 | 2.1618e-06 | 0 | 2.1618e-06
[79 empty] | WLDFR | HFTD - Distribution - Tier 3 - 5QU CoRE ¦ 3QU LoRE | Non-Red Flag Warning - Destructive Fires | 2020 | 6.761e-10 | 0 | 0 | 0 | 8807.9522 | 222.2294 | 8585.7228 | 0 | 0 | 0 | 0 | 0 | 1.2416e-07 | 5.9551e-06 | 0 | 5.9551e-06 | 0 | 0 | 0 | 0 | 0 | 0 | 0 | 0 | 0
[79 empty] | WLDFR | HFTD - Distribution - Tier 3 - 5QU CoRE ¦ 3QU LoRE | Non-Red Flag Warning - Destructive Fires | 2021 | 3.6382e-10 | 7.139e-10 | 0 | 0 | 8807.9522 | 222.2294 | 8585.7228 | 0 | 0 | 0 | 0 | 0 | 1.2416e-07 | 3.2045e-06 | 0 | 3.2045e-06 | 6.288e-06 | 0 | 6.288e-06 | 0 | 0 | 0 | 0 | 0 | 0
[79 empty] | WLDFR | HFTD - Distribution - Tier 3 - 5QU CoRE ¦ 3QU LoRE | Non-Red Flag Warning - Destructive Fires | 2022 | 3.4029e-10 | 3.5931e-10 | 6.1766e-10 | 0 | 8807.9522 | 222.2294 | 8585.7228 | 0 | 0 | 0 | 0 | 0 | 1.149e-07 | 2.9972e-06 | 0 | 2.9972e-06 | 3.1648e-06 | 0 | 3.1648e-06 | 5.4404e-06 | 0 | 5.4404e-06 | 0 | 0 | 0
[79 empty] | WLDFR | HFTD - Distribution - Tier 3 - 5QU CoRE ¦ 3QU LoRE | Non-Red Flag Warning - Destructive Fires | 2023 | 3.4029e-10 | 3.5931e-10 | 3.4505e-10 | 5.8825e-10 | 9129.7461 | 233.2301 | 8896.516 | 0 | 0 | 0 | 0 | 0 | 1.149e-07 | 3.1067e-06 | 0 | 3.1067e-06 | 3.2804e-06 | 0 | 3.2804e-06 | 3.1502e-06 | 0 | 3.1502e-06 | 5.3706e-06 | 0 | 5.3706e-06
[79 empty] | WLDFR | HFTD - Distribution - Tier 3 - 5QU CoRE ¦ 3QU LoRE | Non-Red Flag Warning - Destructive Fires | 2024 | 3.4029e-10 | 3.5931e-10 | 3.4505e-10 | 3.2862e-10 | 9129.7461 | 233.2301 | 8896.516 | 0 | 0 | 0 | 0 | 0 | 1.149e-07 | 3.1067e-06 | 0 | 3.1067e-06 | 3.2804e-06 | 0 | 3.2804e-06 | 3.1502e-06 | 0 | 3.1502e-06 | 3.0002e-06 | 0 | 3.0002e-06
[79 empty] | WLDFR | HFTD - Distribution - Tier 3 - 5QU CoRE ¦ 3QU LoRE | Non-Red Flag Warning - Destructive Fires | 2025 | 3.4029e-10 | 3.5931e-10 | 3.4505e-10 | 3.2862e-10 | 9129.7461 | 233.2301 | 8896.516 | 0 | 0 | 0 | 0 | 0 | 1.149e-07 | 3.1067e-06 | 0 | 3.1067e-06 | 3.2804e-06 | 0 | 3.2804e-06 | 3.1502e-06 | 0 | 3.1502e-06 | 3.0002e-06 | 0 | 3.0002e-06
[79 empty] | WLDFR | HFTD - Distribution - Tier 3 - 5QU CoRE ¦ 3QU LoRE | Non-Red Flag Warning - Destructive Fires | 2026 | 3.4029e-10 | 3.5931e-10 | 3.4505e-10 | 3.2862e-10 | 9129.7461 | 233.2301 | 8896.516 | 0 | 0 | 0 | 0 | 0 | 1.149e-07 | 3.1067e-06 | 0 | 3.1067e-06 | 3.2804e-06 | 0 | 3.2804e-06 | 3.1502e-06 | 0 | 3.1502e-06 | 3.0002e-06 | 0 | 3.0002e-06
[79 empty] | WLDFR | HFTD - Distribution - Tier 3 - 5QU CoRE ¦ 3QU LoRE | Non-Red Flag Warning - Destructive Fires | 2027 | 3.4029e-10 | 3.5931e-10 | 3.4505e-10 | 3.2862e-10 | 9129.7461 | 233.2301 | 8896.516 | 0 | 0 | 0 | 0 | 0 | 1.149e-07 | 3.1067e-06 | 0 | 3.1067e-06 | 3.2804e-06 | 0 | 3.2804e-06 | 3.1502e-06 | 0 | 3.1502e-06 | 3.0002e-06 | 0 | 3.0002e-06
[79 empty] | WLDFR | HFTD - Distribution - Tier 3 - 5QU CoRE ¦ 3QU LoRE | Non-Red Flag Warning - Destructive Fires | 2028 | 3.4029e-10 | 3.5931e-10 | 3.4505e-10 | 3.2862e-10 | 9534.9221 | 247.273 | 9287.6491 | 0 | 0 | 0 | 0 | 0 | 1.149e-07 | 3.2446e-06 | 0 | 3.2446e-06 | 3.426e-06 | 0 | 3.426e-06 | 3.29e-06 | 0 | 3.29e-06 | 3.1333e-06 | 0 | 3.1333e-06
[79 empty] | WLDFR | HFTD - Distribution - Tier 3 - 5QU CoRE ¦ 3QU LoRE | Non-Red Flag Warning - Destructive Fires | 2029 | 3.4029e-10 | 3.5931e-10 | 3.4505e-10 | 3.2862e-10 | 9534.9221 | 247.273 | 9287.6491 | 0 | 0 | 0 | 0 | 0 | 1.149e-07 | 3.2446e-06 | 0 | 3.2446e-06 | 3.426e-06 | 0 | 3.426e-06 | 3.29e-06 | 0 | 3.29e-06 | 3.1333e-06 | 0 | 3.1333e-06
[79 empty] | WLDFR | HFTD - Distribution - Tier 3 - 5QU CoRE ¦ 3QU LoRE | Non-Red Flag Warning - Destructive Fires | 2030 | 3.4029e-10 | 3.5931e-10 | 3.4505e-10 | 3.2862e-10 | 9534.9221 | 247.273 | 9287.6491 | 0 | 0 | 0 | 0 | 0 | 1.149e-07 | 3.2446e-06 | 0 | 3.2446e-06 | 3.426e-06 | 0 | 3.426e-06 | 3.29e-06 | 0 | 3.29e-06 | 3.1333e-06 | 0 | 3.1333e-06
[79 empty] | WLDFR | HFTD - Distribution - Tier 3 - 5QU CoRE ¦ 3QU LoRE | Non-Red Flag Warning - Destructive Fires | 2031 | 3.4029e-10 | 3.5931e-10 | 3.4505e-10 | 3.2862e-10 | 9534.9221 | 247.273 | 9287.6491 | 0 | 0 | 0 | 0 | 0 | 1.149e-07 | 3.2446e-06 | 0 | 3.2446e-06 | 3.426e-06 | 0 | 3.426e-06 | 3.29e-06 | 0 | 3.29e-06 | 3.1333e-06 | 0 | 3.1333e-06
[79 empty] | WLDFR | HFTD - Distribution - Tier 3 - 5QU CoRE ¦ 3QU LoRE | Non-Red Flag Warning - Destructive Fires | 2032 | 3.4029e-10 | 3.5931e-10 | 3.4505e-10 | 3.2862e-10 | 9534.9221 | 247.273 | 9287.6491 | 0 | 0 | 0 | 0 | 0 | 1.149e-07 | 3.2446e-06 | 0 | 3.2446e-06 | 3.426e-06 | 0 | 3.426e-06 | 3.29e-06 | 0 | 3.29e-06 | 3.1333e-06 | 0 | 3.1333e-06
[79 empty] | WLDFR | HFTD - Distribution - Tier 3 - 5QU CoRE ¦ 3QU LoRE | Non-Red Flag Warning - Destructive Fires | 2033 | 3.4029e-10 | 3.5931e-10 | 3.4505e-10 | 3.2862e-10 | 9984.8474 | 263.1074 | 9721.74 | 0 | 0 | 0 | 0 | 0 | 1.149e-07 | 3.3977e-06 | 0 | 3.3977e-06 | 3.5877e-06 | 0 | 3.5877e-06 | 3.4452e-06 | 0 | 3.4452e-06 | 3.2812e-06 | 0 | 3.2812e-06
[79 empty] | WLDFR | HFTD - Distribution - Tier 3 - 5QU CoRE ¦ 3QU LoRE | Non-Red Flag Warning - Destructive Fires | 2034 | 3.4029e-10 | 3.5931e-10 | 3.4505e-10 | 3.2862e-10 | 9984.8474 | 263.1074 | 9721.74 | 0 | 0 | 0 | 0 | 0 | 1.149e-07 | 3.3977e-06 | 0 | 3.3977e-06 | 3.5877e-06 | 0 | 3.5877e-06 | 3.4452e-06 | 0 | 3.4452e-06 | 3.2812e-06 | 0 | 3.2812e-06
[79 empty] | WLDFR | HFTD - Distribution - Tier 3 - 5QU CoRE ¦ 3QU LoRE | Non-Red Flag Warning - Destructive Fires | 2035 | 3.4029e-10 | 3.5931e-10 | 3.4505e-10 | 3.2862e-10 | 9984.8474 | 263.1074 | 9721.74 | 0 | 0 | 0 | 0 | 0 | 1.149e-07 | 3.3977e-06 | 0 | 3.3977e-06 | 3.5877e-06 | 0 | 3.5877e-06 | 3.4452e-06 | 0 | 3.4452e-06 | 3.2812e-06 | 0 | 3.2812e-06
[79 empty] | WLDFR | HFTD - Distribution - Tier 3 - 5QU CoRE ¦ 3QU LoRE | Non-Red Flag Warning - Destructive Fires | 2036 | 3.4029e-10 | 3.5931e-10 | 3.4505e-10 | 3.2862e-10 | 9984.8474 | 263.1074 | 9721.74 | 0 | 0 | 0 | 0 | 0 | 1.149e-07 | 3.3977e-06 | 0 | 3.3977e-06 | 3.5877e-06 | 0 | 3.5877e-06 | 3.4452e-06 | 0 | 3.4452e-06 | 3.2812e-06 | 0 | 3.2812e-06
[79 empty] | WLDFR | HFTD - Distribution - Tier 3 - 5QU CoRE ¦ 3QU LoRE | Non-Red Flag Warning - Destructive Fires | 2037 | 3.4029e-10 | 3.5931e-10 | 3.4505e-10 | 3.2862e-10 | 9984.8474 | 263.1074 | 9721.74 | 0 | 0 | 0 | 0 | 0 | 1.149e-07 | 3.3977e-06 | 0 | 3.3977e-06 | 3.5877e-06 | 0 | 3.5877e-06 | 3.4452e-06 | 0 | 3.4452e-06 | 3.2812e-06 | 0 | 3.2812e-06
[79 empty] | WLDFR | HFTD - Distribution - Tier 3 - 5QU CoRE ¦ 3QU LoRE | Non-Red Flag Warning - Destructive Fires | 2038 | 3.4029e-10 | 3.5931e-10 | 3.4505e-10 | 3.2862e-10 | 10472.8261 | 280.5544 | 10192.2718 | 0 | 0 | 0 | 0 | 0 | 1.149e-07 | 3.5638e-06 | 0 | 3.5638e-06 | 3.763e-06 | 0 | 3.763e-06 | 3.6136e-06 | 0 | 3.6136e-06 | 3.4415e-06 | 0 | 3.4415e-06
[79 empty] | WLDFR | HFTD - Distribution - Tier 3 - 5QU CoRE ¦ 3QU LoRE | Non-Red Flag Warning - Destructive Fires | 2039 | 3.4029e-10 | 3.5931e-10 | 3.4505e-10 | 3.2862e-10 | 10472.8261 | 280.5544 | 10192.2718 | 0 | 0 | 0 | 0 | 0 | 1.149e-07 | 3.5638e-06 | 0 | 3.5638e-06 | 3.763e-06 | 0 | 3.763e-06 | 3.6136e-06 | 0 | 3.6136e-06 | 3.4415e-06 | 0 | 3.4415e-06
[79 empty] | WLDFR | HFTD - Distribution - Tier 3 - 5QU CoRE ¦ 3QU LoRE | Non-Red Flag Warning - Destructive Fires | 2040 | 3.4029e-10 | 3.5931e-10 | 3.4505e-10 | 3.2862e-10 | 10472.8261 | 280.5544 | 10192.2718 | 0 | 0 | 0 | 0 | 0 | 1.149e-07 | 3.5638e-06 | 0 | 3.5638e-06 | 3.763e-06 | 0 | 3.763e-06 | 3.6136e-06 | 0 | 3.6136e-06 | 3.4415e-06 | 0 | 3.4415e-06
[79 empty] | WLDFR | HFTD - Distribution - Tier 3 - 5QU CoRE ¦ 3QU LoRE | Non-Red Flag Warning - Destructive Fires | 2041 | 3.4029e-10 | 3.5931e-10 | 3.4505e-10 | 3.2862e-10 | 10472.8261 | 280.5544 | 10192.2718 | 0 | 0 | 0 | 0 | 0 | 1.149e-07 | 3.5638e-06 | 0 | 3.5638e-06 | 3.763e-06 | 0 | 3.763e-06 | 3.6136e-06 | 0 | 3.6136e-06 | 3.4415e-06 | 0 | 3.4415e-06
[79 empty] | WLDFR | HFTD - Distribution - Tier 3 - 5QU CoRE ¦ 3QU LoRE | Non-Red Flag Warning - Destructive Fires | 2042 | 3.4029e-10 | 3.5931e-10 | 3.4505e-10 | 3.2862e-10 | 10472.8261 | 280.5544 | 10192.2718 | 0 | 0 | 0 | 0 | 0 | 1.149e-07 | 3.5638e-06 | 0 | 3.5638e-06 | 3.763e-06 | 0 | 3.763e-06 | 3.6136e-06 | 0 | 3.6136e-06 | 3.4415e-06 | 0 | 3.4415e-06
[79 empty] | WLDFR | HFTD - Distribution - Tier 3 - 5QU CoRE ¦ 3QU LoRE | Non-Red Flag Warning - Destructive Fires | 2043 | 3.4029e-10 | 3.5931e-10 | 3.4505e-10 | 3.2862e-10 | 10992.1562 | 299.42 | 10692.7362 | 0 | 0 | 0 | 0 | 0 | 1.149e-07 | 3.7405e-06 | 0 | 3.7405e-06 | 3.9496e-06 | 0 | 3.9496e-06 | 3.7928e-06 | 0 | 3.7928e-06 | 3.6122e-06 | 0 | 3.6122e-06
[79 empty] | WLDFR | HFTD - Distribution - Tier 3 - 5QU CoRE ¦ 3QU LoRE | Non-Red Flag Warning - Destructive Fires | 2044 | 3.4029e-10 | 3.5931e-10 | 3.4505e-10 | 3.2862e-10 | 10992.1562 | 299.42 | 10692.7362 | 0 | 0 | 0 | 0 | 0 | 1.149e-07 | 3.7405e-06 | 0 | 3.7405e-06 | 3.9496e-06 | 0 | 3.9496e-06 | 3.7928e-06 | 0 | 3.7928e-06 | 3.6122e-06 | 0 | 3.6122e-06
[79 empty] | WLDFR | HFTD - Distribution - Tier 3 - 5QU CoRE ¦ 3QU LoRE | Non-Red Flag Warning - Destructive Fires | 2045 | 3.4029e-10 | 3.5931e-10 | 3.4505e-10 | 3.2862e-10 | 10992.1562 | 299.42 | 10692.7362 | 0 | 0 | 0 | 0 | 0 | 1.149e-07 | 3.7405e-06 | 0 | 3.7405e-06 | 3.9496e-06 | 0 | 3.9496e-06 | 3.7928e-06 | 0 | 3.7928e-06 | 3.6122e-06 | 0 | 3.6122e-06
[79 empty] | WLDFR | HFTD - Distribution - Tier 3 - 5QU CoRE ¦ 3QU LoRE | Non-Red Flag Warning - Destructive Fires | 2046 | 3.4029e-10 | 3.5931e-10 | 3.4505e-10 | 3.2862e-10 | 10992.1562 | 299.42 | 10692.7362 | 0 | 0 | 0 | 0 | 0 | 1.149e-07 | 3.7405e-06 | 0 | 3.7405e-06 | 3.9496e-06 | 0 | 3.9496e-06 | 3.7928e-06 | 0 | 3.7928e-06 | 3.6122e-06 | 0 | 3.6122e-06
[79 empty] | WLDFR | HFTD - Distribution - Tier 3 - 5QU CoRE ¦ 3QU LoRE | Non-Red Flag Warning - Destructive Fires | 2047 | 3.4029e-10 | 3.5931e-10 | 3.4505e-10 | 3.2862e-10 | 10992.1562 | 299.42 | 10692.7362 | 0 | 0 | 0 | 0 | 0 | 1.149e-07 | 3.7405e-06 | 0 | 3.7405e-06 | 3.9496e-06 | 0 | 3.9496e-06 | 3.7928e-06 | 0 | 3.7928e-06 | 3.6122e-06 | 0 | 3.6122e-06
[79 empty] | WLDFR | HFTD - Distribution - Tier 3 - 5QU CoRE ¦ 3QU LoRE | Non-Red Flag Warning - Destructive Fires | 2048 | 3.4029e-10 | 3.5931e-10 | 3.4505e-10 | 3.2862e-10 | 11536.0538 | 319.4911 | 11216.5626 | 0 | 0 | 0 | 0 | 0 | 1.149e-07 | 3.9256e-06 | 0 | 3.9256e-06 | 4.145e-06 | 0 | 4.145e-06 | 3.9805e-06 | 0 | 3.9805e-06 | 3.7909e-06 | 0 | 3.7909e-06
[79 empty] | WLDFR | HFTD - Distribution - Tier 3 - 5QU CoRE ¦ 3QU LoRE | Non-Red Flag Warning - Destructive Fires | 2049 | 3.4029e-10 | 3.5931e-10 | 3.4505e-10 | 3.2862e-10 | 11536.0538 | 319.4911 | 11216.5626 | 0 | 0 | 0 | 0 | 0 | 1.149e-07 | 3.9256e-06 | 0 | 3.9256e-06 | 4.145e-06 | 0 | 4.145e-06 | 3.9805e-06 | 0 | 3.9805e-06 | 3.7909e-06 | 0 | 3.7909e-06
[79 empty] | WLDFR | HFTD - Distribution - Tier 3 - 5QU CoRE ¦ 3QU LoRE | Non-Red Flag Warning - Destructive Fires | 2050 | 0 | 3.5931e-10 | 3.4505e-10 | 3.2862e-10 | 11536.0538 | 319.4911 | 11216.5626 | 0 | 0 | 0 | 0 | 0 | 1.149e-07 | 0 | 0 | 0 | 4.145e-06 | 0 | 4.145e-06 | 3.9805e-06 | 0 | 3.9805e-06 | 3.7909e-06 | 0 | 3.7909e-06
[79 empty] | WLDFR | HFTD - Distribution - Tier 3 - 5QU CoRE ¦ 3QU LoRE | Non-Red Flag Warning - Destructive Fires | 2051 | 0 | 0 | 3.4505e-10 | 3.2862e-10 | 11536.0538 | 319.4911 | 11216.5626 | 0 | 0 | 0 | 0 | 0 | 1.149e-07 | 0 | 0 | 0 | 0 | 0 | 0 | 3.9805e-06 | 0 | 3.9805e-06 | 3.7909e-06 | 0 | 3.7909e-06
[79 empty] | WLDFR | HFTD - Distribution - Tier 3 - 5QU CoRE ¦ 3QU LoRE | Non-Red Flag Warning - Destructive Fires | 2052 | 0 | 0 | 0 | 3.2862e-10 | 11536.0538 | 319.4911 | 11216.5626 | 0 | 0 | 0 | 0 | 0 | 1.149e-07 | 0 | 0 | 0 | 0 | 0 | 0 | 0 | 0 | 0 | 3.7909e-06 | 0 | 3.7909e-06
[79 empty] | WLDFR | HFTD - Distribution - Tier 3 - 5QU CoRE ¦ 3QU LoRE | Non-Red Flag Warning - Large Fires | 2020 | 7.1188e-08 | 0 | 0 | 0 | 5.2406 | 0.69642 | 2.942 | 1.6022 | 0 | 0 | 0 | 0 | 1.0613e-05 | 3.7306e-07 | 0 | 3.7306e-07 | 0 | 0 | 0 | 0 | 0 | 0 | 0 | 0 | 0
[79 empty] | WLDFR | HFTD - Distribution - Tier 3 - 5QU CoRE ¦ 3QU LoRE | Non-Red Flag Warning - Large Fires | 2021 | 3.9254e-08 | 7.5168e-08 | 0 | 0 | 5.2406 | 0.69642 | 2.942 | 1.6022 | 0 | 0 | 0 | 0 | 1.0613e-05 | 2.0571e-07 | 0 | 2.0571e-07 | 3.9392e-07 | 0 | 3.9392e-07 | 0 | 0 | 0 | 0 | 0 | 0
[79 empty] | WLDFR | HFTD - Distribution - Tier 3 - 5QU CoRE ¦ 3QU LoRE | Non-Red Flag Warning - Large Fires | 2022 | 3.8404e-08 | 4.0551e-08 | 6.9782e-08 | 0 | 5.2406 | 0.69642 | 2.942 | 1.6022 | 0 | 0 | 0 | 0 | 1.0484e-05 | 2.0126e-07 | 0 | 2.0126e-07 | 2.1251e-07 | 0 | 2.1251e-07 | 3.657e-07 | 0 | 3.657e-07 | 0 | 0 | 0
[79 empty] | WLDFR | HFTD - Distribution - Tier 3 - 5QU CoRE ¦ 3QU LoRE | Non-Red Flag Warning - Large Fires | 2023 | 3.8404e-08 | 4.0551e-08 | 3.8941e-08 | 6.6459e-08 | 5.475 | 0.71896 | 3.0715 | 1.6846 | 0 | 0 | 0 | 0 | 1.0484e-05 | 2.1026e-07 | 0 | 2.1026e-07 | 2.2202e-07 | 0 | 2.2202e-07 | 2.132e-07 | 0 | 2.132e-07 | 3.6387e-07 | 0 | 3.6387e-07
[79 empty] | WLDFR | HFTD - Distribution - Tier 3 - 5QU CoRE ¦ 3QU LoRE | Non-Red Flag Warning - Large Fires | 2024 | 3.8404e-08 | 4.0551e-08 | 3.8941e-08 | 3.7087e-08 | 5.475 | 0.71896 | 3.0715 | 1.6846 | 0 | 0 | 0 | 0 | 1.0484e-05 | 2.1026e-07 | 0 | 2.1026e-07 | 2.2202e-07 | 0 | 2.2202e-07 | 2.132e-07 | 0 | 2.132e-07 | 2.0305e-07 | 0 | 2.0305e-07
[79 empty] | WLDFR | HFTD - Distribution - Tier 3 - 5QU CoRE ¦ 3QU LoRE | Non-Red Flag Warning - Large Fires | 2025 | 3.8404e-08 | 4.0551e-08 | 3.8941e-08 | 3.7087e-08 | 5.475 | 0.71896 | 3.0715 | 1.6846 | 0 | 0 | 0 | 0 | 1.0484e-05 | 2.1026e-07 | 0 | 2.1026e-07 | 2.2202e-07 | 0 | 2.2202e-07 | 2.132e-07 | 0 | 2.132e-07 | 2.0305e-07 | 0 | 2.0305e-07
[79 empty] | WLDFR | HFTD - Distribution - Tier 3 - 5QU CoRE ¦ 3QU LoRE | Non-Red Flag Warning - Large Fires | 2026 | 3.8404e-08 | 4.0551e-08 | 3.8941e-08 | 3.7087e-08 | 5.475 | 0.71896 | 3.0715 | 1.6846 | 0 | 0 | 0 | 0 | 1.0484e-05 | 2.1026e-07 | 0 | 2.1026e-07 | 2.2202e-07 | 0 | 2.2202e-07 | 2.132e-07 | 0 | 2.132e-07 | 2.0305e-07 | 0 | 2.0305e-07
[79 empty] | WLDFR | HFTD - Distribution - Tier 3 - 5QU CoRE ¦ 3QU LoRE | Non-Red Flag Warning - Large Fires | 2027 | 3.8404e-08 | 4.0551e-08 | 3.8941e-08 | 3.7087e-08 | 5.475 | 0.71896 | 3.0715 | 1.6846 | 0 | 0 | 0 | 0 | 1.0484e-05 | 2.1026e-07 | 0 | 2.1026e-07 | 2.2202e-07 | 0 | 2.2202e-07 | 2.132e-07 | 0 | 2.132e-07 | 2.0305e-07 | 0 | 2.0305e-07
[79 empty] | WLDFR | HFTD - Distribution - Tier 3 - 5QU CoRE ¦ 3QU LoRE | Non-Red Flag Warning - Large Fires | 2028 | 3.8404e-08 | 4.0551e-08 | 3.8941e-08 | 3.7087e-08 | 5.777 | 0.74734 | 3.238 | 1.7917 | 0 | 0 | 0 | 0 | 1.0484e-05 | 2.2186e-07 | 0 | 2.2186e-07 | 2.3426e-07 | 0 | 2.3426e-07 | 2.2496e-07 | 0 | 2.2496e-07 | 2.1425e-07 | 0 | 2.1425e-07
[79 empty] | WLDFR | HFTD - Distribution - Tier 3 - 5QU CoRE ¦ 3QU LoRE | Non-Red Flag Warning - Large Fires | 2029 | 3.8404e-08 | 4.0551e-08 | 3.8941e-08 | 3.7087e-08 | 5.777 | 0.74734 | 3.238 | 1.7917 | 0 | 0 | 0 | 0 | 1.0484e-05 | 2.2186e-07 | 0 | 2.2186e-07 | 2.3426e-07 | 0 | 2.3426e-07 | 2.2496e-07 | 0 | 2.2496e-07 | 2.1425e-07 | 0 | 2.1425e-07
[79 empty] | WLDFR | HFTD - Distribution - Tier 3 - 5QU CoRE ¦ 3QU LoRE | Non-Red Flag Warning - Large Fires | 2030 | 3.8404e-08 | 4.0551e-08 | 3.8941e-08 | 3.7087e-08 | 5.777 | 0.74734 | 3.238 | 1.7917 | 0 | 0 | 0 | 0 | 1.0484e-05 | 2.2186e-07 | 0 | 2.2186e-07 | 2.3426e-07 | 0 | 2.3426e-07 | 2.2496e-07 | 0 | 2.2496e-07 | 2.1425e-07 | 0 | 2.1425e-07
[79 empty] | WLDFR | HFTD - Distribution - Tier 3 - 5QU CoRE ¦ 3QU LoRE | Non-Red Flag Warning - Large Fires | 2031 | 3.8404e-08 | 4.0551e-08 | 3.8941e-08 | 3.7087e-08 | 5.777 | 0.74734 | 3.238 | 1.7917 | 0 | 0 | 0 | 0 | 1.0484e-05 | 2.2186e-07 | 0 | 2.2186e-07 | 2.3426e-07 | 0 | 2.3426e-07 | 2.2496e-07 | 0 | 2.2496e-07 | 2.1425e-07 | 0 | 2.1425e-07
[79 empty] | WLDFR | HFTD - Distribution - Tier 3 - 5QU CoRE ¦ 3QU LoRE | Non-Red Flag Warning - Large Fires | 2032 | 3.8404e-08 | 4.0551e-08 | 3.8941e-08 | 3.7087e-08 | 5.777 | 0.74734 | 3.238 | 1.7917 | 0 | 0 | 0 | 0 | 1.0484e-05 | 2.2186e-07 | 0 | 2.2186e-07 | 2.3426e-07 | 0 | 2.3426e-07 | 2.2496e-07 | 0 | 2.2496e-07 | 2.1425e-07 | 0 | 2.1425e-07
[79 empty] | WLDFR | HFTD - Distribution - Tier 3 - 5QU CoRE ¦ 3QU LoRE | Non-Red Flag Warning - Large Fires | 2033 | 3.8404e-08 | 4.0551e-08 | 3.8941e-08 | 3.7087e-08 | 6.1205 | 0.77885 | 3.4265 | 1.9151 | 0 | 0 | 0 | 0 | 1.0484e-05 | 2.3505e-07 | 0 | 2.3505e-07 | 2.4819e-07 | 0 | 2.4819e-07 | 2.3834e-07 | 0 | 2.3834e-07 | 2.2699e-07 | 0 | 2.2699e-07
[79 empty] | WLDFR | HFTD - Distribution - Tier 3 - 5QU CoRE ¦ 3QU LoRE | Non-Red Flag Warning - Large Fires | 2034 | 3.8404e-08 | 4.0551e-08 | 3.8941e-08 | 3.7087e-08 | 6.1205 | 0.77885 | 3.4265 | 1.9151 | 0 | 0 | 0 | 0 | 1.0484e-05 | 2.3505e-07 | 0 | 2.3505e-07 | 2.4819e-07 | 0 | 2.4819e-07 | 2.3834e-07 | 0 | 2.3834e-07 | 2.2699e-07 | 0 | 2.2699e-07
[79 empty] | WLDFR | HFTD - Distribution - Tier 3 - 5QU CoRE ¦ 3QU LoRE | Non-Red Flag Warning - Large Fires | 2035 | 3.8404e-08 | 4.0551e-08 | 3.8941e-08 | 3.7087e-08 | 6.1205 | 0.77885 | 3.4265 | 1.9151 | 0 | 0 | 0 | 0 | 1.0484e-05 | 2.3505e-07 | 0 | 2.3505e-07 | 2.4819e-07 | 0 | 2.4819e-07 | 2.3834e-07 | 0 | 2.3834e-07 | 2.2699e-07 | 0 | 2.2699e-07
[79 empty] | WLDFR | HFTD - Distribution - Tier 3 - 5QU CoRE ¦ 3QU LoRE | Non-Red Flag Warning - Large Fires | 2036 | 3.8404e-08 | 4.0551e-08 | 3.8941e-08 | 3.7087e-08 | 6.1205 | 0.77885 | 3.4265 | 1.9151 | 0 | 0 | 0 | 0 | 1.0484e-05 | 2.3505e-07 | 0 | 2.3505e-07 | 2.4819e-07 | 0 | 2.4819e-07 | 2.3834e-07 | 0 | 2.3834e-07 | 2.2699e-07 | 0 | 2.2699e-07
[79 empty] | WLDFR | HFTD - Distribution - Tier 3 - 5QU CoRE ¦ 3QU LoRE | Non-Red Flag Warning - Large Fires | 2037 | 3.8404e-08 | 4.0551e-08 | 3.8941e-08 | 3.7087e-08 | 6.1205 | 0.77885 | 3.4265 | 1.9151 | 0 | 0 | 0 | 0 | 1.0484e-05 | 2.3505e-07 | 0 | 2.3505e-07 | 2.4819e-07 | 0 | 2.4819e-07 | 2.3834e-07 | 0 | 2.3834e-07 | 2.2699e-07 | 0 | 2.2699e-07
[79 empty] | WLDFR | HFTD - Distribution - Tier 3 - 5QU CoRE ¦ 3QU LoRE | Non-Red Flag Warning - Large Fires | 2038 | 3.8404e-08 | 4.0551e-08 | 3.8941e-08 | 3.7087e-08 | 6.5028 | 0.81304 | 3.6355 | 2.0543 | 0 | 0 | 0 | 0 | 1.0484e-05 | 2.4973e-07 | 0 | 2.4973e-07 | 2.637e-07 | 0 | 2.637e-07 | 2.5323e-07 | 0 | 2.5323e-07 | 2.4117e-07 | 0 | 2.4117e-07
[79 empty] | WLDFR | HFTD - Distribution - Tier 3 - 5QU CoRE ¦ 3QU LoRE | Non-Red Flag Warning - Large Fires | 2039 | 3.8404e-08 | 4.0551e-08 | 3.8941e-08 | 3.7087e-08 | 6.5028 | 0.81304 | 3.6355 | 2.0543 | 0 | 0 | 0 | 0 | 1.0484e-05 | 2.4973e-07 | 0 | 2.4973e-07 | 2.637e-07 | 0 | 2.637e-07 | 2.5323e-07 | 0 | 2.5323e-07 | 2.4117e-07 | 0 | 2.4117e-07
[79 empty] | WLDFR | HFTD - Distribution - Tier 3 - 5QU CoRE ¦ 3QU LoRE | Non-Red Flag Warning - Large Fires | 2040 | 3.8404e-08 | 4.0551e-08 | 3.8941e-08 | 3.7087e-08 | 6.5028 | 0.81304 | 3.6355 | 2.0543 | 0 | 0 | 0 | 0 | 1.0484e-05 | 2.4973e-07 | 0 | 2.4973e-07 | 2.637e-07 | 0 | 2.637e-07 | 2.5323e-07 | 0 | 2.5323e-07 | 2.4117e-07 | 0 | 2.4117e-07
[79 empty] | WLDFR | HFTD - Distribution - Tier 3 - 5QU CoRE ¦ 3QU LoRE | Non-Red Flag Warning - Large Fires | 2041 | 3.8404e-08 | 4.0551e-08 | 3.8941e-08 | 3.7087e-08 | 6.5028 | 0.81304 | 3.6355 | 2.0543 | 0 | 0 | 0 | 0 | 1.0484e-05 | 2.4973e-07 | 0 | 2.4973e-07 | 2.637e-07 | 0 | 2.637e-07 | 2.5323e-07 | 0 | 2.5323e-07 | 2.4117e-07 | 0 | 2.4117e-07
[79 empty] | WLDFR | HFTD - Distribution - Tier 3 - 5QU CoRE ¦ 3QU LoRE | Non-Red Flag Warning - Large Fires | 2042 | 3.8404e-08 | 4.0551e-08 | 3.8941e-08 | 3.7087e-08 | 6.5028 | 0.81304 | 3.6355 | 2.0543 | 0 | 0 | 0 | 0 | 1.0484e-05 | 2.4973e-07 | 0 | 2.4973e-07 | 2.637e-07 | 0 | 2.637e-07 | 2.5323e-07 | 0 | 2.5323e-07 | 2.4117e-07 | 0 | 2.4117e-07
[79 empty] | WLDFR | HFTD - Distribution - Tier 3 - 5QU CoRE ¦ 3QU LoRE | Non-Red Flag Warning - Large Fires | 2043 | 3.8404e-08 | 4.0551e-08 | 3.8941e-08 | 3.7087e-08 | 6.9209 | 0.84944 | 3.8632 | 2.2083 | 0 | 0 | 0 | 0 | 1.0484e-05 | 2.6579e-07 | 0 | 2.6579e-07 | 2.8065e-07 | 0 | 2.8065e-07 | 2.6951e-07 | 0 | 2.6951e-07 | 2.5668e-07 | 0 | 2.5668e-07
[79 empty] | WLDFR | HFTD - Distribution - Tier 3 - 5QU CoRE ¦ 3QU LoRE | Non-Red Flag Warning - Large Fires | 2044 | 3.8404e-08 | 4.0551e-08 | 3.8941e-08 | 3.7087e-08 | 6.9209 | 0.84944 | 3.8632 | 2.2083 | 0 | 0 | 0 | 0 | 1.0484e-05 | 2.6579e-07 | 0 | 2.6579e-07 | 2.8065e-07 | 0 | 2.8065e-07 | 2.6951e-07 | 0 | 2.6951e-07 | 2.5668e-07 | 0 | 2.5668e-07
[79 empty] | WLDFR | HFTD - Distribution - Tier 3 - 5QU CoRE ¦ 3QU LoRE | Non-Red Flag Warning - Large Fires | 2045 | 3.8404e-08 | 4.0551e-08 | 3.8941e-08 | 3.7087e-08 | 6.9209 | 0.84944 | 3.8632 | 2.2083 | 0 | 0 | 0 | 0 | 1.0484e-05 | 2.6579e-07 | 0 | 2.6579e-07 | 2.8065e-07 | 0 | 2.8065e-07 | 2.6951e-07 | 0 | 2.6951e-07 | 2.5668e-07 | 0 | 2.5668e-07
[79 empty] | WLDFR | HFTD - Distribution - Tier 3 - 5QU CoRE ¦ 3QU LoRE | Non-Red Flag Warning - Large Fires | 2046 | 3.8404e-08 | 4.0551e-08 | 3.8941e-08 | 3.7087e-08 | 6.9209 | 0.84944 | 3.8632 | 2.2083 | 0 | 0 | 0 | 0 | 1.0484e-05 | 2.6579e-07 | 0 | 2.6579e-07 | 2.8065e-07 | 0 | 2.8065e-07 | 2.6951e-07 | 0 | 2.6951e-07 | 2.5668e-07 | 0 | 2.5668e-07
[79 empty] | WLDFR | HFTD - Distribution - Tier 3 - 5QU CoRE ¦ 3QU LoRE | Non-Red Flag Warning - Large Fires | 2047 | 3.8404e-08 | 4.0551e-08 | 3.8941e-08 | 3.7087e-08 | 6.9209 | 0.84944 | 3.8632 | 2.2083 | 0 | 0 | 0 | 0 | 1.0484e-05 | 2.6579e-07 | 0 | 2.6579e-07 | 2.8065e-07 | 0 | 2.8065e-07 | 2.6951e-07 | 0 | 2.6951e-07 | 2.5668e-07 | 0 | 2.5668e-07
[79 empty] | WLDFR | HFTD - Distribution - Tier 3 - 5QU CoRE ¦ 3QU LoRE | Non-Red Flag Warning - Large Fires | 2048 | 3.8404e-08 | 4.0551e-08 | 3.8941e-08 | 3.7087e-08 | 7.3713 | 0.88759 | 4.1075 | 2.3763 | 0 | 0 | 0 | 0 | 1.0484e-05 | 2.8309e-07 | 0 | 2.8309e-07 | 2.9892e-07 | 0 | 2.9892e-07 | 2.8705e-07 | 0 | 2.8705e-07 | 2.7338e-07 | 0 | 2.7338e-07
[79 empty] | WLDFR | HFTD - Distribution - Tier 3 - 5QU CoRE ¦ 3QU LoRE | Non-Red Flag Warning - Large Fires | 2049 | 3.8404e-08 | 4.0551e-08 | 3.8941e-08 | 3.7087e-08 | 7.3713 | 0.88759 | 4.1075 | 2.3763 | 0 | 0 | 0 | 0 | 1.0484e-05 | 2.8309e-07 | 0 | 2.8309e-07 | 2.9892e-07 | 0 | 2.9892e-07 | 2.8705e-07 | 0 | 2.8705e-07 | 2.7338e-07 | 0 | 2.7338e-07
[79 empty] | WLDFR | HFTD - Distribution - Tier 3 - 5QU CoRE ¦ 3QU LoRE | Non-Red Flag Warning - Large Fires | 2050 | 0 | 4.0551e-08 | 3.8941e-08 | 3.7087e-08 | 7.3713 | 0.88759 | 4.1075 | 2.3763 | 0 | 0 | 0 | 0 | 1.0484e-05 | 0 | 0 | 0 | 2.9892e-07 | 0 | 2.9892e-07 | 2.8705e-07 | 0 | 2.8705e-07 | 2.7338e-07 | 0 | 2.7338e-07
[79 empty] | WLDFR | HFTD - Distribution - Tier 3 - 5QU CoRE ¦ 3QU LoRE | Non-Red Flag Warning - Large Fires | 2051 | 0 | 0 | 3.8941e-08 | 3.7087e-08 | 7.3713 | 0.88759 | 4.1075 | 2.3763 | 0 | 0 | 0 | 0 | 1.0484e-05 | 0 | 0 | 0 | 0 | 0 | 0 | 2.8705e-07 | 0 | 2.8705e-07 | 2.7338e-07 | 0 | 2.7338e-07
[79 empty] | WLDFR | HFTD - Distribution - Tier 3 - 5QU CoRE ¦ 3QU LoRE | Non-Red Flag Warning - Large Fires | 2052 | 0 | 0 | 0 | 3.7087e-08 | 7.3713 | 0.88759 | 4.1075 | 2.3763 | 0 | 0 | 0 | 0 | 1.0484e-05 | 0 | 0 | 0 | 0 | 0 | 0 | 0 | 0 | 0 | 2.7338e-07 | 0 | 2.7338e-07
[79 empty] | WLDFR | HFTD - Distribution - Tier 3 - 5QU CoRE ¦ 3QU LoRE | Non-Red Flag Warning - Small Fires | 2020 | 3.037e-05 | 0 | 0 | 0 | 0.077901 | 0.036425 | 0.0015809 | 0.039895 | 0 | 0 | 0 | 0 | 0.0043571 | 2.3658e-06 | 0 | 2.3658e-06 | 0 | 0 | 0 | 0 | 0 | 0 | 0 | 0 | 0
[79 empty] | WLDFR | HFTD - Distribution - Tier 3 - 5QU CoRE ¦ 3QU LoRE | Non-Red Flag Warning - Small Fires | 2021 | 1.673e-05 | 3.2068e-05 | 0 | 0 | 0.077901 | 0.036425 | 0.0015809 | 0.039895 | 0 | 0 | 0 | 0 | 0.0043571 | 1.3033e-06 | 0 | 1.3033e-06 | 2.4981e-06 | 0 | 2.4981e-06 | 0 | 0 | 0 | 0 | 0 | 0
[79 empty] | WLDFR | HFTD - Distribution - Tier 3 - 5QU CoRE ¦ 3QU LoRE | Non-Red Flag Warning - Small Fires | 2022 | 1.6442e-05 | 1.7361e-05 | 2.9859e-05 | 0 | 0.077901 | 0.036425 | 0.0015809 | 0.039895 | 0 | 0 | 0 | 0 | 0.0042958 | 1.2808e-06 | 0 | 1.2808e-06 | 1.3524e-06 | 0 | 1.3524e-06 | 2.326e-06 | 0 | 2.326e-06 | 0 | 0 | 0
[79 empty] | WLDFR | HFTD - Distribution - Tier 3 - 5QU CoRE ¦ 3QU LoRE | Non-Red Flag Warning - Small Fires | 2023 | 1.6442e-05 | 1.7361e-05 | 1.6672e-05 | 2.8437e-05 | 0.080408 | 0.03759 | 0.0016314 | 0.041187 | 0 | 0 | 0 | 0 | 0.0042958 | 1.322e-06 | 0 | 1.322e-06 | 1.396e-06 | 0 | 1.396e-06 | 1.3405e-06 | 0 | 1.3405e-06 | 2.2866e-06 | 0 | 2.2866e-06
[79 empty] | WLDFR | HFTD - Distribution - Tier 3 - 5QU CoRE ¦ 3QU LoRE | Non-Red Flag Warning - Small Fires | 2024 | 1.6442e-05 | 1.7361e-05 | 1.6672e-05 | 1.5878e-05 | 0.080408 | 0.03759 | 0.0016314 | 0.041187 | 0 | 0 | 0 | 0 | 0.0042958 | 1.322e-06 | 0 | 1.322e-06 | 1.396e-06 | 0 | 1.396e-06 | 1.3405e-06 | 0 | 1.3405e-06 | 1.2767e-06 | 0 | 1.2767e-06
[79 empty] | WLDFR | HFTD - Distribution - Tier 3 - 5QU CoRE ¦ 3QU LoRE | Non-Red Flag Warning - Small Fires | 2025 | 1.6442e-05 | 1.7361e-05 | 1.6672e-05 | 1.5878e-05 | 0.080408 | 0.03759 | 0.0016314 | 0.041187 | 0 | 0 | 0 | 0 | 0.0042958 | 1.322e-06 | 0 | 1.322e-06 | 1.396e-06 | 0 | 1.396e-06 | 1.3405e-06 | 0 | 1.3405e-06 | 1.2767e-06 | 0 | 1.2767e-06
[79 empty] | WLDFR | HFTD - Distribution - Tier 3 - 5QU CoRE ¦ 3QU LoRE | Non-Red Flag Warning - Small Fires | 2026 | 1.6442e-05 | 1.7361e-05 | 1.6672e-05 | 1.5878e-05 | 0.080408 | 0.03759 | 0.0016314 | 0.041187 | 0 | 0 | 0 | 0 | 0.0042958 | 1.322e-06 | 0 | 1.322e-06 | 1.396e-06 | 0 | 1.396e-06 | 1.3405e-06 | 0 | 1.3405e-06 | 1.2767e-06 | 0 | 1.2767e-06
[79 empty] | WLDFR | HFTD - Distribution - Tier 3 - 5QU CoRE ¦ 3QU LoRE | Non-Red Flag Warning - Small Fires | 2027 | 1.6442e-05 | 1.7361e-05 | 1.6672e-05 | 1.5878e-05 | 0.080408 | 0.03759 | 0.0016314 | 0.041187 | 0 | 0 | 0 | 0 | 0.0042958 | 1.322e-06 | 0 | 1.322e-06 | 1.396e-06 | 0 | 1.396e-06 | 1.3405e-06 | 0 | 1.3405e-06 | 1.2767e-06 | 0 | 1.2767e-06
[79 empty] | WLDFR | HFTD - Distribution - Tier 3 - 5QU CoRE ¦ 3QU LoRE | Non-Red Flag Warning - Small Fires | 2028 | 1.6442e-05 | 1.7361e-05 | 1.6672e-05 | 1.5878e-05 | 0.083606 | 0.039055 | 0.001695 | 0.042856 | 0 | 0 | 0 | 0 | 0.0042958 | 1.3746e-06 | 0 | 1.3746e-06 | 1.4515e-06 | 0 | 1.4515e-06 | 1.3939e-06 | 0 | 1.3939e-06 | 1.3275e-06 | 0 | 1.3275e-06
[79 empty] | WLDFR | HFTD - Distribution - Tier 3 - 5QU CoRE ¦ 3QU LoRE | Non-Red Flag Warning - Small Fires | 2029 | 1.6442e-05 | 1.7361e-05 | 1.6672e-05 | 1.5878e-05 | 0.083606 | 0.039055 | 0.001695 | 0.042856 | 0 | 0 | 0 | 0 | 0.0042958 | 1.3746e-06 | 0 | 1.3746e-06 | 1.4515e-06 | 0 | 1.4515e-06 | 1.3939e-06 | 0 | 1.3939e-06 | 1.3275e-06 | 0 | 1.3275e-06
[79 empty] | WLDFR | HFTD - Distribution - Tier 3 - 5QU CoRE ¦ 3QU LoRE | Non-Red Flag Warning - Small Fires | 2030 | 1.6442e-05 | 1.7361e-05 | 1.6672e-05 | 1.5878e-05 | 0.083606 | 0.039055 | 0.001695 | 0.042856 | 0 | 0 | 0 | 0 | 0.0042958 | 1.3746e-06 | 0 | 1.3746e-06 | 1.4515e-06 | 0 | 1.4515e-06 | 1.3939e-06 | 0 | 1.3939e-06 | 1.3275e-06 | 0 | 1.3275e-06
[79 empty] | WLDFR | HFTD - Distribution - Tier 3 - 5QU CoRE ¦ 3QU LoRE | Non-Red Flag Warning - Small Fires | 2031 | 1.6442e-05 | 1.7361e-05 | 1.6672e-05 | 1.5878e-05 | 0.083606 | 0.039055 | 0.001695 | 0.042856 | 0 | 0 | 0 | 0 | 0.0042958 | 1.3746e-06 | 0 | 1.3746e-06 | 1.4515e-06 | 0 | 1.4515e-06 | 1.3939e-06 | 0 | 1.3939e-06 | 1.3275e-06 | 0 | 1.3275e-06
[79 empty] | WLDFR | HFTD - Distribution - Tier 3 - 5QU CoRE ¦ 3QU LoRE | Non-Red Flag Warning - Small Fires | 2032 | 1.6442e-05 | 1.7361e-05 | 1.6672e-05 | 1.5878e-05 | 0.083606 | 0.039055 | 0.001695 | 0.042856 | 0 | 0 | 0 | 0 | 0.0042958 | 1.3746e-06 | 0 | 1.3746e-06 | 1.4515e-06 | 0 | 1.4515e-06 | 1.3939e-06 | 0 | 1.3939e-06 | 1.3275e-06 | 0 | 1.3275e-06
[79 empty] | WLDFR | HFTD - Distribution - Tier 3 - 5QU CoRE ¦ 3QU LoRE | Non-Red Flag Warning - Small Fires | 2033 | 1.6442e-05 | 1.7361e-05 | 1.6672e-05 | 1.5878e-05 | 0.087211 | 0.040679 | 0.0017655 | 0.044766 | 0 | 0 | 0 | 0 | 0.0042958 | 1.4339e-06 | 0 | 1.4339e-06 | 1.5141e-06 | 0 | 1.5141e-06 | 1.454e-06 | 0 | 1.454e-06 | 1.3847e-06 | 0 | 1.3847e-06
[79 empty] | WLDFR | HFTD - Distribution - Tier 3 - 5QU CoRE ¦ 3QU LoRE | Non-Red Flag Warning - Small Fires | 2034 | 1.6442e-05 | 1.7361e-05 | 1.6672e-05 | 1.5878e-05 | 0.087211 | 0.040679 | 0.0017655 | 0.044766 | 0 | 0 | 0 | 0 | 0.0042958 | 1.4339e-06 | 0 | 1.4339e-06 | 1.5141e-06 | 0 | 1.5141e-06 | 1.454e-06 | 0 | 1.454e-06 | 1.3847e-06 | 0 | 1.3847e-06
[79 empty] | WLDFR | HFTD - Distribution - Tier 3 - 5QU CoRE ¦ 3QU LoRE | Non-Red Flag Warning - Small Fires | 2035 | 1.6442e-05 | 1.7361e-05 | 1.6672e-05 | 1.5878e-05 | 0.087211 | 0.040679 | 0.0017655 | 0.044766 | 0 | 0 | 0 | 0 | 0.0042958 | 1.4339e-06 | 0 | 1.4339e-06 | 1.5141e-06 | 0 | 1.5141e-06 | 1.454e-06 | 0 | 1.454e-06 | 1.3847e-06 | 0 | 1.3847e-06
[79 empty] | WLDFR | HFTD - Distribution - Tier 3 - 5QU CoRE ¦ 3QU LoRE | Non-Red Flag Warning - Small Fires | 2036 | 1.6442e-05 | 1.7361e-05 | 1.6672e-05 | 1.5878e-05 | 0.087211 | 0.040679 | 0.0017655 | 0.044766 | 0 | 0 | 0 | 0 | 0.0042958 | 1.4339e-06 | 0 | 1.4339e-06 | 1.5141e-06 | 0 | 1.5141e-06 | 1.454e-06 | 0 | 1.454e-06 | 1.3847e-06 | 0 | 1.3847e-06
[79 empty] | WLDFR | HFTD - Distribution - Tier 3 - 5QU CoRE ¦ 3QU LoRE | Non-Red Flag Warning - Small Fires | 2037 | 1.6442e-05 | 1.7361e-05 | 1.6672e-05 | 1.5878e-05 | 0.087211 | 0.040679 | 0.0017655 | 0.044766 | 0 | 0 | 0 | 0 | 0.0042958 | 1.4339e-06 | 0 | 1.4339e-06 | 1.5141e-06 | 0 | 1.5141e-06 | 1.454e-06 | 0 | 1.454e-06 | 1.3847e-06 | 0 | 1.3847e-06
[79 empty] | WLDFR | HFTD - Distribution - Tier 3 - 5QU CoRE ¦ 3QU LoRE | Non-Red Flag Warning - Small Fires | 2038 | 1.6442e-05 | 1.7361e-05 | 1.6672e-05 | 1.5878e-05 | 0.091184 | 0.042438 | 0.0018418 | 0.046905 | 0 | 0 | 0 | 0 | 0.0042958 | 1.4992e-06 | 0 | 1.4992e-06 | 1.583e-06 | 0 | 1.583e-06 | 1.5202e-06 | 0 | 1.5202e-06 | 1.4478e-06 | 0 | 1.4478e-06
[79 empty] | WLDFR | HFTD - Distribution - Tier 3 - 5QU CoRE ¦ 3QU LoRE | Non-Red Flag Warning - Small Fires | 2039 | 1.6442e-05 | 1.7361e-05 | 1.6672e-05 | 1.5878e-05 | 0.091184 | 0.042438 | 0.0018418 | 0.046905 | 0 | 0 | 0 | 0 | 0.0042958 | 1.4992e-06 | 0 | 1.4992e-06 | 1.583e-06 | 0 | 1.583e-06 | 1.5202e-06 | 0 | 1.5202e-06 | 1.4478e-06 | 0 | 1.4478e-06
[79 empty] | WLDFR | HFTD - Distribution - Tier 3 - 5QU CoRE ¦ 3QU LoRE | Non-Red Flag Warning - Small Fires | 2040 | 1.6442e-05 | 1.7361e-05 | 1.6672e-05 | 1.5878e-05 | 0.091184 | 0.042438 | 0.0018418 | 0.046905 | 0 | 0 | 0 | 0 | 0.0042958 | 1.4992e-06 | 0 | 1.4992e-06 | 1.583e-06 | 0 | 1.583e-06 | 1.5202e-06 | 0 | 1.5202e-06 | 1.4478e-06 | 0 | 1.4478e-06
[79 empty] | WLDFR | HFTD - Distribution - Tier 3 - 5QU CoRE ¦ 3QU LoRE | Non-Red Flag Warning - Small Fires | 2041 | 1.6442e-05 | 1.7361e-05 | 1.6672e-05 | 1.5878e-05 | 0.091184 | 0.042438 | 0.0018418 | 0.046905 | 0 | 0 | 0 | 0 | 0.0042958 | 1.4992e-06 | 0 | 1.4992e-06 | 1.583e-06 | 0 | 1.583e-06 | 1.5202e-06 | 0 | 1.5202e-06 | 1.4478e-06 | 0 | 1.4478e-06
[79 empty] | WLDFR | HFTD - Distribution - Tier 3 - 5QU CoRE ¦ 3QU LoRE | Non-Red Flag Warning - Small Fires | 2042 | 1.6442e-05 | 1.7361e-05 | 1.6672e-05 | 1.5878e-05 | 0.091184 | 0.042438 | 0.0018418 | 0.046905 | 0 | 0 | 0 | 0 | 0.0042958 | 1.4992e-06 | 0 | 1.4992e-06 | 1.583e-06 | 0 | 1.583e-06 | 1.5202e-06 | 0 | 1.5202e-06 | 1.4478e-06 | 0 | 1.4478e-06
[79 empty] | WLDFR | HFTD - Distribution - Tier 3 - 5QU CoRE ¦ 3QU LoRE | Non-Red Flag Warning - Small Fires | 2043 | 1.6442e-05 | 1.7361e-05 | 1.6672e-05 | 1.5878e-05 | 0.095486 | 0.044306 | 0.0019228 | 0.049257 | 0 | 0 | 0 | 0 | 0.0042958 | 1.5699e-06 | 0 | 1.5699e-06 | 1.6577e-06 | 0 | 1.6577e-06 | 1.5919e-06 | 0 | 1.5919e-06 | 1.5161e-06 | 0 | 1.5161e-06
[79 empty] | WLDFR | HFTD - Distribution - Tier 3 - 5QU CoRE ¦ 3QU LoRE | Non-Red Flag Warning - Small Fires | 2044 | 1.6442e-05 | 1.7361e-05 | 1.6672e-05 | 1.5878e-05 | 0.095486 | 0.044306 | 0.0019228 | 0.049257 | 0 | 0 | 0 | 0 | 0.0042958 | 1.5699e-06 | 0 | 1.5699e-06 | 1.6577e-06 | 0 | 1.6577e-06 | 1.5919e-06 | 0 | 1.5919e-06 | 1.5161e-06 | 0 | 1.5161e-06
[79 empty] | WLDFR | HFTD - Distribution - Tier 3 - 5QU CoRE ¦ 3QU LoRE | Non-Red Flag Warning - Small Fires | 2045 | 1.6442e-05 | 1.7361e-05 | 1.6672e-05 | 1.5878e-05 | 0.095486 | 0.044306 | 0.0019228 | 0.049257 | 0 | 0 | 0 | 0 | 0.0042958 | 1.5699e-06 | 0 | 1.5699e-06 | 1.6577e-06 | 0 | 1.6577e-06 | 1.5919e-06 | 0 | 1.5919e-06 | 1.5161e-06 | 0 | 1.5161e-06
[79 empty] | WLDFR | HFTD - Distribution - Tier 3 - 5QU CoRE ¦ 3QU LoRE | Non-Red Flag Warning - Small Fires | 2046 | 1.6442e-05 | 1.7361e-05 | 1.6672e-05 | 1.5878e-05 | 0.095486 | 0.044306 | 0.0019228 | 0.049257 | 0 | 0 | 0 | 0 | 0.0042958 | 1.5699e-06 | 0 | 1.5699e-06 | 1.6577e-06 | 0 | 1.6577e-06 | 1.5919e-06 | 0 | 1.5919e-06 | 1.5161e-06 | 0 | 1.5161e-06
[79 empty] | WLDFR | HFTD - Distribution - Tier 3 - 5QU CoRE ¦ 3QU LoRE | Non-Red Flag Warning - Small Fires | 2047 | 1.6442e-05 | 1.7361e-05 | 1.6672e-05 | 1.5878e-05 | 0.095486 | 0.044306 | 0.0019228 | 0.049257 | 0 | 0 | 0 | 0 | 0.0042958 | 1.5699e-06 | 0 | 1.5699e-06 | 1.6577e-06 | 0 | 1.6577e-06 | 1.5919e-06 | 0 | 1.5919e-06 | 1.5161e-06 | 0 | 1.5161e-06
[79 empty] | WLDFR | HFTD - Distribution - Tier 3 - 5QU CoRE ¦ 3QU LoRE | Non-Red Flag Warning - Small Fires | 2048 | 1.6442e-05 | 1.7361e-05 | 1.6672e-05 | 1.5878e-05 | 0.10007 | 0.04626 | 0.0020076 | 0.051804 | 0 | 0 | 0 | 0 | 0.0042958 | 1.6453e-06 | 0 | 1.6453e-06 | 1.7373e-06 | 0 | 1.7373e-06 | 1.6684e-06 | 0 | 1.6684e-06 | 1.5889e-06 | 0 | 1.5889e-06
[79 empty] | WLDFR | HFTD - Distribution - Tier 3 - 5QU CoRE ¦ 3QU LoRE | Non-Red Flag Warning - Small Fires | 2049 | 1.6442e-05 | 1.7361e-05 | 1.6672e-05 | 1.5878e-05 | 0.10007 | 0.04626 | 0.0020076 | 0.051804 | 0 | 0 | 0 | 0 | 0.0042958 | 1.6453e-06 | 0 | 1.6453e-06 | 1.7373e-06 | 0 | 1.7373e-06 | 1.6684e-06 | 0 | 1.6684e-06 | 1.5889e-06 | 0 | 1.5889e-06
[79 empty] | WLDFR | HFTD - Distribution - Tier 3 - 5QU CoRE ¦ 3QU LoRE | Non-Red Flag Warning - Small Fires | 2050 | 0 | 1.7361e-05 | 1.6672e-05 | 1.5878e-05 | 0.10007 | 0.04626 | 0.0020076 | 0.051804 | 0 | 0 | 0 | 0 | 0.0042958 | 0 | 0 | 0 | 1.7373e-06 | 0 | 1.7373e-06 | 1.6684e-06 | 0 | 1.6684e-06 | 1.5889e-06 | 0 | 1.5889e-06
[79 empty] | WLDFR | HFTD - Distribution - Tier 3 - 5QU CoRE ¦ 3QU LoRE | Non-Red Flag Warning - Small Fires | 2051 | 0 | 0 | 1.6672e-05 | 1.5878e-05 | 0.10007 | 0.04626 | 0.0020076 | 0.051804 | 0 | 0 | 0 | 0 | 0.0042958 | 0 | 0 | 0 | 0 | 0 | 0 | 1.6684e-06 | 0 | 1.6684e-06 | 1.5889e-06 | 0 | 1.5889e-06
[79 empty] | WLDFR | HFTD - Distribution - Tier 3 - 5QU CoRE ¦ 3QU LoRE | Non-Red Flag Warning - Small Fires | 2052 | 0 | 0 | 0 | 1.5878e-05 | 0.10007 | 0.04626 | 0.0020076 | 0.051804 | 0 | 0 | 0 | 0 | 0.0042958 | 0 | 0 | 0 | 0 | 0 | 0 | 0 | 0 | 0 | 1.5889e-06 | 0 | 1.5889e-06
[79 empty] | WLDFR | HFTD - Distribution - Tier 3 - 5QU CoRE ¦ 3QU LoRE | Red Flag Warning - Catastrophic Fires | 2020 | 2.3966e-08 | 0 | 0 | 0 | 14146.1306 | 222.2294 | 8585.7228 | 5338.1784 | 0 | 0 | 0 | 0 | 2.0882e-06 | 0.00033903 | 0 | 0.00033903 | 0 | 0 | 0 | 0 | 0 | 0 | 0 | 0 | 0
[79 empty] | WLDFR | HFTD - Distribution - Tier 3 - 5QU CoRE ¦ 3QU LoRE | Red Flag Warning - Catastrophic Fires | 2021 | 1.5859e-08 | 2.5306e-08 | 0 | 0 | 14146.1306 | 222.2294 | 8585.7228 | 5338.1784 | 0 | 0 | 0 | 0 | 2.0882e-06 | 0.00022434 | 0 | 0.00022434 | 0.00035798 | 0 | 0.00035798 | 0 | 0 | 0 | 0 | 0 | 0
[79 empty] | WLDFR | HFTD - Distribution - Tier 3 - 5QU CoRE ¦ 3QU LoRE | Red Flag Warning - Catastrophic Fires | 2022 | 1.4989e-08 | 1.5827e-08 | 2.2416e-08 | 0 | 14146.1306 | 222.2294 | 8585.7228 | 5338.1784 | 0 | 0 | 0 | 0 | 1.8959e-06 | 0.00021203 | 0 | 0.00021203 | 0.00022388 | 0 | 0.00022388 | 0.00031711 | 0 | 0.00031711 | 0 | 0 | 0
[79 empty] | WLDFR | HFTD - Distribution - Tier 3 - 5QU CoRE ¦ 3QU LoRE | Red Flag Warning - Catastrophic Fires | 2023 | 1.4989e-08 | 1.5827e-08 | 1.5198e-08 | 2.1349e-08 | 14664.6376 | 233.2301 | 8896.516 | 5534.8915 | 0 | 0 | 0 | 0 | 1.8959e-06 | 0.0002198 | 0 | 0.0002198 | 0.00023209 | 0 | 0.00023209 | 0.00022288 | 0 | 0.00022288 | 0.00031307 | 0 | 0.00031307
[79 empty] | WLDFR | HFTD - Distribution - Tier 3 - 5QU CoRE ¦ 3QU LoRE | Red Flag Warning - Catastrophic Fires | 2024 | 1.4989e-08 | 1.5827e-08 | 1.5198e-08 | 1.4475e-08 | 14664.6376 | 233.2301 | 8896.516 | 5534.8915 | 0 | 0 | 0 | 0 | 1.8959e-06 | 0.0002198 | 0 | 0.0002198 | 0.00023209 | 0 | 0.00023209 | 0.00022288 | 0 | 0.00022288 | 0.00021226 | 0 | 0.00021226
[79 empty] | WLDFR | HFTD - Distribution - Tier 3 - 5QU CoRE ¦ 3QU LoRE | Red Flag Warning - Catastrophic Fires | 2025 | 1.4989e-08 | 1.5827e-08 | 1.5198e-08 | 1.4475e-08 | 14664.6376 | 233.2301 | 8896.516 | 5534.8915 | 0 | 0 | 0 | 0 | 1.8959e-06 | 0.0002198 | 0 | 0.0002198 | 0.00023209 | 0 | 0.00023209 | 0.00022288 | 0 | 0.00022288 | 0.00021226 | 0 | 0.00021226
[79 empty] | WLDFR | HFTD - Distribution - Tier 3 - 5QU CoRE ¦ 3QU LoRE | Red Flag Warning - Catastrophic Fires | 2026 | 1.4989e-08 | 1.5827e-08 | 1.5198e-08 | 1.4475e-08 | 14664.6376 | 233.2301 | 8896.516 | 5534.8915 | 0 | 0 | 0 | 0 | 1.8959e-06 | 0.0002198 | 0 | 0.0002198 | 0.00023209 | 0 | 0.00023209 | 0.00022288 | 0 | 0.00022288 | 0.00021226 | 0 | 0.00021226
[79 empty] | WLDFR | HFTD - Distribution - Tier 3 - 5QU CoRE ¦ 3QU LoRE | Red Flag Warning - Catastrophic Fires | 2027 | 1.4989e-08 | 1.5827e-08 | 1.5198e-08 | 1.4475e-08 | 14664.6376 | 233.2301 | 8896.516 | 5534.8915 | 0 | 0 | 0 | 0 | 1.8959e-06 | 0.0002198 | 0 | 0.0002198 | 0.00023209 | 0 | 0.00023209 | 0.00022288 | 0 | 0.00022288 | 0.00021226 | 0 | 0.00021226
[79 empty] | WLDFR | HFTD - Distribution - Tier 3 - 5QU CoRE ¦ 3QU LoRE | Red Flag Warning - Catastrophic Fires | 2028 | 1.4989e-08 | 1.5827e-08 | 1.5198e-08 | 1.4475e-08 | 15317.9909 | 247.273 | 9287.6491 | 5783.0689 | 0 | 0 | 0 | 0 | 1.8959e-06 | 0.00022959 | 0 | 0.00022959 | 0.00024243 | 0 | 0.00024243 | 0.00023281 | 0 | 0.00023281 | 0.00022172 | 0 | 0.00022172
[79 empty] | WLDFR | HFTD - Distribution - Tier 3 - 5QU CoRE ¦ 3QU LoRE | Red Flag Warning - Catastrophic Fires | 2029 | 1.4989e-08 | 1.5827e-08 | 1.5198e-08 | 1.4475e-08 | 15317.9909 | 247.273 | 9287.6491 | 5783.0689 | 0 | 0 | 0 | 0 | 1.8959e-06 | 0.00022959 | 0 | 0.00022959 | 0.00024243 | 0 | 0.00024243 | 0.00023281 | 0 | 0.00023281 | 0.00022172 | 0 | 0.00022172
[79 empty] | WLDFR | HFTD - Distribution - Tier 3 - 5QU CoRE ¦ 3QU LoRE | Red Flag Warning - Catastrophic Fires | 2030 | 1.4989e-08 | 1.5827e-08 | 1.5198e-08 | 1.4475e-08 | 15317.9909 | 247.273 | 9287.6491 | 5783.0689 | 0 | 0 | 0 | 0 | 1.8959e-06 | 0.00022959 | 0 | 0.00022959 | 0.00024243 | 0 | 0.00024243 | 0.00023281 | 0 | 0.00023281 | 0.00022172 | 0 | 0.00022172
[79 empty] | WLDFR | HFTD - Distribution - Tier 3 - 5QU CoRE ¦ 3QU LoRE | Red Flag Warning - Catastrophic Fires | 2031 | 1.4989e-08 | 1.5827e-08 | 1.5198e-08 | 1.4475e-08 | 15317.9909 | 247.273 | 9287.6491 | 5783.0689 | 0 | 0 | 0 | 0 | 1.8959e-06 | 0.00022959 | 0 | 0.00022959 | 0.00024243 | 0 | 0.00024243 | 0.00023281 | 0 | 0.00023281 | 0.00022172 | 0 | 0.00022172
[79 empty] | WLDFR | HFTD - Distribution - Tier 3 - 5QU CoRE ¦ 3QU LoRE | Red Flag Warning - Catastrophic Fires | 2032 | 1.4989e-08 | 1.5827e-08 | 1.5198e-08 | 1.4475e-08 | 15317.9909 | 247.273 | 9287.6491 | 5783.0689 | 0 | 0 | 0 | 0 | 1.8959e-06 | 0.00022959 | 0 | 0.00022959 | 0.00024243 | 0 | 0.00024243 | 0.00023281 | 0 | 0.00023281 | 0.00022172 | 0 | 0.00022172
[79 empty] | WLDFR | HFTD - Distribution - Tier 3 - 5QU CoRE ¦ 3QU LoRE | Red Flag Warning - Catastrophic Fires | 2033 | 1.4989e-08 | 1.5827e-08 | 1.5198e-08 | 1.4475e-08 | 16044.1264 | 263.1074 | 9721.74 | 6059.2791 | 0 | 0 | 0 | 0 | 1.8959e-06 | 0.00024048 | 0 | 0.00024048 | 0.00025392 | 0 | 0.00025392 | 0.00024384 | 0 | 0.00024384 | 0.00023223 | 0 | 0.00023223
[79 empty] | WLDFR | HFTD - Distribution - Tier 3 - 5QU CoRE ¦ 3QU LoRE | Red Flag Warning - Catastrophic Fires | 2034 | 1.4989e-08 | 1.5827e-08 | 1.5198e-08 | 1.4475e-08 | 16044.1264 | 263.1074 | 9721.74 | 6059.2791 | 0 | 0 | 0 | 0 | 1.8959e-06 | 0.00024048 | 0 | 0.00024048 | 0.00025392 | 0 | 0.00025392 | 0.00024384 | 0 | 0.00024384 | 0.00023223 | 0 | 0.00023223
[79 empty] | WLDFR | HFTD - Distribution - Tier 3 - 5QU CoRE ¦ 3QU LoRE | Red Flag Warning - Catastrophic Fires | 2035 | 1.4989e-08 | 1.5827e-08 | 1.5198e-08 | 1.4475e-08 | 16044.1264 | 263.1074 | 9721.74 | 6059.2791 | 0 | 0 | 0 | 0 | 1.8959e-06 | 0.00024048 | 0 | 0.00024048 | 0.00025392 | 0 | 0.00025392 | 0.00024384 | 0 | 0.00024384 | 0.00023223 | 0 | 0.00023223
[79 empty] | WLDFR | HFTD - Distribution - Tier 3 - 5QU CoRE ¦ 3QU LoRE | Red Flag Warning - Catastrophic Fires | 2036 | 1.4989e-08 | 1.5827e-08 | 1.5198e-08 | 1.4475e-08 | 16044.1264 | 263.1074 | 9721.74 | 6059.2791 | 0 | 0 | 0 | 0 | 1.8959e-06 | 0.00024048 | 0 | 0.00024048 | 0.00025392 | 0 | 0.00025392 | 0.00024384 | 0 | 0.00024384 | 0.00023223 | 0 | 0.00023223
[79 empty] | WLDFR | HFTD - Distribution - Tier 3 - 5QU CoRE ¦ 3QU LoRE | Red Flag Warning - Catastrophic Fires | 2037 | 1.4989e-08 | 1.5827e-08 | 1.5198e-08 | 1.4475e-08 | 16044.1264 | 263.1074 | 9721.74 | 6059.2791 | 0 | 0 | 0 | 0 | 1.8959e-06 | 0.00024048 | 0 | 0.00024048 | 0.00025392 | 0 | 0.00025392 | 0.00024384 | 0 | 0.00024384 | 0.00023223 | 0 | 0.00023223
[79 empty] | WLDFR | HFTD - Distribution - Tier 3 - 5QU CoRE ¦ 3QU LoRE | Red Flag Warning - Catastrophic Fires | 2038 | 1.4989e-08 | 1.5827e-08 | 1.5198e-08 | 1.4475e-08 | 16832.3912 | 280.5544 | 10192.2718 | 6359.5651 | 0 | 0 | 0 | 0 | 1.8959e-06 | 0.00025229 | 0 | 0.00025229 | 0.0002664 | 0 | 0.0002664 | 0.00025582 | 0 | 0.00025582 | 0.00024364 | 0 | 0.00024364
[79 empty] | WLDFR | HFTD - Distribution - Tier 3 - 5QU CoRE ¦ 3QU LoRE | Red Flag Warning - Catastrophic Fires | 2039 | 1.4989e-08 | 1.5827e-08 | 1.5198e-08 | 1.4475e-08 | 16832.3912 | 280.5544 | 10192.2718 | 6359.5651 | 0 | 0 | 0 | 0 | 1.8959e-06 | 0.00025229 | 0 | 0.00025229 | 0.0002664 | 0 | 0.0002664 | 0.00025582 | 0 | 0.00025582 | 0.00024364 | 0 | 0.00024364
[79 empty] | WLDFR | HFTD - Distribution - Tier 3 - 5QU CoRE ¦ 3QU LoRE | Red Flag Warning - Catastrophic Fires | 2040 | 1.4989e-08 | 1.5827e-08 | 1.5198e-08 | 1.4475e-08 | 16832.3912 | 280.5544 | 10192.2718 | 6359.5651 | 0 | 0 | 0 | 0 | 1.8959e-06 | 0.00025229 | 0 | 0.00025229 | 0.0002664 | 0 | 0.0002664 | 0.00025582 | 0 | 0.00025582 | 0.00024364 | 0 | 0.00024364
[79 empty] | WLDFR | HFTD - Distribution - Tier 3 - 5QU CoRE ¦ 3QU LoRE | Red Flag Warning - Catastrophic Fires | 2041 | 1.4989e-08 | 1.5827e-08 | 1.5198e-08 | 1.4475e-08 | 16832.3912 | 280.5544 | 10192.2718 | 6359.5651 | 0 | 0 | 0 | 0 | 1.8959e-06 | 0.00025229 | 0 | 0.00025229 | 0.0002664 | 0 | 0.0002664 | 0.00025582 | 0 | 0.00025582 | 0.00024364 | 0 | 0.00024364
[79 empty] | WLDFR | HFTD - Distribution - Tier 3 - 5QU CoRE ¦ 3QU LoRE | Red Flag Warning - Catastrophic Fires | 2042 | 1.4989e-08 | 1.5827e-08 | 1.5198e-08 | 1.4475e-08 | 16832.3912 | 280.5544 | 10192.2718 | 6359.5651 | 0 | 0 | 0 | 0 | 1.8959e-06 | 0.00025229 | 0 | 0.00025229 | 0.0002664 | 0 | 0.0002664 | 0.00025582 | 0 | 0.00025582 | 0.00024364 | 0 | 0.00024364
[79 empty] | WLDFR | HFTD - Distribution - Tier 3 - 5QU CoRE ¦ 3QU LoRE | Red Flag Warning - Catastrophic Fires | 2043 | 1.4989e-08 | 1.5827e-08 | 1.5198e-08 | 1.4475e-08 | 17672.0852 | 299.42 | 10692.7362 | 6679.929 | 0 | 0 | 0 | 0 | 1.8959e-06 | 0.00026488 | 0 | 0.00026488 | 0.00027969 | 0 | 0.00027969 | 0.00026858 | 0 | 0.00026858 | 0.00025579 | 0 | 0.00025579
[79 empty] | WLDFR | HFTD - Distribution - Tier 3 - 5QU CoRE ¦ 3QU LoRE | Red Flag Warning - Catastrophic Fires | 2044 | 1.4989e-08 | 1.5827e-08 | 1.5198e-08 | 1.4475e-08 | 17672.0852 | 299.42 | 10692.7362 | 6679.929 | 0 | 0 | 0 | 0 | 1.8959e-06 | 0.00026488 | 0 | 0.00026488 | 0.00027969 | 0 | 0.00027969 | 0.00026858 | 0 | 0.00026858 | 0.00025579 | 0 | 0.00025579
[79 empty] | WLDFR | HFTD - Distribution - Tier 3 - 5QU CoRE ¦ 3QU LoRE | Red Flag Warning - Catastrophic Fires | 2045 | 1.4989e-08 | 1.5827e-08 | 1.5198e-08 | 1.4475e-08 | 17672.0852 | 299.42 | 10692.7362 | 6679.929 | 0 | 0 | 0 | 0 | 1.8959e-06 | 0.00026488 | 0 | 0.00026488 | 0.00027969 | 0 | 0.00027969 | 0.00026858 | 0 | 0.00026858 | 0.00025579 | 0 | 0.00025579
[79 empty] | WLDFR | HFTD - Distribution - Tier 3 - 5QU CoRE ¦ 3QU LoRE | Red Flag Warning - Catastrophic Fires | 2046 | 1.4989e-08 | 1.5827e-08 | 1.5198e-08 | 1.4475e-08 | 17672.0852 | 299.42 | 10692.7362 | 6679.929 | 0 | 0 | 0 | 0 | 1.8959e-06 | 0.00026488 | 0 | 0.00026488 | 0.00027969 | 0 | 0.00027969 | 0.00026858 | 0 | 0.00026858 | 0.00025579 | 0 | 0.00025579
[79 empty] | WLDFR | HFTD - Distribution - Tier 3 - 5QU CoRE ¦ 3QU LoRE | Red Flag Warning - Catastrophic Fires | 2047 | 1.4989e-08 | 1.5827e-08 | 1.5198e-08 | 1.4475e-08 | 17672.0852 | 299.42 | 10692.7362 | 6679.929 | 0 | 0 | 0 | 0 | 1.8959e-06 | 0.00026488 | 0 | 0.00026488 | 0.00027969 | 0 | 0.00027969 | 0.00026858 | 0 | 0.00026858 | 0.00025579 | 0 | 0.00025579
[79 empty] | WLDFR | HFTD - Distribution - Tier 3 - 5QU CoRE ¦ 3QU LoRE | Red Flag Warning - Catastrophic Fires | 2048 | 1.4989e-08 | 1.5827e-08 | 1.5198e-08 | 1.4475e-08 | 18552.3348 | 319.4911 | 11216.5626 | 7016.281 | 0 | 0 | 0 | 0 | 1.8959e-06 | 0.00027807 | 0 | 0.00027807 | 0.00029362 | 0 | 0.00029362 | 0.00028196 | 0 | 0.00028196 | 0.00026854 | 0 | 0.00026854
[79 empty] | WLDFR | HFTD - Distribution - Tier 3 - 5QU CoRE ¦ 3QU LoRE | Red Flag Warning - Catastrophic Fires | 2049 | 1.4989e-08 | 1.5827e-08 | 1.5198e-08 | 1.4475e-08 | 18552.3348 | 319.4911 | 11216.5626 | 7016.281 | 0 | 0 | 0 | 0 | 1.8959e-06 | 0.00027807 | 0 | 0.00027807 | 0.00029362 | 0 | 0.00029362 | 0.00028196 | 0 | 0.00028196 | 0.00026854 | 0 | 0.00026854
[79 empty] | WLDFR | HFTD - Distribution - Tier 3 - 5QU CoRE ¦ 3QU LoRE | Red Flag Warning - Catastrophic Fires | 2050 | 0 | 1.5827e-08 | 1.5198e-08 | 1.4475e-08 | 18552.3348 | 319.4911 | 11216.5626 | 7016.281 | 0 | 0 | 0 | 0 | 1.8959e-06 | 0 | 0 | 0 | 0.00029362 | 0 | 0.00029362 | 0.00028196 | 0 | 0.00028196 | 0.00026854 | 0 | 0.00026854
[79 empty] | WLDFR | HFTD - Distribution - Tier 3 - 5QU CoRE ¦ 3QU LoRE | Red Flag Warning - Catastrophic Fires | 2051 | 0 | 0 | 1.5198e-08 | 1.4475e-08 | 18552.3348 | 319.4911 | 11216.5626 | 7016.281 | 0 | 0 | 0 | 0 | 1.8959e-06 | 0 | 0 | 0 | 0 | 0 | 0 | 0.00028196 | 0 | 0.00028196 | 0.00026854 | 0 | 0.00026854
[79 empty] | WLDFR | HFTD - Distribution - Tier 3 - 5QU CoRE ¦ 3QU LoRE | Red Flag Warning - Catastrophic Fires | 2052 | 0 | 0 | 0 | 1.4475e-08 | 18552.3348 | 319.4911 | 11216.5626 | 7016.281 | 0 | 0 | 0 | 0 | 1.8959e-06 | 0 | 0 | 0 | 0 | 0 | 0 | 0 | 0 | 0 | 0.00026854 | 0 | 0.00026854
[79 empty] | WLDFR | HFTD - Distribution - Tier 3 - 5QU CoRE ¦ 3QU LoRE | Red Flag Warning - Destructive Fires | 2020 | 3.4413e-09 | 0 | 0 | 0 | 8807.9522 | 222.2294 | 8585.7228 | 0 | 0 | 0 | 0 | 0 | 3.4216e-07 | 3.0311e-05 | 0 | 3.0311e-05 | 0 | 0 | 0 | 0 | 0 | 0 | 0 | 0 | 0
[79 empty] | WLDFR | HFTD - Distribution - Tier 3 - 5QU CoRE ¦ 3QU LoRE | Red Flag Warning - Destructive Fires | 2021 | 2.2733e-09 | 3.6337e-09 | 0 | 0 | 8807.9522 | 222.2294 | 8585.7228 | 0 | 0 | 0 | 0 | 0 | 3.4216e-07 | 2.0023e-05 | 0 | 2.0023e-05 | 3.2006e-05 | 0 | 3.2006e-05 | 0 | 0 | 0 | 0 | 0 | 0
[79 empty] | WLDFR | HFTD - Distribution - Tier 3 - 5QU CoRE ¦ 3QU LoRE | Red Flag Warning - Destructive Fires | 2022 | 2.1256e-09 | 2.2444e-09 | 3.175e-09 | 0 | 8807.9522 | 222.2294 | 8585.7228 | 0 | 0 | 0 | 0 | 0 | 3.0453e-07 | 1.8722e-05 | 0 | 1.8722e-05 | 1.9769e-05 | 0 | 1.9769e-05 | 2.7965e-05 | 0 | 2.7965e-05 | 0 | 0 | 0
[79 empty] | WLDFR | HFTD - Distribution - Tier 3 - 5QU CoRE ¦ 3QU LoRE | Red Flag Warning - Destructive Fires | 2023 | 2.1256e-09 | 2.2444e-09 | 2.1553e-09 | 3.0238e-09 | 9129.7461 | 233.2301 | 8896.516 | 0 | 0 | 0 | 0 | 0 | 3.0453e-07 | 1.9406e-05 | 0 | 1.9406e-05 | 2.0491e-05 | 0 | 2.0491e-05 | 1.9677e-05 | 0 | 1.9677e-05 | 2.7607e-05 | 0 | 2.7607e-05
[79 empty] | WLDFR | HFTD - Distribution - Tier 3 - 5QU CoRE ¦ 3QU LoRE | Red Flag Warning - Destructive Fires | 2024 | 2.1256e-09 | 2.2444e-09 | 2.1553e-09 | 2.0527e-09 | 9129.7461 | 233.2301 | 8896.516 | 0 | 0 | 0 | 0 | 0 | 3.0453e-07 | 1.9406e-05 | 0 | 1.9406e-05 | 2.0491e-05 | 0 | 2.0491e-05 | 1.9677e-05 | 0 | 1.9677e-05 | 1.874e-05 | 0 | 1.874e-05
[79 empty] | WLDFR | HFTD - Distribution - Tier 3 - 5QU CoRE ¦ 3QU LoRE | Red Flag Warning - Destructive Fires | 2025 | 2.1256e-09 | 2.2444e-09 | 2.1553e-09 | 2.0527e-09 | 9129.7461 | 233.2301 | 8896.516 | 0 | 0 | 0 | 0 | 0 | 3.0453e-07 | 1.9406e-05 | 0 | 1.9406e-05 | 2.0491e-05 | 0 | 2.0491e-05 | 1.9677e-05 | 0 | 1.9677e-05 | 1.874e-05 | 0 | 1.874e-05
[79 empty] | WLDFR | HFTD - Distribution - Tier 3 - 5QU CoRE ¦ 3QU LoRE | Red Flag Warning - Destructive Fires | 2026 | 2.1256e-09 | 2.2444e-09 | 2.1553e-09 | 2.0527e-09 | 9129.7461 | 233.2301 | 8896.516 | 0 | 0 | 0 | 0 | 0 | 3.0453e-07 | 1.9406e-05 | 0 | 1.9406e-05 | 2.0491e-05 | 0 | 2.0491e-05 | 1.9677e-05 | 0 | 1.9677e-05 | 1.874e-05 | 0 | 1.874e-05
[79 empty] | WLDFR | HFTD - Distribution - Tier 3 - 5QU CoRE ¦ 3QU LoRE | Red Flag Warning - Destructive Fires | 2027 | 2.1256e-09 | 2.2444e-09 | 2.1553e-09 | 2.0527e-09 | 9129.7461 | 233.2301 | 8896.516 | 0 | 0 | 0 | 0 | 0 | 3.0453e-07 | 1.9406e-05 | 0 | 1.9406e-05 | 2.0491e-05 | 0 | 2.0491e-05 | 1.9677e-05 | 0 | 1.9677e-05 | 1.874e-05 | 0 | 1.874e-05
[79 empty] | WLDFR | HFTD - Distribution - Tier 3 - 5QU CoRE ¦ 3QU LoRE | Red Flag Warning - Destructive Fires | 2028 | 2.1256e-09 | 2.2444e-09 | 2.1553e-09 | 2.0527e-09 | 9534.9221 | 247.273 | 9287.6491 | 0 | 0 | 0 | 0 | 0 | 3.0453e-07 | 2.0267e-05 | 0 | 2.0267e-05 | 2.14e-05 | 0 | 2.14e-05 | 2.0551e-05 | 0 | 2.0551e-05 | 1.9572e-05 | 0 | 1.9572e-05
[79 empty] | WLDFR | HFTD - Distribution - Tier 3 - 5QU CoRE ¦ 3QU LoRE | Red Flag Warning - Destructive Fires | 2029 | 2.1256e-09 | 2.2444e-09 | 2.1553e-09 | 2.0527e-09 | 9534.9221 | 247.273 | 9287.6491 | 0 | 0 | 0 | 0 | 0 | 3.0453e-07 | 2.0267e-05 | 0 | 2.0267e-05 | 2.14e-05 | 0 | 2.14e-05 | 2.0551e-05 | 0 | 2.0551e-05 | 1.9572e-05 | 0 | 1.9572e-05
[79 empty] | WLDFR | HFTD - Distribution - Tier 3 - 5QU CoRE ¦ 3QU LoRE | Red Flag Warning - Destructive Fires | 2030 | 2.1256e-09 | 2.2444e-09 | 2.1553e-09 | 2.0527e-09 | 9534.9221 | 247.273 | 9287.6491 | 0 | 0 | 0 | 0 | 0 | 3.0453e-07 | 2.0267e-05 | 0 | 2.0267e-05 | 2.14e-05 | 0 | 2.14e-05 | 2.0551e-05 | 0 | 2.0551e-05 | 1.9572e-05 | 0 | 1.9572e-05
[79 empty] | WLDFR | HFTD - Distribution - Tier 3 - 5QU CoRE ¦ 3QU LoRE | Red Flag Warning - Destructive Fires | 2031 | 2.1256e-09 | 2.2444e-09 | 2.1553e-09 | 2.0527e-09 | 9534.9221 | 247.273 | 9287.6491 | 0 | 0 | 0 | 0 | 0 | 3.0453e-07 | 2.0267e-05 | 0 | 2.0267e-05 | 2.14e-05 | 0 | 2.14e-05 | 2.0551e-05 | 0 | 2.0551e-05 | 1.9572e-05 | 0 | 1.9572e-05
[79 empty] | WLDFR | HFTD - Distribution - Tier 3 - 5QU CoRE ¦ 3QU LoRE | Red Flag Warning - Destructive Fires | 2032 | 2.1256e-09 | 2.2444e-09 | 2.1553e-09 | 2.0527e-09 | 9534.9221 | 247.273 | 9287.6491 | 0 | 0 | 0 | 0 | 0 | 3.0453e-07 | 2.0267e-05 | 0 | 2.0267e-05 | 2.14e-05 | 0 | 2.14e-05 | 2.0551e-05 | 0 | 2.0551e-05 | 1.9572e-05 | 0 | 1.9572e-05
[79 empty] | WLDFR | HFTD - Distribution - Tier 3 - 5QU CoRE ¦ 3QU LoRE | Red Flag Warning - Destructive Fires | 2033 | 2.1256e-09 | 2.2444e-09 | 2.1553e-09 | 2.0527e-09 | 9984.8474 | 263.1074 | 9721.74 | 0 | 0 | 0 | 0 | 0 | 3.0453e-07 | 2.1223e-05 | 0 | 2.1223e-05 | 2.241e-05 | 0 | 2.241e-05 | 2.152e-05 | 0 | 2.152e-05 | 2.0496e-05 | 0 | 2.0496e-05
[79 empty] | WLDFR | HFTD - Distribution - Tier 3 - 5QU CoRE ¦ 3QU LoRE | Red Flag Warning - Destructive Fires | 2034 | 2.1256e-09 | 2.2444e-09 | 2.1553e-09 | 2.0527e-09 | 9984.8474 | 263.1074 | 9721.74 | 0 | 0 | 0 | 0 | 0 | 3.0453e-07 | 2.1223e-05 | 0 | 2.1223e-05 | 2.241e-05 | 0 | 2.241e-05 | 2.152e-05 | 0 | 2.152e-05 | 2.0496e-05 | 0 | 2.0496e-05
[79 empty] | WLDFR | HFTD - Distribution - Tier 3 - 5QU CoRE ¦ 3QU LoRE | Red Flag Warning - Destructive Fires | 2035 | 2.1256e-09 | 2.2444e-09 | 2.1553e-09 | 2.0527e-09 | 9984.8474 | 263.1074 | 9721.74 | 0 | 0 | 0 | 0 | 0 | 3.0453e-07 | 2.1223e-05 | 0 | 2.1223e-05 | 2.241e-05 | 0 | 2.241e-05 | 2.152e-05 | 0 | 2.152e-05 | 2.0496e-05 | 0 | 2.0496e-05
[79 empty] | WLDFR | HFTD - Distribution - Tier 3 - 5QU CoRE ¦ 3QU LoRE | Red Flag Warning - Destructive Fires | 2036 | 2.1256e-09 | 2.2444e-09 | 2.1553e-09 | 2.0527e-09 | 9984.8474 | 263.1074 | 9721.74 | 0 | 0 | 0 | 0 | 0 | 3.0453e-07 | 2.1223e-05 | 0 | 2.1223e-05 | 2.241e-05 | 0 | 2.241e-05 | 2.152e-05 | 0 | 2.152e-05 | 2.0496e-05 | 0 | 2.0496e-05
[79 empty] | WLDFR | HFTD - Distribution - Tier 3 - 5QU CoRE ¦ 3QU LoRE | Red Flag Warning - Destructive Fires | 2037 | 2.1256e-09 | 2.2444e-09 | 2.1553e-09 | 2.0527e-09 | 9984.8474 | 263.1074 | 9721.74 | 0 | 0 | 0 | 0 | 0 | 3.0453e-07 | 2.1223e-05 | 0 | 2.1223e-05 | 2.241e-05 | 0 | 2.241e-05 | 2.152e-05 | 0 | 2.152e-05 | 2.0496e-05 | 0 | 2.0496e-05
[79 empty] | WLDFR | HFTD - Distribution - Tier 3 - 5QU CoRE ¦ 3QU LoRE | Red Flag Warning - Destructive Fires | 2038 | 2.1256e-09 | 2.2444e-09 | 2.1553e-09 | 2.0527e-09 | 10472.8261 | 280.5544 | 10192.2718 | 0 | 0 | 0 | 0 | 0 | 3.0453e-07 | 2.2261e-05 | 0 | 2.2261e-05 | 2.3505e-05 | 0 | 2.3505e-05 | 2.2572e-05 | 0 | 2.2572e-05 | 2.1497e-05 | 0 | 2.1497e-05
[79 empty] | WLDFR | HFTD - Distribution - Tier 3 - 5QU CoRE ¦ 3QU LoRE | Red Flag Warning - Destructive Fires | 2039 | 2.1256e-09 | 2.2444e-09 | 2.1553e-09 | 2.0527e-09 | 10472.8261 | 280.5544 | 10192.2718 | 0 | 0 | 0 | 0 | 0 | 3.0453e-07 | 2.2261e-05 | 0 | 2.2261e-05 | 2.3505e-05 | 0 | 2.3505e-05 | 2.2572e-05 | 0 | 2.2572e-05 | 2.1497e-05 | 0 | 2.1497e-05
[79 empty] | WLDFR | HFTD - Distribution - Tier 3 - 5QU CoRE ¦ 3QU LoRE | Red Flag Warning - Destructive Fires | 2040 | 2.1256e-09 | 2.2444e-09 | 2.1553e-09 | 2.0527e-09 | 10472.8261 | 280.5544 | 10192.2718 | 0 | 0 | 0 | 0 | 0 | 3.0453e-07 | 2.2261e-05 | 0 | 2.2261e-05 | 2.3505e-05 | 0 | 2.3505e-05 | 2.2572e-05 | 0 | 2.2572e-05 | 2.1497e-05 | 0 | 2.1497e-05
[79 empty] | WLDFR | HFTD - Distribution - Tier 3 - 5QU CoRE ¦ 3QU LoRE | Red Flag Warning - Destructive Fires | 2041 | 2.1256e-09 | 2.2444e-09 | 2.1553e-09 | 2.0527e-09 | 10472.8261 | 280.5544 | 10192.2718 | 0 | 0 | 0 | 0 | 0 | 3.0453e-07 | 2.2261e-05 | 0 | 2.2261e-05 | 2.3505e-05 | 0 | 2.3505e-05 | 2.2572e-05 | 0 | 2.2572e-05 | 2.1497e-05 | 0 | 2.1497e-05
[79 empty] | WLDFR | HFTD - Distribution - Tier 3 - 5QU CoRE ¦ 3QU LoRE | Red Flag Warning - Destructive Fires | 2042 | 2.1256e-09 | 2.2444e-09 | 2.1553e-09 | 2.0527e-09 | 10472.8261 | 280.5544 | 10192.2718 | 0 | 0 | 0 | 0 | 0 | 3.0453e-07 | 2.2261e-05 | 0 | 2.2261e-05 | 2.3505e-05 | 0 | 2.3505e-05 | 2.2572e-05 | 0 | 2.2572e-05 | 2.1497e-05 | 0 | 2.1497e-05
[79 empty] | WLDFR | HFTD - Distribution - Tier 3 - 5QU CoRE ¦ 3QU LoRE | Red Flag Warning - Destructive Fires | 2043 | 2.1256e-09 | 2.2444e-09 | 2.1553e-09 | 2.0527e-09 | 10992.1562 | 299.42 | 10692.7362 | 0 | 0 | 0 | 0 | 0 | 3.0453e-07 | 2.3364e-05 | 0 | 2.3364e-05 | 2.4671e-05 | 0 | 2.4671e-05 | 2.3691e-05 | 0 | 2.3691e-05 | 2.2563e-05 | 0 | 2.2563e-05
[79 empty] | WLDFR | HFTD - Distribution - Tier 3 - 5QU CoRE ¦ 3QU LoRE | Red Flag Warning - Destructive Fires | 2044 | 2.1256e-09 | 2.2444e-09 | 2.1553e-09 | 2.0527e-09 | 10992.1562 | 299.42 | 10692.7362 | 0 | 0 | 0 | 0 | 0 | 3.0453e-07 | 2.3364e-05 | 0 | 2.3364e-05 | 2.4671e-05 | 0 | 2.4671e-05 | 2.3691e-05 | 0 | 2.3691e-05 | 2.2563e-05 | 0 | 2.2563e-05
[79 empty] | WLDFR | HFTD - Distribution - Tier 3 - 5QU CoRE ¦ 3QU LoRE | Red Flag Warning - Destructive Fires | 2045 | 2.1256e-09 | 2.2444e-09 | 2.1553e-09 | 2.0527e-09 | 10992.1562 | 299.42 | 10692.7362 | 0 | 0 | 0 | 0 | 0 | 3.0453e-07 | 2.3364e-05 | 0 | 2.3364e-05 | 2.4671e-05 | 0 | 2.4671e-05 | 2.3691e-05 | 0 | 2.3691e-05 | 2.2563e-05 | 0 | 2.2563e-05
[79 empty] | WLDFR | HFTD - Distribution - Tier 3 - 5QU CoRE ¦ 3QU LoRE | Red Flag Warning - Destructive Fires | 2046 | 2.1256e-09 | 2.2444e-09 | 2.1553e-09 | 2.0527e-09 | 10992.1562 | 299.42 | 10692.7362 | 0 | 0 | 0 | 0 | 0 | 3.0453e-07 | 2.3364e-05 | 0 | 2.3364e-05 | 2.4671e-05 | 0 | 2.4671e-05 | 2.3691e-05 | 0 | 2.3691e-05 | 2.2563e-05 | 0 | 2.2563e-05
[79 empty] | WLDFR | HFTD - Distribution - Tier 3 - 5QU CoRE ¦ 3QU LoRE | Red Flag Warning - Destructive Fires | 2047 | 2.1256e-09 | 2.2444e-09 | 2.1553e-09 | 2.0527e-09 | 10992.1562 | 299.42 | 10692.7362 | 0 | 0 | 0 | 0 | 0 | 3.0453e-07 | 2.3364e-05 | 0 | 2.3364e-05 | 2.4671e-05 | 0 | 2.4671e-05 | 2.3691e-05 | 0 | 2.3691e-05 | 2.2563e-05 | 0 | 2.2563e-05
[79 empty] | WLDFR | HFTD - Distribution - Tier 3 - 5QU CoRE ¦ 3QU LoRE | Red Flag Warning - Destructive Fires | 2048 | 2.1256e-09 | 2.2444e-09 | 2.1553e-09 | 2.0527e-09 | 11536.0538 | 319.4911 | 11216.5626 | 0 | 0 | 0 | 0 | 0 | 3.0453e-07 | 2.4521e-05 | 0 | 2.4521e-05 | 2.5892e-05 | 0 | 2.5892e-05 | 2.4864e-05 | 0 | 2.4864e-05 | 2.368e-05 | 0 | 2.368e-05
[79 empty] | WLDFR | HFTD - Distribution - Tier 3 - 5QU CoRE ¦ 3QU LoRE | Red Flag Warning - Destructive Fires | 2049 | 2.1256e-09 | 2.2444e-09 | 2.1553e-09 | 2.0527e-09 | 11536.0538 | 319.4911 | 11216.5626 | 0 | 0 | 0 | 0 | 0 | 3.0453e-07 | 2.4521e-05 | 0 | 2.4521e-05 | 2.5892e-05 | 0 | 2.5892e-05 | 2.4864e-05 | 0 | 2.4864e-05 | 2.368e-05 | 0 | 2.368e-05
[79 empty] | WLDFR | HFTD - Distribution - Tier 3 - 5QU CoRE ¦ 3QU LoRE | Red Flag Warning - Destructive Fires | 2050 | 0 | 2.2444e-09 | 2.1553e-09 | 2.0527e-09 | 11536.0538 | 319.4911 | 11216.5626 | 0 | 0 | 0 | 0 | 0 | 3.0453e-07 | 0 | 0 | 0 | 2.5892e-05 | 0 | 2.5892e-05 | 2.4864e-05 | 0 | 2.4864e-05 | 2.368e-05 | 0 | 2.368e-05
[79 empty] | WLDFR | HFTD - Distribution - Tier 3 - 5QU CoRE ¦ 3QU LoRE | Red Flag Warning - Destructive Fires | 2051 | 0 | 0 | 2.1553e-09 | 2.0527e-09 | 11536.0538 | 319.4911 | 11216.5626 | 0 | 0 | 0 | 0 | 0 | 3.0453e-07 | 0 | 0 | 0 | 0 | 0 | 0 | 2.4864e-05 | 0 | 2.4864e-05 | 2.368e-05 | 0 | 2.368e-05
[79 empty] | WLDFR | HFTD - Distribution - Tier 3 - 5QU CoRE ¦ 3QU LoRE | Red Flag Warning - Destructive Fires | 2052 | 0 | 0 | 0 | 2.0527e-09 | 11536.0538 | 319.4911 | 11216.5626 | 0 | 0 | 0 | 0 | 0 | 3.0453e-07 | 0 | 0 | 0 | 0 | 0 | 0 | 0 | 0 | 0 | 2.368e-05 | 0 | 2.368e-05
[79 empty] | WLDFR | HFTD - Distribution - Tier 3 - 5QU CoRE ¦ 3QU LoRE | Red Flag Warning - Large Fires | 2020 | 1.9936e-07 | 0 | 0 | 0 | 5.2406 | 0.69642 | 2.942 | 1.6022 | 0 | 0 | 0 | 0 | 2.1069e-05 | 1.0448e-06 | 0 | 1.0448e-06 | 0 | 0 | 0 | 0 | 0 | 0 | 0 | 0 | 0
[79 empty] | WLDFR | HFTD - Distribution - Tier 3 - 5QU CoRE ¦ 3QU LoRE | Red Flag Warning - Large Fires | 2021 | 1.3406e-07 | 2.1051e-07 | 0 | 0 | 5.2406 | 0.69642 | 2.942 | 1.6022 | 0 | 0 | 0 | 0 | 2.1069e-05 | 7.0256e-07 | 0 | 7.0256e-07 | 1.1032e-06 | 0 | 1.1032e-06 | 0 | 0 | 0 | 0 | 0 | 0
[79 empty] | WLDFR | HFTD - Distribution - Tier 3 - 5QU CoRE ¦ 3QU LoRE | Red Flag Warning - Large Fires | 2022 | 1.3115e-07 | 1.3848e-07 | 1.9605e-07 | 0 | 5.2406 | 0.69642 | 2.942 | 1.6022 | 0 | 0 | 0 | 0 | 2.0472e-05 | 6.8728e-07 | 0 | 6.8728e-07 | 7.257e-07 | 0 | 7.257e-07 | 1.0274e-06 | 0 | 1.0274e-06 | 0 | 0 | 0
[79 empty] | WLDFR | HFTD - Distribution - Tier 3 - 5QU CoRE ¦ 3QU LoRE | Red Flag Warning - Large Fires | 2023 | 1.3115e-07 | 1.3848e-07 | 1.3298e-07 | 1.8671e-07 | 5.475 | 0.71896 | 3.0715 | 1.6846 | 0 | 0 | 0 | 0 | 2.0472e-05 | 7.1803e-07 | 0 | 7.1803e-07 | 7.5817e-07 | 0 | 7.5817e-07 | 7.2807e-07 | 0 | 7.2807e-07 | 1.0223e-06 | 0 | 1.0223e-06
[79 empty] | WLDFR | HFTD - Distribution - Tier 3 - 5QU CoRE ¦ 3QU LoRE | Red Flag Warning - Large Fires | 2024 | 1.3115e-07 | 1.3848e-07 | 1.3298e-07 | 1.2665e-07 | 5.475 | 0.71896 | 3.0715 | 1.6846 | 0 | 0 | 0 | 0 | 2.0472e-05 | 7.1803e-07 | 0 | 7.1803e-07 | 7.5817e-07 | 0 | 7.5817e-07 | 7.2807e-07 | 0 | 7.2807e-07 | 6.934e-07 | 0 | 6.934e-07
[79 empty] | WLDFR | HFTD - Distribution - Tier 3 - 5QU CoRE ¦ 3QU LoRE | Red Flag Warning - Large Fires | 2025 | 1.3115e-07 | 1.3848e-07 | 1.3298e-07 | 1.2665e-07 | 5.475 | 0.71896 | 3.0715 | 1.6846 | 0 | 0 | 0 | 0 | 2.0472e-05 | 7.1803e-07 | 0 | 7.1803e-07 | 7.5817e-07 | 0 | 7.5817e-07 | 7.2807e-07 | 0 | 7.2807e-07 | 6.934e-07 | 0 | 6.934e-07
[79 empty] | WLDFR | HFTD - Distribution - Tier 3 - 5QU CoRE ¦ 3QU LoRE | Red Flag Warning - Large Fires | 2026 | 1.3115e-07 | 1.3848e-07 | 1.3298e-07 | 1.2665e-07 | 5.475 | 0.71896 | 3.0715 | 1.6846 | 0 | 0 | 0 | 0 | 2.0472e-05 | 7.1803e-07 | 0 | 7.1803e-07 | 7.5817e-07 | 0 | 7.5817e-07 | 7.2807e-07 | 0 | 7.2807e-07 | 6.934e-07 | 0 | 6.934e-07
[79 empty] | WLDFR | HFTD - Distribution - Tier 3 - 5QU CoRE ¦ 3QU LoRE | Red Flag Warning - Large Fires | 2027 | 1.3115e-07 | 1.3848e-07 | 1.3298e-07 | 1.2665e-07 | 5.475 | 0.71896 | 3.0715 | 1.6846 | 0 | 0 | 0 | 0 | 2.0472e-05 | 7.1803e-07 | 0 | 7.1803e-07 | 7.5817e-07 | 0 | 7.5817e-07 | 7.2807e-07 | 0 | 7.2807e-07 | 6.934e-07 | 0 | 6.934e-07
[79 empty] | WLDFR | HFTD - Distribution - Tier 3 - 5QU CoRE ¦ 3QU LoRE | Red Flag Warning - Large Fires | 2028 | 1.3115e-07 | 1.3848e-07 | 1.3298e-07 | 1.2665e-07 | 5.777 | 0.74734 | 3.238 | 1.7917 | 0 | 0 | 0 | 0 | 2.0472e-05 | 7.5763e-07 | 0 | 7.5763e-07 | 7.9999e-07 | 0 | 7.9999e-07 | 7.6823e-07 | 0 | 7.6823e-07 | 7.3165e-07 | 0 | 7.3165e-07
[79 empty] | WLDFR | HFTD - Distribution - Tier 3 - 5QU CoRE ¦ 3QU LoRE | Red Flag Warning - Large Fires | 2029 | 1.3115e-07 | 1.3848e-07 | 1.3298e-07 | 1.2665e-07 | 5.777 | 0.74734 | 3.238 | 1.7917 | 0 | 0 | 0 | 0 | 2.0472e-05 | 7.5763e-07 | 0 | 7.5763e-07 | 7.9999e-07 | 0 | 7.9999e-07 | 7.6823e-07 | 0 | 7.6823e-07 | 7.3165e-07 | 0 | 7.3165e-07
[79 empty] | WLDFR | HFTD - Distribution - Tier 3 - 5QU CoRE ¦ 3QU LoRE | Red Flag Warning - Large Fires | 2030 | 1.3115e-07 | 1.3848e-07 | 1.3298e-07 | 1.2665e-07 | 5.777 | 0.74734 | 3.238 | 1.7917 | 0 | 0 | 0 | 0 | 2.0472e-05 | 7.5763e-07 | 0 | 7.5763e-07 | 7.9999e-07 | 0 | 7.9999e-07 | 7.6823e-07 | 0 | 7.6823e-07 | 7.3165e-07 | 0 | 7.3165e-07
[79 empty] | WLDFR | HFTD - Distribution - Tier 3 - 5QU CoRE ¦ 3QU LoRE | Red Flag Warning - Large Fires | 2031 | 1.3115e-07 | 1.3848e-07 | 1.3298e-07 | 1.2665e-07 | 5.777 | 0.74734 | 3.238 | 1.7917 | 0 | 0 | 0 | 0 | 2.0472e-05 | 7.5763e-07 | 0 | 7.5763e-07 | 7.9999e-07 | 0 | 7.9999e-07 | 7.6823e-07 | 0 | 7.6823e-07 | 7.3165e-07 | 0 | 7.3165e-07
[79 empty] | WLDFR | HFTD - Distribution - Tier 3 - 5QU CoRE ¦ 3QU LoRE | Red Flag Warning - Large Fires | 2032 | 1.3115e-07 | 1.3848e-07 | 1.3298e-07 | 1.2665e-07 | 5.777 | 0.74734 | 3.238 | 1.7917 | 0 | 0 | 0 | 0 | 2.0472e-05 | 7.5763e-07 | 0 | 7.5763e-07 | 7.9999e-07 | 0 | 7.9999e-07 | 7.6823e-07 | 0 | 7.6823e-07 | 7.3165e-07 | 0 | 7.3165e-07
[79 empty] | WLDFR | HFTD - Distribution - Tier 3 - 5QU CoRE ¦ 3QU LoRE | Red Flag Warning - Large Fires | 2033 | 1.3115e-07 | 1.3848e-07 | 1.3298e-07 | 1.2665e-07 | 6.1205 | 0.77885 | 3.4265 | 1.9151 | 0 | 0 | 0 | 0 | 2.0472e-05 | 8.0268e-07 | 0 | 8.0268e-07 | 8.4756e-07 | 0 | 8.4756e-07 | 8.1391e-07 | 0 | 8.1391e-07 | 7.7515e-07 | 0 | 7.7515e-07
[79 empty] | WLDFR | HFTD - Distribution - Tier 3 - 5QU CoRE ¦ 3QU LoRE | Red Flag Warning - Large Fires | 2034 | 1.3115e-07 | 1.3848e-07 | 1.3298e-07 | 1.2665e-07 | 6.1205 | 0.77885 | 3.4265 | 1.9151 | 0 | 0 | 0 | 0 | 2.0472e-05 | 8.0268e-07 | 0 | 8.0268e-07 | 8.4756e-07 | 0 | 8.4756e-07 | 8.1391e-07 | 0 | 8.1391e-07 | 7.7515e-07 | 0 | 7.7515e-07
[79 empty] | WLDFR | HFTD - Distribution - Tier 3 - 5QU CoRE ¦ 3QU LoRE | Red Flag Warning - Large Fires | 2035 | 1.3115e-07 | 1.3848e-07 | 1.3298e-07 | 1.2665e-07 | 6.1205 | 0.77885 | 3.4265 | 1.9151 | 0 | 0 | 0 | 0 | 2.0472e-05 | 8.0268e-07 | 0 | 8.0268e-07 | 8.4756e-07 | 0 | 8.4756e-07 | 8.1391e-07 | 0 | 8.1391e-07 | 7.7515e-07 | 0 | 7.7515e-07
[79 empty] | WLDFR | HFTD - Distribution - Tier 3 - 5QU CoRE ¦ 3QU LoRE | Red Flag Warning - Large Fires | 2036 | 1.3115e-07 | 1.3848e-07 | 1.3298e-07 | 1.2665e-07 | 6.1205 | 0.77885 | 3.4265 | 1.9151 | 0 | 0 | 0 | 0 | 2.0472e-05 | 8.0268e-07 | 0 | 8.0268e-07 | 8.4756e-07 | 0 | 8.4756e-07 | 8.1391e-07 | 0 | 8.1391e-07 | 7.7515e-07 | 0 | 7.7515e-07
[79 empty] | WLDFR | HFTD - Distribution - Tier 3 - 5QU CoRE ¦ 3QU LoRE | Red Flag Warning - Large Fires | 2037 | 1.3115e-07 | 1.3848e-07 | 1.3298e-07 | 1.2665e-07 | 6.1205 | 0.77885 | 3.4265 | 1.9151 | 0 | 0 | 0 | 0 | 2.0472e-05 | 8.0268e-07 | 0 | 8.0268e-07 | 8.4756e-07 | 0 | 8.4756e-07 | 8.1391e-07 | 0 | 8.1391e-07 | 7.7515e-07 | 0 | 7.7515e-07
[79 empty] | WLDFR | HFTD - Distribution - Tier 3 - 5QU CoRE ¦ 3QU LoRE | Red Flag Warning - Large Fires | 2038 | 1.3115e-07 | 1.3848e-07 | 1.3298e-07 | 1.2665e-07 | 6.5028 | 0.81304 | 3.6355 | 2.0543 | 0 | 0 | 0 | 0 | 2.0472e-05 | 8.5282e-07 | 0 | 8.5282e-07 | 9.005e-07 | 0 | 9.005e-07 | 8.6475e-07 | 0 | 8.6475e-07 | 8.2357e-07 | 0 | 8.2357e-07
[79 empty] | WLDFR | HFTD - Distribution - Tier 3 - 5QU CoRE ¦ 3QU LoRE | Red Flag Warning - Large Fires | 2039 | 1.3115e-07 | 1.3848e-07 | 1.3298e-07 | 1.2665e-07 | 6.5028 | 0.81304 | 3.6355 | 2.0543 | 0 | 0 | 0 | 0 | 2.0472e-05 | 8.5282e-07 | 0 | 8.5282e-07 | 9.005e-07 | 0 | 9.005e-07 | 8.6475e-07 | 0 | 8.6475e-07 | 8.2357e-07 | 0 | 8.2357e-07
[79 empty] | WLDFR | HFTD - Distribution - Tier 3 - 5QU CoRE ¦ 3QU LoRE | Red Flag Warning - Large Fires | 2040 | 1.3115e-07 | 1.3848e-07 | 1.3298e-07 | 1.2665e-07 | 6.5028 | 0.81304 | 3.6355 | 2.0543 | 0 | 0 | 0 | 0 | 2.0472e-05 | 8.5282e-07 | 0 | 8.5282e-07 | 9.005e-07 | 0 | 9.005e-07 | 8.6475e-07 | 0 | 8.6475e-07 | 8.2357e-07 | 0 | 8.2357e-07
[79 empty] | WLDFR | HFTD - Distribution - Tier 3 - 5QU CoRE ¦ 3QU LoRE | Red Flag Warning - Large Fires | 2041 | 1.3115e-07 | 1.3848e-07 | 1.3298e-07 | 1.2665e-07 | 6.5028 | 0.81304 | 3.6355 | 2.0543 | 0 | 0 | 0 | 0 | 2.0472e-05 | 8.5282e-07 | 0 | 8.5282e-07 | 9.005e-07 | 0 | 9.005e-07 | 8.6475e-07 | 0 | 8.6475e-07 | 8.2357e-07 | 0 | 8.2357e-07
[79 empty] | WLDFR | HFTD - Distribution - Tier 3 - 5QU CoRE ¦ 3QU LoRE | Red Flag Warning - Large Fires | 2042 | 1.3115e-07 | 1.3848e-07 | 1.3298e-07 | 1.2665e-07 | 6.5028 | 0.81304 | 3.6355 | 2.0543 | 0 | 0 | 0 | 0 | 2.0472e-05 | 8.5282e-07 | 0 | 8.5282e-07 | 9.005e-07 | 0 | 9.005e-07 | 8.6475e-07 | 0 | 8.6475e-07 | 8.2357e-07 | 0 | 8.2357e-07
[79 empty] | WLDFR | HFTD - Distribution - Tier 3 - 5QU CoRE ¦ 3QU LoRE | Red Flag Warning - Large Fires | 2043 | 1.3115e-07 | 1.3848e-07 | 1.3298e-07 | 1.2665e-07 | 6.9209 | 0.84944 | 3.8632 | 2.2083 | 0 | 0 | 0 | 0 | 2.0472e-05 | 9.0765e-07 | 0 | 9.0765e-07 | 9.584e-07 | 0 | 9.584e-07 | 9.2035e-07 | 0 | 9.2035e-07 | 8.7652e-07 | 0 | 8.7652e-07
[79 empty] | WLDFR | HFTD - Distribution - Tier 3 - 5QU CoRE ¦ 3QU LoRE | Red Flag Warning - Large Fires | 2044 | 1.3115e-07 | 1.3848e-07 | 1.3298e-07 | 1.2665e-07 | 6.9209 | 0.84944 | 3.8632 | 2.2083 | 0 | 0 | 0 | 0 | 2.0472e-05 | 9.0765e-07 | 0 | 9.0765e-07 | 9.584e-07 | 0 | 9.584e-07 | 9.2035e-07 | 0 | 9.2035e-07 | 8.7652e-07 | 0 | 8.7652e-07
[79 empty] | WLDFR | HFTD - Distribution - Tier 3 - 5QU CoRE ¦ 3QU LoRE | Red Flag Warning - Large Fires | 2045 | 1.3115e-07 | 1.3848e-07 | 1.3298e-07 | 1.2665e-07 | 6.9209 | 0.84944 | 3.8632 | 2.2083 | 0 | 0 | 0 | 0 | 2.0472e-05 | 9.0765e-07 | 0 | 9.0765e-07 | 9.584e-07 | 0 | 9.584e-07 | 9.2035e-07 | 0 | 9.2035e-07 | 8.7652e-07 | 0 | 8.7652e-07
[79 empty] | WLDFR | HFTD - Distribution - Tier 3 - 5QU CoRE ¦ 3QU LoRE | Red Flag Warning - Large Fires | 2046 | 1.3115e-07 | 1.3848e-07 | 1.3298e-07 | 1.2665e-07 | 6.9209 | 0.84944 | 3.8632 | 2.2083 | 0 | 0 | 0 | 0 | 2.0472e-05 | 9.0765e-07 | 0 | 9.0765e-07 | 9.584e-07 | 0 | 9.584e-07 | 9.2035e-07 | 0 | 9.2035e-07 | 8.7652e-07 | 0 | 8.7652e-07
[79 empty] | WLDFR | HFTD - Distribution - Tier 3 - 5QU CoRE ¦ 3QU LoRE | Red Flag Warning - Large Fires | 2047 | 1.3115e-07 | 1.3848e-07 | 1.3298e-07 | 1.2665e-07 | 6.9209 | 0.84944 | 3.8632 | 2.2083 | 0 | 0 | 0 | 0 | 2.0472e-05 | 9.0765e-07 | 0 | 9.0765e-07 | 9.584e-07 | 0 | 9.584e-07 | 9.2035e-07 | 0 | 9.2035e-07 | 8.7652e-07 | 0 | 8.7652e-07
[79 empty] | WLDFR | HFTD - Distribution - Tier 3 - 5QU CoRE ¦ 3QU LoRE | Red Flag Warning - Large Fires | 2048 | 1.3115e-07 | 1.3848e-07 | 1.3298e-07 | 1.2665e-07 | 7.3713 | 0.88759 | 4.1075 | 2.3763 | 0 | 0 | 0 | 0 | 2.0472e-05 | 9.6672e-07 | 0 | 9.6672e-07 | 1.0208e-06 | 0 | 1.0208e-06 | 9.8025e-07 | 0 | 9.8025e-07 | 9.3357e-07 | 0 | 9.3357e-07
[79 empty] | WLDFR | HFTD - Distribution - Tier 3 - 5QU CoRE ¦ 3QU LoRE | Red Flag Warning - Large Fires | 2049 | 1.3115e-07 | 1.3848e-07 | 1.3298e-07 | 1.2665e-07 | 7.3713 | 0.88759 | 4.1075 | 2.3763 | 0 | 0 | 0 | 0 | 2.0472e-05 | 9.6672e-07 | 0 | 9.6672e-07 | 1.0208e-06 | 0 | 1.0208e-06 | 9.8025e-07 | 0 | 9.8025e-07 | 9.3357e-07 | 0 | 9.3357e-07
[79 empty] | WLDFR | HFTD - Distribution - Tier 3 - 5QU CoRE ¦ 3QU LoRE | Red Flag Warning - Large Fires | 2050 | 0 | 1.3848e-07 | 1.3298e-07 | 1.2665e-07 | 7.3713 | 0.88759 | 4.1075 | 2.3763 | 0 | 0 | 0 | 0 | 2.0472e-05 | 0 | 0 | 0 | 1.0208e-06 | 0 | 1.0208e-06 | 9.8025e-07 | 0 | 9.8025e-07 | 9.3357e-07 | 0 | 9.3357e-07
[79 empty] | WLDFR | HFTD - Distribution - Tier 3 - 5QU CoRE ¦ 3QU LoRE | Red Flag Warning - Large Fires | 2051 | 0 | 0 | 1.3298e-07 | 1.2665e-07 | 7.3713 | 0.88759 | 4.1075 | 2.3763 | 0 | 0 | 0 | 0 | 2.0472e-05 | 0 | 0 | 0 | 0 | 0 | 0 | 9.8025e-07 | 0 | 9.8025e-07 | 9.3357e-07 | 0 | 9.3357e-07
[79 empty] | WLDFR | HFTD - Distribution - Tier 3 - 5QU CoRE ¦ 3QU LoRE | Red Flag Warning - Large Fires | 2052 | 0 | 0 | 0 | 1.2665e-07 | 7.3713 | 0.88759 | 4.1075 | 2.3763 | 0 | 0 | 0 | 0 | 2.0472e-05 | 0 | 0 | 0 | 0 | 0 | 0 | 0 | 0 | 0 | 9.3357e-07 | 0 | 9.3357e-07
[79 empty] | WLDFR | HFTD - Distribution - Tier 3 - 5QU CoRE ¦ 3QU LoRE | Red Flag Warning - Small Fires | 2020 | 7.6929e-06 | 0 | 0 | 0 | 0.077901 | 0.036425 | 0.0015809 | 0.039895 | 0 | 0 | 0 | 0 | 0.00058797 | 5.9928e-07 | 0 | 5.9928e-07 | 0 | 0 | 0 | 0 | 0 | 0 | 0 | 0 | 0
[79 empty] | WLDFR | HFTD - Distribution - Tier 3 - 5QU CoRE ¦ 3QU LoRE | Red Flag Warning - Small Fires | 2021 | 5.1694e-06 | 8.1231e-06 | 0 | 0 | 0.077901 | 0.036425 | 0.0015809 | 0.039895 | 0 | 0 | 0 | 0 | 0.00058797 | 4.027e-07 | 0 | 4.027e-07 | 6.3279e-07 | 0 | 6.3279e-07 | 0 | 0 | 0 | 0 | 0 | 0
[79 empty] | WLDFR | HFTD - Distribution - Tier 3 - 5QU CoRE ¦ 3QU LoRE | Red Flag Warning - Small Fires | 2022 | 5.0797e-06 | 5.3637e-06 | 7.5906e-06 | 0 | 0.077901 | 0.036425 | 0.0015809 | 0.039895 | 0 | 0 | 0 | 0 | 0.00057253 | 3.9571e-07 | 0 | 3.9571e-07 | 4.1784e-07 | 0 | 4.1784e-07 | 5.9131e-07 | 0 | 5.9131e-07 | 0 | 0 | 0
[79 empty] | WLDFR | HFTD - Distribution - Tier 3 - 5QU CoRE ¦ 3QU LoRE | Red Flag Warning - Small Fires | 2023 | 5.0797e-06 | 5.3637e-06 | 5.1508e-06 | 7.2292e-06 | 0.080408 | 0.03759 | 0.0016314 | 0.041187 | 0 | 0 | 0 | 0 | 0.00057253 | 4.0845e-07 | 0 | 4.0845e-07 | 4.3129e-07 | 0 | 4.3129e-07 | 4.1417e-07 | 0 | 4.1417e-07 | 5.8128e-07 | 0 | 5.8128e-07
[79 empty] | WLDFR | HFTD - Distribution - Tier 3 - 5QU CoRE ¦ 3QU LoRE | Red Flag Warning - Small Fires | 2024 | 5.0797e-06 | 5.3637e-06 | 5.1508e-06 | 4.9055e-06 | 0.080408 | 0.03759 | 0.0016314 | 0.041187 | 0 | 0 | 0 | 0 | 0.00057253 | 4.0845e-07 | 0 | 4.0845e-07 | 4.3129e-07 | 0 | 4.3129e-07 | 4.1417e-07 | 0 | 4.1417e-07 | 3.9444e-07 | 0 | 3.9444e-07
[79 empty] | WLDFR | HFTD - Distribution - Tier 3 - 5QU CoRE ¦ 3QU LoRE | Red Flag Warning - Small Fires | 2025 | 5.0797e-06 | 5.3637e-06 | 5.1508e-06 | 4.9055e-06 | 0.080408 | 0.03759 | 0.0016314 | 0.041187 | 0 | 0 | 0 | 0 | 0.00057253 | 4.0845e-07 | 0 | 4.0845e-07 | 4.3129e-07 | 0 | 4.3129e-07 | 4.1417e-07 | 0 | 4.1417e-07 | 3.9444e-07 | 0 | 3.9444e-07
[79 empty] | WLDFR | HFTD - Distribution - Tier 3 - 5QU CoRE ¦ 3QU LoRE | Red Flag Warning - Small Fires | 2026 | 5.0797e-06 | 5.3637e-06 | 5.1508e-06 | 4.9055e-06 | 0.080408 | 0.03759 | 0.0016314 | 0.041187 | 0 | 0 | 0 | 0 | 0.00057253 | 4.0845e-07 | 0 | 4.0845e-07 | 4.3129e-07 | 0 | 4.3129e-07 | 4.1417e-07 | 0 | 4.1417e-07 | 3.9444e-07 | 0 | 3.9444e-07
[79 empty] | WLDFR | HFTD - Distribution - Tier 3 - 5QU CoRE ¦ 3QU LoRE | Red Flag Warning - Small Fires | 2027 | 5.0797e-06 | 5.3637e-06 | 5.1508e-06 | 4.9055e-06 | 0.080408 | 0.03759 | 0.0016314 | 0.041187 | 0 | 0 | 0 | 0 | 0.00057253 | 4.0845e-07 | 0 | 4.0845e-07 | 4.3129e-07 | 0 | 4.3129e-07 | 4.1417e-07 | 0 | 4.1417e-07 | 3.9444e-07 | 0 | 3.9444e-07
[79 empty] | WLDFR | HFTD - Distribution - Tier 3 - 5QU CoRE ¦ 3QU LoRE | Red Flag Warning - Small Fires | 2028 | 5.0797e-06 | 5.3637e-06 | 5.1508e-06 | 4.9055e-06 | 0.083606 | 0.039055 | 0.001695 | 0.042856 | 0 | 0 | 0 | 0 | 0.00057253 | 4.247e-07 | 0 | 4.247e-07 | 4.4844e-07 | 0 | 4.4844e-07 | 4.3064e-07 | 0 | 4.3064e-07 | 4.1013e-07 | 0 | 4.1013e-07
[79 empty] | WLDFR | HFTD - Distribution - Tier 3 - 5QU CoRE ¦ 3QU LoRE | Red Flag Warning - Small Fires | 2029 | 5.0797e-06 | 5.3637e-06 | 5.1508e-06 | 4.9055e-06 | 0.083606 | 0.039055 | 0.001695 | 0.042856 | 0 | 0 | 0 | 0 | 0.00057253 | 4.247e-07 | 0 | 4.247e-07 | 4.4844e-07 | 0 | 4.4844e-07 | 4.3064e-07 | 0 | 4.3064e-07 | 4.1013e-07 | 0 | 4.1013e-07
[79 empty] | WLDFR | HFTD - Distribution - Tier 3 - 5QU CoRE ¦ 3QU LoRE | Red Flag Warning - Small Fires | 2030 | 5.0797e-06 | 5.3637e-06 | 5.1508e-06 | 4.9055e-06 | 0.083606 | 0.039055 | 0.001695 | 0.042856 | 0 | 0 | 0 | 0 | 0.00057253 | 4.247e-07 | 0 | 4.247e-07 | 4.4844e-07 | 0 | 4.4844e-07 | 4.3064e-07 | 0 | 4.3064e-07 | 4.1013e-07 | 0 | 4.1013e-07
[79 empty] | WLDFR | HFTD - Distribution - Tier 3 - 5QU CoRE ¦ 3QU LoRE | Red Flag Warning - Small Fires | 2031 | 5.0797e-06 | 5.3637e-06 | 5.1508e-06 | 4.9055e-06 | 0.083606 | 0.039055 | 0.001695 | 0.042856 | 0 | 0 | 0 | 0 | 0.00057253 | 4.247e-07 | 0 | 4.247e-07 | 4.4844e-07 | 0 | 4.4844e-07 | 4.3064e-07 | 0 | 4.3064e-07 | 4.1013e-07 | 0 | 4.1013e-07
[79 empty] | WLDFR | HFTD - Distribution - Tier 3 - 5QU CoRE ¦ 3QU LoRE | Red Flag Warning - Small Fires | 2032 | 5.0797e-06 | 5.3637e-06 | 5.1508e-06 | 4.9055e-06 | 0.083606 | 0.039055 | 0.001695 | 0.042856 | 0 | 0 | 0 | 0 | 0.00057253 | 4.247e-07 | 0 | 4.247e-07 | 4.4844e-07 | 0 | 4.4844e-07 | 4.3064e-07 | 0 | 4.3064e-07 | 4.1013e-07 | 0 | 4.1013e-07
[79 empty] | WLDFR | HFTD - Distribution - Tier 3 - 5QU CoRE ¦ 3QU LoRE | Red Flag Warning - Small Fires | 2033 | 5.0797e-06 | 5.3637e-06 | 5.1508e-06 | 4.9055e-06 | 0.087211 | 0.040679 | 0.0017655 | 0.044766 | 0 | 0 | 0 | 0 | 0.00057253 | 4.4301e-07 | 0 | 4.4301e-07 | 4.6778e-07 | 0 | 4.6778e-07 | 4.4921e-07 | 0 | 4.4921e-07 | 4.2781e-07 | 0 | 4.2781e-07
[79 empty] | WLDFR | HFTD - Distribution - Tier 3 - 5QU CoRE ¦ 3QU LoRE | Red Flag Warning - Small Fires | 2034 | 5.0797e-06 | 5.3637e-06 | 5.1508e-06 | 4.9055e-06 | 0.087211 | 0.040679 | 0.0017655 | 0.044766 | 0 | 0 | 0 | 0 | 0.00057253 | 4.4301e-07 | 0 | 4.4301e-07 | 4.6778e-07 | 0 | 4.6778e-07 | 4.4921e-07 | 0 | 4.4921e-07 | 4.2781e-07 | 0 | 4.2781e-07
[79 empty] | WLDFR | HFTD - Distribution - Tier 3 - 5QU CoRE ¦ 3QU LoRE | Red Flag Warning - Small Fires | 2035 | 5.0797e-06 | 5.3637e-06 | 5.1508e-06 | 4.9055e-06 | 0.087211 | 0.040679 | 0.0017655 | 0.044766 | 0 | 0 | 0 | 0 | 0.00057253 | 4.4301e-07 | 0 | 4.4301e-07 | 4.6778e-07 | 0 | 4.6778e-07 | 4.4921e-07 | 0 | 4.4921e-07 | 4.2781e-07 | 0 | 4.2781e-07
[79 empty] | WLDFR | HFTD - Distribution - Tier 3 - 5QU CoRE ¦ 3QU LoRE | Red Flag Warning - Small Fires | 2036 | 5.0797e-06 | 5.3637e-06 | 5.1508e-06 | 4.9055e-06 | 0.087211 | 0.040679 | 0.0017655 | 0.044766 | 0 | 0 | 0 | 0 | 0.00057253 | 4.4301e-07 | 0 | 4.4301e-07 | 4.6778e-07 | 0 | 4.6778e-07 | 4.4921e-07 | 0 | 4.4921e-07 | 4.2781e-07 | 0 | 4.2781e-07
[79 empty] | WLDFR | HFTD - Distribution - Tier 3 - 5QU CoRE ¦ 3QU LoRE | Red Flag Warning - Small Fires | 2037 | 5.0797e-06 | 5.3637e-06 | 5.1508e-06 | 4.9055e-06 | 0.087211 | 0.040679 | 0.0017655 | 0.044766 | 0 | 0 | 0 | 0 | 0.00057253 | 4.4301e-07 | 0 | 4.4301e-07 | 4.6778e-07 | 0 | 4.6778e-07 | 4.4921e-07 | 0 | 4.4921e-07 | 4.2781e-07 | 0 | 4.2781e-07
[79 empty] | WLDFR | HFTD - Distribution - Tier 3 - 5QU CoRE ¦ 3QU LoRE | Red Flag Warning - Small Fires | 2038 | 5.0797e-06 | 5.3637e-06 | 5.1508e-06 | 4.9055e-06 | 0.091184 | 0.042438 | 0.0018418 | 0.046905 | 0 | 0 | 0 | 0 | 0.00057253 | 4.6319e-07 | 0 | 4.6319e-07 | 4.8909e-07 | 0 | 4.8909e-07 | 4.6967e-07 | 0 | 4.6967e-07 | 4.4731e-07 | 0 | 4.4731e-07
[79 empty] | WLDFR | HFTD - Distribution - Tier 3 - 5QU CoRE ¦ 3QU LoRE | Red Flag Warning - Small Fires | 2039 | 5.0797e-06 | 5.3637e-06 | 5.1508e-06 | 4.9055e-06 | 0.091184 | 0.042438 | 0.0018418 | 0.046905 | 0 | 0 | 0 | 0 | 0.00057253 | 4.6319e-07 | 0 | 4.6319e-07 | 4.8909e-07 | 0 | 4.8909e-07 | 4.6967e-07 | 0 | 4.6967e-07 | 4.4731e-07 | 0 | 4.4731e-07
[79 empty] | WLDFR | HFTD - Distribution - Tier 3 - 5QU CoRE ¦ 3QU LoRE | Red Flag Warning - Small Fires | 2040 | 5.0797e-06 | 5.3637e-06 | 5.1508e-06 | 4.9055e-06 | 0.091184 | 0.042438 | 0.0018418 | 0.046905 | 0 | 0 | 0 | 0 | 0.00057253 | 4.6319e-07 | 0 | 4.6319e-07 | 4.8909e-07 | 0 | 4.8909e-07 | 4.6967e-07 | 0 | 4.6967e-07 | 4.4731e-07 | 0 | 4.4731e-07
[79 empty] | WLDFR | HFTD - Distribution - Tier 3 - 5QU CoRE ¦ 3QU LoRE | Red Flag Warning - Small Fires | 2041 | 5.0797e-06 | 5.3637e-06 | 5.1508e-06 | 4.9055e-06 | 0.091184 | 0.042438 | 0.0018418 | 0.046905 | 0 | 0 | 0 | 0 | 0.00057253 | 4.6319e-07 | 0 | 4.6319e-07 | 4.8909e-07 | 0 | 4.8909e-07 | 4.6967e-07 | 0 | 4.6967e-07 | 4.4731e-07 | 0 | 4.4731e-07
[79 empty] | WLDFR | HFTD - Distribution - Tier 3 - 5QU CoRE ¦ 3QU LoRE | Red Flag Warning - Small Fires | 2042 | 5.0797e-06 | 5.3637e-06 | 5.1508e-06 | 4.9055e-06 | 0.091184 | 0.042438 | 0.0018418 | 0.046905 | 0 | 0 | 0 | 0 | 0.00057253 | 4.6319e-07 | 0 | 4.6319e-07 | 4.8909e-07 | 0 | 4.8909e-07 | 4.6967e-07 | 0 | 4.6967e-07 | 4.4731e-07 | 0 | 4.4731e-07
[79 empty] | WLDFR | HFTD - Distribution - Tier 3 - 5QU CoRE ¦ 3QU LoRE | Red Flag Warning - Small Fires | 2043 | 5.0797e-06 | 5.3637e-06 | 5.1508e-06 | 4.9055e-06 | 0.095486 | 0.044306 | 0.0019228 | 0.049257 | 0 | 0 | 0 | 0 | 0.00057253 | 4.8504e-07 | 0 | 4.8504e-07 | 5.1216e-07 | 0 | 5.1216e-07 | 4.9183e-07 | 0 | 4.9183e-07 | 4.6841e-07 | 0 | 4.6841e-07
[79 empty] | WLDFR | HFTD - Distribution - Tier 3 - 5QU CoRE ¦ 3QU LoRE | Red Flag Warning - Small Fires | 2044 | 5.0797e-06 | 5.3637e-06 | 5.1508e-06 | 4.9055e-06 | 0.095486 | 0.044306 | 0.0019228 | 0.049257 | 0 | 0 | 0 | 0 | 0.00057253 | 4.8504e-07 | 0 | 4.8504e-07 | 5.1216e-07 | 0 | 5.1216e-07 | 4.9183e-07 | 0 | 4.9183e-07 | 4.6841e-07 | 0 | 4.6841e-07
[79 empty] | WLDFR | HFTD - Distribution - Tier 3 - 5QU CoRE ¦ 3QU LoRE | Red Flag Warning - Small Fires | 2045 | 5.0797e-06 | 5.3637e-06 | 5.1508e-06 | 4.9055e-06 | 0.095486 | 0.044306 | 0.0019228 | 0.049257 | 0 | 0 | 0 | 0 | 0.00057253 | 4.8504e-07 | 0 | 4.8504e-07 | 5.1216e-07 | 0 | 5.1216e-07 | 4.9183e-07 | 0 | 4.9183e-07 | 4.6841e-07 | 0 | 4.6841e-07
[79 empty] | WLDFR | HFTD - Distribution - Tier 3 - 5QU CoRE ¦ 3QU LoRE | Red Flag Warning - Small Fires | 2046 | 5.0797e-06 | 5.3637e-06 | 5.1508e-06 | 4.9055e-06 | 0.095486 | 0.044306 | 0.0019228 | 0.049257 | 0 | 0 | 0 | 0 | 0.00057253 | 4.8504e-07 | 0 | 4.8504e-07 | 5.1216e-07 | 0 | 5.1216e-07 | 4.9183e-07 | 0 | 4.9183e-07 | 4.6841e-07 | 0 | 4.6841e-07
[79 empty] | WLDFR | HFTD - Distribution - Tier 3 - 5QU CoRE ¦ 3QU LoRE | Red Flag Warning - Small Fires | 2047 | 5.0797e-06 | 5.3637e-06 | 5.1508e-06 | 4.9055e-06 | 0.095486 | 0.044306 | 0.0019228 | 0.049257 | 0 | 0 | 0 | 0 | 0.00057253 | 4.8504e-07 | 0 | 4.8504e-07 | 5.1216e-07 | 0 | 5.1216e-07 | 4.9183e-07 | 0 | 4.9183e-07 | 4.6841e-07 | 0 | 4.6841e-07
[79 empty] | WLDFR | HFTD - Distribution - Tier 3 - 5QU CoRE ¦ 3QU LoRE | Red Flag Warning - Small Fires | 2048 | 5.0797e-06 | 5.3637e-06 | 5.1508e-06 | 4.9055e-06 | 0.10007 | 0.04626 | 0.0020076 | 0.051804 | 0 | 0 | 0 | 0 | 0.00057253 | 5.0834e-07 | 0 | 5.0834e-07 | 5.3676e-07 | 0 | 5.3676e-07 | 5.1545e-07 | 0 | 5.1545e-07 | 4.909e-07 | 0 | 4.909e-07
[79 empty] | WLDFR | HFTD - Distribution - Tier 3 - 5QU CoRE ¦ 3QU LoRE | Red Flag Warning - Small Fires | 2049 | 5.0797e-06 | 5.3637e-06 | 5.1508e-06 | 4.9055e-06 | 0.10007 | 0.04626 | 0.0020076 | 0.051804 | 0 | 0 | 0 | 0 | 0.00057253 | 5.0834e-07 | 0 | 5.0834e-07 | 5.3676e-07 | 0 | 5.3676e-07 | 5.1545e-07 | 0 | 5.1545e-07 | 4.909e-07 | 0 | 4.909e-07
[79 empty] | WLDFR | HFTD - Distribution - Tier 3 - 5QU CoRE ¦ 3QU LoRE | Red Flag Warning - Small Fires | 2050 | 0 | 5.3637e-06 | 5.1508e-06 | 4.9055e-06 | 0.10007 | 0.04626 | 0.0020076 | 0.051804 | 0 | 0 | 0 | 0 | 0.00057253 | 0 | 0 | 0 | 5.3676e-07 | 0 | 5.3676e-07 | 5.1545e-07 | 0 | 5.1545e-07 | 4.909e-07 | 0 | 4.909e-07
[79 empty] | WLDFR | HFTD - Distribution - Tier 3 - 5QU CoRE ¦ 3QU LoRE | Red Flag Warning - Small Fires | 2051 | 0 | 0 | 5.1508e-06 | 4.9055e-06 | 0.10007 | 0.04626 | 0.0020076 | 0.051804 | 0 | 0 | 0 | 0 | 0.00057253 | 0 | 0 | 0 | 0 | 0 | 0 | 5.1545e-07 | 0 | 5.1545e-07 | 4.909e-07 | 0 | 4.909e-07
[79 empty] | WLDFR | HFTD - Distribution - Tier 3 - 5QU CoRE ¦ 3QU LoRE | Red Flag Warning - Small Fires | 2052 | 0 | 0 | 0 | 4.9055e-06 | 0.10007 | 0.04626 | 0.0020076 | 0.051804 | 0 | 0 | 0 | 0 | 0.00057253 | 0 | 0 | 0 | 0 | 0 | 0 | 0 | 0 | 0 | 4.909e-07 | 0 | 4.909e-07
[79 empty] | WLDFR | HFTD - Distribution - Tier 3 - 5QU CoRE ¦ 3QU LoRE | Seismic - Non-Red Flag Warning - Catastrophic Fires | 2020 | 5.6184e-12 | 0 | 0 | 0 | 21083.8428 | 409.2237 | 13469.0878 | 7205.5313 | 0 | 0 | 0 | 0 | 9.2831e-10 | 1.1846e-07 | 0 | 1.1846e-07 | 0 | 0 | 0 | 0 | 0 | 0 | 0 | 0 | 0
[79 empty] | WLDFR | HFTD - Distribution - Tier 3 - 5QU CoRE ¦ 3QU LoRE | Seismic - Non-Red Flag Warning - Catastrophic Fires | 2021 | 0 | 5.9325e-12 | 0 | 0 | 21083.8428 | 409.2237 | 13469.0878 | 7205.5313 | 0 | 0 | 0 | 0 | 9.2831e-10 | 0 | 0 | 0 | 1.2508e-07 | 0 | 1.2508e-07 | 0 | 0 | 0 | 0 | 0 | 0
[79 empty] | WLDFR | HFTD - Distribution - Tier 3 - 5QU CoRE ¦ 3QU LoRE | Seismic - Non-Red Flag Warning - Catastrophic Fires | 2022 | 0 | 0 | 5.5877e-12 | 0 | 21083.8428 | 409.2237 | 13469.0878 | 7205.5313 | 0 | 0 | 0 | 0 | 9.1738e-10 | 0 | 0 | 0 | 0 | 0 | 0 | 1.1781e-07 | 0 | 1.1781e-07 | 0 | 0 | 0
[79 empty] | WLDFR | HFTD - Distribution - Tier 3 - 5QU CoRE ¦ 3QU LoRE | Seismic - Non-Red Flag Warning - Catastrophic Fires | 2023 | 0 | 0 | 0 | 5.3216e-12 | 21835.9781 | 428.6023 | 13939.561 | 7467.8148 | 0 | 0 | 0 | 0 | 9.1738e-10 | 0 | 0 | 0 | 0 | 0 | 0 | 0 | 0 | 0 | 1.162e-07 | 0 | 1.162e-07
[79 empty] | WLDFR | HFTD - Distribution - Tier 3 - 5QU CoRE ¦ 3QU LoRE | Seismic - Red Flag Warning - Catastrophic Fires | 2020 | 2.4226e-10 | 0 | 0 | 0 | 21083.8428 | 409.2237 | 13469.0878 | 7205.5313 | 0 | 0 | 0 | 0 | 4.0028e-08 | 5.1078e-06 | 0 | 5.1078e-06 | 0 | 0 | 0 | 0 | 0 | 0 | 0 | 0 | 0
[79 empty] | WLDFR | HFTD - Distribution - Tier 3 - 5QU CoRE ¦ 3QU LoRE | Seismic - Red Flag Warning - Catastrophic Fires | 2021 | 0 | 2.5581e-10 | 0 | 0 | 21083.8428 | 409.2237 | 13469.0878 | 7205.5313 | 0 | 0 | 0 | 0 | 4.0028e-08 | 0 | 0 | 0 | 5.3934e-06 | 0 | 5.3934e-06 | 0 | 0 | 0 | 0 | 0 | 0
[79 empty] | WLDFR | HFTD - Distribution - Tier 3 - 5QU CoRE ¦ 3QU LoRE | Seismic - Red Flag Warning - Catastrophic Fires | 2022 | 0 | 0 | 2.4094e-10 | 0 | 21083.8428 | 409.2237 | 13469.0878 | 7205.5313 | 0 | 0 | 0 | 0 | 3.9557e-08 | 0 | 0 | 0 | 0 | 0 | 0 | 5.0799e-06 | 0 | 5.0799e-06 | 0 | 0 | 0
[79 empty] | WLDFR | HFTD - Distribution - Tier 3 - 5QU CoRE ¦ 3QU LoRE | Seismic - Red Flag Warning - Catastrophic Fires | 2023 | 0 | 0 | 0 | 2.2947e-10 | 21835.9781 | 428.6023 | 13939.561 | 7467.8148 | 0 | 0 | 0 | 0 | 3.9557e-08 | 0 | 0 | 0 | 0 | 0 | 0 | 0 | 0 | 0 | 5.0106e-06 | 0 | 5.0106e-06
[79 empty] | WLDFR | HFTD - Distribution - Tier 3 - 5QU CoRE ¦ 4QU LoRE | Non-Red Flag Warning - Catastrophic Fires | 2020 | 1.9513e-10 | 0 | 0 | 0 | 14146.1306 | 222.2294 | 8585.7228 | 5338.1784 | 0 | 0 | 0 | 0 | 4.734e-08 | 2.7604e-06 | 0 | 2.7604e-06 | 0 | 0 | 0 | 0 | 0 | 0 | 0 | 0 | 0
[79 empty] | WLDFR | HFTD - Distribution - Tier 3 - 5QU CoRE ¦ 4QU LoRE | Non-Red Flag Warning - Catastrophic Fires | 2021 | 1.0969e-10 | 2.0604e-10 | 0 | 0 | 14146.1306 | 222.2294 | 8585.7228 | 5338.1784 | 0 | 0 | 0 | 0 | 4.734e-08 | 1.5516e-06 | 0 | 1.5516e-06 | 2.9147e-06 | 0 | 2.9147e-06 | 0 | 0 | 0 | 0 | 0 | 0
[79 empty] | WLDFR | HFTD - Distribution - Tier 3 - 5QU CoRE ¦ 4QU LoRE | Non-Red Flag Warning - Catastrophic Fires | 2022 | 1.0049e-10 | 1.0611e-10 | 1.9841e-10 | 0 | 14146.1306 | 222.2294 | 8585.7228 | 5338.1784 | 0 | 0 | 0 | 0 | 5.1212e-08 | 1.4216e-06 | 0 | 1.4216e-06 | 1.5011e-06 | 0 | 1.5011e-06 | 2.8068e-06 | 0 | 2.8068e-06 | 0 | 0 | 0
[79 empty] | WLDFR | HFTD - Distribution - Tier 3 - 5QU CoRE ¦ 4QU LoRE | Non-Red Flag Warning - Catastrophic Fires | 2023 | 1.0049e-10 | 1.0611e-10 | 1.1172e-10 | 1.8897e-10 | 14664.6376 | 233.2301 | 8896.516 | 5534.8915 | 0 | 0 | 0 | 0 | 5.1212e-08 | 1.4737e-06 | 0 | 1.4737e-06 | 1.5561e-06 | 0 | 1.5561e-06 | 1.6384e-06 | 0 | 1.6384e-06 | 2.7711e-06 | 0 | 2.7711e-06
[79 empty] | WLDFR | HFTD - Distribution - Tier 3 - 5QU CoRE ¦ 4QU LoRE | Non-Red Flag Warning - Catastrophic Fires | 2024 | 1.0049e-10 | 1.0611e-10 | 1.1172e-10 | 1.064e-10 | 14664.6376 | 233.2301 | 8896.516 | 5534.8915 | 0 | 0 | 0 | 0 | 5.1212e-08 | 1.4737e-06 | 0 | 1.4737e-06 | 1.5561e-06 | 0 | 1.5561e-06 | 1.6384e-06 | 0 | 1.6384e-06 | 1.5604e-06 | 0 | 1.5604e-06
[79 empty] | WLDFR | HFTD - Distribution - Tier 3 - 5QU CoRE ¦ 4QU LoRE | Non-Red Flag Warning - Catastrophic Fires | 2025 | 1.0049e-10 | 1.0611e-10 | 1.1172e-10 | 1.064e-10 | 14664.6376 | 233.2301 | 8896.516 | 5534.8915 | 0 | 0 | 0 | 0 | 5.1212e-08 | 1.4737e-06 | 0 | 1.4737e-06 | 1.5561e-06 | 0 | 1.5561e-06 | 1.6384e-06 | 0 | 1.6384e-06 | 1.5604e-06 | 0 | 1.5604e-06
[79 empty] | WLDFR | HFTD - Distribution - Tier 3 - 5QU CoRE ¦ 4QU LoRE | Non-Red Flag Warning - Catastrophic Fires | 2026 | 1.0049e-10 | 1.0611e-10 | 1.1172e-10 | 1.064e-10 | 14664.6376 | 233.2301 | 8896.516 | 5534.8915 | 0 | 0 | 0 | 0 | 5.1212e-08 | 1.4737e-06 | 0 | 1.4737e-06 | 1.5561e-06 | 0 | 1.5561e-06 | 1.6384e-06 | 0 | 1.6384e-06 | 1.5604e-06 | 0 | 1.5604e-06
[79 empty] | WLDFR | HFTD - Distribution - Tier 3 - 5QU CoRE ¦ 4QU LoRE | Non-Red Flag Warning - Catastrophic Fires | 2027 | 1.0049e-10 | 1.0611e-10 | 1.1172e-10 | 1.064e-10 | 14664.6376 | 233.2301 | 8896.516 | 5534.8915 | 0 | 0 | 0 | 0 | 5.1212e-08 | 1.4737e-06 | 0 | 1.4737e-06 | 1.5561e-06 | 0 | 1.5561e-06 | 1.6384e-06 | 0 | 1.6384e-06 | 1.5604e-06 | 0 | 1.5604e-06
[79 empty] | WLDFR | HFTD - Distribution - Tier 3 - 5QU CoRE ¦ 4QU LoRE | Non-Red Flag Warning - Catastrophic Fires | 2028 | 1.0049e-10 | 1.0611e-10 | 1.1172e-10 | 1.064e-10 | 15317.9909 | 247.273 | 9287.6491 | 5783.0689 | 0 | 0 | 0 | 0 | 5.1212e-08 | 1.5393e-06 | 0 | 1.5393e-06 | 1.6254e-06 | 0 | 1.6254e-06 | 1.7114e-06 | 0 | 1.7114e-06 | 1.6299e-06 | 0 | 1.6299e-06
[79 empty] | WLDFR | HFTD - Distribution - Tier 3 - 5QU CoRE ¦ 4QU LoRE | Non-Red Flag Warning - Catastrophic Fires | 2029 | 1.0049e-10 | 1.0611e-10 | 1.1172e-10 | 1.064e-10 | 15317.9909 | 247.273 | 9287.6491 | 5783.0689 | 0 | 0 | 0 | 0 | 5.1212e-08 | 1.5393e-06 | 0 | 1.5393e-06 | 1.6254e-06 | 0 | 1.6254e-06 | 1.7114e-06 | 0 | 1.7114e-06 | 1.6299e-06 | 0 | 1.6299e-06
[79 empty] | WLDFR | HFTD - Distribution - Tier 3 - 5QU CoRE ¦ 4QU LoRE | Non-Red Flag Warning - Catastrophic Fires | 2030 | 1.0049e-10 | 1.0611e-10 | 1.1172e-10 | 1.064e-10 | 15317.9909 | 247.273 | 9287.6491 | 5783.0689 | 0 | 0 | 0 | 0 | 5.1212e-08 | 1.5393e-06 | 0 | 1.5393e-06 | 1.6254e-06 | 0 | 1.6254e-06 | 1.7114e-06 | 0 | 1.7114e-06 | 1.6299e-06 | 0 | 1.6299e-06
[79 empty] | WLDFR | HFTD - Distribution - Tier 3 - 5QU CoRE ¦ 4QU LoRE | Non-Red Flag Warning - Catastrophic Fires | 2031 | 1.0049e-10 | 1.0611e-10 | 1.1172e-10 | 1.064e-10 | 15317.9909 | 247.273 | 9287.6491 | 5783.0689 | 0 | 0 | 0 | 0 | 5.1212e-08 | 1.5393e-06 | 0 | 1.5393e-06 | 1.6254e-06 | 0 | 1.6254e-06 | 1.7114e-06 | 0 | 1.7114e-06 | 1.6299e-06 | 0 | 1.6299e-06
[79 empty] | WLDFR | HFTD - Distribution - Tier 3 - 5QU CoRE ¦ 4QU LoRE | Non-Red Flag Warning - Catastrophic Fires | 2032 | 1.0049e-10 | 1.0611e-10 | 1.1172e-10 | 1.064e-10 | 15317.9909 | 247.273 | 9287.6491 | 5783.0689 | 0 | 0 | 0 | 0 | 5.1212e-08 | 1.5393e-06 | 0 | 1.5393e-06 | 1.6254e-06 | 0 | 1.6254e-06 | 1.7114e-06 | 0 | 1.7114e-06 | 1.6299e-06 | 0 | 1.6299e-06
[79 empty] | WLDFR | HFTD - Distribution - Tier 3 - 5QU CoRE ¦ 4QU LoRE | Non-Red Flag Warning - Catastrophic Fires | 2033 | 1.0049e-10 | 1.0611e-10 | 1.1172e-10 | 1.064e-10 | 16044.1264 | 263.1074 | 9721.74 | 6059.2791 | 0 | 0 | 0 | 0 | 5.1212e-08 | 1.6123e-06 | 0 | 1.6123e-06 | 1.7025e-06 | 0 | 1.7025e-06 | 1.7925e-06 | 0 | 1.7925e-06 | 1.7072e-06 | 0 | 1.7072e-06
[79 empty] | WLDFR | HFTD - Distribution - Tier 3 - 5QU CoRE ¦ 4QU LoRE | Non-Red Flag Warning - Catastrophic Fires | 2034 | 1.0049e-10 | 1.0611e-10 | 1.1172e-10 | 1.064e-10 | 16044.1264 | 263.1074 | 9721.74 | 6059.2791 | 0 | 0 | 0 | 0 | 5.1212e-08 | 1.6123e-06 | 0 | 1.6123e-06 | 1.7025e-06 | 0 | 1.7025e-06 | 1.7925e-06 | 0 | 1.7925e-06 | 1.7072e-06 | 0 | 1.7072e-06
[79 empty] | WLDFR | HFTD - Distribution - Tier 3 - 5QU CoRE ¦ 4QU LoRE | Non-Red Flag Warning - Catastrophic Fires | 2035 | 1.0049e-10 | 1.0611e-10 | 1.1172e-10 | 1.064e-10 | 16044.1264 | 263.1074 | 9721.74 | 6059.2791 | 0 | 0 | 0 | 0 | 5.1212e-08 | 1.6123e-06 | 0 | 1.6123e-06 | 1.7025e-06 | 0 | 1.7025e-06 | 1.7925e-06 | 0 | 1.7925e-06 | 1.7072e-06 | 0 | 1.7072e-06
[79 empty] | WLDFR | HFTD - Distribution - Tier 3 - 5QU CoRE ¦ 4QU LoRE | Non-Red Flag Warning - Catastrophic Fires | 2036 | 1.0049e-10 | 1.0611e-10 | 1.1172e-10 | 1.064e-10 | 16044.1264 | 263.1074 | 9721.74 | 6059.2791 | 0 | 0 | 0 | 0 | 5.1212e-08 | 1.6123e-06 | 0 | 1.6123e-06 | 1.7025e-06 | 0 | 1.7025e-06 | 1.7925e-06 | 0 | 1.7925e-06 | 1.7072e-06 | 0 | 1.7072e-06
[79 empty] | WLDFR | HFTD - Distribution - Tier 3 - 5QU CoRE ¦ 4QU LoRE | Non-Red Flag Warning - Catastrophic Fires | 2037 | 1.0049e-10 | 1.0611e-10 | 1.1172e-10 | 1.064e-10 | 16044.1264 | 263.1074 | 9721.74 | 6059.2791 | 0 | 0 | 0 | 0 | 5.1212e-08 | 1.6123e-06 | 0 | 1.6123e-06 | 1.7025e-06 | 0 | 1.7025e-06 | 1.7925e-06 | 0 | 1.7925e-06 | 1.7072e-06 | 0 | 1.7072e-06
[79 empty] | WLDFR | HFTD - Distribution - Tier 3 - 5QU CoRE ¦ 4QU LoRE | Non-Red Flag Warning - Catastrophic Fires | 2038 | 1.0049e-10 | 1.0611e-10 | 1.1172e-10 | 1.064e-10 | 16832.3912 | 280.5544 | 10192.2718 | 6359.5651 | 0 | 0 | 0 | 0 | 5.1212e-08 | 1.6915e-06 | 0 | 1.6915e-06 | 1.7861e-06 | 0 | 1.7861e-06 | 1.8806e-06 | 0 | 1.8806e-06 | 1.791e-06 | 0 | 1.791e-06
[79 empty] | WLDFR | HFTD - Distribution - Tier 3 - 5QU CoRE ¦ 4QU LoRE | Non-Red Flag Warning - Catastrophic Fires | 2039 | 1.0049e-10 | 1.0611e-10 | 1.1172e-10 | 1.064e-10 | 16832.3912 | 280.5544 | 10192.2718 | 6359.5651 | 0 | 0 | 0 | 0 | 5.1212e-08 | 1.6915e-06 | 0 | 1.6915e-06 | 1.7861e-06 | 0 | 1.7861e-06 | 1.8806e-06 | 0 | 1.8806e-06 | 1.791e-06 | 0 | 1.791e-06
[79 empty] | WLDFR | HFTD - Distribution - Tier 3 - 5QU CoRE ¦ 4QU LoRE | Non-Red Flag Warning - Catastrophic Fires | 2040 | 1.0049e-10 | 1.0611e-10 | 1.1172e-10 | 1.064e-10 | 16832.3912 | 280.5544 | 10192.2718 | 6359.5651 | 0 | 0 | 0 | 0 | 5.1212e-08 | 1.6915e-06 | 0 | 1.6915e-06 | 1.7861e-06 | 0 | 1.7861e-06 | 1.8806e-06 | 0 | 1.8806e-06 | 1.791e-06 | 0 | 1.791e-06
[79 empty] | WLDFR | HFTD - Distribution - Tier 3 - 5QU CoRE ¦ 4QU LoRE | Non-Red Flag Warning - Catastrophic Fires | 2041 | 1.0049e-10 | 1.0611e-10 | 1.1172e-10 | 1.064e-10 | 16832.3912 | 280.5544 | 10192.2718 | 6359.5651 | 0 | 0 | 0 | 0 | 5.1212e-08 | 1.6915e-06 | 0 | 1.6915e-06 | 1.7861e-06 | 0 | 1.7861e-06 | 1.8806e-06 | 0 | 1.8806e-06 | 1.791e-06 | 0 | 1.791e-06
[79 empty] | WLDFR | HFTD - Distribution - Tier 3 - 5QU CoRE ¦ 4QU LoRE | Non-Red Flag Warning - Catastrophic Fires | 2042 | 1.0049e-10 | 1.0611e-10 | 1.1172e-10 | 1.064e-10 | 16832.3912 | 280.5544 | 10192.2718 | 6359.5651 | 0 | 0 | 0 | 0 | 5.1212e-08 | 1.6915e-06 | 0 | 1.6915e-06 | 1.7861e-06 | 0 | 1.7861e-06 | 1.8806e-06 | 0 | 1.8806e-06 | 1.791e-06 | 0 | 1.791e-06
[79 empty] | WLDFR | HFTD - Distribution - Tier 3 - 5QU CoRE ¦ 4QU LoRE | Non-Red Flag Warning - Catastrophic Fires | 2043 | 1.0049e-10 | 1.0611e-10 | 1.1172e-10 | 1.064e-10 | 17672.0852 | 299.42 | 10692.7362 | 6679.929 | 0 | 0 | 0 | 0 | 5.1212e-08 | 1.7759e-06 | 0 | 1.7759e-06 | 1.8752e-06 | 0 | 1.8752e-06 | 1.9744e-06 | 0 | 1.9744e-06 | 1.8804e-06 | 0 | 1.8804e-06
[79 empty] | WLDFR | HFTD - Distribution - Tier 3 - 5QU CoRE ¦ 4QU LoRE | Non-Red Flag Warning - Catastrophic Fires | 2044 | 1.0049e-10 | 1.0611e-10 | 1.1172e-10 | 1.064e-10 | 17672.0852 | 299.42 | 10692.7362 | 6679.929 | 0 | 0 | 0 | 0 | 5.1212e-08 | 1.7759e-06 | 0 | 1.7759e-06 | 1.8752e-06 | 0 | 1.8752e-06 | 1.9744e-06 | 0 | 1.9744e-06 | 1.8804e-06 | 0 | 1.8804e-06
[79 empty] | WLDFR | HFTD - Distribution - Tier 3 - 5QU CoRE ¦ 4QU LoRE | Non-Red Flag Warning - Catastrophic Fires | 2045 | 1.0049e-10 | 1.0611e-10 | 1.1172e-10 | 1.064e-10 | 17672.0852 | 299.42 | 10692.7362 | 6679.929 | 0 | 0 | 0 | 0 | 5.1212e-08 | 1.7759e-06 | 0 | 1.7759e-06 | 1.8752e-06 | 0 | 1.8752e-06 | 1.9744e-06 | 0 | 1.9744e-06 | 1.8804e-06 | 0 | 1.8804e-06
[79 empty] | WLDFR | HFTD - Distribution - Tier 3 - 5QU CoRE ¦ 4QU LoRE | Non-Red Flag Warning - Catastrophic Fires | 2046 | 1.0049e-10 | 1.0611e-10 | 1.1172e-10 | 1.064e-10 | 17672.0852 | 299.42 | 10692.7362 | 6679.929 | 0 | 0 | 0 | 0 | 5.1212e-08 | 1.7759e-06 | 0 | 1.7759e-06 | 1.8752e-06 | 0 | 1.8752e-06 | 1.9744e-06 | 0 | 1.9744e-06 | 1.8804e-06 | 0 | 1.8804e-06
[79 empty] | WLDFR | HFTD - Distribution - Tier 3 - 5QU CoRE ¦ 4QU LoRE | Non-Red Flag Warning - Catastrophic Fires | 2047 | 1.0049e-10 | 1.0611e-10 | 1.1172e-10 | 1.064e-10 | 17672.0852 | 299.42 | 10692.7362 | 6679.929 | 0 | 0 | 0 | 0 | 5.1212e-08 | 1.7759e-06 | 0 | 1.7759e-06 | 1.8752e-06 | 0 | 1.8752e-06 | 1.9744e-06 | 0 | 1.9744e-06 | 1.8804e-06 | 0 | 1.8804e-06
[79 empty] | WLDFR | HFTD - Distribution - Tier 3 - 5QU CoRE ¦ 4QU LoRE | Non-Red Flag Warning - Catastrophic Fires | 2048 | 1.0049e-10 | 1.0611e-10 | 1.1172e-10 | 1.064e-10 | 18552.3348 | 319.4911 | 11216.5626 | 7016.281 | 0 | 0 | 0 | 0 | 5.1212e-08 | 1.8644e-06 | 0 | 1.8644e-06 | 1.9686e-06 | 0 | 1.9686e-06 | 2.0728e-06 | 0 | 2.0728e-06 | 1.9741e-06 | 0 | 1.9741e-06
[79 empty] | WLDFR | HFTD - Distribution - Tier 3 - 5QU CoRE ¦ 4QU LoRE | Non-Red Flag Warning - Catastrophic Fires | 2049 | 1.0049e-10 | 1.0611e-10 | 1.1172e-10 | 1.064e-10 | 18552.3348 | 319.4911 | 11216.5626 | 7016.281 | 0 | 0 | 0 | 0 | 5.1212e-08 | 1.8644e-06 | 0 | 1.8644e-06 | 1.9686e-06 | 0 | 1.9686e-06 | 2.0728e-06 | 0 | 2.0728e-06 | 1.9741e-06 | 0 | 1.9741e-06
[79 empty] | WLDFR | HFTD - Distribution - Tier 3 - 5QU CoRE ¦ 4QU LoRE | Non-Red Flag Warning - Catastrophic Fires | 2050 | 0 | 1.0611e-10 | 1.1172e-10 | 1.064e-10 | 18552.3348 | 319.4911 | 11216.5626 | 7016.281 | 0 | 0 | 0 | 0 | 5.1212e-08 | 0 | 0 | 0 | 1.9686e-06 | 0 | 1.9686e-06 | 2.0728e-06 | 0 | 2.0728e-06 | 1.9741e-06 | 0 | 1.9741e-06
[79 empty] | WLDFR | HFTD - Distribution - Tier 3 - 5QU CoRE ¦ 4QU LoRE | Non-Red Flag Warning - Catastrophic Fires | 2051 | 0 | 0 | 1.1172e-10 | 1.064e-10 | 18552.3348 | 319.4911 | 11216.5626 | 7016.281 | 0 | 0 | 0 | 0 | 5.1212e-08 | 0 | 0 | 0 | 0 | 0 | 0 | 2.0728e-06 | 0 | 2.0728e-06 | 1.9741e-06 | 0 | 1.9741e-06
[79 empty] | WLDFR | HFTD - Distribution - Tier 3 - 5QU CoRE ¦ 4QU LoRE | Non-Red Flag Warning - Catastrophic Fires | 2052 | 0 | 0 | 0 | 1.064e-10 | 18552.3348 | 319.4911 | 11216.5626 | 7016.281 | 0 | 0 | 0 | 0 | 5.1212e-08 | 0 | 0 | 0 | 0 | 0 | 0 | 0 | 0 | 0 | 1.9741e-06 | 0 | 1.9741e-06
[79 empty] | WLDFR | HFTD - Distribution - Tier 3 - 5QU CoRE ¦ 4QU LoRE | Non-Red Flag Warning - Destructive Fires | 2020 | 5.6537e-10 | 0 | 0 | 0 | 8807.9522 | 222.2294 | 8585.7228 | 0 | 0 | 0 | 0 | 0 | 6.4734e-08 | 4.9798e-06 | 0 | 4.9798e-06 | 0 | 0 | 0 | 0 | 0 | 0 | 0 | 0 | 0
[79 empty] | WLDFR | HFTD - Distribution - Tier 3 - 5QU CoRE ¦ 4QU LoRE | Non-Red Flag Warning - Destructive Fires | 2021 | 3.1729e-10 | 5.9698e-10 | 0 | 0 | 8807.9522 | 222.2294 | 8585.7228 | 0 | 0 | 0 | 0 | 0 | 6.4734e-08 | 2.7947e-06 | 0 | 2.7947e-06 | 5.2582e-06 | 0 | 5.2582e-06 | 0 | 0 | 0 | 0 | 0 | 0
[79 empty] | WLDFR | HFTD - Distribution - Tier 3 - 5QU CoRE ¦ 4QU LoRE | Non-Red Flag Warning - Destructive Fires | 2022 | 2.8476e-10 | 3.0068e-10 | 5.6319e-10 | 0 | 8807.9522 | 222.2294 | 8585.7228 | 0 | 0 | 0 | 0 | 0 | 6.6693e-08 | 2.5081e-06 | 0 | 2.5081e-06 | 2.6483e-06 | 0 | 2.6483e-06 | 4.9605e-06 | 0 | 4.9605e-06 | 0 | 0 | 0
[79 empty] | WLDFR | HFTD - Distribution - Tier 3 - 5QU CoRE ¦ 4QU LoRE | Non-Red Flag Warning - Destructive Fires | 2023 | 2.8476e-10 | 3.0068e-10 | 3.1658e-10 | 5.3637e-10 | 9129.7461 | 233.2301 | 8896.516 | 0 | 0 | 0 | 0 | 0 | 6.6693e-08 | 2.5997e-06 | 0 | 2.5997e-06 | 2.7451e-06 | 0 | 2.7451e-06 | 2.8903e-06 | 0 | 2.8903e-06 | 4.8969e-06 | 0 | 4.8969e-06
[79 empty] | WLDFR | HFTD - Distribution - Tier 3 - 5QU CoRE ¦ 4QU LoRE | Non-Red Flag Warning - Destructive Fires | 2024 | 2.8476e-10 | 3.0068e-10 | 3.1658e-10 | 3.0151e-10 | 9129.7461 | 233.2301 | 8896.516 | 0 | 0 | 0 | 0 | 0 | 6.6693e-08 | 2.5997e-06 | 0 | 2.5997e-06 | 2.7451e-06 | 0 | 2.7451e-06 | 2.8903e-06 | 0 | 2.8903e-06 | 2.7527e-06 | 0 | 2.7527e-06
[79 empty] | WLDFR | HFTD - Distribution - Tier 3 - 5QU CoRE ¦ 4QU LoRE | Non-Red Flag Warning - Destructive Fires | 2025 | 2.8476e-10 | 3.0068e-10 | 3.1658e-10 | 3.0151e-10 | 9129.7461 | 233.2301 | 8896.516 | 0 | 0 | 0 | 0 | 0 | 6.6693e-08 | 2.5997e-06 | 0 | 2.5997e-06 | 2.7451e-06 | 0 | 2.7451e-06 | 2.8903e-06 | 0 | 2.8903e-06 | 2.7527e-06 | 0 | 2.7527e-06
[79 empty] | WLDFR | HFTD - Distribution - Tier 3 - 5QU CoRE ¦ 4QU LoRE | Non-Red Flag Warning - Destructive Fires | 2026 | 2.8476e-10 | 3.0068e-10 | 3.1658e-10 | 3.0151e-10 | 9129.7461 | 233.2301 | 8896.516 | 0 | 0 | 0 | 0 | 0 | 6.6693e-08 | 2.5997e-06 | 0 | 2.5997e-06 | 2.7451e-06 | 0 | 2.7451e-06 | 2.8903e-06 | 0 | 2.8903e-06 | 2.7527e-06 | 0 | 2.7527e-06
[79 empty] | WLDFR | HFTD - Distribution - Tier 3 - 5QU CoRE ¦ 4QU LoRE | Non-Red Flag Warning - Destructive Fires | 2027 | 2.8476e-10 | 3.0068e-10 | 3.1658e-10 | 3.0151e-10 | 9129.7461 | 233.2301 | 8896.516 | 0 | 0 | 0 | 0 | 0 | 6.6693e-08 | 2.5997e-06 | 0 | 2.5997e-06 | 2.7451e-06 | 0 | 2.7451e-06 | 2.8903e-06 | 0 | 2.8903e-06 | 2.7527e-06 | 0 | 2.7527e-06
[79 empty] | WLDFR | HFTD - Distribution - Tier 3 - 5QU CoRE ¦ 4QU LoRE | Non-Red Flag Warning - Destructive Fires | 2028 | 2.8476e-10 | 3.0068e-10 | 3.1658e-10 | 3.0151e-10 | 9534.9221 | 247.273 | 9287.6491 | 0 | 0 | 0 | 0 | 0 | 6.6693e-08 | 2.7151e-06 | 0 | 2.7151e-06 | 2.8669e-06 | 0 | 2.8669e-06 | 3.0186e-06 | 0 | 3.0186e-06 | 2.8748e-06 | 0 | 2.8748e-06
[79 empty] | WLDFR | HFTD - Distribution - Tier 3 - 5QU CoRE ¦ 4QU LoRE | Non-Red Flag Warning - Destructive Fires | 2029 | 2.8476e-10 | 3.0068e-10 | 3.1658e-10 | 3.0151e-10 | 9534.9221 | 247.273 | 9287.6491 | 0 | 0 | 0 | 0 | 0 | 6.6693e-08 | 2.7151e-06 | 0 | 2.7151e-06 | 2.8669e-06 | 0 | 2.8669e-06 | 3.0186e-06 | 0 | 3.0186e-06 | 2.8748e-06 | 0 | 2.8748e-06
[79 empty] | WLDFR | HFTD - Distribution - Tier 3 - 5QU CoRE ¦ 4QU LoRE | Non-Red Flag Warning - Destructive Fires | 2030 | 2.8476e-10 | 3.0068e-10 | 3.1658e-10 | 3.0151e-10 | 9534.9221 | 247.273 | 9287.6491 | 0 | 0 | 0 | 0 | 0 | 6.6693e-08 | 2.7151e-06 | 0 | 2.7151e-06 | 2.8669e-06 | 0 | 2.8669e-06 | 3.0186e-06 | 0 | 3.0186e-06 | 2.8748e-06 | 0 | 2.8748e-06
[79 empty] | WLDFR | HFTD - Distribution - Tier 3 - 5QU CoRE ¦ 4QU LoRE | Non-Red Flag Warning - Destructive Fires | 2031 | 2.8476e-10 | 3.0068e-10 | 3.1658e-10 | 3.0151e-10 | 9534.9221 | 247.273 | 9287.6491 | 0 | 0 | 0 | 0 | 0 | 6.6693e-08 | 2.7151e-06 | 0 | 2.7151e-06 | 2.8669e-06 | 0 | 2.8669e-06 | 3.0186e-06 | 0 | 3.0186e-06 | 2.8748e-06 | 0 | 2.8748e-06
[79 empty] | WLDFR | HFTD - Distribution - Tier 3 - 5QU CoRE ¦ 4QU LoRE | Non-Red Flag Warning - Destructive Fires | 2032 | 2.8476e-10 | 3.0068e-10 | 3.1658e-10 | 3.0151e-10 | 9534.9221 | 247.273 | 9287.6491 | 0 | 0 | 0 | 0 | 0 | 6.6693e-08 | 2.7151e-06 | 0 | 2.7151e-06 | 2.8669e-06 | 0 | 2.8669e-06 | 3.0186e-06 | 0 | 3.0186e-06 | 2.8748e-06 | 0 | 2.8748e-06
[79 empty] | WLDFR | HFTD - Distribution - Tier 3 - 5QU CoRE ¦ 4QU LoRE | Non-Red Flag Warning - Destructive Fires | 2033 | 2.8476e-10 | 3.0068e-10 | 3.1658e-10 | 3.0151e-10 | 9984.8474 | 263.1074 | 9721.74 | 0 | 0 | 0 | 0 | 0 | 6.6693e-08 | 2.8432e-06 | 0 | 2.8432e-06 | 3.0022e-06 | 0 | 3.0022e-06 | 3.161e-06 | 0 | 3.161e-06 | 3.0105e-06 | 0 | 3.0105e-06
[79 empty] | WLDFR | HFTD - Distribution - Tier 3 - 5QU CoRE ¦ 4QU LoRE | Non-Red Flag Warning - Destructive Fires | 2034 | 2.8476e-10 | 3.0068e-10 | 3.1658e-10 | 3.0151e-10 | 9984.8474 | 263.1074 | 9721.74 | 0 | 0 | 0 | 0 | 0 | 6.6693e-08 | 2.8432e-06 | 0 | 2.8432e-06 | 3.0022e-06 | 0 | 3.0022e-06 | 3.161e-06 | 0 | 3.161e-06 | 3.0105e-06 | 0 | 3.0105e-06
[79 empty] | WLDFR | HFTD - Distribution - Tier 3 - 5QU CoRE ¦ 4QU LoRE | Non-Red Flag Warning - Destructive Fires | 2035 | 2.8476e-10 | 3.0068e-10 | 3.1658e-10 | 3.0151e-10 | 9984.8474 | 263.1074 | 9721.74 | 0 | 0 | 0 | 0 | 0 | 6.6693e-08 | 2.8432e-06 | 0 | 2.8432e-06 | 3.0022e-06 | 0 | 3.0022e-06 | 3.161e-06 | 0 | 3.161e-06 | 3.0105e-06 | 0 | 3.0105e-06
[79 empty] | WLDFR | HFTD - Distribution - Tier 3 - 5QU CoRE ¦ 4QU LoRE | Non-Red Flag Warning - Destructive Fires | 2036 | 2.8476e-10 | 3.0068e-10 | 3.1658e-10 | 3.0151e-10 | 9984.8474 | 263.1074 | 9721.74 | 0 | 0 | 0 | 0 | 0 | 6.6693e-08 | 2.8432e-06 | 0 | 2.8432e-06 | 3.0022e-06 | 0 | 3.0022e-06 | 3.161e-06 | 0 | 3.161e-06 | 3.0105e-06 | 0 | 3.0105e-06
[79 empty] | WLDFR | HFTD - Distribution - Tier 3 - 5QU CoRE ¦ 4QU LoRE | Non-Red Flag Warning - Destructive Fires | 2037 | 2.8476e-10 | 3.0068e-10 | 3.1658e-10 | 3.0151e-10 | 9984.8474 | 263.1074 | 9721.74 | 0 | 0 | 0 | 0 | 0 | 6.6693e-08 | 2.8432e-06 | 0 | 2.8432e-06 | 3.0022e-06 | 0 | 3.0022e-06 | 3.161e-06 | 0 | 3.161e-06 | 3.0105e-06 | 0 | 3.0105e-06
[79 empty] | WLDFR | HFTD - Distribution - Tier 3 - 5QU CoRE ¦ 4QU LoRE | Non-Red Flag Warning - Destructive Fires | 2038 | 2.8476e-10 | 3.0068e-10 | 3.1658e-10 | 3.0151e-10 | 10472.8261 | 280.5544 | 10192.2718 | 0 | 0 | 0 | 0 | 0 | 6.6693e-08 | 2.9822e-06 | 0 | 2.9822e-06 | 3.1489e-06 | 0 | 3.1489e-06 | 3.3155e-06 | 0 | 3.3155e-06 | 3.1576e-06 | 0 | 3.1576e-06
[79 empty] | WLDFR | HFTD - Distribution - Tier 3 - 5QU CoRE ¦ 4QU LoRE | Non-Red Flag Warning - Destructive Fires | 2039 | 2.8476e-10 | 3.0068e-10 | 3.1658e-10 | 3.0151e-10 | 10472.8261 | 280.5544 | 10192.2718 | 0 | 0 | 0 | 0 | 0 | 6.6693e-08 | 2.9822e-06 | 0 | 2.9822e-06 | 3.1489e-06 | 0 | 3.1489e-06 | 3.3155e-06 | 0 | 3.3155e-06 | 3.1576e-06 | 0 | 3.1576e-06
[79 empty] | WLDFR | HFTD - Distribution - Tier 3 - 5QU CoRE ¦ 4QU LoRE | Non-Red Flag Warning - Destructive Fires | 2040 | 2.8476e-10 | 3.0068e-10 | 3.1658e-10 | 3.0151e-10 | 10472.8261 | 280.5544 | 10192.2718 | 0 | 0 | 0 | 0 | 0 | 6.6693e-08 | 2.9822e-06 | 0 | 2.9822e-06 | 3.1489e-06 | 0 | 3.1489e-06 | 3.3155e-06 | 0 | 3.3155e-06 | 3.1576e-06 | 0 | 3.1576e-06
[79 empty] | WLDFR | HFTD - Distribution - Tier 3 - 5QU CoRE ¦ 4QU LoRE | Non-Red Flag Warning - Destructive Fires | 2041 | 2.8476e-10 | 3.0068e-10 | 3.1658e-10 | 3.0151e-10 | 10472.8261 | 280.5544 | 10192.2718 | 0 | 0 | 0 | 0 | 0 | 6.6693e-08 | 2.9822e-06 | 0 | 2.9822e-06 | 3.1489e-06 | 0 | 3.1489e-06 | 3.3155e-06 | 0 | 3.3155e-06 | 3.1576e-06 | 0 | 3.1576e-06
[79 empty] | WLDFR | HFTD - Distribution - Tier 3 - 5QU CoRE ¦ 4QU LoRE | Non-Red Flag Warning - Destructive Fires | 2042 | 2.8476e-10 | 3.0068e-10 | 3.1658e-10 | 3.0151e-10 | 10472.8261 | 280.5544 | 10192.2718 | 0 | 0 | 0 | 0 | 0 | 6.6693e-08 | 2.9822e-06 | 0 | 2.9822e-06 | 3.1489e-06 | 0 | 3.1489e-06 | 3.3155e-06 | 0 | 3.3155e-06 | 3.1576e-06 | 0 | 3.1576e-06
[79 empty] | WLDFR | HFTD - Distribution - Tier 3 - 5QU CoRE ¦ 4QU LoRE | Non-Red Flag Warning - Destructive Fires | 2043 | 2.8476e-10 | 3.0068e-10 | 3.1658e-10 | 3.0151e-10 | 10992.1562 | 299.42 | 10692.7362 | 0 | 0 | 0 | 0 | 0 | 6.6693e-08 | 3.1301e-06 | 0 | 3.1301e-06 | 3.3051e-06 | 0 | 3.3051e-06 | 3.4799e-06 | 0 | 3.4799e-06 | 3.3142e-06 | 0 | 3.3142e-06
[79 empty] | WLDFR | HFTD - Distribution - Tier 3 - 5QU CoRE ¦ 4QU LoRE | Non-Red Flag Warning - Destructive Fires | 2044 | 2.8476e-10 | 3.0068e-10 | 3.1658e-10 | 3.0151e-10 | 10992.1562 | 299.42 | 10692.7362 | 0 | 0 | 0 | 0 | 0 | 6.6693e-08 | 3.1301e-06 | 0 | 3.1301e-06 | 3.3051e-06 | 0 | 3.3051e-06 | 3.4799e-06 | 0 | 3.4799e-06 | 3.3142e-06 | 0 | 3.3142e-06
[79 empty] | WLDFR | HFTD - Distribution - Tier 3 - 5QU CoRE ¦ 4QU LoRE | Non-Red Flag Warning - Destructive Fires | 2045 | 2.8476e-10 | 3.0068e-10 | 3.1658e-10 | 3.0151e-10 | 10992.1562 | 299.42 | 10692.7362 | 0 | 0 | 0 | 0 | 0 | 6.6693e-08 | 3.1301e-06 | 0 | 3.1301e-06 | 3.3051e-06 | 0 | 3.3051e-06 | 3.4799e-06 | 0 | 3.4799e-06 | 3.3142e-06 | 0 | 3.3142e-06
[79 empty] | WLDFR | HFTD - Distribution - Tier 3 - 5QU CoRE ¦ 4QU LoRE | Non-Red Flag Warning - Destructive Fires | 2046 | 2.8476e-10 | 3.0068e-10 | 3.1658e-10 | 3.0151e-10 | 10992.1562 | 299.42 | 10692.7362 | 0 | 0 | 0 | 0 | 0 | 6.6693e-08 | 3.1301e-06 | 0 | 3.1301e-06 | 3.3051e-06 | 0 | 3.3051e-06 | 3.4799e-06 | 0 | 3.4799e-06 | 3.3142e-06 | 0 | 3.3142e-06
[79 empty] | WLDFR | HFTD - Distribution - Tier 3 - 5QU CoRE ¦ 4QU LoRE | Non-Red Flag Warning - Destructive Fires | 2047 | 2.8476e-10 | 3.0068e-10 | 3.1658e-10 | 3.0151e-10 | 10992.1562 | 299.42 | 10692.7362 | 0 | 0 | 0 | 0 | 0 | 6.6693e-08 | 3.1301e-06 | 0 | 3.1301e-06 | 3.3051e-06 | 0 | 3.3051e-06 | 3.4799e-06 | 0 | 3.4799e-06 | 3.3142e-06 | 0 | 3.3142e-06
[79 empty] | WLDFR | HFTD - Distribution - Tier 3 - 5QU CoRE ¦ 4QU LoRE | Non-Red Flag Warning - Destructive Fires | 2048 | 2.8476e-10 | 3.0068e-10 | 3.1658e-10 | 3.0151e-10 | 11536.0538 | 319.4911 | 11216.5626 | 0 | 0 | 0 | 0 | 0 | 6.6693e-08 | 3.285e-06 | 0 | 3.285e-06 | 3.4686e-06 | 0 | 3.4686e-06 | 3.6521e-06 | 0 | 3.6521e-06 | 3.4782e-06 | 0 | 3.4782e-06
[79 empty] | WLDFR | HFTD - Distribution - Tier 3 - 5QU CoRE ¦ 4QU LoRE | Non-Red Flag Warning - Destructive Fires | 2049 | 2.8476e-10 | 3.0068e-10 | 3.1658e-10 | 3.0151e-10 | 11536.0538 | 319.4911 | 11216.5626 | 0 | 0 | 0 | 0 | 0 | 6.6693e-08 | 3.285e-06 | 0 | 3.285e-06 | 3.4686e-06 | 0 | 3.4686e-06 | 3.6521e-06 | 0 | 3.6521e-06 | 3.4782e-06 | 0 | 3.4782e-06
[79 empty] | WLDFR | HFTD - Distribution - Tier 3 - 5QU CoRE ¦ 4QU LoRE | Non-Red Flag Warning - Destructive Fires | 2050 | 0 | 3.0068e-10 | 3.1658e-10 | 3.0151e-10 | 11536.0538 | 319.4911 | 11216.5626 | 0 | 0 | 0 | 0 | 0 | 6.6693e-08 | 0 | 0 | 0 | 3.4686e-06 | 0 | 3.4686e-06 | 3.6521e-06 | 0 | 3.6521e-06 | 3.4782e-06 | 0 | 3.4782e-06
[79 empty] | WLDFR | HFTD - Distribution - Tier 3 - 5QU CoRE ¦ 4QU LoRE | Non-Red Flag Warning - Destructive Fires | 2051 | 0 | 0 | 3.1658e-10 | 3.0151e-10 | 11536.0538 | 319.4911 | 11216.5626 | 0 | 0 | 0 | 0 | 0 | 6.6693e-08 | 0 | 0 | 0 | 0 | 0 | 0 | 3.6521e-06 | 0 | 3.6521e-06 | 3.4782e-06 | 0 | 3.4782e-06
[79 empty] | WLDFR | HFTD - Distribution - Tier 3 - 5QU CoRE ¦ 4QU LoRE | Non-Red Flag Warning - Destructive Fires | 2052 | 0 | 0 | 0 | 3.0151e-10 | 11536.0538 | 319.4911 | 11216.5626 | 0 | 0 | 0 | 0 | 0 | 6.6693e-08 | 0 | 0 | 0 | 0 | 0 | 0 | 0 | 0 | 0 | 3.4782e-06 | 0 | 3.4782e-06
[79 empty] | WLDFR | HFTD - Distribution - Tier 3 - 5QU CoRE ¦ 4QU LoRE | Non-Red Flag Warning - Large Fires | 2020 | 5.7842e-08 | 0 | 0 | 0 | 5.2406 | 0.69642 | 2.942 | 1.6022 | 0 | 0 | 0 | 0 | 7.5546e-06 | 3.0313e-07 | 0 | 3.0313e-07 | 0 | 0 | 0 | 0 | 0 | 0 | 0 | 0 | 0
[79 empty] | WLDFR | HFTD - Distribution - Tier 3 - 5QU CoRE ¦ 4QU LoRE | Non-Red Flag Warning - Large Fires | 2021 | 3.1654e-08 | 6.1076e-08 | 0 | 0 | 5.2406 | 0.69642 | 2.942 | 1.6022 | 0 | 0 | 0 | 0 | 7.5546e-06 | 1.6589e-07 | 0 | 1.6589e-07 | 3.2007e-07 | 0 | 3.2007e-07 | 0 | 0 | 0 | 0 | 0 | 0
[79 empty] | WLDFR | HFTD - Distribution - Tier 3 - 5QU CoRE ¦ 4QU LoRE | Non-Red Flag Warning - Large Fires | 2022 | 2.8362e-08 | 2.9948e-08 | 5.66e-08 | 0 | 5.2406 | 0.69642 | 2.942 | 1.6022 | 0 | 0 | 0 | 0 | 7.7224e-06 | 1.4863e-07 | 0 | 1.4863e-07 | 1.5694e-07 | 0 | 1.5694e-07 | 2.9661e-07 | 0 | 2.9661e-07 | 0 | 0 | 0
[79 empty] | WLDFR | HFTD - Distribution - Tier 3 - 5QU CoRE ¦ 4QU LoRE | Non-Red Flag Warning - Large Fires | 2023 | 2.8362e-08 | 2.9948e-08 | 3.1532e-08 | 5.3904e-08 | 5.475 | 0.71896 | 3.0715 | 1.6846 | 0 | 0 | 0 | 0 | 7.7224e-06 | 1.5528e-07 | 0 | 1.5528e-07 | 1.6397e-07 | 0 | 1.6397e-07 | 1.7264e-07 | 0 | 1.7264e-07 | 2.9513e-07 | 0 | 2.9513e-07
[79 empty] | WLDFR | HFTD - Distribution - Tier 3 - 5QU CoRE ¦ 4QU LoRE | Non-Red Flag Warning - Large Fires | 2024 | 2.8362e-08 | 2.9948e-08 | 3.1532e-08 | 3.0031e-08 | 5.475 | 0.71896 | 3.0715 | 1.6846 | 0 | 0 | 0 | 0 | 7.7224e-06 | 1.5528e-07 | 0 | 1.5528e-07 | 1.6397e-07 | 0 | 1.6397e-07 | 1.7264e-07 | 0 | 1.7264e-07 | 1.6442e-07 | 0 | 1.6442e-07
[79 empty] | WLDFR | HFTD - Distribution - Tier 3 - 5QU CoRE ¦ 4QU LoRE | Non-Red Flag Warning - Large Fires | 2025 | 2.8362e-08 | 2.9948e-08 | 3.1532e-08 | 3.0031e-08 | 5.475 | 0.71896 | 3.0715 | 1.6846 | 0 | 0 | 0 | 0 | 7.7224e-06 | 1.5528e-07 | 0 | 1.5528e-07 | 1.6397e-07 | 0 | 1.6397e-07 | 1.7264e-07 | 0 | 1.7264e-07 | 1.6442e-07 | 0 | 1.6442e-07
[79 empty] | WLDFR | HFTD - Distribution - Tier 3 - 5QU CoRE ¦ 4QU LoRE | Non-Red Flag Warning - Large Fires | 2026 | 2.8362e-08 | 2.9948e-08 | 3.1532e-08 | 3.0031e-08 | 5.475 | 0.71896 | 3.0715 | 1.6846 | 0 | 0 | 0 | 0 | 7.7224e-06 | 1.5528e-07 | 0 | 1.5528e-07 | 1.6397e-07 | 0 | 1.6397e-07 | 1.7264e-07 | 0 | 1.7264e-07 | 1.6442e-07 | 0 | 1.6442e-07
[79 empty] | WLDFR | HFTD - Distribution - Tier 3 - 5QU CoRE ¦ 4QU LoRE | Non-Red Flag Warning - Large Fires | 2027 | 2.8362e-08 | 2.9948e-08 | 3.1532e-08 | 3.0031e-08 | 5.475 | 0.71896 | 3.0715 | 1.6846 | 0 | 0 | 0 | 0 | 7.7224e-06 | 1.5528e-07 | 0 | 1.5528e-07 | 1.6397e-07 | 0 | 1.6397e-07 | 1.7264e-07 | 0 | 1.7264e-07 | 1.6442e-07 | 0 | 1.6442e-07
[79 empty] | WLDFR | HFTD - Distribution - Tier 3 - 5QU CoRE ¦ 4QU LoRE | Non-Red Flag Warning - Large Fires | 2028 | 2.8362e-08 | 2.9948e-08 | 3.1532e-08 | 3.0031e-08 | 5.777 | 0.74734 | 3.238 | 1.7917 | 0 | 0 | 0 | 0 | 7.7224e-06 | 1.6385e-07 | 0 | 1.6385e-07 | 1.7301e-07 | 0 | 1.7301e-07 | 1.8216e-07 | 0 | 1.8216e-07 | 1.7349e-07 | 0 | 1.7349e-07
[79 empty] | WLDFR | HFTD - Distribution - Tier 3 - 5QU CoRE ¦ 4QU LoRE | Non-Red Flag Warning - Large Fires | 2029 | 2.8362e-08 | 2.9948e-08 | 3.1532e-08 | 3.0031e-08 | 5.777 | 0.74734 | 3.238 | 1.7917 | 0 | 0 | 0 | 0 | 7.7224e-06 | 1.6385e-07 | 0 | 1.6385e-07 | 1.7301e-07 | 0 | 1.7301e-07 | 1.8216e-07 | 0 | 1.8216e-07 | 1.7349e-07 | 0 | 1.7349e-07
[79 empty] | WLDFR | HFTD - Distribution - Tier 3 - 5QU CoRE ¦ 4QU LoRE | Non-Red Flag Warning - Large Fires | 2030 | 2.8362e-08 | 2.9948e-08 | 3.1532e-08 | 3.0031e-08 | 5.777 | 0.74734 | 3.238 | 1.7917 | 0 | 0 | 0 | 0 | 7.7224e-06 | 1.6385e-07 | 0 | 1.6385e-07 | 1.7301e-07 | 0 | 1.7301e-07 | 1.8216e-07 | 0 | 1.8216e-07 | 1.7349e-07 | 0 | 1.7349e-07
[79 empty] | WLDFR | HFTD - Distribution - Tier 3 - 5QU CoRE ¦ 4QU LoRE | Non-Red Flag Warning - Large Fires | 2031 | 2.8362e-08 | 2.9948e-08 | 3.1532e-08 | 3.0031e-08 | 5.777 | 0.74734 | 3.238 | 1.7917 | 0 | 0 | 0 | 0 | 7.7224e-06 | 1.6385e-07 | 0 | 1.6385e-07 | 1.7301e-07 | 0 | 1.7301e-07 | 1.8216e-07 | 0 | 1.8216e-07 | 1.7349e-07 | 0 | 1.7349e-07
[79 empty] | WLDFR | HFTD - Distribution - Tier 3 - 5QU CoRE ¦ 4QU LoRE | Non-Red Flag Warning - Large Fires | 2032 | 2.8362e-08 | 2.9948e-08 | 3.1532e-08 | 3.0031e-08 | 5.777 | 0.74734 | 3.238 | 1.7917 | 0 | 0 | 0 | 0 | 7.7224e-06 | 1.6385e-07 | 0 | 1.6385e-07 | 1.7301e-07 | 0 | 1.7301e-07 | 1.8216e-07 | 0 | 1.8216e-07 | 1.7349e-07 | 0 | 1.7349e-07
[79 empty] | WLDFR | HFTD - Distribution - Tier 3 - 5QU CoRE ¦ 4QU LoRE | Non-Red Flag Warning - Large Fires | 2033 | 2.8362e-08 | 2.9948e-08 | 3.1532e-08 | 3.0031e-08 | 6.1205 | 0.77885 | 3.4265 | 1.9151 | 0 | 0 | 0 | 0 | 7.7224e-06 | 1.7359e-07 | 0 | 1.7359e-07 | 1.833e-07 | 0 | 1.833e-07 | 1.9299e-07 | 0 | 1.9299e-07 | 1.838e-07 | 0 | 1.838e-07
[79 empty] | WLDFR | HFTD - Distribution - Tier 3 - 5QU CoRE ¦ 4QU LoRE | Non-Red Flag Warning - Large Fires | 2034 | 2.8362e-08 | 2.9948e-08 | 3.1532e-08 | 3.0031e-08 | 6.1205 | 0.77885 | 3.4265 | 1.9151 | 0 | 0 | 0 | 0 | 7.7224e-06 | 1.7359e-07 | 0 | 1.7359e-07 | 1.833e-07 | 0 | 1.833e-07 | 1.9299e-07 | 0 | 1.9299e-07 | 1.838e-07 | 0 | 1.838e-07
[79 empty] | WLDFR | HFTD - Distribution - Tier 3 - 5QU CoRE ¦ 4QU LoRE | Non-Red Flag Warning - Large Fires | 2035 | 2.8362e-08 | 2.9948e-08 | 3.1532e-08 | 3.0031e-08 | 6.1205 | 0.77885 | 3.4265 | 1.9151 | 0 | 0 | 0 | 0 | 7.7224e-06 | 1.7359e-07 | 0 | 1.7359e-07 | 1.833e-07 | 0 | 1.833e-07 | 1.9299e-07 | 0 | 1.9299e-07 | 1.838e-07 | 0 | 1.838e-07
[79 empty] | WLDFR | HFTD - Distribution - Tier 3 - 5QU CoRE ¦ 4QU LoRE | Non-Red Flag Warning - Large Fires | 2036 | 2.8362e-08 | 2.9948e-08 | 3.1532e-08 | 3.0031e-08 | 6.1205 | 0.77885 | 3.4265 | 1.9151 | 0 | 0 | 0 | 0 | 7.7224e-06 | 1.7359e-07 | 0 | 1.7359e-07 | 1.833e-07 | 0 | 1.833e-07 | 1.9299e-07 | 0 | 1.9299e-07 | 1.838e-07 | 0 | 1.838e-07
[79 empty] | WLDFR | HFTD - Distribution - Tier 3 - 5QU CoRE ¦ 4QU LoRE | Non-Red Flag Warning - Large Fires | 2037 | 2.8362e-08 | 2.9948e-08 | 3.1532e-08 | 3.0031e-08 | 6.1205 | 0.77885 | 3.4265 | 1.9151 | 0 | 0 | 0 | 0 | 7.7224e-06 | 1.7359e-07 | 0 | 1.7359e-07 | 1.833e-07 | 0 | 1.833e-07 | 1.9299e-07 | 0 | 1.9299e-07 | 1.838e-07 | 0 | 1.838e-07
[79 empty] | WLDFR | HFTD - Distribution - Tier 3 - 5QU CoRE ¦ 4QU LoRE | Non-Red Flag Warning - Large Fires | 2038 | 2.8362e-08 | 2.9948e-08 | 3.1532e-08 | 3.0031e-08 | 6.5028 | 0.81304 | 3.6355 | 2.0543 | 0 | 0 | 0 | 0 | 7.7224e-06 | 1.8443e-07 | 0 | 1.8443e-07 | 1.9475e-07 | 0 | 1.9475e-07 | 2.0505e-07 | 0 | 2.0505e-07 | 1.9528e-07 | 0 | 1.9528e-07
[79 empty] | WLDFR | HFTD - Distribution - Tier 3 - 5QU CoRE ¦ 4QU LoRE | Non-Red Flag Warning - Large Fires | 2039 | 2.8362e-08 | 2.9948e-08 | 3.1532e-08 | 3.0031e-08 | 6.5028 | 0.81304 | 3.6355 | 2.0543 | 0 | 0 | 0 | 0 | 7.7224e-06 | 1.8443e-07 | 0 | 1.8443e-07 | 1.9475e-07 | 0 | 1.9475e-07 | 2.0505e-07 | 0 | 2.0505e-07 | 1.9528e-07 | 0 | 1.9528e-07
[79 empty] | WLDFR | HFTD - Distribution - Tier 3 - 5QU CoRE ¦ 4QU LoRE | Non-Red Flag Warning - Large Fires | 2040 | 2.8362e-08 | 2.9948e-08 | 3.1532e-08 | 3.0031e-08 | 6.5028 | 0.81304 | 3.6355 | 2.0543 | 0 | 0 | 0 | 0 | 7.7224e-06 | 1.8443e-07 | 0 | 1.8443e-07 | 1.9475e-07 | 0 | 1.9475e-07 | 2.0505e-07 | 0 | 2.0505e-07 | 1.9528e-07 | 0 | 1.9528e-07
[79 empty] | WLDFR | HFTD - Distribution - Tier 3 - 5QU CoRE ¦ 4QU LoRE | Non-Red Flag Warning - Large Fires | 2041 | 2.8362e-08 | 2.9948e-08 | 3.1532e-08 | 3.0031e-08 | 6.5028 | 0.81304 | 3.6355 | 2.0543 | 0 | 0 | 0 | 0 | 7.7224e-06 | 1.8443e-07 | 0 | 1.8443e-07 | 1.9475e-07 | 0 | 1.9475e-07 | 2.0505e-07 | 0 | 2.0505e-07 | 1.9528e-07 | 0 | 1.9528e-07
[79 empty] | WLDFR | HFTD - Distribution - Tier 3 - 5QU CoRE ¦ 4QU LoRE | Non-Red Flag Warning - Large Fires | 2042 | 2.8362e-08 | 2.9948e-08 | 3.1532e-08 | 3.0031e-08 | 6.5028 | 0.81304 | 3.6355 | 2.0543 | 0 | 0 | 0 | 0 | 7.7224e-06 | 1.8443e-07 | 0 | 1.8443e-07 | 1.9475e-07 | 0 | 1.9475e-07 | 2.0505e-07 | 0 | 2.0505e-07 | 1.9528e-07 | 0 | 1.9528e-07
[79 empty] | WLDFR | HFTD - Distribution - Tier 3 - 5QU CoRE ¦ 4QU LoRE | Non-Red Flag Warning - Large Fires | 2043 | 2.8362e-08 | 2.9948e-08 | 3.1532e-08 | 3.0031e-08 | 6.9209 | 0.84944 | 3.8632 | 2.2083 | 0 | 0 | 0 | 0 | 7.7224e-06 | 1.9629e-07 | 0 | 1.9629e-07 | 2.0727e-07 | 0 | 2.0727e-07 | 2.1823e-07 | 0 | 2.1823e-07 | 2.0784e-07 | 0 | 2.0784e-07
[79 empty] | WLDFR | HFTD - Distribution - Tier 3 - 5QU CoRE ¦ 4QU LoRE | Non-Red Flag Warning - Large Fires | 2044 | 2.8362e-08 | 2.9948e-08 | 3.1532e-08 | 3.0031e-08 | 6.9209 | 0.84944 | 3.8632 | 2.2083 | 0 | 0 | 0 | 0 | 7.7224e-06 | 1.9629e-07 | 0 | 1.9629e-07 | 2.0727e-07 | 0 | 2.0727e-07 | 2.1823e-07 | 0 | 2.1823e-07 | 2.0784e-07 | 0 | 2.0784e-07
[79 empty] | WLDFR | HFTD - Distribution - Tier 3 - 5QU CoRE ¦ 4QU LoRE | Non-Red Flag Warning - Large Fires | 2045 | 2.8362e-08 | 2.9948e-08 | 3.1532e-08 | 3.0031e-08 | 6.9209 | 0.84944 | 3.8632 | 2.2083 | 0 | 0 | 0 | 0 | 7.7224e-06 | 1.9629e-07 | 0 | 1.9629e-07 | 2.0727e-07 | 0 | 2.0727e-07 | 2.1823e-07 | 0 | 2.1823e-07 | 2.0784e-07 | 0 | 2.0784e-07
[79 empty] | WLDFR | HFTD - Distribution - Tier 3 - 5QU CoRE ¦ 4QU LoRE | Non-Red Flag Warning - Large Fires | 2046 | 2.8362e-08 | 2.9948e-08 | 3.1532e-08 | 3.0031e-08 | 6.9209 | 0.84944 | 3.8632 | 2.2083 | 0 | 0 | 0 | 0 | 7.7224e-06 | 1.9629e-07 | 0 | 1.9629e-07 | 2.0727e-07 | 0 | 2.0727e-07 | 2.1823e-07 | 0 | 2.1823e-07 | 2.0784e-07 | 0 | 2.0784e-07
[79 empty] | WLDFR | HFTD - Distribution - Tier 3 - 5QU CoRE ¦ 4QU LoRE | Non-Red Flag Warning - Large Fires | 2047 | 2.8362e-08 | 2.9948e-08 | 3.1532e-08 | 3.0031e-08 | 6.9209 | 0.84944 | 3.8632 | 2.2083 | 0 | 0 | 0 | 0 | 7.7224e-06 | 1.9629e-07 | 0 | 1.9629e-07 | 2.0727e-07 | 0 | 2.0727e-07 | 2.1823e-07 | 0 | 2.1823e-07 | 2.0784e-07 | 0 | 2.0784e-07
[79 empty] | WLDFR | HFTD - Distribution - Tier 3 - 5QU CoRE ¦ 4QU LoRE | Non-Red Flag Warning - Large Fires | 2048 | 2.8362e-08 | 2.9948e-08 | 3.1532e-08 | 3.0031e-08 | 7.3713 | 0.88759 | 4.1075 | 2.3763 | 0 | 0 | 0 | 0 | 7.7224e-06 | 2.0907e-07 | 0 | 2.0907e-07 | 2.2076e-07 | 0 | 2.2076e-07 | 2.3243e-07 | 0 | 2.3243e-07 | 2.2137e-07 | 0 | 2.2137e-07
[79 empty] | WLDFR | HFTD - Distribution - Tier 3 - 5QU CoRE ¦ 4QU LoRE | Non-Red Flag Warning - Large Fires | 2049 | 2.8362e-08 | 2.9948e-08 | 3.1532e-08 | 3.0031e-08 | 7.3713 | 0.88759 | 4.1075 | 2.3763 | 0 | 0 | 0 | 0 | 7.7224e-06 | 2.0907e-07 | 0 | 2.0907e-07 | 2.2076e-07 | 0 | 2.2076e-07 | 2.3243e-07 | 0 | 2.3243e-07 | 2.2137e-07 | 0 | 2.2137e-07
[79 empty] | WLDFR | HFTD - Distribution - Tier 3 - 5QU CoRE ¦ 4QU LoRE | Non-Red Flag Warning - Large Fires | 2050 | 0 | 2.9948e-08 | 3.1532e-08 | 3.0031e-08 | 7.3713 | 0.88759 | 4.1075 | 2.3763 | 0 | 0 | 0 | 0 | 7.7224e-06 | 0 | 0 | 0 | 2.2076e-07 | 0 | 2.2076e-07 | 2.3243e-07 | 0 | 2.3243e-07 | 2.2137e-07 | 0 | 2.2137e-07
[79 empty] | WLDFR | HFTD - Distribution - Tier 3 - 5QU CoRE ¦ 4QU LoRE | Non-Red Flag Warning - Large Fires | 2051 | 0 | 0 | 3.1532e-08 | 3.0031e-08 | 7.3713 | 0.88759 | 4.1075 | 2.3763 | 0 | 0 | 0 | 0 | 7.7224e-06 | 0 | 0 | 0 | 0 | 0 | 0 | 2.3243e-07 | 0 | 2.3243e-07 | 2.2137e-07 | 0 | 2.2137e-07
[79 empty] | WLDFR | HFTD - Distribution - Tier 3 - 5QU CoRE ¦ 4QU LoRE | Non-Red Flag Warning - Large Fires | 2052 | 0 | 0 | 0 | 3.0031e-08 | 7.3713 | 0.88759 | 4.1075 | 2.3763 | 0 | 0 | 0 | 0 | 7.7224e-06 | 0 | 0 | 0 | 0 | 0 | 0 | 0 | 0 | 0 | 2.2137e-07 | 0 | 2.2137e-07
[79 empty] | WLDFR | HFTD - Distribution - Tier 3 - 5QU CoRE ¦ 4QU LoRE | Non-Red Flag Warning - Small Fires | 2020 | 2.6444e-05 | 0 | 0 | 0 | 0.077901 | 0.036425 | 0.0015809 | 0.039895 | 0 | 0 | 0 | 0 | 0.0033305 | 2.06e-06 | 0 | 2.06e-06 | 0 | 0 | 0 | 0 | 0 | 0 | 0 | 0 | 0
[79 empty] | WLDFR | HFTD - Distribution - Tier 3 - 5QU CoRE ¦ 4QU LoRE | Non-Red Flag Warning - Small Fires | 2021 | 1.4528e-05 | 2.7922e-05 | 0 | 0 | 0.077901 | 0.036425 | 0.0015809 | 0.039895 | 0 | 0 | 0 | 0 | 0.0033305 | 1.1317e-06 | 0 | 1.1317e-06 | 2.1752e-06 | 0 | 2.1752e-06 | 0 | 0 | 0 | 0 | 0 | 0
[79 empty] | WLDFR | HFTD - Distribution - Tier 3 - 5QU CoRE ¦ 4QU LoRE | Non-Red Flag Warning - Small Fires | 2022 | 1.2986e-05 | 1.3713e-05 | 2.5858e-05 | 0 | 0.077901 | 0.036425 | 0.0015809 | 0.039895 | 0 | 0 | 0 | 0 | 0.0033847 | 1.0117e-06 | 0 | 1.0117e-06 | 1.0682e-06 | 0 | 1.0682e-06 | 2.0144e-06 | 0 | 2.0144e-06 | 0 | 0 | 0
[79 empty] | WLDFR | HFTD - Distribution - Tier 3 - 5QU CoRE ¦ 4QU LoRE | Non-Red Flag Warning - Small Fires | 2023 | 1.2986e-05 | 1.3713e-05 | 1.4438e-05 | 2.4627e-05 | 0.080408 | 0.03759 | 0.0016314 | 0.041187 | 0 | 0 | 0 | 0 | 0.0033847 | 1.0442e-06 | 0 | 1.0442e-06 | 1.1026e-06 | 0 | 1.1026e-06 | 1.1609e-06 | 0 | 1.1609e-06 | 1.9802e-06 | 0 | 1.9802e-06
[79 empty] | WLDFR | HFTD - Distribution - Tier 3 - 5QU CoRE ¦ 4QU LoRE | Non-Red Flag Warning - Small Fires | 2024 | 1.2986e-05 | 1.3713e-05 | 1.4438e-05 | 1.375e-05 | 0.080408 | 0.03759 | 0.0016314 | 0.041187 | 0 | 0 | 0 | 0 | 0.0033847 | 1.0442e-06 | 0 | 1.0442e-06 | 1.1026e-06 | 0 | 1.1026e-06 | 1.1609e-06 | 0 | 1.1609e-06 | 1.1056e-06 | 0 | 1.1056e-06
[79 empty] | WLDFR | HFTD - Distribution - Tier 3 - 5QU CoRE ¦ 4QU LoRE | Non-Red Flag Warning - Small Fires | 2025 | 1.2986e-05 | 1.3713e-05 | 1.4438e-05 | 1.375e-05 | 0.080408 | 0.03759 | 0.0016314 | 0.041187 | 0 | 0 | 0 | 0 | 0.0033847 | 1.0442e-06 | 0 | 1.0442e-06 | 1.1026e-06 | 0 | 1.1026e-06 | 1.1609e-06 | 0 | 1.1609e-06 | 1.1056e-06 | 0 | 1.1056e-06
[79 empty] | WLDFR | HFTD - Distribution - Tier 3 - 5QU CoRE ¦ 4QU LoRE | Non-Red Flag Warning - Small Fires | 2026 | 1.2986e-05 | 1.3713e-05 | 1.4438e-05 | 1.375e-05 | 0.080408 | 0.03759 | 0.0016314 | 0.041187 | 0 | 0 | 0 | 0 | 0.0033847 | 1.0442e-06 | 0 | 1.0442e-06 | 1.1026e-06 | 0 | 1.1026e-06 | 1.1609e-06 | 0 | 1.1609e-06 | 1.1056e-06 | 0 | 1.1056e-06
[79 empty] | WLDFR | HFTD - Distribution - Tier 3 - 5QU CoRE ¦ 4QU LoRE | Non-Red Flag Warning - Small Fires | 2027 | 1.2986e-05 | 1.3713e-05 | 1.4438e-05 | 1.375e-05 | 0.080408 | 0.03759 | 0.0016314 | 0.041187 | 0 | 0 | 0 | 0 | 0.0033847 | 1.0442e-06 | 0 | 1.0442e-06 | 1.1026e-06 | 0 | 1.1026e-06 | 1.1609e-06 | 0 | 1.1609e-06 | 1.1056e-06 | 0 | 1.1056e-06
[79 empty] | WLDFR | HFTD - Distribution - Tier 3 - 5QU CoRE ¦ 4QU LoRE | Non-Red Flag Warning - Small Fires | 2028 | 1.2986e-05 | 1.3713e-05 | 1.4438e-05 | 1.375e-05 | 0.083606 | 0.039055 | 0.001695 | 0.042856 | 0 | 0 | 0 | 0 | 0.0033847 | 1.0857e-06 | 0 | 1.0857e-06 | 1.1465e-06 | 0 | 1.1465e-06 | 1.2071e-06 | 0 | 1.2071e-06 | 1.1496e-06 | 0 | 1.1496e-06
[79 empty] | WLDFR | HFTD - Distribution - Tier 3 - 5QU CoRE ¦ 4QU LoRE | Non-Red Flag Warning - Small Fires | 2029 | 1.2986e-05 | 1.3713e-05 | 1.4438e-05 | 1.375e-05 | 0.083606 | 0.039055 | 0.001695 | 0.042856 | 0 | 0 | 0 | 0 | 0.0033847 | 1.0857e-06 | 0 | 1.0857e-06 | 1.1465e-06 | 0 | 1.1465e-06 | 1.2071e-06 | 0 | 1.2071e-06 | 1.1496e-06 | 0 | 1.1496e-06
[79 empty] | WLDFR | HFTD - Distribution - Tier 3 - 5QU CoRE ¦ 4QU LoRE | Non-Red Flag Warning - Small Fires | 2030 | 1.2986e-05 | 1.3713e-05 | 1.4438e-05 | 1.375e-05 | 0.083606 | 0.039055 | 0.001695 | 0.042856 | 0 | 0 | 0 | 0 | 0.0033847 | 1.0857e-06 | 0 | 1.0857e-06 | 1.1465e-06 | 0 | 1.1465e-06 | 1.2071e-06 | 0 | 1.2071e-06 | 1.1496e-06 | 0 | 1.1496e-06
[79 empty] | WLDFR | HFTD - Distribution - Tier 3 - 5QU CoRE ¦ 4QU LoRE | Non-Red Flag Warning - Small Fires | 2031 | 1.2986e-05 | 1.3713e-05 | 1.4438e-05 | 1.375e-05 | 0.083606 | 0.039055 | 0.001695 | 0.042856 | 0 | 0 | 0 | 0 | 0.0033847 | 1.0857e-06 | 0 | 1.0857e-06 | 1.1465e-06 | 0 | 1.1465e-06 | 1.2071e-06 | 0 | 1.2071e-06 | 1.1496e-06 | 0 | 1.1496e-06
[79 empty] | WLDFR | HFTD - Distribution - Tier 3 - 5QU CoRE ¦ 4QU LoRE | Non-Red Flag Warning - Small Fires | 2032 | 1.2986e-05 | 1.3713e-05 | 1.4438e-05 | 1.375e-05 | 0.083606 | 0.039055 | 0.001695 | 0.042856 | 0 | 0 | 0 | 0 | 0.0033847 | 1.0857e-06 | 0 | 1.0857e-06 | 1.1465e-06 | 0 | 1.1465e-06 | 1.2071e-06 | 0 | 1.2071e-06 | 1.1496e-06 | 0 | 1.1496e-06
[79 empty] | WLDFR | HFTD - Distribution - Tier 3 - 5QU CoRE ¦ 4QU LoRE | Non-Red Flag Warning - Small Fires | 2033 | 1.2986e-05 | 1.3713e-05 | 1.4438e-05 | 1.375e-05 | 0.087211 | 0.040679 | 0.0017655 | 0.044766 | 0 | 0 | 0 | 0 | 0.0033847 | 1.1326e-06 | 0 | 1.1326e-06 | 1.1959e-06 | 0 | 1.1959e-06 | 1.2591e-06 | 0 | 1.2591e-06 | 1.1992e-06 | 0 | 1.1992e-06
[79 empty] | WLDFR | HFTD - Distribution - Tier 3 - 5QU CoRE ¦ 4QU LoRE | Non-Red Flag Warning - Small Fires | 2034 | 1.2986e-05 | 1.3713e-05 | 1.4438e-05 | 1.375e-05 | 0.087211 | 0.040679 | 0.0017655 | 0.044766 | 0 | 0 | 0 | 0 | 0.0033847 | 1.1326e-06 | 0 | 1.1326e-06 | 1.1959e-06 | 0 | 1.1959e-06 | 1.2591e-06 | 0 | 1.2591e-06 | 1.1992e-06 | 0 | 1.1992e-06
[79 empty] | WLDFR | HFTD - Distribution - Tier 3 - 5QU CoRE ¦ 4QU LoRE | Non-Red Flag Warning - Small Fires | 2035 | 1.2986e-05 | 1.3713e-05 | 1.4438e-05 | 1.375e-05 | 0.087211 | 0.040679 | 0.0017655 | 0.044766 | 0 | 0 | 0 | 0 | 0.0033847 | 1.1326e-06 | 0 | 1.1326e-06 | 1.1959e-06 | 0 | 1.1959e-06 | 1.2591e-06 | 0 | 1.2591e-06 | 1.1992e-06 | 0 | 1.1992e-06
[79 empty] | WLDFR | HFTD - Distribution - Tier 3 - 5QU CoRE ¦ 4QU LoRE | Non-Red Flag Warning - Small Fires | 2036 | 1.2986e-05 | 1.3713e-05 | 1.4438e-05 | 1.375e-05 | 0.087211 | 0.040679 | 0.0017655 | 0.044766 | 0 | 0 | 0 | 0 | 0.0033847 | 1.1326e-06 | 0 | 1.1326e-06 | 1.1959e-06 | 0 | 1.1959e-06 | 1.2591e-06 | 0 | 1.2591e-06 | 1.1992e-06 | 0 | 1.1992e-06
[79 empty] | WLDFR | HFTD - Distribution - Tier 3 - 5QU CoRE ¦ 4QU LoRE | Non-Red Flag Warning - Small Fires | 2037 | 1.2986e-05 | 1.3713e-05 | 1.4438e-05 | 1.375e-05 | 0.087211 | 0.040679 | 0.0017655 | 0.044766 | 0 | 0 | 0 | 0 | 0.0033847 | 1.1326e-06 | 0 | 1.1326e-06 | 1.1959e-06 | 0 | 1.1959e-06 | 1.2591e-06 | 0 | 1.2591e-06 | 1.1992e-06 | 0 | 1.1992e-06
[79 empty] | WLDFR | HFTD - Distribution - Tier 3 - 5QU CoRE ¦ 4QU LoRE | Non-Red Flag Warning - Small Fires | 2038 | 1.2986e-05 | 1.3713e-05 | 1.4438e-05 | 1.375e-05 | 0.091184 | 0.042438 | 0.0018418 | 0.046905 | 0 | 0 | 0 | 0 | 0.0033847 | 1.1842e-06 | 0 | 1.1842e-06 | 1.2504e-06 | 0 | 1.2504e-06 | 1.3165e-06 | 0 | 1.3165e-06 | 1.2538e-06 | 0 | 1.2538e-06
[79 empty] | WLDFR | HFTD - Distribution - Tier 3 - 5QU CoRE ¦ 4QU LoRE | Non-Red Flag Warning - Small Fires | 2039 | 1.2986e-05 | 1.3713e-05 | 1.4438e-05 | 1.375e-05 | 0.091184 | 0.042438 | 0.0018418 | 0.046905 | 0 | 0 | 0 | 0 | 0.0033847 | 1.1842e-06 | 0 | 1.1842e-06 | 1.2504e-06 | 0 | 1.2504e-06 | 1.3165e-06 | 0 | 1.3165e-06 | 1.2538e-06 | 0 | 1.2538e-06
[79 empty] | WLDFR | HFTD - Distribution - Tier 3 - 5QU CoRE ¦ 4QU LoRE | Non-Red Flag Warning - Small Fires | 2040 | 1.2986e-05 | 1.3713e-05 | 1.4438e-05 | 1.375e-05 | 0.091184 | 0.042438 | 0.0018418 | 0.046905 | 0 | 0 | 0 | 0 | 0.0033847 | 1.1842e-06 | 0 | 1.1842e-06 | 1.2504e-06 | 0 | 1.2504e-06 | 1.3165e-06 | 0 | 1.3165e-06 | 1.2538e-06 | 0 | 1.2538e-06
[79 empty] | WLDFR | HFTD - Distribution - Tier 3 - 5QU CoRE ¦ 4QU LoRE | Non-Red Flag Warning - Small Fires | 2041 | 1.2986e-05 | 1.3713e-05 | 1.4438e-05 | 1.375e-05 | 0.091184 | 0.042438 | 0.0018418 | 0.046905 | 0 | 0 | 0 | 0 | 0.0033847 | 1.1842e-06 | 0 | 1.1842e-06 | 1.2504e-06 | 0 | 1.2504e-06 | 1.3165e-06 | 0 | 1.3165e-06 | 1.2538e-06 | 0 | 1.2538e-06
[79 empty] | WLDFR | HFTD - Distribution - Tier 3 - 5QU CoRE ¦ 4QU LoRE | Non-Red Flag Warning - Small Fires | 2042 | 1.2986e-05 | 1.3713e-05 | 1.4438e-05 | 1.375e-05 | 0.091184 | 0.042438 | 0.0018418 | 0.046905 | 0 | 0 | 0 | 0 | 0.0033847 | 1.1842e-06 | 0 | 1.1842e-06 | 1.2504e-06 | 0 | 1.2504e-06 | 1.3165e-06 | 0 | 1.3165e-06 | 1.2538e-06 | 0 | 1.2538e-06
[79 empty] | WLDFR | HFTD - Distribution - Tier 3 - 5QU CoRE ¦ 4QU LoRE | Non-Red Flag Warning - Small Fires | 2043 | 1.2986e-05 | 1.3713e-05 | 1.4438e-05 | 1.375e-05 | 0.095486 | 0.044306 | 0.0019228 | 0.049257 | 0 | 0 | 0 | 0 | 0.0033847 | 1.24e-06 | 0 | 1.24e-06 | 1.3093e-06 | 0 | 1.3093e-06 | 1.3786e-06 | 0 | 1.3786e-06 | 1.313e-06 | 0 | 1.313e-06
[79 empty] | WLDFR | HFTD - Distribution - Tier 3 - 5QU CoRE ¦ 4QU LoRE | Non-Red Flag Warning - Small Fires | 2044 | 1.2986e-05 | 1.3713e-05 | 1.4438e-05 | 1.375e-05 | 0.095486 | 0.044306 | 0.0019228 | 0.049257 | 0 | 0 | 0 | 0 | 0.0033847 | 1.24e-06 | 0 | 1.24e-06 | 1.3093e-06 | 0 | 1.3093e-06 | 1.3786e-06 | 0 | 1.3786e-06 | 1.313e-06 | 0 | 1.313e-06
[79 empty] | WLDFR | HFTD - Distribution - Tier 3 - 5QU CoRE ¦ 4QU LoRE | Non-Red Flag Warning - Small Fires | 2045 | 1.2986e-05 | 1.3713e-05 | 1.4438e-05 | 1.375e-05 | 0.095486 | 0.044306 | 0.0019228 | 0.049257 | 0 | 0 | 0 | 0 | 0.0033847 | 1.24e-06 | 0 | 1.24e-06 | 1.3093e-06 | 0 | 1.3093e-06 | 1.3786e-06 | 0 | 1.3786e-06 | 1.313e-06 | 0 | 1.313e-06
[79 empty] | WLDFR | HFTD - Distribution - Tier 3 - 5QU CoRE ¦ 4QU LoRE | Non-Red Flag Warning - Small Fires | 2046 | 1.2986e-05 | 1.3713e-05 | 1.4438e-05 | 1.375e-05 | 0.095486 | 0.044306 | 0.0019228 | 0.049257 | 0 | 0 | 0 | 0 | 0.0033847 | 1.24e-06 | 0 | 1.24e-06 | 1.3093e-06 | 0 | 1.3093e-06 | 1.3786e-06 | 0 | 1.3786e-06 | 1.313e-06 | 0 | 1.313e-06
[79 empty] | WLDFR | HFTD - Distribution - Tier 3 - 5QU CoRE ¦ 4QU LoRE | Non-Red Flag Warning - Small Fires | 2047 | 1.2986e-05 | 1.3713e-05 | 1.4438e-05 | 1.375e-05 | 0.095486 | 0.044306 | 0.0019228 | 0.049257 | 0 | 0 | 0 | 0 | 0.0033847 | 1.24e-06 | 0 | 1.24e-06 | 1.3093e-06 | 0 | 1.3093e-06 | 1.3786e-06 | 0 | 1.3786e-06 | 1.313e-06 | 0 | 1.313e-06
[79 empty] | WLDFR | HFTD - Distribution - Tier 3 - 5QU CoRE ¦ 4QU LoRE | Non-Red Flag Warning - Small Fires | 2048 | 1.2986e-05 | 1.3713e-05 | 1.4438e-05 | 1.375e-05 | 0.10007 | 0.04626 | 0.0020076 | 0.051804 | 0 | 0 | 0 | 0 | 0.0033847 | 1.2996e-06 | 0 | 1.2996e-06 | 1.3722e-06 | 0 | 1.3722e-06 | 1.4448e-06 | 0 | 1.4448e-06 | 1.376e-06 | 0 | 1.376e-06
[79 empty] | WLDFR | HFTD - Distribution - Tier 3 - 5QU CoRE ¦ 4QU LoRE | Non-Red Flag Warning - Small Fires | 2049 | 1.2986e-05 | 1.3713e-05 | 1.4438e-05 | 1.375e-05 | 0.10007 | 0.04626 | 0.0020076 | 0.051804 | 0 | 0 | 0 | 0 | 0.0033847 | 1.2996e-06 | 0 | 1.2996e-06 | 1.3722e-06 | 0 | 1.3722e-06 | 1.4448e-06 | 0 | 1.4448e-06 | 1.376e-06 | 0 | 1.376e-06
[79 empty] | WLDFR | HFTD - Distribution - Tier 3 - 5QU CoRE ¦ 4QU LoRE | Non-Red Flag Warning - Small Fires | 2050 | 0 | 1.3713e-05 | 1.4438e-05 | 1.375e-05 | 0.10007 | 0.04626 | 0.0020076 | 0.051804 | 0 | 0 | 0 | 0 | 0.0033847 | 0 | 0 | 0 | 1.3722e-06 | 0 | 1.3722e-06 | 1.4448e-06 | 0 | 1.4448e-06 | 1.376e-06 | 0 | 1.376e-06
[79 empty] | WLDFR | HFTD - Distribution - Tier 3 - 5QU CoRE ¦ 4QU LoRE | Non-Red Flag Warning - Small Fires | 2051 | 0 | 0 | 1.4438e-05 | 1.375e-05 | 0.10007 | 0.04626 | 0.0020076 | 0.051804 | 0 | 0 | 0 | 0 | 0.0033847 | 0 | 0 | 0 | 0 | 0 | 0 | 1.4448e-06 | 0 | 1.4448e-06 | 1.376e-06 | 0 | 1.376e-06
[79 empty] | WLDFR | HFTD - Distribution - Tier 3 - 5QU CoRE ¦ 4QU LoRE | Non-Red Flag Warning - Small Fires | 2052 | 0 | 0 | 0 | 1.375e-05 | 0.10007 | 0.04626 | 0.0020076 | 0.051804 | 0 | 0 | 0 | 0 | 0.0033847 | 0 | 0 | 0 | 0 | 0 | 0 | 0 | 0 | 0 | 1.376e-06 | 0 | 1.376e-06
[79 empty] | WLDFR | HFTD - Distribution - Tier 3 - 5QU CoRE ¦ 4QU LoRE | Red Flag Warning - Catastrophic Fires | 2020 | 1.998e-08 | 0 | 0 | 0 | 14146.1306 | 222.2294 | 8585.7228 | 5338.1784 | 0 | 0 | 0 | 0 | 1.3248e-06 | 0.00028264 | 0 | 0.00028264 | 0 | 0 | 0 | 0 | 0 | 0 | 0 | 0 | 0
[79 empty] | WLDFR | HFTD - Distribution - Tier 3 - 5QU CoRE ¦ 4QU LoRE | Red Flag Warning - Catastrophic Fires | 2021 | 1.3624e-08 | 2.1097e-08 | 0 | 0 | 14146.1306 | 222.2294 | 8585.7228 | 5338.1784 | 0 | 0 | 0 | 0 | 1.3248e-06 | 0.00019273 | 0 | 0.00019273 | 0.00029844 | 0 | 0.00029844 | 0 | 0 | 0 | 0 | 0 | 0
[79 empty] | WLDFR | HFTD - Distribution - Tier 3 - 5QU CoRE ¦ 4QU LoRE | Red Flag Warning - Catastrophic Fires | 2022 | 1.2481e-08 | 1.3179e-08 | 2.0324e-08 | 0 | 14146.1306 | 222.2294 | 8585.7228 | 5338.1784 | 0 | 0 | 0 | 0 | 1.3915e-06 | 0.00017656 | 0 | 0.00017656 | 0.00018643 | 0 | 0.00018643 | 0.0002875 | 0 | 0.0002875 | 0 | 0 | 0
[79 empty] | WLDFR | HFTD - Distribution - Tier 3 - 5QU CoRE ¦ 4QU LoRE | Red Flag Warning - Catastrophic Fires | 2023 | 1.2481e-08 | 1.3179e-08 | 1.3876e-08 | 1.9356e-08 | 14664.6376 | 233.2301 | 8896.516 | 5534.8915 | 0 | 0 | 0 | 0 | 1.3915e-06 | 0.00018303 | 0 | 0.00018303 | 0.00019326 | 0 | 0.00019326 | 0.00020348 | 0 | 0.00020348 | 0.00028385 | 0 | 0.00028385
[79 empty] | WLDFR | HFTD - Distribution - Tier 3 - 5QU CoRE ¦ 4QU LoRE | Red Flag Warning - Catastrophic Fires | 2024 | 1.2481e-08 | 1.3179e-08 | 1.3876e-08 | 1.3215e-08 | 14664.6376 | 233.2301 | 8896.516 | 5534.8915 | 0 | 0 | 0 | 0 | 1.3915e-06 | 0.00018303 | 0 | 0.00018303 | 0.00019326 | 0 | 0.00019326 | 0.00020348 | 0 | 0.00020348 | 0.00019379 | 0 | 0.00019379
[79 empty] | WLDFR | HFTD - Distribution - Tier 3 - 5QU CoRE ¦ 4QU LoRE | Red Flag Warning - Catastrophic Fires | 2025 | 1.2481e-08 | 1.3179e-08 | 1.3876e-08 | 1.3215e-08 | 14664.6376 | 233.2301 | 8896.516 | 5534.8915 | 0 | 0 | 0 | 0 | 1.3915e-06 | 0.00018303 | 0 | 0.00018303 | 0.00019326 | 0 | 0.00019326 | 0.00020348 | 0 | 0.00020348 | 0.00019379 | 0 | 0.00019379
[79 empty] | WLDFR | HFTD - Distribution - Tier 3 - 5QU CoRE ¦ 4QU LoRE | Red Flag Warning - Catastrophic Fires | 2026 | 1.2481e-08 | 1.3179e-08 | 1.3876e-08 | 1.3215e-08 | 14664.6376 | 233.2301 | 8896.516 | 5534.8915 | 0 | 0 | 0 | 0 | 1.3915e-06 | 0.00018303 | 0 | 0.00018303 | 0.00019326 | 0 | 0.00019326 | 0.00020348 | 0 | 0.00020348 | 0.00019379 | 0 | 0.00019379
[79 empty] | WLDFR | HFTD - Distribution - Tier 3 - 5QU CoRE ¦ 4QU LoRE | Red Flag Warning - Catastrophic Fires | 2027 | 1.2481e-08 | 1.3179e-08 | 1.3876e-08 | 1.3215e-08 | 14664.6376 | 233.2301 | 8896.516 | 5534.8915 | 0 | 0 | 0 | 0 | 1.3915e-06 | 0.00018303 | 0 | 0.00018303 | 0.00019326 | 0 | 0.00019326 | 0.00020348 | 0 | 0.00020348 | 0.00019379 | 0 | 0.00019379
[79 empty] | WLDFR | HFTD - Distribution - Tier 3 - 5QU CoRE ¦ 4QU LoRE | Red Flag Warning - Catastrophic Fires | 2028 | 1.2481e-08 | 1.3179e-08 | 1.3876e-08 | 1.3215e-08 | 15317.9909 | 247.273 | 9287.6491 | 5783.0689 | 0 | 0 | 0 | 0 | 1.3915e-06 | 0.00019118 | 0 | 0.00019118 | 0.00020187 | 0 | 0.00020187 | 0.00021255 | 0 | 0.00021255 | 0.00020243 | 0 | 0.00020243
[79 empty] | WLDFR | HFTD - Distribution - Tier 3 - 5QU CoRE ¦ 4QU LoRE | Red Flag Warning - Catastrophic Fires | 2029 | 1.2481e-08 | 1.3179e-08 | 1.3876e-08 | 1.3215e-08 | 15317.9909 | 247.273 | 9287.6491 | 5783.0689 | 0 | 0 | 0 | 0 | 1.3915e-06 | 0.00019118 | 0 | 0.00019118 | 0.00020187 | 0 | 0.00020187 | 0.00021255 | 0 | 0.00021255 | 0.00020243 | 0 | 0.00020243
[79 empty] | WLDFR | HFTD - Distribution - Tier 3 - 5QU CoRE ¦ 4QU LoRE | Red Flag Warning - Catastrophic Fires | 2030 | 1.2481e-08 | 1.3179e-08 | 1.3876e-08 | 1.3215e-08 | 15317.9909 | 247.273 | 9287.6491 | 5783.0689 | 0 | 0 | 0 | 0 | 1.3915e-06 | 0.00019118 | 0 | 0.00019118 | 0.00020187 | 0 | 0.00020187 | 0.00021255 | 0 | 0.00021255 | 0.00020243 | 0 | 0.00020243
[79 empty] | WLDFR | HFTD - Distribution - Tier 3 - 5QU CoRE ¦ 4QU LoRE | Red Flag Warning - Catastrophic Fires | 2031 | 1.2481e-08 | 1.3179e-08 | 1.3876e-08 | 1.3215e-08 | 15317.9909 | 247.273 | 9287.6491 | 5783.0689 | 0 | 0 | 0 | 0 | 1.3915e-06 | 0.00019118 | 0 | 0.00019118 | 0.00020187 | 0 | 0.00020187 | 0.00021255 | 0 | 0.00021255 | 0.00020243 | 0 | 0.00020243
[79 empty] | WLDFR | HFTD - Distribution - Tier 3 - 5QU CoRE ¦ 4QU LoRE | Red Flag Warning - Catastrophic Fires | 2032 | 1.2481e-08 | 1.3179e-08 | 1.3876e-08 | 1.3215e-08 | 15317.9909 | 247.273 | 9287.6491 | 5783.0689 | 0 | 0 | 0 | 0 | 1.3915e-06 | 0.00019118 | 0 | 0.00019118 | 0.00020187 | 0 | 0.00020187 | 0.00021255 | 0 | 0.00021255 | 0.00020243 | 0 | 0.00020243
[79 empty] | WLDFR | HFTD - Distribution - Tier 3 - 5QU CoRE ¦ 4QU LoRE | Red Flag Warning - Catastrophic Fires | 2033 | 1.2481e-08 | 1.3179e-08 | 1.3876e-08 | 1.3215e-08 | 16044.1264 | 263.1074 | 9721.74 | 6059.2791 | 0 | 0 | 0 | 0 | 1.3915e-06 | 0.00020024 | 0 | 0.00020024 | 0.00021144 | 0 | 0.00021144 | 0.00022262 | 0 | 0.00022262 | 0.00021202 | 0 | 0.00021202
[79 empty] | WLDFR | HFTD - Distribution - Tier 3 - 5QU CoRE ¦ 4QU LoRE | Red Flag Warning - Catastrophic Fires | 2034 | 1.2481e-08 | 1.3179e-08 | 1.3876e-08 | 1.3215e-08 | 16044.1264 | 263.1074 | 9721.74 | 6059.2791 | 0 | 0 | 0 | 0 | 1.3915e-06 | 0.00020024 | 0 | 0.00020024 | 0.00021144 | 0 | 0.00021144 | 0.00022262 | 0 | 0.00022262 | 0.00021202 | 0 | 0.00021202
[79 empty] | WLDFR | HFTD - Distribution - Tier 3 - 5QU CoRE ¦ 4QU LoRE | Red Flag Warning - Catastrophic Fires | 2035 | 1.2481e-08 | 1.3179e-08 | 1.3876e-08 | 1.3215e-08 | 16044.1264 | 263.1074 | 9721.74 | 6059.2791 | 0 | 0 | 0 | 0 | 1.3915e-06 | 0.00020024 | 0 | 0.00020024 | 0.00021144 | 0 | 0.00021144 | 0.00022262 | 0 | 0.00022262 | 0.00021202 | 0 | 0.00021202
[79 empty] | WLDFR | HFTD - Distribution - Tier 3 - 5QU CoRE ¦ 4QU LoRE | Red Flag Warning - Catastrophic Fires | 2036 | 1.2481e-08 | 1.3179e-08 | 1.3876e-08 | 1.3215e-08 | 16044.1264 | 263.1074 | 9721.74 | 6059.2791 | 0 | 0 | 0 | 0 | 1.3915e-06 | 0.00020024 | 0 | 0.00020024 | 0.00021144 | 0 | 0.00021144 | 0.00022262 | 0 | 0.00022262 | 0.00021202 | 0 | 0.00021202
[79 empty] | WLDFR | HFTD - Distribution - Tier 3 - 5QU CoRE ¦ 4QU LoRE | Red Flag Warning - Catastrophic Fires | 2037 | 1.2481e-08 | 1.3179e-08 | 1.3876e-08 | 1.3215e-08 | 16044.1264 | 263.1074 | 9721.74 | 6059.2791 | 0 | 0 | 0 | 0 | 1.3915e-06 | 0.00020024 | 0 | 0.00020024 | 0.00021144 | 0 | 0.00021144 | 0.00022262 | 0 | 0.00022262 | 0.00021202 | 0 | 0.00021202
[79 empty] | WLDFR | HFTD - Distribution - Tier 3 - 5QU CoRE ¦ 4QU LoRE | Red Flag Warning - Catastrophic Fires | 2038 | 1.2481e-08 | 1.3179e-08 | 1.3876e-08 | 1.3215e-08 | 16832.3912 | 280.5544 | 10192.2718 | 6359.5651 | 0 | 0 | 0 | 0 | 1.3915e-06 | 0.00021008 | 0 | 0.00021008 | 0.00022183 | 0 | 0.00022183 | 0.00023356 | 0 | 0.00023356 | 0.00022244 | 0 | 0.00022244
[79 empty] | WLDFR | HFTD - Distribution - Tier 3 - 5QU CoRE ¦ 4QU LoRE | Red Flag Warning - Catastrophic Fires | 2039 | 1.2481e-08 | 1.3179e-08 | 1.3876e-08 | 1.3215e-08 | 16832.3912 | 280.5544 | 10192.2718 | 6359.5651 | 0 | 0 | 0 | 0 | 1.3915e-06 | 0.00021008 | 0 | 0.00021008 | 0.00022183 | 0 | 0.00022183 | 0.00023356 | 0 | 0.00023356 | 0.00022244 | 0 | 0.00022244
[79 empty] | WLDFR | HFTD - Distribution - Tier 3 - 5QU CoRE ¦ 4QU LoRE | Red Flag Warning - Catastrophic Fires | 2040 | 1.2481e-08 | 1.3179e-08 | 1.3876e-08 | 1.3215e-08 | 16832.3912 | 280.5544 | 10192.2718 | 6359.5651 | 0 | 0 | 0 | 0 | 1.3915e-06 | 0.00021008 | 0 | 0.00021008 | 0.00022183 | 0 | 0.00022183 | 0.00023356 | 0 | 0.00023356 | 0.00022244 | 0 | 0.00022244
[79 empty] | WLDFR | HFTD - Distribution - Tier 3 - 5QU CoRE ¦ 4QU LoRE | Red Flag Warning - Catastrophic Fires | 2041 | 1.2481e-08 | 1.3179e-08 | 1.3876e-08 | 1.3215e-08 | 16832.3912 | 280.5544 | 10192.2718 | 6359.5651 | 0 | 0 | 0 | 0 | 1.3915e-06 | 0.00021008 | 0 | 0.00021008 | 0.00022183 | 0 | 0.00022183 | 0.00023356 | 0 | 0.00023356 | 0.00022244 | 0 | 0.00022244
[79 empty] | WLDFR | HFTD - Distribution - Tier 3 - 5QU CoRE ¦ 4QU LoRE | Red Flag Warning - Catastrophic Fires | 2042 | 1.2481e-08 | 1.3179e-08 | 1.3876e-08 | 1.3215e-08 | 16832.3912 | 280.5544 | 10192.2718 | 6359.5651 | 0 | 0 | 0 | 0 | 1.3915e-06 | 0.00021008 | 0 | 0.00021008 | 0.00022183 | 0 | 0.00022183 | 0.00023356 | 0 | 0.00023356 | 0.00022244 | 0 | 0.00022244
[79 empty] | WLDFR | HFTD - Distribution - Tier 3 - 5QU CoRE ¦ 4QU LoRE | Red Flag Warning - Catastrophic Fires | 2043 | 1.2481e-08 | 1.3179e-08 | 1.3876e-08 | 1.3215e-08 | 17672.0852 | 299.42 | 10692.7362 | 6679.929 | 0 | 0 | 0 | 0 | 1.3915e-06 | 0.00022056 | 0 | 0.00022056 | 0.00023289 | 0 | 0.00023289 | 0.00024521 | 0 | 0.00024521 | 0.00023354 | 0 | 0.00023354
[79 empty] | WLDFR | HFTD - Distribution - Tier 3 - 5QU CoRE ¦ 4QU LoRE | Red Flag Warning - Catastrophic Fires | 2044 | 1.2481e-08 | 1.3179e-08 | 1.3876e-08 | 1.3215e-08 | 17672.0852 | 299.42 | 10692.7362 | 6679.929 | 0 | 0 | 0 | 0 | 1.3915e-06 | 0.00022056 | 0 | 0.00022056 | 0.00023289 | 0 | 0.00023289 | 0.00024521 | 0 | 0.00024521 | 0.00023354 | 0 | 0.00023354
[79 empty] | WLDFR | HFTD - Distribution - Tier 3 - 5QU CoRE ¦ 4QU LoRE | Red Flag Warning - Catastrophic Fires | 2045 | 1.2481e-08 | 1.3179e-08 | 1.3876e-08 | 1.3215e-08 | 17672.0852 | 299.42 | 10692.7362 | 6679.929 | 0 | 0 | 0 | 0 | 1.3915e-06 | 0.00022056 | 0 | 0.00022056 | 0.00023289 | 0 | 0.00023289 | 0.00024521 | 0 | 0.00024521 | 0.00023354 | 0 | 0.00023354
[79 empty] | WLDFR | HFTD - Distribution - Tier 3 - 5QU CoRE ¦ 4QU LoRE | Red Flag Warning - Catastrophic Fires | 2046 | 1.2481e-08 | 1.3179e-08 | 1.3876e-08 | 1.3215e-08 | 17672.0852 | 299.42 | 10692.7362 | 6679.929 | 0 | 0 | 0 | 0 | 1.3915e-06 | 0.00022056 | 0 | 0.00022056 | 0.00023289 | 0 | 0.00023289 | 0.00024521 | 0 | 0.00024521 | 0.00023354 | 0 | 0.00023354
[79 empty] | WLDFR | HFTD - Distribution - Tier 3 - 5QU CoRE ¦ 4QU LoRE | Red Flag Warning - Catastrophic Fires | 2047 | 1.2481e-08 | 1.3179e-08 | 1.3876e-08 | 1.3215e-08 | 17672.0852 | 299.42 | 10692.7362 | 6679.929 | 0 | 0 | 0 | 0 | 1.3915e-06 | 0.00022056 | 0 | 0.00022056 | 0.00023289 | 0 | 0.00023289 | 0.00024521 | 0 | 0.00024521 | 0.00023354 | 0 | 0.00023354
[79 empty] | WLDFR | HFTD - Distribution - Tier 3 - 5QU CoRE ¦ 4QU LoRE | Red Flag Warning - Catastrophic Fires | 2048 | 1.2481e-08 | 1.3179e-08 | 1.3876e-08 | 1.3215e-08 | 18552.3348 | 319.4911 | 11216.5626 | 7016.281 | 0 | 0 | 0 | 0 | 1.3915e-06 | 0.00023155 | 0 | 0.00023155 | 0.00024449 | 0 | 0.00024449 | 0.00025743 | 0 | 0.00025743 | 0.00024517 | 0 | 0.00024517
[79 empty] | WLDFR | HFTD - Distribution - Tier 3 - 5QU CoRE ¦ 4QU LoRE | Red Flag Warning - Catastrophic Fires | 2049 | 1.2481e-08 | 1.3179e-08 | 1.3876e-08 | 1.3215e-08 | 18552.3348 | 319.4911 | 11216.5626 | 7016.281 | 0 | 0 | 0 | 0 | 1.3915e-06 | 0.00023155 | 0 | 0.00023155 | 0.00024449 | 0 | 0.00024449 | 0.00025743 | 0 | 0.00025743 | 0.00024517 | 0 | 0.00024517
[79 empty] | WLDFR | HFTD - Distribution - Tier 3 - 5QU CoRE ¦ 4QU LoRE | Red Flag Warning - Catastrophic Fires | 2050 | 0 | 1.3179e-08 | 1.3876e-08 | 1.3215e-08 | 18552.3348 | 319.4911 | 11216.5626 | 7016.281 | 0 | 0 | 0 | 0 | 1.3915e-06 | 0 | 0 | 0 | 0.00024449 | 0 | 0.00024449 | 0.00025743 | 0 | 0.00025743 | 0.00024517 | 0 | 0.00024517
[79 empty] | WLDFR | HFTD - Distribution - Tier 3 - 5QU CoRE ¦ 4QU LoRE | Red Flag Warning - Catastrophic Fires | 2051 | 0 | 0 | 1.3876e-08 | 1.3215e-08 | 18552.3348 | 319.4911 | 11216.5626 | 7016.281 | 0 | 0 | 0 | 0 | 1.3915e-06 | 0 | 0 | 0 | 0 | 0 | 0 | 0.00025743 | 0 | 0.00025743 | 0.00024517 | 0 | 0.00024517
[79 empty] | WLDFR | HFTD - Distribution - Tier 3 - 5QU CoRE ¦ 4QU LoRE | Red Flag Warning - Catastrophic Fires | 2052 | 0 | 0 | 0 | 1.3215e-08 | 18552.3348 | 319.4911 | 11216.5626 | 7016.281 | 0 | 0 | 0 | 0 | 1.3915e-06 | 0 | 0 | 0 | 0 | 0 | 0 | 0 | 0 | 0 | 0.00024517 | 0 | 0.00024517
[79 empty] | WLDFR | HFTD - Distribution - Tier 3 - 5QU CoRE ¦ 4QU LoRE | Red Flag Warning - Destructive Fires | 2020 | 2.9097e-09 | 0 | 0 | 0 | 8807.9522 | 222.2294 | 8585.7228 | 0 | 0 | 0 | 0 | 0 | 2.0432e-07 | 2.5629e-05 | 0 | 2.5629e-05 | 0 | 0 | 0 | 0 | 0 | 0 | 0 | 0 | 0
[79 empty] | WLDFR | HFTD - Distribution - Tier 3 - 5QU CoRE ¦ 4QU LoRE | Red Flag Warning - Destructive Fires | 2021 | 1.9818e-09 | 3.0724e-09 | 0 | 0 | 8807.9522 | 222.2294 | 8585.7228 | 0 | 0 | 0 | 0 | 0 | 2.0432e-07 | 1.7456e-05 | 0 | 1.7456e-05 | 2.7062e-05 | 0 | 2.7062e-05 | 0 | 0 | 0 | 0 | 0 | 0
[79 empty] | WLDFR | HFTD - Distribution - Tier 3 - 5QU CoRE ¦ 4QU LoRE | Red Flag Warning - Destructive Fires | 2022 | 1.7784e-09 | 1.8779e-09 | 2.8996e-09 | 0 | 8807.9522 | 222.2294 | 8585.7228 | 0 | 0 | 0 | 0 | 0 | 2.1114e-07 | 1.5664e-05 | 0 | 1.5664e-05 | 1.654e-05 | 0 | 1.654e-05 | 2.5539e-05 | 0 | 2.5539e-05 | 0 | 0 | 0
[79 empty] | WLDFR | HFTD - Distribution - Tier 3 - 5QU CoRE ¦ 4QU LoRE | Red Flag Warning - Destructive Fires | 2023 | 1.7784e-09 | 1.8779e-09 | 1.9772e-09 | 2.7615e-09 | 9129.7461 | 233.2301 | 8896.516 | 0 | 0 | 0 | 0 | 0 | 2.1114e-07 | 1.6237e-05 | 0 | 1.6237e-05 | 1.7144e-05 | 0 | 1.7144e-05 | 1.8051e-05 | 0 | 1.8051e-05 | 2.5212e-05 | 0 | 2.5212e-05
[79 empty] | WLDFR | HFTD - Distribution - Tier 3 - 5QU CoRE ¦ 4QU LoRE | Red Flag Warning - Destructive Fires | 2024 | 1.7784e-09 | 1.8779e-09 | 1.9772e-09 | 1.883e-09 | 9129.7461 | 233.2301 | 8896.516 | 0 | 0 | 0 | 0 | 0 | 2.1114e-07 | 1.6237e-05 | 0 | 1.6237e-05 | 1.7144e-05 | 0 | 1.7144e-05 | 1.8051e-05 | 0 | 1.8051e-05 | 1.7192e-05 | 0 | 1.7192e-05
[79 empty] | WLDFR | HFTD - Distribution - Tier 3 - 5QU CoRE ¦ 4QU LoRE | Red Flag Warning - Destructive Fires | 2025 | 1.7784e-09 | 1.8779e-09 | 1.9772e-09 | 1.883e-09 | 9129.7461 | 233.2301 | 8896.516 | 0 | 0 | 0 | 0 | 0 | 2.1114e-07 | 1.6237e-05 | 0 | 1.6237e-05 | 1.7144e-05 | 0 | 1.7144e-05 | 1.8051e-05 | 0 | 1.8051e-05 | 1.7192e-05 | 0 | 1.7192e-05
[79 empty] | WLDFR | HFTD - Distribution - Tier 3 - 5QU CoRE ¦ 4QU LoRE | Red Flag Warning - Destructive Fires | 2026 | 1.7784e-09 | 1.8779e-09 | 1.9772e-09 | 1.883e-09 | 9129.7461 | 233.2301 | 8896.516 | 0 | 0 | 0 | 0 | 0 | 2.1114e-07 | 1.6237e-05 | 0 | 1.6237e-05 | 1.7144e-05 | 0 | 1.7144e-05 | 1.8051e-05 | 0 | 1.8051e-05 | 1.7192e-05 | 0 | 1.7192e-05
[79 empty] | WLDFR | HFTD - Distribution - Tier 3 - 5QU CoRE ¦ 4QU LoRE | Red Flag Warning - Destructive Fires | 2027 | 1.7784e-09 | 1.8779e-09 | 1.9772e-09 | 1.883e-09 | 9129.7461 | 233.2301 | 8896.516 | 0 | 0 | 0 | 0 | 0 | 2.1114e-07 | 1.6237e-05 | 0 | 1.6237e-05 | 1.7144e-05 | 0 | 1.7144e-05 | 1.8051e-05 | 0 | 1.8051e-05 | 1.7192e-05 | 0 | 1.7192e-05
[79 empty] | WLDFR | HFTD - Distribution - Tier 3 - 5QU CoRE ¦ 4QU LoRE | Red Flag Warning - Destructive Fires | 2028 | 1.7784e-09 | 1.8779e-09 | 1.9772e-09 | 1.883e-09 | 9534.9221 | 247.273 | 9287.6491 | 0 | 0 | 0 | 0 | 0 | 2.1114e-07 | 1.6957e-05 | 0 | 1.6957e-05 | 1.7905e-05 | 0 | 1.7905e-05 | 1.8852e-05 | 0 | 1.8852e-05 | 1.7955e-05 | 0 | 1.7955e-05
[79 empty] | WLDFR | HFTD - Distribution - Tier 3 - 5QU CoRE ¦ 4QU LoRE | Red Flag Warning - Destructive Fires | 2029 | 1.7784e-09 | 1.8779e-09 | 1.9772e-09 | 1.883e-09 | 9534.9221 | 247.273 | 9287.6491 | 0 | 0 | 0 | 0 | 0 | 2.1114e-07 | 1.6957e-05 | 0 | 1.6957e-05 | 1.7905e-05 | 0 | 1.7905e-05 | 1.8852e-05 | 0 | 1.8852e-05 | 1.7955e-05 | 0 | 1.7955e-05
[79 empty] | WLDFR | HFTD - Distribution - Tier 3 - 5QU CoRE ¦ 4QU LoRE | Red Flag Warning - Destructive Fires | 2030 | 1.7784e-09 | 1.8779e-09 | 1.9772e-09 | 1.883e-09 | 9534.9221 | 247.273 | 9287.6491 | 0 | 0 | 0 | 0 | 0 | 2.1114e-07 | 1.6957e-05 | 0 | 1.6957e-05 | 1.7905e-05 | 0 | 1.7905e-05 | 1.8852e-05 | 0 | 1.8852e-05 | 1.7955e-05 | 0 | 1.7955e-05
[79 empty] | WLDFR | HFTD - Distribution - Tier 3 - 5QU CoRE ¦ 4QU LoRE | Red Flag Warning - Destructive Fires | 2031 | 1.7784e-09 | 1.8779e-09 | 1.9772e-09 | 1.883e-09 | 9534.9221 | 247.273 | 9287.6491 | 0 | 0 | 0 | 0 | 0 | 2.1114e-07 | 1.6957e-05 | 0 | 1.6957e-05 | 1.7905e-05 | 0 | 1.7905e-05 | 1.8852e-05 | 0 | 1.8852e-05 | 1.7955e-05 | 0 | 1.7955e-05
[79 empty] | WLDFR | HFTD - Distribution - Tier 3 - 5QU CoRE ¦ 4QU LoRE | Red Flag Warning - Destructive Fires | 2032 | 1.7784e-09 | 1.8779e-09 | 1.9772e-09 | 1.883e-09 | 9534.9221 | 247.273 | 9287.6491 | 0 | 0 | 0 | 0 | 0 | 2.1114e-07 | 1.6957e-05 | 0 | 1.6957e-05 | 1.7905e-05 | 0 | 1.7905e-05 | 1.8852e-05 | 0 | 1.8852e-05 | 1.7955e-05 | 0 | 1.7955e-05
[79 empty] | WLDFR | HFTD - Distribution - Tier 3 - 5QU CoRE ¦ 4QU LoRE | Red Flag Warning - Destructive Fires | 2033 | 1.7784e-09 | 1.8779e-09 | 1.9772e-09 | 1.883e-09 | 9984.8474 | 263.1074 | 9721.74 | 0 | 0 | 0 | 0 | 0 | 2.1114e-07 | 1.7757e-05 | 0 | 1.7757e-05 | 1.875e-05 | 0 | 1.875e-05 | 1.9742e-05 | 0 | 1.9742e-05 | 1.8802e-05 | 0 | 1.8802e-05
[79 empty] | WLDFR | HFTD - Distribution - Tier 3 - 5QU CoRE ¦ 4QU LoRE | Red Flag Warning - Destructive Fires | 2034 | 1.7784e-09 | 1.8779e-09 | 1.9772e-09 | 1.883e-09 | 9984.8474 | 263.1074 | 9721.74 | 0 | 0 | 0 | 0 | 0 | 2.1114e-07 | 1.7757e-05 | 0 | 1.7757e-05 | 1.875e-05 | 0 | 1.875e-05 | 1.9742e-05 | 0 | 1.9742e-05 | 1.8802e-05 | 0 | 1.8802e-05
[79 empty] | WLDFR | HFTD - Distribution - Tier 3 - 5QU CoRE ¦ 4QU LoRE | Red Flag Warning - Destructive Fires | 2035 | 1.7784e-09 | 1.8779e-09 | 1.9772e-09 | 1.883e-09 | 9984.8474 | 263.1074 | 9721.74 | 0 | 0 | 0 | 0 | 0 | 2.1114e-07 | 1.7757e-05 | 0 | 1.7757e-05 | 1.875e-05 | 0 | 1.875e-05 | 1.9742e-05 | 0 | 1.9742e-05 | 1.8802e-05 | 0 | 1.8802e-05
[79 empty] | WLDFR | HFTD - Distribution - Tier 3 - 5QU CoRE ¦ 4QU LoRE | Red Flag Warning - Destructive Fires | 2036 | 1.7784e-09 | 1.8779e-09 | 1.9772e-09 | 1.883e-09 | 9984.8474 | 263.1074 | 9721.74 | 0 | 0 | 0 | 0 | 0 | 2.1114e-07 | 1.7757e-05 | 0 | 1.7757e-05 | 1.875e-05 | 0 | 1.875e-05 | 1.9742e-05 | 0 | 1.9742e-05 | 1.8802e-05 | 0 | 1.8802e-05
[79 empty] | WLDFR | HFTD - Distribution - Tier 3 - 5QU CoRE ¦ 4QU LoRE | Red Flag Warning - Destructive Fires | 2037 | 1.7784e-09 | 1.8779e-09 | 1.9772e-09 | 1.883e-09 | 9984.8474 | 263.1074 | 9721.74 | 0 | 0 | 0 | 0 | 0 | 2.1114e-07 | 1.7757e-05 | 0 | 1.7757e-05 | 1.875e-05 | 0 | 1.875e-05 | 1.9742e-05 | 0 | 1.9742e-05 | 1.8802e-05 | 0 | 1.8802e-05
[79 empty] | WLDFR | HFTD - Distribution - Tier 3 - 5QU CoRE ¦ 4QU LoRE | Red Flag Warning - Destructive Fires | 2038 | 1.7784e-09 | 1.8779e-09 | 1.9772e-09 | 1.883e-09 | 10472.8261 | 280.5544 | 10192.2718 | 0 | 0 | 0 | 0 | 0 | 2.1114e-07 | 1.8625e-05 | 0 | 1.8625e-05 | 1.9666e-05 | 0 | 1.9666e-05 | 2.0707e-05 | 0 | 2.0707e-05 | 1.9721e-05 | 0 | 1.9721e-05
[79 empty] | WLDFR | HFTD - Distribution - Tier 3 - 5QU CoRE ¦ 4QU LoRE | Red Flag Warning - Destructive Fires | 2039 | 1.7784e-09 | 1.8779e-09 | 1.9772e-09 | 1.883e-09 | 10472.8261 | 280.5544 | 10192.2718 | 0 | 0 | 0 | 0 | 0 | 2.1114e-07 | 1.8625e-05 | 0 | 1.8625e-05 | 1.9666e-05 | 0 | 1.9666e-05 | 2.0707e-05 | 0 | 2.0707e-05 | 1.9721e-05 | 0 | 1.9721e-05
[79 empty] | WLDFR | HFTD - Distribution - Tier 3 - 5QU CoRE ¦ 4QU LoRE | Red Flag Warning - Destructive Fires | 2040 | 1.7784e-09 | 1.8779e-09 | 1.9772e-09 | 1.883e-09 | 10472.8261 | 280.5544 | 10192.2718 | 0 | 0 | 0 | 0 | 0 | 2.1114e-07 | 1.8625e-05 | 0 | 1.8625e-05 | 1.9666e-05 | 0 | 1.9666e-05 | 2.0707e-05 | 0 | 2.0707e-05 | 1.9721e-05 | 0 | 1.9721e-05
[79 empty] | WLDFR | HFTD - Distribution - Tier 3 - 5QU CoRE ¦ 4QU LoRE | Red Flag Warning - Destructive Fires | 2041 | 1.7784e-09 | 1.8779e-09 | 1.9772e-09 | 1.883e-09 | 10472.8261 | 280.5544 | 10192.2718 | 0 | 0 | 0 | 0 | 0 | 2.1114e-07 | 1.8625e-05 | 0 | 1.8625e-05 | 1.9666e-05 | 0 | 1.9666e-05 | 2.0707e-05 | 0 | 2.0707e-05 | 1.9721e-05 | 0 | 1.9721e-05
[79 empty] | WLDFR | HFTD - Distribution - Tier 3 - 5QU CoRE ¦ 4QU LoRE | Red Flag Warning - Destructive Fires | 2042 | 1.7784e-09 | 1.8779e-09 | 1.9772e-09 | 1.883e-09 | 10472.8261 | 280.5544 | 10192.2718 | 0 | 0 | 0 | 0 | 0 | 2.1114e-07 | 1.8625e-05 | 0 | 1.8625e-05 | 1.9666e-05 | 0 | 1.9666e-05 | 2.0707e-05 | 0 | 2.0707e-05 | 1.9721e-05 | 0 | 1.9721e-05
[79 empty] | WLDFR | HFTD - Distribution - Tier 3 - 5QU CoRE ¦ 4QU LoRE | Red Flag Warning - Destructive Fires | 2043 | 1.7784e-09 | 1.8779e-09 | 1.9772e-09 | 1.883e-09 | 10992.1562 | 299.42 | 10692.7362 | 0 | 0 | 0 | 0 | 0 | 2.1114e-07 | 1.9549e-05 | 0 | 1.9549e-05 | 2.0642e-05 | 0 | 2.0642e-05 | 2.1734e-05 | 0 | 2.1734e-05 | 2.0699e-05 | 0 | 2.0699e-05
[79 empty] | WLDFR | HFTD - Distribution - Tier 3 - 5QU CoRE ¦ 4QU LoRE | Red Flag Warning - Destructive Fires | 2044 | 1.7784e-09 | 1.8779e-09 | 1.9772e-09 | 1.883e-09 | 10992.1562 | 299.42 | 10692.7362 | 0 | 0 | 0 | 0 | 0 | 2.1114e-07 | 1.9549e-05 | 0 | 1.9549e-05 | 2.0642e-05 | 0 | 2.0642e-05 | 2.1734e-05 | 0 | 2.1734e-05 | 2.0699e-05 | 0 | 2.0699e-05
[79 empty] | WLDFR | HFTD - Distribution - Tier 3 - 5QU CoRE ¦ 4QU LoRE | Red Flag Warning - Destructive Fires | 2045 | 1.7784e-09 | 1.8779e-09 | 1.9772e-09 | 1.883e-09 | 10992.1562 | 299.42 | 10692.7362 | 0 | 0 | 0 | 0 | 0 | 2.1114e-07 | 1.9549e-05 | 0 | 1.9549e-05 | 2.0642e-05 | 0 | 2.0642e-05 | 2.1734e-05 | 0 | 2.1734e-05 | 2.0699e-05 | 0 | 2.0699e-05
[79 empty] | WLDFR | HFTD - Distribution - Tier 3 - 5QU CoRE ¦ 4QU LoRE | Red Flag Warning - Destructive Fires | 2046 | 1.7784e-09 | 1.8779e-09 | 1.9772e-09 | 1.883e-09 | 10992.1562 | 299.42 | 10692.7362 | 0 | 0 | 0 | 0 | 0 | 2.1114e-07 | 1.9549e-05 | 0 | 1.9549e-05 | 2.0642e-05 | 0 | 2.0642e-05 | 2.1734e-05 | 0 | 2.1734e-05 | 2.0699e-05 | 0 | 2.0699e-05
[79 empty] | WLDFR | HFTD - Distribution - Tier 3 - 5QU CoRE ¦ 4QU LoRE | Red Flag Warning - Destructive Fires | 2047 | 1.7784e-09 | 1.8779e-09 | 1.9772e-09 | 1.883e-09 | 10992.1562 | 299.42 | 10692.7362 | 0 | 0 | 0 | 0 | 0 | 2.1114e-07 | 1.9549e-05 | 0 | 1.9549e-05 | 2.0642e-05 | 0 | 2.0642e-05 | 2.1734e-05 | 0 | 2.1734e-05 | 2.0699e-05 | 0 | 2.0699e-05
[79 empty] | WLDFR | HFTD - Distribution - Tier 3 - 5QU CoRE ¦ 4QU LoRE | Red Flag Warning - Destructive Fires | 2048 | 1.7784e-09 | 1.8779e-09 | 1.9772e-09 | 1.883e-09 | 11536.0538 | 319.4911 | 11216.5626 | 0 | 0 | 0 | 0 | 0 | 2.1114e-07 | 2.0516e-05 | 0 | 2.0516e-05 | 2.1663e-05 | 0 | 2.1663e-05 | 2.2809e-05 | 0 | 2.2809e-05 | 2.1723e-05 | 0 | 2.1723e-05
[79 empty] | WLDFR | HFTD - Distribution - Tier 3 - 5QU CoRE ¦ 4QU LoRE | Red Flag Warning - Destructive Fires | 2049 | 1.7784e-09 | 1.8779e-09 | 1.9772e-09 | 1.883e-09 | 11536.0538 | 319.4911 | 11216.5626 | 0 | 0 | 0 | 0 | 0 | 2.1114e-07 | 2.0516e-05 | 0 | 2.0516e-05 | 2.1663e-05 | 0 | 2.1663e-05 | 2.2809e-05 | 0 | 2.2809e-05 | 2.1723e-05 | 0 | 2.1723e-05
[79 empty] | WLDFR | HFTD - Distribution - Tier 3 - 5QU CoRE ¦ 4QU LoRE | Red Flag Warning - Destructive Fires | 2050 | 0 | 1.8779e-09 | 1.9772e-09 | 1.883e-09 | 11536.0538 | 319.4911 | 11216.5626 | 0 | 0 | 0 | 0 | 0 | 2.1114e-07 | 0 | 0 | 0 | 2.1663e-05 | 0 | 2.1663e-05 | 2.2809e-05 | 0 | 2.2809e-05 | 2.1723e-05 | 0 | 2.1723e-05
[79 empty] | WLDFR | HFTD - Distribution - Tier 3 - 5QU CoRE ¦ 4QU LoRE | Red Flag Warning - Destructive Fires | 2051 | 0 | 0 | 1.9772e-09 | 1.883e-09 | 11536.0538 | 319.4911 | 11216.5626 | 0 | 0 | 0 | 0 | 0 | 2.1114e-07 | 0 | 0 | 0 | 0 | 0 | 0 | 2.2809e-05 | 0 | 2.2809e-05 | 2.1723e-05 | 0 | 2.1723e-05
[79 empty] | WLDFR | HFTD - Distribution - Tier 3 - 5QU CoRE ¦ 4QU LoRE | Red Flag Warning - Destructive Fires | 2052 | 0 | 0 | 0 | 1.883e-09 | 11536.0538 | 319.4911 | 11216.5626 | 0 | 0 | 0 | 0 | 0 | 2.1114e-07 | 0 | 0 | 0 | 0 | 0 | 0 | 0 | 0 | 0 | 2.1723e-05 | 0 | 2.1723e-05
[79 empty] | WLDFR | HFTD - Distribution - Tier 3 - 5QU CoRE ¦ 4QU LoRE | Red Flag Warning - Large Fires | 2020 | 1.6164e-07 | 0 | 0 | 0 | 5.2406 | 0.69642 | 2.942 | 1.6022 | 0 | 0 | 0 | 0 | 1.5044e-05 | 8.4707e-07 | 0 | 8.4707e-07 | 0 | 0 | 0 | 0 | 0 | 0 | 0 | 0 | 0
[79 empty] | WLDFR | HFTD - Distribution - Tier 3 - 5QU CoRE ¦ 4QU LoRE | Red Flag Warning - Large Fires | 2021 | 1.0809e-07 | 1.7067e-07 | 0 | 0 | 5.2406 | 0.69642 | 2.942 | 1.6022 | 0 | 0 | 0 | 0 | 1.5044e-05 | 5.6644e-07 | 0 | 5.6644e-07 | 8.9443e-07 | 0 | 8.9443e-07 | 0 | 0 | 0 | 0 | 0 | 0
[79 empty] | WLDFR | HFTD - Distribution - Tier 3 - 5QU CoRE ¦ 4QU LoRE | Red Flag Warning - Large Fires | 2022 | 9.6825e-08 | 1.0224e-07 | 1.589e-07 | 0 | 5.2406 | 0.69642 | 2.942 | 1.6022 | 0 | 0 | 0 | 0 | 1.5071e-05 | 5.0742e-07 | 0 | 5.0742e-07 | 5.3579e-07 | 0 | 5.3579e-07 | 8.3273e-07 | 0 | 8.3273e-07 | 0 | 0 | 0
[79 empty] | WLDFR | HFTD - Distribution - Tier 3 - 5QU CoRE ¦ 4QU LoRE | Red Flag Warning - Large Fires | 2023 | 9.6825e-08 | 1.0224e-07 | 1.0765e-07 | 1.5134e-07 | 5.475 | 0.71896 | 3.0715 | 1.6846 | 0 | 0 | 0 | 0 | 1.5071e-05 | 5.3012e-07 | 0 | 5.3012e-07 | 5.5976e-07 | 0 | 5.5976e-07 | 5.8937e-07 | 0 | 5.8937e-07 | 8.2856e-07 | 0 | 8.2856e-07
[79 empty] | WLDFR | HFTD - Distribution - Tier 3 - 5QU CoRE ¦ 4QU LoRE | Red Flag Warning - Large Fires | 2024 | 9.6825e-08 | 1.0224e-07 | 1.0765e-07 | 1.0252e-07 | 5.475 | 0.71896 | 3.0715 | 1.6846 | 0 | 0 | 0 | 0 | 1.5071e-05 | 5.3012e-07 | 0 | 5.3012e-07 | 5.5976e-07 | 0 | 5.5976e-07 | 5.8937e-07 | 0 | 5.8937e-07 | 5.6131e-07 | 0 | 5.6131e-07
[79 empty] | WLDFR | HFTD - Distribution - Tier 3 - 5QU CoRE ¦ 4QU LoRE | Red Flag Warning - Large Fires | 2025 | 9.6825e-08 | 1.0224e-07 | 1.0765e-07 | 1.0252e-07 | 5.475 | 0.71896 | 3.0715 | 1.6846 | 0 | 0 | 0 | 0 | 1.5071e-05 | 5.3012e-07 | 0 | 5.3012e-07 | 5.5976e-07 | 0 | 5.5976e-07 | 5.8937e-07 | 0 | 5.8937e-07 | 5.6131e-07 | 0 | 5.6131e-07
[79 empty] | WLDFR | HFTD - Distribution - Tier 3 - 5QU CoRE ¦ 4QU LoRE | Red Flag Warning - Large Fires | 2026 | 9.6825e-08 | 1.0224e-07 | 1.0765e-07 | 1.0252e-07 | 5.475 | 0.71896 | 3.0715 | 1.6846 | 0 | 0 | 0 | 0 | 1.5071e-05 | 5.3012e-07 | 0 | 5.3012e-07 | 5.5976e-07 | 0 | 5.5976e-07 | 5.8937e-07 | 0 | 5.8937e-07 | 5.6131e-07 | 0 | 5.6131e-07
[79 empty] | WLDFR | HFTD - Distribution - Tier 3 - 5QU CoRE ¦ 4QU LoRE | Red Flag Warning - Large Fires | 2027 | 9.6825e-08 | 1.0224e-07 | 1.0765e-07 | 1.0252e-07 | 5.475 | 0.71896 | 3.0715 | 1.6846 | 0 | 0 | 0 | 0 | 1.5071e-05 | 5.3012e-07 | 0 | 5.3012e-07 | 5.5976e-07 | 0 | 5.5976e-07 | 5.8937e-07 | 0 | 5.8937e-07 | 5.6131e-07 | 0 | 5.6131e-07
[79 empty] | WLDFR | HFTD - Distribution - Tier 3 - 5QU CoRE ¦ 4QU LoRE | Red Flag Warning - Large Fires | 2028 | 9.6825e-08 | 1.0224e-07 | 1.0765e-07 | 1.0252e-07 | 5.777 | 0.74734 | 3.238 | 1.7917 | 0 | 0 | 0 | 0 | 1.5071e-05 | 5.5936e-07 | 0 | 5.5936e-07 | 5.9063e-07 | 0 | 5.9063e-07 | 6.2188e-07 | 0 | 6.2188e-07 | 5.9226e-07 | 0 | 5.9226e-07
[79 empty] | WLDFR | HFTD - Distribution - Tier 3 - 5QU CoRE ¦ 4QU LoRE | Red Flag Warning - Large Fires | 2029 | 9.6825e-08 | 1.0224e-07 | 1.0765e-07 | 1.0252e-07 | 5.777 | 0.74734 | 3.238 | 1.7917 | 0 | 0 | 0 | 0 | 1.5071e-05 | 5.5936e-07 | 0 | 5.5936e-07 | 5.9063e-07 | 0 | 5.9063e-07 | 6.2188e-07 | 0 | 6.2188e-07 | 5.9226e-07 | 0 | 5.9226e-07
[79 empty] | WLDFR | HFTD - Distribution - Tier 3 - 5QU CoRE ¦ 4QU LoRE | Red Flag Warning - Large Fires | 2030 | 9.6825e-08 | 1.0224e-07 | 1.0765e-07 | 1.0252e-07 | 5.777 | 0.74734 | 3.238 | 1.7917 | 0 | 0 | 0 | 0 | 1.5071e-05 | 5.5936e-07 | 0 | 5.5936e-07 | 5.9063e-07 | 0 | 5.9063e-07 | 6.2188e-07 | 0 | 6.2188e-07 | 5.9226e-07 | 0 | 5.9226e-07
[79 empty] | WLDFR | HFTD - Distribution - Tier 3 - 5QU CoRE ¦ 4QU LoRE | Red Flag Warning - Large Fires | 2031 | 9.6825e-08 | 1.0224e-07 | 1.0765e-07 | 1.0252e-07 | 5.777 | 0.74734 | 3.238 | 1.7917 | 0 | 0 | 0 | 0 | 1.5071e-05 | 5.5936e-07 | 0 | 5.5936e-07 | 5.9063e-07 | 0 | 5.9063e-07 | 6.2188e-07 | 0 | 6.2188e-07 | 5.9226e-07 | 0 | 5.9226e-07
[79 empty] | WLDFR | HFTD - Distribution - Tier 3 - 5QU CoRE ¦ 4QU LoRE | Red Flag Warning - Large Fires | 2032 | 9.6825e-08 | 1.0224e-07 | 1.0765e-07 | 1.0252e-07 | 5.777 | 0.74734 | 3.238 | 1.7917 | 0 | 0 | 0 | 0 | 1.5071e-05 | 5.5936e-07 | 0 | 5.5936e-07 | 5.9063e-07 | 0 | 5.9063e-07 | 6.2188e-07 | 0 | 6.2188e-07 | 5.9226e-07 | 0 | 5.9226e-07
[79 empty] | WLDFR | HFTD - Distribution - Tier 3 - 5QU CoRE ¦ 4QU LoRE | Red Flag Warning - Large Fires | 2033 | 9.6825e-08 | 1.0224e-07 | 1.0765e-07 | 1.0252e-07 | 6.1205 | 0.77885 | 3.4265 | 1.9151 | 0 | 0 | 0 | 0 | 1.5071e-05 | 5.9262e-07 | 0 | 5.9262e-07 | 6.2575e-07 | 0 | 6.2575e-07 | 6.5885e-07 | 0 | 6.5885e-07 | 6.2748e-07 | 0 | 6.2748e-07
[79 empty] | WLDFR | HFTD - Distribution - Tier 3 - 5QU CoRE ¦ 4QU LoRE | Red Flag Warning - Large Fires | 2034 | 9.6825e-08 | 1.0224e-07 | 1.0765e-07 | 1.0252e-07 | 6.1205 | 0.77885 | 3.4265 | 1.9151 | 0 | 0 | 0 | 0 | 1.5071e-05 | 5.9262e-07 | 0 | 5.9262e-07 | 6.2575e-07 | 0 | 6.2575e-07 | 6.5885e-07 | 0 | 6.5885e-07 | 6.2748e-07 | 0 | 6.2748e-07
[79 empty] | WLDFR | HFTD - Distribution - Tier 3 - 5QU CoRE ¦ 4QU LoRE | Red Flag Warning - Large Fires | 2035 | 9.6825e-08 | 1.0224e-07 | 1.0765e-07 | 1.0252e-07 | 6.1205 | 0.77885 | 3.4265 | 1.9151 | 0 | 0 | 0 | 0 | 1.5071e-05 | 5.9262e-07 | 0 | 5.9262e-07 | 6.2575e-07 | 0 | 6.2575e-07 | 6.5885e-07 | 0 | 6.5885e-07 | 6.2748e-07 | 0 | 6.2748e-07
[79 empty] | WLDFR | HFTD - Distribution - Tier 3 - 5QU CoRE ¦ 4QU LoRE | Red Flag Warning - Large Fires | 2036 | 9.6825e-08 | 1.0224e-07 | 1.0765e-07 | 1.0252e-07 | 6.1205 | 0.77885 | 3.4265 | 1.9151 | 0 | 0 | 0 | 0 | 1.5071e-05 | 5.9262e-07 | 0 | 5.9262e-07 | 6.2575e-07 | 0 | 6.2575e-07 | 6.5885e-07 | 0 | 6.5885e-07 | 6.2748e-07 | 0 | 6.2748e-07
[79 empty] | WLDFR | HFTD - Distribution - Tier 3 - 5QU CoRE ¦ 4QU LoRE | Red Flag Warning - Large Fires | 2037 | 9.6825e-08 | 1.0224e-07 | 1.0765e-07 | 1.0252e-07 | 6.1205 | 0.77885 | 3.4265 | 1.9151 | 0 | 0 | 0 | 0 | 1.5071e-05 | 5.9262e-07 | 0 | 5.9262e-07 | 6.2575e-07 | 0 | 6.2575e-07 | 6.5885e-07 | 0 | 6.5885e-07 | 6.2748e-07 | 0 | 6.2748e-07
[79 empty] | WLDFR | HFTD - Distribution - Tier 3 - 5QU CoRE ¦ 4QU LoRE | Red Flag Warning - Large Fires | 2038 | 9.6825e-08 | 1.0224e-07 | 1.0765e-07 | 1.0252e-07 | 6.5028 | 0.81304 | 3.6355 | 2.0543 | 0 | 0 | 0 | 0 | 1.5071e-05 | 6.2963e-07 | 0 | 6.2963e-07 | 6.6484e-07 | 0 | 6.6484e-07 | 7.0001e-07 | 0 | 7.0001e-07 | 6.6667e-07 | 0 | 6.6667e-07
[79 empty] | WLDFR | HFTD - Distribution - Tier 3 - 5QU CoRE ¦ 4QU LoRE | Red Flag Warning - Large Fires | 2039 | 9.6825e-08 | 1.0224e-07 | 1.0765e-07 | 1.0252e-07 | 6.5028 | 0.81304 | 3.6355 | 2.0543 | 0 | 0 | 0 | 0 | 1.5071e-05 | 6.2963e-07 | 0 | 6.2963e-07 | 6.6484e-07 | 0 | 6.6484e-07 | 7.0001e-07 | 0 | 7.0001e-07 | 6.6667e-07 | 0 | 6.6667e-07
[79 empty] | WLDFR | HFTD - Distribution - Tier 3 - 5QU CoRE ¦ 4QU LoRE | Red Flag Warning - Large Fires | 2040 | 9.6825e-08 | 1.0224e-07 | 1.0765e-07 | 1.0252e-07 | 6.5028 | 0.81304 | 3.6355 | 2.0543 | 0 | 0 | 0 | 0 | 1.5071e-05 | 6.2963e-07 | 0 | 6.2963e-07 | 6.6484e-07 | 0 | 6.6484e-07 | 7.0001e-07 | 0 | 7.0001e-07 | 6.6667e-07 | 0 | 6.6667e-07
[79 empty] | WLDFR | HFTD - Distribution - Tier 3 - 5QU CoRE ¦ 4QU LoRE | Red Flag Warning - Large Fires | 2041 | 9.6825e-08 | 1.0224e-07 | 1.0765e-07 | 1.0252e-07 | 6.5028 | 0.81304 | 3.6355 | 2.0543 | 0 | 0 | 0 | 0 | 1.5071e-05 | 6.2963e-07 | 0 | 6.2963e-07 | 6.6484e-07 | 0 | 6.6484e-07 | 7.0001e-07 | 0 | 7.0001e-07 | 6.6667e-07 | 0 | 6.6667e-07
[79 empty] | WLDFR | HFTD - Distribution - Tier 3 - 5QU CoRE ¦ 4QU LoRE | Red Flag Warning - Large Fires | 2042 | 9.6825e-08 | 1.0224e-07 | 1.0765e-07 | 1.0252e-07 | 6.5028 | 0.81304 | 3.6355 | 2.0543 | 0 | 0 | 0 | 0 | 1.5071e-05 | 6.2963e-07 | 0 | 6.2963e-07 | 6.6484e-07 | 0 | 6.6484e-07 | 7.0001e-07 | 0 | 7.0001e-07 | 6.6667e-07 | 0 | 6.6667e-07
[79 empty] | WLDFR | HFTD - Distribution - Tier 3 - 5QU CoRE ¦ 4QU LoRE | Red Flag Warning - Large Fires | 2043 | 9.6825e-08 | 1.0224e-07 | 1.0765e-07 | 1.0252e-07 | 6.9209 | 0.84944 | 3.8632 | 2.2083 | 0 | 0 | 0 | 0 | 1.5071e-05 | 6.7012e-07 | 0 | 6.7012e-07 | 7.0759e-07 | 0 | 7.0759e-07 | 7.4502e-07 | 0 | 7.4502e-07 | 7.0954e-07 | 0 | 7.0954e-07
[79 empty] | WLDFR | HFTD - Distribution - Tier 3 - 5QU CoRE ¦ 4QU LoRE | Red Flag Warning - Large Fires | 2044 | 9.6825e-08 | 1.0224e-07 | 1.0765e-07 | 1.0252e-07 | 6.9209 | 0.84944 | 3.8632 | 2.2083 | 0 | 0 | 0 | 0 | 1.5071e-05 | 6.7012e-07 | 0 | 6.7012e-07 | 7.0759e-07 | 0 | 7.0759e-07 | 7.4502e-07 | 0 | 7.4502e-07 | 7.0954e-07 | 0 | 7.0954e-07
[79 empty] | WLDFR | HFTD - Distribution - Tier 3 - 5QU CoRE ¦ 4QU LoRE | Red Flag Warning - Large Fires | 2045 | 9.6825e-08 | 1.0224e-07 | 1.0765e-07 | 1.0252e-07 | 6.9209 | 0.84944 | 3.8632 | 2.2083 | 0 | 0 | 0 | 0 | 1.5071e-05 | 6.7012e-07 | 0 | 6.7012e-07 | 7.0759e-07 | 0 | 7.0759e-07 | 7.4502e-07 | 0 | 7.4502e-07 | 7.0954e-07 | 0 | 7.0954e-07
[79 empty] | WLDFR | HFTD - Distribution - Tier 3 - 5QU CoRE ¦ 4QU LoRE | Red Flag Warning - Large Fires | 2046 | 9.6825e-08 | 1.0224e-07 | 1.0765e-07 | 1.0252e-07 | 6.9209 | 0.84944 | 3.8632 | 2.2083 | 0 | 0 | 0 | 0 | 1.5071e-05 | 6.7012e-07 | 0 | 6.7012e-07 | 7.0759e-07 | 0 | 7.0759e-07 | 7.4502e-07 | 0 | 7.4502e-07 | 7.0954e-07 | 0 | 7.0954e-07
[79 empty] | WLDFR | HFTD - Distribution - Tier 3 - 5QU CoRE ¦ 4QU LoRE | Red Flag Warning - Large Fires | 2047 | 9.6825e-08 | 1.0224e-07 | 1.0765e-07 | 1.0252e-07 | 6.9209 | 0.84944 | 3.8632 | 2.2083 | 0 | 0 | 0 | 0 | 1.5071e-05 | 6.7012e-07 | 0 | 6.7012e-07 | 7.0759e-07 | 0 | 7.0759e-07 | 7.4502e-07 | 0 | 7.4502e-07 | 7.0954e-07 | 0 | 7.0954e-07
[79 empty] | WLDFR | HFTD - Distribution - Tier 3 - 5QU CoRE ¦ 4QU LoRE | Red Flag Warning - Large Fires | 2048 | 9.6825e-08 | 1.0224e-07 | 1.0765e-07 | 1.0252e-07 | 7.3713 | 0.88759 | 4.1075 | 2.3763 | 0 | 0 | 0 | 0 | 1.5071e-05 | 7.1373e-07 | 0 | 7.1373e-07 | 7.5364e-07 | 0 | 7.5364e-07 | 7.935e-07 | 0 | 7.935e-07 | 7.5572e-07 | 0 | 7.5572e-07
[79 empty] | WLDFR | HFTD - Distribution - Tier 3 - 5QU CoRE ¦ 4QU LoRE | Red Flag Warning - Large Fires | 2049 | 9.6825e-08 | 1.0224e-07 | 1.0765e-07 | 1.0252e-07 | 7.3713 | 0.88759 | 4.1075 | 2.3763 | 0 | 0 | 0 | 0 | 1.5071e-05 | 7.1373e-07 | 0 | 7.1373e-07 | 7.5364e-07 | 0 | 7.5364e-07 | 7.935e-07 | 0 | 7.935e-07 | 7.5572e-07 | 0 | 7.5572e-07
[79 empty] | WLDFR | HFTD - Distribution - Tier 3 - 5QU CoRE ¦ 4QU LoRE | Red Flag Warning - Large Fires | 2050 | 0 | 1.0224e-07 | 1.0765e-07 | 1.0252e-07 | 7.3713 | 0.88759 | 4.1075 | 2.3763 | 0 | 0 | 0 | 0 | 1.5071e-05 | 0 | 0 | 0 | 7.5364e-07 | 0 | 7.5364e-07 | 7.935e-07 | 0 | 7.935e-07 | 7.5572e-07 | 0 | 7.5572e-07
[79 empty] | WLDFR | HFTD - Distribution - Tier 3 - 5QU CoRE ¦ 4QU LoRE | Red Flag Warning - Large Fires | 2051 | 0 | 0 | 1.0765e-07 | 1.0252e-07 | 7.3713 | 0.88759 | 4.1075 | 2.3763 | 0 | 0 | 0 | 0 | 1.5071e-05 | 0 | 0 | 0 | 0 | 0 | 0 | 7.935e-07 | 0 | 7.935e-07 | 7.5572e-07 | 0 | 7.5572e-07
[79 empty] | WLDFR | HFTD - Distribution - Tier 3 - 5QU CoRE ¦ 4QU LoRE | Red Flag Warning - Large Fires | 2052 | 0 | 0 | 0 | 1.0252e-07 | 7.3713 | 0.88759 | 4.1075 | 2.3763 | 0 | 0 | 0 | 0 | 1.5071e-05 | 0 | 0 | 0 | 0 | 0 | 0 | 0 | 0 | 0 | 7.5572e-07 | 0 | 7.5572e-07
[79 empty] | WLDFR | HFTD - Distribution - Tier 3 - 5QU CoRE ¦ 4QU LoRE | Red Flag Warning - Small Fires | 2020 | 6.6924e-06 | 0 | 0 | 0 | 0.077901 | 0.036425 | 0.0015809 | 0.039895 | 0 | 0 | 0 | 0 | 0.00047251 | 5.2134e-07 | 0 | 5.2134e-07 | 0 | 0 | 0 | 0 | 0 | 0 | 0 | 0 | 0
[79 empty] | WLDFR | HFTD - Distribution - Tier 3 - 5QU CoRE ¦ 4QU LoRE | Red Flag Warning - Small Fires | 2021 | 4.488e-06 | 7.0666e-06 | 0 | 0 | 0.077901 | 0.036425 | 0.0015809 | 0.039895 | 0 | 0 | 0 | 0 | 0.00047251 | 3.4961e-07 | 0 | 3.4961e-07 | 5.5049e-07 | 0 | 5.5049e-07 | 0 | 0 | 0 | 0 | 0 | 0
[79 empty] | WLDFR | HFTD - Distribution - Tier 3 - 5QU CoRE ¦ 4QU LoRE | Red Flag Warning - Small Fires | 2022 | 4.011e-06 | 4.2353e-06 | 6.5719e-06 | 0 | 0.077901 | 0.036425 | 0.0015809 | 0.039895 | 0 | 0 | 0 | 0 | 0.00046454 | 3.1246e-07 | 0 | 3.1246e-07 | 3.2993e-07 | 0 | 3.2993e-07 | 5.1196e-07 | 0 | 5.1196e-07 | 0 | 0 | 0
[79 empty] | WLDFR | HFTD - Distribution - Tier 3 - 5QU CoRE ¦ 4QU LoRE | Red Flag Warning - Small Fires | 2023 | 4.011e-06 | 4.2353e-06 | 4.4593e-06 | 6.259e-06 | 0.080408 | 0.03759 | 0.0016314 | 0.041187 | 0 | 0 | 0 | 0 | 0.00046454 | 3.2252e-07 | 0 | 3.2252e-07 | 3.4055e-07 | 0 | 3.4055e-07 | 3.5856e-07 | 0 | 3.5856e-07 | 5.0327e-07 | 0 | 5.0327e-07
[79 empty] | WLDFR | HFTD - Distribution - Tier 3 - 5QU CoRE ¦ 4QU LoRE | Red Flag Warning - Small Fires | 2024 | 4.011e-06 | 4.2353e-06 | 4.4593e-06 | 4.2469e-06 | 0.080408 | 0.03759 | 0.0016314 | 0.041187 | 0 | 0 | 0 | 0 | 0.00046454 | 3.2252e-07 | 0 | 3.2252e-07 | 3.4055e-07 | 0 | 3.4055e-07 | 3.5856e-07 | 0 | 3.5856e-07 | 3.4149e-07 | 0 | 3.4149e-07
[79 empty] | WLDFR | HFTD - Distribution - Tier 3 - 5QU CoRE ¦ 4QU LoRE | Red Flag Warning - Small Fires | 2025 | 4.011e-06 | 4.2353e-06 | 4.4593e-06 | 4.2469e-06 | 0.080408 | 0.03759 | 0.0016314 | 0.041187 | 0 | 0 | 0 | 0 | 0.00046454 | 3.2252e-07 | 0 | 3.2252e-07 | 3.4055e-07 | 0 | 3.4055e-07 | 3.5856e-07 | 0 | 3.5856e-07 | 3.4149e-07 | 0 | 3.4149e-07
[79 empty] | WLDFR | HFTD - Distribution - Tier 3 - 5QU CoRE ¦ 4QU LoRE | Red Flag Warning - Small Fires | 2026 | 4.011e-06 | 4.2353e-06 | 4.4593e-06 | 4.2469e-06 | 0.080408 | 0.03759 | 0.0016314 | 0.041187 | 0 | 0 | 0 | 0 | 0.00046454 | 3.2252e-07 | 0 | 3.2252e-07 | 3.4055e-07 | 0 | 3.4055e-07 | 3.5856e-07 | 0 | 3.5856e-07 | 3.4149e-07 | 0 | 3.4149e-07
[79 empty] | WLDFR | HFTD - Distribution - Tier 3 - 5QU CoRE ¦ 4QU LoRE | Red Flag Warning - Small Fires | 2027 | 4.011e-06 | 4.2353e-06 | 4.4593e-06 | 4.2469e-06 | 0.080408 | 0.03759 | 0.0016314 | 0.041187 | 0 | 0 | 0 | 0 | 0.00046454 | 3.2252e-07 | 0 | 3.2252e-07 | 3.4055e-07 | 0 | 3.4055e-07 | 3.5856e-07 | 0 | 3.5856e-07 | 3.4149e-07 | 0 | 3.4149e-07
[79 empty] | WLDFR | HFTD - Distribution - Tier 3 - 5QU CoRE ¦ 4QU LoRE | Red Flag Warning - Small Fires | 2028 | 4.011e-06 | 4.2353e-06 | 4.4593e-06 | 4.2469e-06 | 0.083606 | 0.039055 | 0.001695 | 0.042856 | 0 | 0 | 0 | 0 | 0.00046454 | 3.3534e-07 | 0 | 3.3534e-07 | 3.5409e-07 | 0 | 3.5409e-07 | 3.7283e-07 | 0 | 3.7283e-07 | 3.5507e-07 | 0 | 3.5507e-07
[79 empty] | WLDFR | HFTD - Distribution - Tier 3 - 5QU CoRE ¦ 4QU LoRE | Red Flag Warning - Small Fires | 2029 | 4.011e-06 | 4.2353e-06 | 4.4593e-06 | 4.2469e-06 | 0.083606 | 0.039055 | 0.001695 | 0.042856 | 0 | 0 | 0 | 0 | 0.00046454 | 3.3534e-07 | 0 | 3.3534e-07 | 3.5409e-07 | 0 | 3.5409e-07 | 3.7283e-07 | 0 | 3.7283e-07 | 3.5507e-07 | 0 | 3.5507e-07
[79 empty] | WLDFR | HFTD - Distribution - Tier 3 - 5QU CoRE ¦ 4QU LoRE | Red Flag Warning - Small Fires | 2030 | 4.011e-06 | 4.2353e-06 | 4.4593e-06 | 4.2469e-06 | 0.083606 | 0.039055 | 0.001695 | 0.042856 | 0 | 0 | 0 | 0 | 0.00046454 | 3.3534e-07 | 0 | 3.3534e-07 | 3.5409e-07 | 0 | 3.5409e-07 | 3.7283e-07 | 0 | 3.7283e-07 | 3.5507e-07 | 0 | 3.5507e-07
[79 empty] | WLDFR | HFTD - Distribution - Tier 3 - 5QU CoRE ¦ 4QU LoRE | Red Flag Warning - Small Fires | 2031 | 4.011e-06 | 4.2353e-06 | 4.4593e-06 | 4.2469e-06 | 0.083606 | 0.039055 | 0.001695 | 0.042856 | 0 | 0 | 0 | 0 | 0.00046454 | 3.3534e-07 | 0 | 3.3534e-07 | 3.5409e-07 | 0 | 3.5409e-07 | 3.7283e-07 | 0 | 3.7283e-07 | 3.5507e-07 | 0 | 3.5507e-07
[79 empty] | WLDFR | HFTD - Distribution - Tier 3 - 5QU CoRE ¦ 4QU LoRE | Red Flag Warning - Small Fires | 2032 | 4.011e-06 | 4.2353e-06 | 4.4593e-06 | 4.2469e-06 | 0.083606 | 0.039055 | 0.001695 | 0.042856 | 0 | 0 | 0 | 0 | 0.00046454 | 3.3534e-07 | 0 | 3.3534e-07 | 3.5409e-07 | 0 | 3.5409e-07 | 3.7283e-07 | 0 | 3.7283e-07 | 3.5507e-07 | 0 | 3.5507e-07
[79 empty] | WLDFR | HFTD - Distribution - Tier 3 - 5QU CoRE ¦ 4QU LoRE | Red Flag Warning - Small Fires | 2033 | 4.011e-06 | 4.2353e-06 | 4.4593e-06 | 4.2469e-06 | 0.087211 | 0.040679 | 0.0017655 | 0.044766 | 0 | 0 | 0 | 0 | 0.00046454 | 3.498e-07 | 0 | 3.498e-07 | 3.6936e-07 | 0 | 3.6936e-07 | 3.889e-07 | 0 | 3.889e-07 | 3.7038e-07 | 0 | 3.7038e-07
[79 empty] | WLDFR | HFTD - Distribution - Tier 3 - 5QU CoRE ¦ 4QU LoRE | Red Flag Warning - Small Fires | 2034 | 4.011e-06 | 4.2353e-06 | 4.4593e-06 | 4.2469e-06 | 0.087211 | 0.040679 | 0.0017655 | 0.044766 | 0 | 0 | 0 | 0 | 0.00046454 | 3.498e-07 | 0 | 3.498e-07 | 3.6936e-07 | 0 | 3.6936e-07 | 3.889e-07 | 0 | 3.889e-07 | 3.7038e-07 | 0 | 3.7038e-07
[79 empty] | WLDFR | HFTD - Distribution - Tier 3 - 5QU CoRE ¦ 4QU LoRE | Red Flag Warning - Small Fires | 2035 | 4.011e-06 | 4.2353e-06 | 4.4593e-06 | 4.2469e-06 | 0.087211 | 0.040679 | 0.0017655 | 0.044766 | 0 | 0 | 0 | 0 | 0.00046454 | 3.498e-07 | 0 | 3.498e-07 | 3.6936e-07 | 0 | 3.6936e-07 | 3.889e-07 | 0 | 3.889e-07 | 3.7038e-07 | 0 | 3.7038e-07
[79 empty] | WLDFR | HFTD - Distribution - Tier 3 - 5QU CoRE ¦ 4QU LoRE | Red Flag Warning - Small Fires | 2036 | 4.011e-06 | 4.2353e-06 | 4.4593e-06 | 4.2469e-06 | 0.087211 | 0.040679 | 0.0017655 | 0.044766 | 0 | 0 | 0 | 0 | 0.00046454 | 3.498e-07 | 0 | 3.498e-07 | 3.6936e-07 | 0 | 3.6936e-07 | 3.889e-07 | 0 | 3.889e-07 | 3.7038e-07 | 0 | 3.7038e-07
[79 empty] | WLDFR | HFTD - Distribution - Tier 3 - 5QU CoRE ¦ 4QU LoRE | Red Flag Warning - Small Fires | 2037 | 4.011e-06 | 4.2353e-06 | 4.4593e-06 | 4.2469e-06 | 0.087211 | 0.040679 | 0.0017655 | 0.044766 | 0 | 0 | 0 | 0 | 0.00046454 | 3.498e-07 | 0 | 3.498e-07 | 3.6936e-07 | 0 | 3.6936e-07 | 3.889e-07 | 0 | 3.889e-07 | 3.7038e-07 | 0 | 3.7038e-07
[79 empty] | WLDFR | HFTD - Distribution - Tier 3 - 5QU CoRE ¦ 4QU LoRE | Red Flag Warning - Small Fires | 2038 | 4.011e-06 | 4.2353e-06 | 4.4593e-06 | 4.2469e-06 | 0.091184 | 0.042438 | 0.0018418 | 0.046905 | 0 | 0 | 0 | 0 | 0.00046454 | 3.6574e-07 | 0 | 3.6574e-07 | 3.8619e-07 | 0 | 3.8619e-07 | 4.0662e-07 | 0 | 4.0662e-07 | 3.8725e-07 | 0 | 3.8725e-07
[79 empty] | WLDFR | HFTD - Distribution - Tier 3 - 5QU CoRE ¦ 4QU LoRE | Red Flag Warning - Small Fires | 2039 | 4.011e-06 | 4.2353e-06 | 4.4593e-06 | 4.2469e-06 | 0.091184 | 0.042438 | 0.0018418 | 0.046905 | 0 | 0 | 0 | 0 | 0.00046454 | 3.6574e-07 | 0 | 3.6574e-07 | 3.8619e-07 | 0 | 3.8619e-07 | 4.0662e-07 | 0 | 4.0662e-07 | 3.8725e-07 | 0 | 3.8725e-07
[79 empty] | WLDFR | HFTD - Distribution - Tier 3 - 5QU CoRE ¦ 4QU LoRE | Red Flag Warning - Small Fires | 2040 | 4.011e-06 | 4.2353e-06 | 4.4593e-06 | 4.2469e-06 | 0.091184 | 0.042438 | 0.0018418 | 0.046905 | 0 | 0 | 0 | 0 | 0.00046454 | 3.6574e-07 | 0 | 3.6574e-07 | 3.8619e-07 | 0 | 3.8619e-07 | 4.0662e-07 | 0 | 4.0662e-07 | 3.8725e-07 | 0 | 3.8725e-07
[79 empty] | WLDFR | HFTD - Distribution - Tier 3 - 5QU CoRE ¦ 4QU LoRE | Red Flag Warning - Small Fires | 2041 | 4.011e-06 | 4.2353e-06 | 4.4593e-06 | 4.2469e-06 | 0.091184 | 0.042438 | 0.0018418 | 0.046905 | 0 | 0 | 0 | 0 | 0.00046454 | 3.6574e-07 | 0 | 3.6574e-07 | 3.8619e-07 | 0 | 3.8619e-07 | 4.0662e-07 | 0 | 4.0662e-07 | 3.8725e-07 | 0 | 3.8725e-07
[79 empty] | WLDFR | HFTD - Distribution - Tier 3 - 5QU CoRE ¦ 4QU LoRE | Red Flag Warning - Small Fires | 2042 | 4.011e-06 | 4.2353e-06 | 4.4593e-06 | 4.2469e-06 | 0.091184 | 0.042438 | 0.0018418 | 0.046905 | 0 | 0 | 0 | 0 | 0.00046454 | 3.6574e-07 | 0 | 3.6574e-07 | 3.8619e-07 | 0 | 3.8619e-07 | 4.0662e-07 | 0 | 4.0662e-07 | 3.8725e-07 | 0 | 3.8725e-07
[79 empty] | WLDFR | HFTD - Distribution - Tier 3 - 5QU CoRE ¦ 4QU LoRE | Red Flag Warning - Small Fires | 2043 | 4.011e-06 | 4.2353e-06 | 4.4593e-06 | 4.2469e-06 | 0.095486 | 0.044306 | 0.0019228 | 0.049257 | 0 | 0 | 0 | 0 | 0.00046454 | 3.8299e-07 | 0 | 3.8299e-07 | 4.0441e-07 | 0 | 4.0441e-07 | 4.258e-07 | 0 | 4.258e-07 | 4.0552e-07 | 0 | 4.0552e-07
[79 empty] | WLDFR | HFTD - Distribution - Tier 3 - 5QU CoRE ¦ 4QU LoRE | Red Flag Warning - Small Fires | 2044 | 4.011e-06 | 4.2353e-06 | 4.4593e-06 | 4.2469e-06 | 0.095486 | 0.044306 | 0.0019228 | 0.049257 | 0 | 0 | 0 | 0 | 0.00046454 | 3.8299e-07 | 0 | 3.8299e-07 | 4.0441e-07 | 0 | 4.0441e-07 | 4.258e-07 | 0 | 4.258e-07 | 4.0552e-07 | 0 | 4.0552e-07
[79 empty] | WLDFR | HFTD - Distribution - Tier 3 - 5QU CoRE ¦ 4QU LoRE | Red Flag Warning - Small Fires | 2045 | 4.011e-06 | 4.2353e-06 | 4.4593e-06 | 4.2469e-06 | 0.095486 | 0.044306 | 0.0019228 | 0.049257 | 0 | 0 | 0 | 0 | 0.00046454 | 3.8299e-07 | 0 | 3.8299e-07 | 4.0441e-07 | 0 | 4.0441e-07 | 4.258e-07 | 0 | 4.258e-07 | 4.0552e-07 | 0 | 4.0552e-07
[79 empty] | WLDFR | HFTD - Distribution - Tier 3 - 5QU CoRE ¦ 4QU LoRE | Red Flag Warning - Small Fires | 2046 | 4.011e-06 | 4.2353e-06 | 4.4593e-06 | 4.2469e-06 | 0.095486 | 0.044306 | 0.0019228 | 0.049257 | 0 | 0 | 0 | 0 | 0.00046454 | 3.8299e-07 | 0 | 3.8299e-07 | 4.0441e-07 | 0 | 4.0441e-07 | 4.258e-07 | 0 | 4.258e-07 | 4.0552e-07 | 0 | 4.0552e-07
[79 empty] | WLDFR | HFTD - Distribution - Tier 3 - 5QU CoRE ¦ 4QU LoRE | Red Flag Warning - Small Fires | 2047 | 4.011e-06 | 4.2353e-06 | 4.4593e-06 | 4.2469e-06 | 0.095486 | 0.044306 | 0.0019228 | 0.049257 | 0 | 0 | 0 | 0 | 0.00046454 | 3.8299e-07 | 0 | 3.8299e-07 | 4.0441e-07 | 0 | 4.0441e-07 | 4.258e-07 | 0 | 4.258e-07 | 4.0552e-07 | 0 | 4.0552e-07
[79 empty] | WLDFR | HFTD - Distribution - Tier 3 - 5QU CoRE ¦ 4QU LoRE | Red Flag Warning - Small Fires | 2048 | 4.011e-06 | 4.2353e-06 | 4.4593e-06 | 4.2469e-06 | 0.10007 | 0.04626 | 0.0020076 | 0.051804 | 0 | 0 | 0 | 0 | 0.00046454 | 4.0139e-07 | 0 | 4.0139e-07 | 4.2383e-07 | 0 | 4.2383e-07 | 4.4625e-07 | 0 | 4.4625e-07 | 4.25e-07 | 0 | 4.25e-07
[79 empty] | WLDFR | HFTD - Distribution - Tier 3 - 5QU CoRE ¦ 4QU LoRE | Red Flag Warning - Small Fires | 2049 | 4.011e-06 | 4.2353e-06 | 4.4593e-06 | 4.2469e-06 | 0.10007 | 0.04626 | 0.0020076 | 0.051804 | 0 | 0 | 0 | 0 | 0.00046454 | 4.0139e-07 | 0 | 4.0139e-07 | 4.2383e-07 | 0 | 4.2383e-07 | 4.4625e-07 | 0 | 4.4625e-07 | 4.25e-07 | 0 | 4.25e-07
[79 empty] | WLDFR | HFTD - Distribution - Tier 3 - 5QU CoRE ¦ 4QU LoRE | Red Flag Warning - Small Fires | 2050 | 0 | 4.2353e-06 | 4.4593e-06 | 4.2469e-06 | 0.10007 | 0.04626 | 0.0020076 | 0.051804 | 0 | 0 | 0 | 0 | 0.00046454 | 0 | 0 | 0 | 4.2383e-07 | 0 | 4.2383e-07 | 4.4625e-07 | 0 | 4.4625e-07 | 4.25e-07 | 0 | 4.25e-07
[79 empty] | WLDFR | HFTD - Distribution - Tier 3 - 5QU CoRE ¦ 4QU LoRE | Red Flag Warning - Small Fires | 2051 | 0 | 0 | 4.4593e-06 | 4.2469e-06 | 0.10007 | 0.04626 | 0.0020076 | 0.051804 | 0 | 0 | 0 | 0 | 0.00046454 | 0 | 0 | 0 | 0 | 0 | 0 | 4.4625e-07 | 0 | 4.4625e-07 | 4.25e-07 | 0 | 4.25e-07
[79 empty] | WLDFR | HFTD - Distribution - Tier 3 - 5QU CoRE ¦ 4QU LoRE | Red Flag Warning - Small Fires | 2052 | 0 | 0 | 0 | 4.2469e-06 | 0.10007 | 0.04626 | 0.0020076 | 0.051804 | 0 | 0 | 0 | 0 | 0.00046454 | 0 | 0 | 0 | 0 | 0 | 0 | 0 | 0 | 0 | 4.25e-07 | 0 | 4.25e-07
[79 empty] | WLDFR | HFTD - Distribution - Tier 3 - 5QU CoRE ¦ 4QU LoRE | Seismic - Non-Red Flag Warning - Catastrophic Fires | 2020 | 4.9158e-12 | 0 | 0 | 0 | 21083.8428 | 409.2237 | 13469.0878 | 7205.5313 | 0 | 0 | 0 | 0 | 8.1223e-10 | 1.0364e-07 | 0 | 1.0364e-07 | 0 | 0 | 0 | 0 | 0 | 0 | 0 | 0 | 0
[79 empty] | WLDFR | HFTD - Distribution - Tier 3 - 5QU CoRE ¦ 4QU LoRE | Seismic - Non-Red Flag Warning - Catastrophic Fires | 2021 | 0 | 5.1907e-12 | 0 | 0 | 21083.8428 | 409.2237 | 13469.0878 | 7205.5313 | 0 | 0 | 0 | 0 | 8.1223e-10 | 0 | 0 | 0 | 1.0944e-07 | 0 | 1.0944e-07 | 0 | 0 | 0 | 0 | 0 | 0
[79 empty] | WLDFR | HFTD - Distribution - Tier 3 - 5QU CoRE ¦ 4QU LoRE | Seismic - Non-Red Flag Warning - Catastrophic Fires | 2022 | 0 | 0 | 4.5148e-12 | 0 | 21083.8428 | 409.2237 | 13469.0878 | 7205.5313 | 0 | 0 | 0 | 0 | 7.4124e-10 | 0 | 0 | 0 | 0 | 0 | 0 | 9.519e-08 | 0 | 9.519e-08 | 0 | 0 | 0
[79 empty] | WLDFR | HFTD - Distribution - Tier 3 - 5QU CoRE ¦ 4QU LoRE | Seismic - Non-Red Flag Warning - Catastrophic Fires | 2023 | 0 | 0 | 0 | 4.2998e-12 | 21835.9781 | 428.6023 | 13939.561 | 7467.8148 | 0 | 0 | 0 | 0 | 7.4124e-10 | 0 | 0 | 0 | 0 | 0 | 0 | 0 | 0 | 0 | 9.3891e-08 | 0 | 9.3891e-08
[79 empty] | WLDFR | HFTD - Distribution - Tier 3 - 5QU CoRE ¦ 4QU LoRE | Seismic - Red Flag Warning - Catastrophic Fires | 2020 | 2.1197e-10 | 0 | 0 | 0 | 21083.8428 | 409.2237 | 13469.0878 | 7205.5313 | 0 | 0 | 0 | 0 | 3.5023e-08 | 4.4691e-06 | 0 | 4.4691e-06 | 0 | 0 | 0 | 0 | 0 | 0 | 0 | 0 | 0
[79 empty] | WLDFR | HFTD - Distribution - Tier 3 - 5QU CoRE ¦ 4QU LoRE | Seismic - Red Flag Warning - Catastrophic Fires | 2021 | 0 | 2.2382e-10 | 0 | 0 | 21083.8428 | 409.2237 | 13469.0878 | 7205.5313 | 0 | 0 | 0 | 0 | 3.5023e-08 | 0 | 0 | 0 | 4.719e-06 | 0 | 4.719e-06 | 0 | 0 | 0 | 0 | 0 | 0
[79 empty] | WLDFR | HFTD - Distribution - Tier 3 - 5QU CoRE ¦ 4QU LoRE | Seismic - Red Flag Warning - Catastrophic Fires | 2022 | 0 | 0 | 1.9468e-10 | 0 | 21083.8428 | 409.2237 | 13469.0878 | 7205.5313 | 0 | 0 | 0 | 0 | 3.1962e-08 | 0 | 0 | 0 | 0 | 0 | 0 | 4.1046e-06 | 0 | 4.1046e-06 | 0 | 0 | 0
[79 empty] | WLDFR | HFTD - Distribution - Tier 3 - 5QU CoRE ¦ 4QU LoRE | Seismic - Red Flag Warning - Catastrophic Fires | 2023 | 0 | 0 | 0 | 1.8541e-10 | 21835.9781 | 428.6023 | 13939.561 | 7467.8148 | 0 | 0 | 0 | 0 | 3.1962e-08 | 0 | 0 | 0 | 0 | 0 | 0 | 0 | 0 | 0 | 4.0486e-06 | 0 | 4.0486e-06
[79 empty] | WLDFR | HFTD - Distribution - Tier 3 - 5QU CoRE ¦ 5QU LoRE | Non-Red Flag Warning - Catastrophic Fires | 2020 | 1.0382e-10 | 0 | 0 | 0 | 14146.1306 | 222.2294 | 8585.7228 | 5338.1784 | 0 | 0 | 0 | 0 | 3.1412e-08 | 1.4687e-06 | 0 | 1.4687e-06 | 0 | 0 | 0 | 0 | 0 | 0 | 0 | 0 | 0
[79 empty] | WLDFR | HFTD - Distribution - Tier 3 - 5QU CoRE ¦ 5QU LoRE | Non-Red Flag Warning - Catastrophic Fires | 2021 | 5.9685e-11 | 1.0963e-10 | 0 | 0 | 14146.1306 | 222.2294 | 8585.7228 | 5338.1784 | 0 | 0 | 0 | 0 | 3.1412e-08 | 8.4432e-07 | 0 | 8.4432e-07 | 1.5508e-06 | 0 | 1.5508e-06 | 0 | 0 | 0 | 0 | 0 | 0
[79 empty] | WLDFR | HFTD - Distribution - Tier 3 - 5QU CoRE ¦ 5QU LoRE | Non-Red Flag Warning - Catastrophic Fires | 2022 | 5.5476e-11 | 5.8577e-11 | 1.0185e-10 | 0 | 14146.1306 | 222.2294 | 8585.7228 | 5338.1784 | 0 | 0 | 0 | 0 | 3.2547e-08 | 7.8477e-07 | 0 | 7.8477e-07 | 8.2864e-07 | 0 | 8.2864e-07 | 1.4408e-06 | 0 | 1.4408e-06 | 0 | 0 | 0
[79 empty] | WLDFR | HFTD - Distribution - Tier 3 - 5QU CoRE ¦ 5QU LoRE | Non-Red Flag Warning - Catastrophic Fires | 2023 | 5.5476e-11 | 5.8577e-11 | 5.8542e-11 | 9.7003e-11 | 14664.6376 | 233.2301 | 8896.516 | 5534.8915 | 0 | 0 | 0 | 0 | 3.2547e-08 | 8.1353e-07 | 0 | 8.1353e-07 | 8.5902e-07 | 0 | 8.5902e-07 | 8.585e-07 | 0 | 8.585e-07 | 1.4225e-06 | 0 | 1.4225e-06
[79 empty] | WLDFR | HFTD - Distribution - Tier 3 - 5QU CoRE ¦ 5QU LoRE | Non-Red Flag Warning - Catastrophic Fires | 2024 | 5.5476e-11 | 5.8577e-11 | 5.8542e-11 | 5.5754e-11 | 14664.6376 | 233.2301 | 8896.516 | 5534.8915 | 0 | 0 | 0 | 0 | 3.2547e-08 | 8.1353e-07 | 0 | 8.1353e-07 | 8.5902e-07 | 0 | 8.5902e-07 | 8.585e-07 | 0 | 8.585e-07 | 8.1761e-07 | 0 | 8.1761e-07
[79 empty] | WLDFR | HFTD - Distribution - Tier 3 - 5QU CoRE ¦ 5QU LoRE | Non-Red Flag Warning - Catastrophic Fires | 2025 | 5.5476e-11 | 5.8577e-11 | 5.8542e-11 | 5.5754e-11 | 14664.6376 | 233.2301 | 8896.516 | 5534.8915 | 0 | 0 | 0 | 0 | 3.2547e-08 | 8.1353e-07 | 0 | 8.1353e-07 | 8.5902e-07 | 0 | 8.5902e-07 | 8.585e-07 | 0 | 8.585e-07 | 8.1761e-07 | 0 | 8.1761e-07
[79 empty] | WLDFR | HFTD - Distribution - Tier 3 - 5QU CoRE ¦ 5QU LoRE | Non-Red Flag Warning - Catastrophic Fires | 2026 | 5.5476e-11 | 5.8577e-11 | 5.8542e-11 | 5.5754e-11 | 14664.6376 | 233.2301 | 8896.516 | 5534.8915 | 0 | 0 | 0 | 0 | 3.2547e-08 | 8.1353e-07 | 0 | 8.1353e-07 | 8.5902e-07 | 0 | 8.5902e-07 | 8.585e-07 | 0 | 8.585e-07 | 8.1761e-07 | 0 | 8.1761e-07
[79 empty] | WLDFR | HFTD - Distribution - Tier 3 - 5QU CoRE ¦ 5QU LoRE | Non-Red Flag Warning - Catastrophic Fires | 2027 | 5.5476e-11 | 5.8577e-11 | 5.8542e-11 | 5.5754e-11 | 14664.6376 | 233.2301 | 8896.516 | 5534.8915 | 0 | 0 | 0 | 0 | 3.2547e-08 | 8.1353e-07 | 0 | 8.1353e-07 | 8.5902e-07 | 0 | 8.5902e-07 | 8.585e-07 | 0 | 8.585e-07 | 8.1761e-07 | 0 | 8.1761e-07
[79 empty] | WLDFR | HFTD - Distribution - Tier 3 - 5QU CoRE ¦ 5QU LoRE | Non-Red Flag Warning - Catastrophic Fires | 2028 | 5.5476e-11 | 5.8577e-11 | 5.8542e-11 | 5.5754e-11 | 15317.9909 | 247.273 | 9287.6491 | 5783.0689 | 0 | 0 | 0 | 0 | 3.2547e-08 | 8.4978e-07 | 0 | 8.4978e-07 | 8.9729e-07 | 0 | 8.9729e-07 | 8.9674e-07 | 0 | 8.9674e-07 | 8.5404e-07 | 0 | 8.5404e-07
[79 empty] | WLDFR | HFTD - Distribution - Tier 3 - 5QU CoRE ¦ 5QU LoRE | Non-Red Flag Warning - Catastrophic Fires | 2029 | 5.5476e-11 | 5.8577e-11 | 5.8542e-11 | 5.5754e-11 | 15317.9909 | 247.273 | 9287.6491 | 5783.0689 | 0 | 0 | 0 | 0 | 3.2547e-08 | 8.4978e-07 | 0 | 8.4978e-07 | 8.9729e-07 | 0 | 8.9729e-07 | 8.9674e-07 | 0 | 8.9674e-07 | 8.5404e-07 | 0 | 8.5404e-07
[79 empty] | WLDFR | HFTD - Distribution - Tier 3 - 5QU CoRE ¦ 5QU LoRE | Non-Red Flag Warning - Catastrophic Fires | 2030 | 5.5476e-11 | 5.8577e-11 | 5.8542e-11 | 5.5754e-11 | 15317.9909 | 247.273 | 9287.6491 | 5783.0689 | 0 | 0 | 0 | 0 | 3.2547e-08 | 8.4978e-07 | 0 | 8.4978e-07 | 8.9729e-07 | 0 | 8.9729e-07 | 8.9674e-07 | 0 | 8.9674e-07 | 8.5404e-07 | 0 | 8.5404e-07
[79 empty] | WLDFR | HFTD - Distribution - Tier 3 - 5QU CoRE ¦ 5QU LoRE | Non-Red Flag Warning - Catastrophic Fires | 2031 | 5.5476e-11 | 5.8577e-11 | 5.8542e-11 | 5.5754e-11 | 15317.9909 | 247.273 | 9287.6491 | 5783.0689 | 0 | 0 | 0 | 0 | 3.2547e-08 | 8.4978e-07 | 0 | 8.4978e-07 | 8.9729e-07 | 0 | 8.9729e-07 | 8.9674e-07 | 0 | 8.9674e-07 | 8.5404e-07 | 0 | 8.5404e-07
[79 empty] | WLDFR | HFTD - Distribution - Tier 3 - 5QU CoRE ¦ 5QU LoRE | Non-Red Flag Warning - Catastrophic Fires | 2032 | 5.5476e-11 | 5.8577e-11 | 5.8542e-11 | 5.5754e-11 | 15317.9909 | 247.273 | 9287.6491 | 5783.0689 | 0 | 0 | 0 | 0 | 3.2547e-08 | 8.4978e-07 | 0 | 8.4978e-07 | 8.9729e-07 | 0 | 8.9729e-07 | 8.9674e-07 | 0 | 8.9674e-07 | 8.5404e-07 | 0 | 8.5404e-07
[79 empty] | WLDFR | HFTD - Distribution - Tier 3 - 5QU CoRE ¦ 5QU LoRE | Non-Red Flag Warning - Catastrophic Fires | 2033 | 5.5476e-11 | 5.8577e-11 | 5.8542e-11 | 5.5754e-11 | 16044.1264 | 263.1074 | 9721.74 | 6059.2791 | 0 | 0 | 0 | 0 | 3.2547e-08 | 8.9006e-07 | 0 | 8.9006e-07 | 9.3982e-07 | 0 | 9.3982e-07 | 9.3925e-07 | 0 | 9.3925e-07 | 8.9453e-07 | 0 | 8.9453e-07
[79 empty] | WLDFR | HFTD - Distribution - Tier 3 - 5QU CoRE ¦ 5QU LoRE | Non-Red Flag Warning - Catastrophic Fires | 2034 | 5.5476e-11 | 5.8577e-11 | 5.8542e-11 | 5.5754e-11 | 16044.1264 | 263.1074 | 9721.74 | 6059.2791 | 0 | 0 | 0 | 0 | 3.2547e-08 | 8.9006e-07 | 0 | 8.9006e-07 | 9.3982e-07 | 0 | 9.3982e-07 | 9.3925e-07 | 0 | 9.3925e-07 | 8.9453e-07 | 0 | 8.9453e-07
[79 empty] | WLDFR | HFTD - Distribution - Tier 3 - 5QU CoRE ¦ 5QU LoRE | Non-Red Flag Warning - Catastrophic Fires | 2035 | 5.5476e-11 | 5.8577e-11 | 5.8542e-11 | 5.5754e-11 | 16044.1264 | 263.1074 | 9721.74 | 6059.2791 | 0 | 0 | 0 | 0 | 3.2547e-08 | 8.9006e-07 | 0 | 8.9006e-07 | 9.3982e-07 | 0 | 9.3982e-07 | 9.3925e-07 | 0 | 9.3925e-07 | 8.9453e-07 | 0 | 8.9453e-07
[79 empty] | WLDFR | HFTD - Distribution - Tier 3 - 5QU CoRE ¦ 5QU LoRE | Non-Red Flag Warning - Catastrophic Fires | 2036 | 5.5476e-11 | 5.8577e-11 | 5.8542e-11 | 5.5754e-11 | 16044.1264 | 263.1074 | 9721.74 | 6059.2791 | 0 | 0 | 0 | 0 | 3.2547e-08 | 8.9006e-07 | 0 | 8.9006e-07 | 9.3982e-07 | 0 | 9.3982e-07 | 9.3925e-07 | 0 | 9.3925e-07 | 8.9453e-07 | 0 | 8.9453e-07
[79 empty] | WLDFR | HFTD - Distribution - Tier 3 - 5QU CoRE ¦ 5QU LoRE | Non-Red Flag Warning - Catastrophic Fires | 2037 | 5.5476e-11 | 5.8577e-11 | 5.8542e-11 | 5.5754e-11 | 16044.1264 | 263.1074 | 9721.74 | 6059.2791 | 0 | 0 | 0 | 0 | 3.2547e-08 | 8.9006e-07 | 0 | 8.9006e-07 | 9.3982e-07 | 0 | 9.3982e-07 | 9.3925e-07 | 0 | 9.3925e-07 | 8.9453e-07 | 0 | 8.9453e-07
[79 empty] | WLDFR | HFTD - Distribution - Tier 3 - 5QU CoRE ¦ 5QU LoRE | Non-Red Flag Warning - Catastrophic Fires | 2038 | 5.5476e-11 | 5.8577e-11 | 5.8542e-11 | 5.5754e-11 | 16832.3912 | 280.5544 | 10192.2718 | 6359.5651 | 0 | 0 | 0 | 0 | 3.2547e-08 | 9.3379e-07 | 0 | 9.3379e-07 | 9.86e-07 | 0 | 9.86e-07 | 9.854e-07 | 0 | 9.854e-07 | 9.3848e-07 | 0 | 9.3848e-07
[79 empty] | WLDFR | HFTD - Distribution - Tier 3 - 5QU CoRE ¦ 5QU LoRE | Non-Red Flag Warning - Catastrophic Fires | 2039 | 5.5476e-11 | 5.8577e-11 | 5.8542e-11 | 5.5754e-11 | 16832.3912 | 280.5544 | 10192.2718 | 6359.5651 | 0 | 0 | 0 | 0 | 3.2547e-08 | 9.3379e-07 | 0 | 9.3379e-07 | 9.86e-07 | 0 | 9.86e-07 | 9.854e-07 | 0 | 9.854e-07 | 9.3848e-07 | 0 | 9.3848e-07
[79 empty] | WLDFR | HFTD - Distribution - Tier 3 - 5QU CoRE ¦ 5QU LoRE | Non-Red Flag Warning - Catastrophic Fires | 2040 | 5.5476e-11 | 5.8577e-11 | 5.8542e-11 | 5.5754e-11 | 16832.3912 | 280.5544 | 10192.2718 | 6359.5651 | 0 | 0 | 0 | 0 | 3.2547e-08 | 9.3379e-07 | 0 | 9.3379e-07 | 9.86e-07 | 0 | 9.86e-07 | 9.854e-07 | 0 | 9.854e-07 | 9.3848e-07 | 0 | 9.3848e-07
[79 empty] | WLDFR | HFTD - Distribution - Tier 3 - 5QU CoRE ¦ 5QU LoRE | Non-Red Flag Warning - Catastrophic Fires | 2041 | 5.5476e-11 | 5.8577e-11 | 5.8542e-11 | 5.5754e-11 | 16832.3912 | 280.5544 | 10192.2718 | 6359.5651 | 0 | 0 | 0 | 0 | 3.2547e-08 | 9.3379e-07 | 0 | 9.3379e-07 | 9.86e-07 | 0 | 9.86e-07 | 9.854e-07 | 0 | 9.854e-07 | 9.3848e-07 | 0 | 9.3848e-07
[79 empty] | WLDFR | HFTD - Distribution - Tier 3 - 5QU CoRE ¦ 5QU LoRE | Non-Red Flag Warning - Catastrophic Fires | 2042 | 5.5476e-11 | 5.8577e-11 | 5.8542e-11 | 5.5754e-11 | 16832.3912 | 280.5544 | 10192.2718 | 6359.5651 | 0 | 0 | 0 | 0 | 3.2547e-08 | 9.3379e-07 | 0 | 9.3379e-07 | 9.86e-07 | 0 | 9.86e-07 | 9.854e-07 | 0 | 9.854e-07 | 9.3848e-07 | 0 | 9.3848e-07
[79 empty] | WLDFR | HFTD - Distribution - Tier 3 - 5QU CoRE ¦ 5QU LoRE | Non-Red Flag Warning - Catastrophic Fires | 2043 | 5.5476e-11 | 5.8577e-11 | 5.8542e-11 | 5.5754e-11 | 17672.0852 | 299.42 | 10692.7362 | 6679.929 | 0 | 0 | 0 | 0 | 3.2547e-08 | 9.8037e-07 | 0 | 9.8037e-07 | 1.0352e-06 | 0 | 1.0352e-06 | 1.0346e-06 | 0 | 1.0346e-06 | 9.8529e-07 | 0 | 9.8529e-07
[79 empty] | WLDFR | HFTD - Distribution - Tier 3 - 5QU CoRE ¦ 5QU LoRE | Non-Red Flag Warning - Catastrophic Fires | 2044 | 5.5476e-11 | 5.8577e-11 | 5.8542e-11 | 5.5754e-11 | 17672.0852 | 299.42 | 10692.7362 | 6679.929 | 0 | 0 | 0 | 0 | 3.2547e-08 | 9.8037e-07 | 0 | 9.8037e-07 | 1.0352e-06 | 0 | 1.0352e-06 | 1.0346e-06 | 0 | 1.0346e-06 | 9.8529e-07 | 0 | 9.8529e-07
[79 empty] | WLDFR | HFTD - Distribution - Tier 3 - 5QU CoRE ¦ 5QU LoRE | Non-Red Flag Warning - Catastrophic Fires | 2045 | 5.5476e-11 | 5.8577e-11 | 5.8542e-11 | 5.5754e-11 | 17672.0852 | 299.42 | 10692.7362 | 6679.929 | 0 | 0 | 0 | 0 | 3.2547e-08 | 9.8037e-07 | 0 | 9.8037e-07 | 1.0352e-06 | 0 | 1.0352e-06 | 1.0346e-06 | 0 | 1.0346e-06 | 9.8529e-07 | 0 | 9.8529e-07
[79 empty] | WLDFR | HFTD - Distribution - Tier 3 - 5QU CoRE ¦ 5QU LoRE | Non-Red Flag Warning - Catastrophic Fires | 2046 | 5.5476e-11 | 5.8577e-11 | 5.8542e-11 | 5.5754e-11 | 17672.0852 | 299.42 | 10692.7362 | 6679.929 | 0 | 0 | 0 | 0 | 3.2547e-08 | 9.8037e-07 | 0 | 9.8037e-07 | 1.0352e-06 | 0 | 1.0352e-06 | 1.0346e-06 | 0 | 1.0346e-06 | 9.8529e-07 | 0 | 9.8529e-07
[79 empty] | WLDFR | HFTD - Distribution - Tier 3 - 5QU CoRE ¦ 5QU LoRE | Non-Red Flag Warning - Catastrophic Fires | 2047 | 5.5476e-11 | 5.8577e-11 | 5.8542e-11 | 5.5754e-11 | 17672.0852 | 299.42 | 10692.7362 | 6679.929 | 0 | 0 | 0 | 0 | 3.2547e-08 | 9.8037e-07 | 0 | 9.8037e-07 | 1.0352e-06 | 0 | 1.0352e-06 | 1.0346e-06 | 0 | 1.0346e-06 | 9.8529e-07 | 0 | 9.8529e-07
[79 empty] | WLDFR | HFTD - Distribution - Tier 3 - 5QU CoRE ¦ 5QU LoRE | Non-Red Flag Warning - Catastrophic Fires | 2048 | 5.5476e-11 | 5.8577e-11 | 5.8542e-11 | 5.5754e-11 | 18552.3348 | 319.4911 | 11216.5626 | 7016.281 | 0 | 0 | 0 | 0 | 3.2547e-08 | 1.0292e-06 | 0 | 1.0292e-06 | 1.0867e-06 | 0 | 1.0867e-06 | 1.0861e-06 | 0 | 1.0861e-06 | 1.0344e-06 | 0 | 1.0344e-06
[79 empty] | WLDFR | HFTD - Distribution - Tier 3 - 5QU CoRE ¦ 5QU LoRE | Non-Red Flag Warning - Catastrophic Fires | 2049 | 5.5476e-11 | 5.8577e-11 | 5.8542e-11 | 5.5754e-11 | 18552.3348 | 319.4911 | 11216.5626 | 7016.281 | 0 | 0 | 0 | 0 | 3.2547e-08 | 1.0292e-06 | 0 | 1.0292e-06 | 1.0867e-06 | 0 | 1.0867e-06 | 1.0861e-06 | 0 | 1.0861e-06 | 1.0344e-06 | 0 | 1.0344e-06
[79 empty] | WLDFR | HFTD - Distribution - Tier 3 - 5QU CoRE ¦ 5QU LoRE | Non-Red Flag Warning - Catastrophic Fires | 2050 | 0 | 5.8577e-11 | 5.8542e-11 | 5.5754e-11 | 18552.3348 | 319.4911 | 11216.5626 | 7016.281 | 0 | 0 | 0 | 0 | 3.2547e-08 | 0 | 0 | 0 | 1.0867e-06 | 0 | 1.0867e-06 | 1.0861e-06 | 0 | 1.0861e-06 | 1.0344e-06 | 0 | 1.0344e-06
[79 empty] | WLDFR | HFTD - Distribution - Tier 3 - 5QU CoRE ¦ 5QU LoRE | Non-Red Flag Warning - Catastrophic Fires | 2051 | 0 | 0 | 5.8542e-11 | 5.5754e-11 | 18552.3348 | 319.4911 | 11216.5626 | 7016.281 | 0 | 0 | 0 | 0 | 3.2547e-08 | 0 | 0 | 0 | 0 | 0 | 0 | 1.0861e-06 | 0 | 1.0861e-06 | 1.0344e-06 | 0 | 1.0344e-06
[79 empty] | WLDFR | HFTD - Distribution - Tier 3 - 5QU CoRE ¦ 5QU LoRE | Non-Red Flag Warning - Catastrophic Fires | 2052 | 0 | 0 | 0 | 5.5754e-11 | 18552.3348 | 319.4911 | 11216.5626 | 7016.281 | 0 | 0 | 0 | 0 | 3.2547e-08 | 0 | 0 | 0 | 0 | 0 | 0 | 0 | 0 | 0 | 1.0344e-06 | 0 | 1.0344e-06
[79 empty] | WLDFR | HFTD - Distribution - Tier 3 - 5QU CoRE ¦ 5QU LoRE | Non-Red Flag Warning - Destructive Fires | 2020 | 3.0481e-10 | 0 | 0 | 0 | 8807.9522 | 222.2294 | 8585.7228 | 0 | 0 | 0 | 0 | 0 | 4.0818e-08 | 2.6847e-06 | 0 | 2.6847e-06 | 0 | 0 | 0 | 0 | 0 | 0 | 0 | 0 | 0
[79 empty] | WLDFR | HFTD - Distribution - Tier 3 - 5QU CoRE ¦ 5QU LoRE | Non-Red Flag Warning - Destructive Fires | 2021 | 1.7519e-10 | 3.2185e-10 | 0 | 0 | 8807.9522 | 222.2294 | 8585.7228 | 0 | 0 | 0 | 0 | 0 | 4.0818e-08 | 1.543e-06 | 0 | 1.543e-06 | 2.8348e-06 | 0 | 2.8348e-06 | 0 | 0 | 0 | 0 | 0 | 0
[79 empty] | WLDFR | HFTD - Distribution - Tier 3 - 5QU CoRE ¦ 5QU LoRE | Non-Red Flag Warning - Destructive Fires | 2022 | 1.6229e-10 | 1.7136e-10 | 2.9801e-10 | 0 | 8807.9522 | 222.2294 | 8585.7228 | 0 | 0 | 0 | 0 | 0 | 4.1165e-08 | 1.4294e-06 | 0 | 1.4294e-06 | 1.5093e-06 | 0 | 1.5093e-06 | 2.6249e-06 | 0 | 2.6249e-06 | 0 | 0 | 0
[79 empty] | WLDFR | HFTD - Distribution - Tier 3 - 5QU CoRE ¦ 5QU LoRE | Non-Red Flag Warning - Destructive Fires | 2023 | 1.6229e-10 | 1.7136e-10 | 1.7126e-10 | 2.8382e-10 | 9129.7461 | 233.2301 | 8896.516 | 0 | 0 | 0 | 0 | 0 | 4.1165e-08 | 1.4816e-06 | 0 | 1.4816e-06 | 1.5645e-06 | 0 | 1.5645e-06 | 1.5635e-06 | 0 | 1.5635e-06 | 2.5912e-06 | 0 | 2.5912e-06
[79 empty] | WLDFR | HFTD - Distribution - Tier 3 - 5QU CoRE ¦ 5QU LoRE | Non-Red Flag Warning - Destructive Fires | 2024 | 1.6229e-10 | 1.7136e-10 | 1.7126e-10 | 1.631e-10 | 9129.7461 | 233.2301 | 8896.516 | 0 | 0 | 0 | 0 | 0 | 4.1165e-08 | 1.4816e-06 | 0 | 1.4816e-06 | 1.5645e-06 | 0 | 1.5645e-06 | 1.5635e-06 | 0 | 1.5635e-06 | 1.4891e-06 | 0 | 1.4891e-06
[79 empty] | WLDFR | HFTD - Distribution - Tier 3 - 5QU CoRE ¦ 5QU LoRE | Non-Red Flag Warning - Destructive Fires | 2025 | 1.6229e-10 | 1.7136e-10 | 1.7126e-10 | 1.631e-10 | 9129.7461 | 233.2301 | 8896.516 | 0 | 0 | 0 | 0 | 0 | 4.1165e-08 | 1.4816e-06 | 0 | 1.4816e-06 | 1.5645e-06 | 0 | 1.5645e-06 | 1.5635e-06 | 0 | 1.5635e-06 | 1.4891e-06 | 0 | 1.4891e-06
[79 empty] | WLDFR | HFTD - Distribution - Tier 3 - 5QU CoRE ¦ 5QU LoRE | Non-Red Flag Warning - Destructive Fires | 2026 | 1.6229e-10 | 1.7136e-10 | 1.7126e-10 | 1.631e-10 | 9129.7461 | 233.2301 | 8896.516 | 0 | 0 | 0 | 0 | 0 | 4.1165e-08 | 1.4816e-06 | 0 | 1.4816e-06 | 1.5645e-06 | 0 | 1.5645e-06 | 1.5635e-06 | 0 | 1.5635e-06 | 1.4891e-06 | 0 | 1.4891e-06
[79 empty] | WLDFR | HFTD - Distribution - Tier 3 - 5QU CoRE ¦ 5QU LoRE | Non-Red Flag Warning - Destructive Fires | 2027 | 1.6229e-10 | 1.7136e-10 | 1.7126e-10 | 1.631e-10 | 9129.7461 | 233.2301 | 8896.516 | 0 | 0 | 0 | 0 | 0 | 4.1165e-08 | 1.4816e-06 | 0 | 1.4816e-06 | 1.5645e-06 | 0 | 1.5645e-06 | 1.5635e-06 | 0 | 1.5635e-06 | 1.4891e-06 | 0 | 1.4891e-06
[79 empty] | WLDFR | HFTD - Distribution - Tier 3 - 5QU CoRE ¦ 5QU LoRE | Non-Red Flag Warning - Destructive Fires | 2028 | 1.6229e-10 | 1.7136e-10 | 1.7126e-10 | 1.631e-10 | 9534.9221 | 247.273 | 9287.6491 | 0 | 0 | 0 | 0 | 0 | 4.1165e-08 | 1.5474e-06 | 0 | 1.5474e-06 | 1.6339e-06 | 0 | 1.6339e-06 | 1.6329e-06 | 0 | 1.6329e-06 | 1.5552e-06 | 0 | 1.5552e-06
[79 empty] | WLDFR | HFTD - Distribution - Tier 3 - 5QU CoRE ¦ 5QU LoRE | Non-Red Flag Warning - Destructive Fires | 2029 | 1.6229e-10 | 1.7136e-10 | 1.7126e-10 | 1.631e-10 | 9534.9221 | 247.273 | 9287.6491 | 0 | 0 | 0 | 0 | 0 | 4.1165e-08 | 1.5474e-06 | 0 | 1.5474e-06 | 1.6339e-06 | 0 | 1.6339e-06 | 1.6329e-06 | 0 | 1.6329e-06 | 1.5552e-06 | 0 | 1.5552e-06
[79 empty] | WLDFR | HFTD - Distribution - Tier 3 - 5QU CoRE ¦ 5QU LoRE | Non-Red Flag Warning - Destructive Fires | 2030 | 1.6229e-10 | 1.7136e-10 | 1.7126e-10 | 1.631e-10 | 9534.9221 | 247.273 | 9287.6491 | 0 | 0 | 0 | 0 | 0 | 4.1165e-08 | 1.5474e-06 | 0 | 1.5474e-06 | 1.6339e-06 | 0 | 1.6339e-06 | 1.6329e-06 | 0 | 1.6329e-06 | 1.5552e-06 | 0 | 1.5552e-06
[79 empty] | WLDFR | HFTD - Distribution - Tier 3 - 5QU CoRE ¦ 5QU LoRE | Non-Red Flag Warning - Destructive Fires | 2031 | 1.6229e-10 | 1.7136e-10 | 1.7126e-10 | 1.631e-10 | 9534.9221 | 247.273 | 9287.6491 | 0 | 0 | 0 | 0 | 0 | 4.1165e-08 | 1.5474e-06 | 0 | 1.5474e-06 | 1.6339e-06 | 0 | 1.6339e-06 | 1.6329e-06 | 0 | 1.6329e-06 | 1.5552e-06 | 0 | 1.5552e-06
[79 empty] | WLDFR | HFTD - Distribution - Tier 3 - 5QU CoRE ¦ 5QU LoRE | Non-Red Flag Warning - Destructive Fires | 2032 | 1.6229e-10 | 1.7136e-10 | 1.7126e-10 | 1.631e-10 | 9534.9221 | 247.273 | 9287.6491 | 0 | 0 | 0 | 0 | 0 | 4.1165e-08 | 1.5474e-06 | 0 | 1.5474e-06 | 1.6339e-06 | 0 | 1.6339e-06 | 1.6329e-06 | 0 | 1.6329e-06 | 1.5552e-06 | 0 | 1.5552e-06
[79 empty] | WLDFR | HFTD - Distribution - Tier 3 - 5QU CoRE ¦ 5QU LoRE | Non-Red Flag Warning - Destructive Fires | 2033 | 1.6229e-10 | 1.7136e-10 | 1.7126e-10 | 1.631e-10 | 9984.8474 | 263.1074 | 9721.74 | 0 | 0 | 0 | 0 | 0 | 4.1165e-08 | 1.6204e-06 | 0 | 1.6204e-06 | 1.711e-06 | 0 | 1.711e-06 | 1.71e-06 | 0 | 1.71e-06 | 1.6286e-06 | 0 | 1.6286e-06
[79 empty] | WLDFR | HFTD - Distribution - Tier 3 - 5QU CoRE ¦ 5QU LoRE | Non-Red Flag Warning - Destructive Fires | 2034 | 1.6229e-10 | 1.7136e-10 | 1.7126e-10 | 1.631e-10 | 9984.8474 | 263.1074 | 9721.74 | 0 | 0 | 0 | 0 | 0 | 4.1165e-08 | 1.6204e-06 | 0 | 1.6204e-06 | 1.711e-06 | 0 | 1.711e-06 | 1.71e-06 | 0 | 1.71e-06 | 1.6286e-06 | 0 | 1.6286e-06
[79 empty] | WLDFR | HFTD - Distribution - Tier 3 - 5QU CoRE ¦ 5QU LoRE | Non-Red Flag Warning - Destructive Fires | 2035 | 1.6229e-10 | 1.7136e-10 | 1.7126e-10 | 1.631e-10 | 9984.8474 | 263.1074 | 9721.74 | 0 | 0 | 0 | 0 | 0 | 4.1165e-08 | 1.6204e-06 | 0 | 1.6204e-06 | 1.711e-06 | 0 | 1.711e-06 | 1.71e-06 | 0 | 1.71e-06 | 1.6286e-06 | 0 | 1.6286e-06
[79 empty] | WLDFR | HFTD - Distribution - Tier 3 - 5QU CoRE ¦ 5QU LoRE | Non-Red Flag Warning - Destructive Fires | 2036 | 1.6229e-10 | 1.7136e-10 | 1.7126e-10 | 1.631e-10 | 9984.8474 | 263.1074 | 9721.74 | 0 | 0 | 0 | 0 | 0 | 4.1165e-08 | 1.6204e-06 | 0 | 1.6204e-06 | 1.711e-06 | 0 | 1.711e-06 | 1.71e-06 | 0 | 1.71e-06 | 1.6286e-06 | 0 | 1.6286e-06
[79 empty] | WLDFR | HFTD - Distribution - Tier 3 - 5QU CoRE ¦ 5QU LoRE | Non-Red Flag Warning - Destructive Fires | 2037 | 1.6229e-10 | 1.7136e-10 | 1.7126e-10 | 1.631e-10 | 9984.8474 | 263.1074 | 9721.74 | 0 | 0 | 0 | 0 | 0 | 4.1165e-08 | 1.6204e-06 | 0 | 1.6204e-06 | 1.711e-06 | 0 | 1.711e-06 | 1.71e-06 | 0 | 1.71e-06 | 1.6286e-06 | 0 | 1.6286e-06
[79 empty] | WLDFR | HFTD - Distribution - Tier 3 - 5QU CoRE ¦ 5QU LoRE | Non-Red Flag Warning - Destructive Fires | 2038 | 1.6229e-10 | 1.7136e-10 | 1.7126e-10 | 1.631e-10 | 10472.8261 | 280.5544 | 10192.2718 | 0 | 0 | 0 | 0 | 0 | 4.1165e-08 | 1.6996e-06 | 0 | 1.6996e-06 | 1.7946e-06 | 0 | 1.7946e-06 | 1.7935e-06 | 0 | 1.7935e-06 | 1.7081e-06 | 0 | 1.7081e-06
[79 empty] | WLDFR | HFTD - Distribution - Tier 3 - 5QU CoRE ¦ 5QU LoRE | Non-Red Flag Warning - Destructive Fires | 2039 | 1.6229e-10 | 1.7136e-10 | 1.7126e-10 | 1.631e-10 | 10472.8261 | 280.5544 | 10192.2718 | 0 | 0 | 0 | 0 | 0 | 4.1165e-08 | 1.6996e-06 | 0 | 1.6996e-06 | 1.7946e-06 | 0 | 1.7946e-06 | 1.7935e-06 | 0 | 1.7935e-06 | 1.7081e-06 | 0 | 1.7081e-06
[79 empty] | WLDFR | HFTD - Distribution - Tier 3 - 5QU CoRE ¦ 5QU LoRE | Non-Red Flag Warning - Destructive Fires | 2040 | 1.6229e-10 | 1.7136e-10 | 1.7126e-10 | 1.631e-10 | 10472.8261 | 280.5544 | 10192.2718 | 0 | 0 | 0 | 0 | 0 | 4.1165e-08 | 1.6996e-06 | 0 | 1.6996e-06 | 1.7946e-06 | 0 | 1.7946e-06 | 1.7935e-06 | 0 | 1.7935e-06 | 1.7081e-06 | 0 | 1.7081e-06
[79 empty] | WLDFR | HFTD - Distribution - Tier 3 - 5QU CoRE ¦ 5QU LoRE | Non-Red Flag Warning - Destructive Fires | 2041 | 1.6229e-10 | 1.7136e-10 | 1.7126e-10 | 1.631e-10 | 10472.8261 | 280.5544 | 10192.2718 | 0 | 0 | 0 | 0 | 0 | 4.1165e-08 | 1.6996e-06 | 0 | 1.6996e-06 | 1.7946e-06 | 0 | 1.7946e-06 | 1.7935e-06 | 0 | 1.7935e-06 | 1.7081e-06 | 0 | 1.7081e-06
[79 empty] | WLDFR | HFTD - Distribution - Tier 3 - 5QU CoRE ¦ 5QU LoRE | Non-Red Flag Warning - Destructive Fires | 2042 | 1.6229e-10 | 1.7136e-10 | 1.7126e-10 | 1.631e-10 | 10472.8261 | 280.5544 | 10192.2718 | 0 | 0 | 0 | 0 | 0 | 4.1165e-08 | 1.6996e-06 | 0 | 1.6996e-06 | 1.7946e-06 | 0 | 1.7946e-06 | 1.7935e-06 | 0 | 1.7935e-06 | 1.7081e-06 | 0 | 1.7081e-06
[79 empty] | WLDFR | HFTD - Distribution - Tier 3 - 5QU CoRE ¦ 5QU LoRE | Non-Red Flag Warning - Destructive Fires | 2043 | 1.6229e-10 | 1.7136e-10 | 1.7126e-10 | 1.631e-10 | 10992.1562 | 299.42 | 10692.7362 | 0 | 0 | 0 | 0 | 0 | 4.1165e-08 | 1.7839e-06 | 0 | 1.7839e-06 | 1.8836e-06 | 0 | 1.8836e-06 | 1.8825e-06 | 0 | 1.8825e-06 | 1.7928e-06 | 0 | 1.7928e-06
[79 empty] | WLDFR | HFTD - Distribution - Tier 3 - 5QU CoRE ¦ 5QU LoRE | Non-Red Flag Warning - Destructive Fires | 2044 | 1.6229e-10 | 1.7136e-10 | 1.7126e-10 | 1.631e-10 | 10992.1562 | 299.42 | 10692.7362 | 0 | 0 | 0 | 0 | 0 | 4.1165e-08 | 1.7839e-06 | 0 | 1.7839e-06 | 1.8836e-06 | 0 | 1.8836e-06 | 1.8825e-06 | 0 | 1.8825e-06 | 1.7928e-06 | 0 | 1.7928e-06
[79 empty] | WLDFR | HFTD - Distribution - Tier 3 - 5QU CoRE ¦ 5QU LoRE | Non-Red Flag Warning - Destructive Fires | 2045 | 1.6229e-10 | 1.7136e-10 | 1.7126e-10 | 1.631e-10 | 10992.1562 | 299.42 | 10692.7362 | 0 | 0 | 0 | 0 | 0 | 4.1165e-08 | 1.7839e-06 | 0 | 1.7839e-06 | 1.8836e-06 | 0 | 1.8836e-06 | 1.8825e-06 | 0 | 1.8825e-06 | 1.7928e-06 | 0 | 1.7928e-06
[79 empty] | WLDFR | HFTD - Distribution - Tier 3 - 5QU CoRE ¦ 5QU LoRE | Non-Red Flag Warning - Destructive Fires | 2046 | 1.6229e-10 | 1.7136e-10 | 1.7126e-10 | 1.631e-10 | 10992.1562 | 299.42 | 10692.7362 | 0 | 0 | 0 | 0 | 0 | 4.1165e-08 | 1.7839e-06 | 0 | 1.7839e-06 | 1.8836e-06 | 0 | 1.8836e-06 | 1.8825e-06 | 0 | 1.8825e-06 | 1.7928e-06 | 0 | 1.7928e-06
[79 empty] | WLDFR | HFTD - Distribution - Tier 3 - 5QU CoRE ¦ 5QU LoRE | Non-Red Flag Warning - Destructive Fires | 2047 | 1.6229e-10 | 1.7136e-10 | 1.7126e-10 | 1.631e-10 | 10992.1562 | 299.42 | 10692.7362 | 0 | 0 | 0 | 0 | 0 | 4.1165e-08 | 1.7839e-06 | 0 | 1.7839e-06 | 1.8836e-06 | 0 | 1.8836e-06 | 1.8825e-06 | 0 | 1.8825e-06 | 1.7928e-06 | 0 | 1.7928e-06
[79 empty] | WLDFR | HFTD - Distribution - Tier 3 - 5QU CoRE ¦ 5QU LoRE | Non-Red Flag Warning - Destructive Fires | 2048 | 1.6229e-10 | 1.7136e-10 | 1.7126e-10 | 1.631e-10 | 11536.0538 | 319.4911 | 11216.5626 | 0 | 0 | 0 | 0 | 0 | 4.1165e-08 | 1.8722e-06 | 0 | 1.8722e-06 | 1.9768e-06 | 0 | 1.9768e-06 | 1.9756e-06 | 0 | 1.9756e-06 | 1.8816e-06 | 0 | 1.8816e-06
[79 empty] | WLDFR | HFTD - Distribution - Tier 3 - 5QU CoRE ¦ 5QU LoRE | Non-Red Flag Warning - Destructive Fires | 2049 | 1.6229e-10 | 1.7136e-10 | 1.7126e-10 | 1.631e-10 | 11536.0538 | 319.4911 | 11216.5626 | 0 | 0 | 0 | 0 | 0 | 4.1165e-08 | 1.8722e-06 | 0 | 1.8722e-06 | 1.9768e-06 | 0 | 1.9768e-06 | 1.9756e-06 | 0 | 1.9756e-06 | 1.8816e-06 | 0 | 1.8816e-06
[79 empty] | WLDFR | HFTD - Distribution - Tier 3 - 5QU CoRE ¦ 5QU LoRE | Non-Red Flag Warning - Destructive Fires | 2050 | 0 | 1.7136e-10 | 1.7126e-10 | 1.631e-10 | 11536.0538 | 319.4911 | 11216.5626 | 0 | 0 | 0 | 0 | 0 | 4.1165e-08 | 0 | 0 | 0 | 1.9768e-06 | 0 | 1.9768e-06 | 1.9756e-06 | 0 | 1.9756e-06 | 1.8816e-06 | 0 | 1.8816e-06
[79 empty] | WLDFR | HFTD - Distribution - Tier 3 - 5QU CoRE ¦ 5QU LoRE | Non-Red Flag Warning - Destructive Fires | 2051 | 0 | 0 | 1.7126e-10 | 1.631e-10 | 11536.0538 | 319.4911 | 11216.5626 | 0 | 0 | 0 | 0 | 0 | 4.1165e-08 | 0 | 0 | 0 | 0 | 0 | 0 | 1.9756e-06 | 0 | 1.9756e-06 | 1.8816e-06 | 0 | 1.8816e-06
[79 empty] | WLDFR | HFTD - Distribution - Tier 3 - 5QU CoRE ¦ 5QU LoRE | Non-Red Flag Warning - Destructive Fires | 2052 | 0 | 0 | 0 | 1.631e-10 | 11536.0538 | 319.4911 | 11216.5626 | 0 | 0 | 0 | 0 | 0 | 4.1165e-08 | 0 | 0 | 0 | 0 | 0 | 0 | 0 | 0 | 0 | 1.8816e-06 | 0 | 1.8816e-06
[79 empty] | WLDFR | HFTD - Distribution - Tier 3 - 5QU CoRE ¦ 5QU LoRE | Non-Red Flag Warning - Large Fires | 2020 | 3.9112e-08 | 0 | 0 | 0 | 5.2406 | 0.69642 | 2.942 | 1.6022 | 0 | 0 | 0 | 0 | 5.1487e-06 | 2.0497e-07 | 0 | 2.0497e-07 | 0 | 0 | 0 | 0 | 0 | 0 | 0 | 0 | 0
[79 empty] | WLDFR | HFTD - Distribution - Tier 3 - 5QU CoRE ¦ 5QU LoRE | Non-Red Flag Warning - Large Fires | 2021 | 2.2522e-08 | 4.1298e-08 | 0 | 0 | 5.2406 | 0.69642 | 2.942 | 1.6022 | 0 | 0 | 0 | 0 | 5.1487e-06 | 1.1803e-07 | 0 | 1.1803e-07 | 2.1643e-07 | 0 | 2.1643e-07 | 0 | 0 | 0 | 0 | 0 | 0
[79 empty] | WLDFR | HFTD - Distribution - Tier 3 - 5QU CoRE ¦ 5QU LoRE | Non-Red Flag Warning - Large Fires | 2022 | 2.069e-08 | 2.1847e-08 | 3.7919e-08 | 0 | 5.2406 | 0.69642 | 2.942 | 1.6022 | 0 | 0 | 0 | 0 | 5.0764e-06 | 1.0843e-07 | 0 | 1.0843e-07 | 1.1449e-07 | 0 | 1.1449e-07 | 1.9871e-07 | 0 | 1.9871e-07 | 0 | 0 | 0
[79 empty] | WLDFR | HFTD - Distribution - Tier 3 - 5QU CoRE ¦ 5QU LoRE | Non-Red Flag Warning - Large Fires | 2023 | 2.069e-08 | 2.1847e-08 | 2.1833e-08 | 3.6113e-08 | 5.475 | 0.71896 | 3.0715 | 1.6846 | 0 | 0 | 0 | 0 | 5.0764e-06 | 1.1328e-07 | 0 | 1.1328e-07 | 1.1961e-07 | 0 | 1.1961e-07 | 1.1954e-07 | 0 | 1.1954e-07 | 1.9772e-07 | 0 | 1.9772e-07
[79 empty] | WLDFR | HFTD - Distribution - Tier 3 - 5QU CoRE ¦ 5QU LoRE | Non-Red Flag Warning - Large Fires | 2024 | 2.069e-08 | 2.1847e-08 | 2.1833e-08 | 2.0794e-08 | 5.475 | 0.71896 | 3.0715 | 1.6846 | 0 | 0 | 0 | 0 | 5.0764e-06 | 1.1328e-07 | 0 | 1.1328e-07 | 1.1961e-07 | 0 | 1.1961e-07 | 1.1954e-07 | 0 | 1.1954e-07 | 1.1385e-07 | 0 | 1.1385e-07
[79 empty] | WLDFR | HFTD - Distribution - Tier 3 - 5QU CoRE ¦ 5QU LoRE | Non-Red Flag Warning - Large Fires | 2025 | 2.069e-08 | 2.1847e-08 | 2.1833e-08 | 2.0794e-08 | 5.475 | 0.71896 | 3.0715 | 1.6846 | 0 | 0 | 0 | 0 | 5.0764e-06 | 1.1328e-07 | 0 | 1.1328e-07 | 1.1961e-07 | 0 | 1.1961e-07 | 1.1954e-07 | 0 | 1.1954e-07 | 1.1385e-07 | 0 | 1.1385e-07
[79 empty] | WLDFR | HFTD - Distribution - Tier 3 - 5QU CoRE ¦ 5QU LoRE | Non-Red Flag Warning - Large Fires | 2026 | 2.069e-08 | 2.1847e-08 | 2.1833e-08 | 2.0794e-08 | 5.475 | 0.71896 | 3.0715 | 1.6846 | 0 | 0 | 0 | 0 | 5.0764e-06 | 1.1328e-07 | 0 | 1.1328e-07 | 1.1961e-07 | 0 | 1.1961e-07 | 1.1954e-07 | 0 | 1.1954e-07 | 1.1385e-07 | 0 | 1.1385e-07
[79 empty] | WLDFR | HFTD - Distribution - Tier 3 - 5QU CoRE ¦ 5QU LoRE | Non-Red Flag Warning - Large Fires | 2027 | 2.069e-08 | 2.1847e-08 | 2.1833e-08 | 2.0794e-08 | 5.475 | 0.71896 | 3.0715 | 1.6846 | 0 | 0 | 0 | 0 | 5.0764e-06 | 1.1328e-07 | 0 | 1.1328e-07 | 1.1961e-07 | 0 | 1.1961e-07 | 1.1954e-07 | 0 | 1.1954e-07 | 1.1385e-07 | 0 | 1.1385e-07
[79 empty] | WLDFR | HFTD - Distribution - Tier 3 - 5QU CoRE ¦ 5QU LoRE | Non-Red Flag Warning - Large Fires | 2028 | 2.069e-08 | 2.1847e-08 | 2.1833e-08 | 2.0794e-08 | 5.777 | 0.74734 | 3.238 | 1.7917 | 0 | 0 | 0 | 0 | 5.0764e-06 | 1.1953e-07 | 0 | 1.1953e-07 | 1.2621e-07 | 0 | 1.2621e-07 | 1.2613e-07 | 0 | 1.2613e-07 | 1.2013e-07 | 0 | 1.2013e-07
[79 empty] | WLDFR | HFTD - Distribution - Tier 3 - 5QU CoRE ¦ 5QU LoRE | Non-Red Flag Warning - Large Fires | 2029 | 2.069e-08 | 2.1847e-08 | 2.1833e-08 | 2.0794e-08 | 5.777 | 0.74734 | 3.238 | 1.7917 | 0 | 0 | 0 | 0 | 5.0764e-06 | 1.1953e-07 | 0 | 1.1953e-07 | 1.2621e-07 | 0 | 1.2621e-07 | 1.2613e-07 | 0 | 1.2613e-07 | 1.2013e-07 | 0 | 1.2013e-07
[79 empty] | WLDFR | HFTD - Distribution - Tier 3 - 5QU CoRE ¦ 5QU LoRE | Non-Red Flag Warning - Large Fires | 2030 | 2.069e-08 | 2.1847e-08 | 2.1833e-08 | 2.0794e-08 | 5.777 | 0.74734 | 3.238 | 1.7917 | 0 | 0 | 0 | 0 | 5.0764e-06 | 1.1953e-07 | 0 | 1.1953e-07 | 1.2621e-07 | 0 | 1.2621e-07 | 1.2613e-07 | 0 | 1.2613e-07 | 1.2013e-07 | 0 | 1.2013e-07
[79 empty] | WLDFR | HFTD - Distribution - Tier 3 - 5QU CoRE ¦ 5QU LoRE | Non-Red Flag Warning - Large Fires | 2031 | 2.069e-08 | 2.1847e-08 | 2.1833e-08 | 2.0794e-08 | 5.777 | 0.74734 | 3.238 | 1.7917 | 0 | 0 | 0 | 0 | 5.0764e-06 | 1.1953e-07 | 0 | 1.1953e-07 | 1.2621e-07 | 0 | 1.2621e-07 | 1.2613e-07 | 0 | 1.2613e-07 | 1.2013e-07 | 0 | 1.2013e-07
[79 empty] | WLDFR | HFTD - Distribution - Tier 3 - 5QU CoRE ¦ 5QU LoRE | Non-Red Flag Warning - Large Fires | 2032 | 2.069e-08 | 2.1847e-08 | 2.1833e-08 | 2.0794e-08 | 5.777 | 0.74734 | 3.238 | 1.7917 | 0 | 0 | 0 | 0 | 5.0764e-06 | 1.1953e-07 | 0 | 1.1953e-07 | 1.2621e-07 | 0 | 1.2621e-07 | 1.2613e-07 | 0 | 1.2613e-07 | 1.2013e-07 | 0 | 1.2013e-07
[79 empty] | WLDFR | HFTD - Distribution - Tier 3 - 5QU CoRE ¦ 5QU LoRE | Non-Red Flag Warning - Large Fires | 2033 | 2.069e-08 | 2.1847e-08 | 2.1833e-08 | 2.0794e-08 | 6.1205 | 0.77885 | 3.4265 | 1.9151 | 0 | 0 | 0 | 0 | 5.0764e-06 | 1.2663e-07 | 0 | 1.2663e-07 | 1.3371e-07 | 0 | 1.3371e-07 | 1.3363e-07 | 0 | 1.3363e-07 | 1.2727e-07 | 0 | 1.2727e-07
[79 empty] | WLDFR | HFTD - Distribution - Tier 3 - 5QU CoRE ¦ 5QU LoRE | Non-Red Flag Warning - Large Fires | 2034 | 2.069e-08 | 2.1847e-08 | 2.1833e-08 | 2.0794e-08 | 6.1205 | 0.77885 | 3.4265 | 1.9151 | 0 | 0 | 0 | 0 | 5.0764e-06 | 1.2663e-07 | 0 | 1.2663e-07 | 1.3371e-07 | 0 | 1.3371e-07 | 1.3363e-07 | 0 | 1.3363e-07 | 1.2727e-07 | 0 | 1.2727e-07
[79 empty] | WLDFR | HFTD - Distribution - Tier 3 - 5QU CoRE ¦ 5QU LoRE | Non-Red Flag Warning - Large Fires | 2035 | 2.069e-08 | 2.1847e-08 | 2.1833e-08 | 2.0794e-08 | 6.1205 | 0.77885 | 3.4265 | 1.9151 | 0 | 0 | 0 | 0 | 5.0764e-06 | 1.2663e-07 | 0 | 1.2663e-07 | 1.3371e-07 | 0 | 1.3371e-07 | 1.3363e-07 | 0 | 1.3363e-07 | 1.2727e-07 | 0 | 1.2727e-07
[79 empty] | WLDFR | HFTD - Distribution - Tier 3 - 5QU CoRE ¦ 5QU LoRE | Non-Red Flag Warning - Large Fires | 2036 | 2.069e-08 | 2.1847e-08 | 2.1833e-08 | 2.0794e-08 | 6.1205 | 0.77885 | 3.4265 | 1.9151 | 0 | 0 | 0 | 0 | 5.0764e-06 | 1.2663e-07 | 0 | 1.2663e-07 | 1.3371e-07 | 0 | 1.3371e-07 | 1.3363e-07 | 0 | 1.3363e-07 | 1.2727e-07 | 0 | 1.2727e-07
[79 empty] | WLDFR | HFTD - Distribution - Tier 3 - 5QU CoRE ¦ 5QU LoRE | Non-Red Flag Warning - Large Fires | 2037 | 2.069e-08 | 2.1847e-08 | 2.1833e-08 | 2.0794e-08 | 6.1205 | 0.77885 | 3.4265 | 1.9151 | 0 | 0 | 0 | 0 | 5.0764e-06 | 1.2663e-07 | 0 | 1.2663e-07 | 1.3371e-07 | 0 | 1.3371e-07 | 1.3363e-07 | 0 | 1.3363e-07 | 1.2727e-07 | 0 | 1.2727e-07
[79 empty] | WLDFR | HFTD - Distribution - Tier 3 - 5QU CoRE ¦ 5QU LoRE | Non-Red Flag Warning - Large Fires | 2038 | 2.069e-08 | 2.1847e-08 | 2.1833e-08 | 2.0794e-08 | 6.5028 | 0.81304 | 3.6355 | 2.0543 | 0 | 0 | 0 | 0 | 5.0764e-06 | 1.3454e-07 | 0 | 1.3454e-07 | 1.4206e-07 | 0 | 1.4206e-07 | 1.4198e-07 | 0 | 1.4198e-07 | 1.3522e-07 | 0 | 1.3522e-07
[79 empty] | WLDFR | HFTD - Distribution - Tier 3 - 5QU CoRE ¦ 5QU LoRE | Non-Red Flag Warning - Large Fires | 2039 | 2.069e-08 | 2.1847e-08 | 2.1833e-08 | 2.0794e-08 | 6.5028 | 0.81304 | 3.6355 | 2.0543 | 0 | 0 | 0 | 0 | 5.0764e-06 | 1.3454e-07 | 0 | 1.3454e-07 | 1.4206e-07 | 0 | 1.4206e-07 | 1.4198e-07 | 0 | 1.4198e-07 | 1.3522e-07 | 0 | 1.3522e-07
[79 empty] | WLDFR | HFTD - Distribution - Tier 3 - 5QU CoRE ¦ 5QU LoRE | Non-Red Flag Warning - Large Fires | 2040 | 2.069e-08 | 2.1847e-08 | 2.1833e-08 | 2.0794e-08 | 6.5028 | 0.81304 | 3.6355 | 2.0543 | 0 | 0 | 0 | 0 | 5.0764e-06 | 1.3454e-07 | 0 | 1.3454e-07 | 1.4206e-07 | 0 | 1.4206e-07 | 1.4198e-07 | 0 | 1.4198e-07 | 1.3522e-07 | 0 | 1.3522e-07
[79 empty] | WLDFR | HFTD - Distribution - Tier 3 - 5QU CoRE ¦ 5QU LoRE | Non-Red Flag Warning - Large Fires | 2041 | 2.069e-08 | 2.1847e-08 | 2.1833e-08 | 2.0794e-08 | 6.5028 | 0.81304 | 3.6355 | 2.0543 | 0 | 0 | 0 | 0 | 5.0764e-06 | 1.3454e-07 | 0 | 1.3454e-07 | 1.4206e-07 | 0 | 1.4206e-07 | 1.4198e-07 | 0 | 1.4198e-07 | 1.3522e-07 | 0 | 1.3522e-07
[79 empty] | WLDFR | HFTD - Distribution - Tier 3 - 5QU CoRE ¦ 5QU LoRE | Non-Red Flag Warning - Large Fires | 2042 | 2.069e-08 | 2.1847e-08 | 2.1833e-08 | 2.0794e-08 | 6.5028 | 0.81304 | 3.6355 | 2.0543 | 0 | 0 | 0 | 0 | 5.0764e-06 | 1.3454e-07 | 0 | 1.3454e-07 | 1.4206e-07 | 0 | 1.4206e-07 | 1.4198e-07 | 0 | 1.4198e-07 | 1.3522e-07 | 0 | 1.3522e-07
[79 empty] | WLDFR | HFTD - Distribution - Tier 3 - 5QU CoRE ¦ 5QU LoRE | Non-Red Flag Warning - Large Fires | 2043 | 2.069e-08 | 2.1847e-08 | 2.1833e-08 | 2.0794e-08 | 6.9209 | 0.84944 | 3.8632 | 2.2083 | 0 | 0 | 0 | 0 | 5.0764e-06 | 1.4319e-07 | 0 | 1.4319e-07 | 1.512e-07 | 0 | 1.512e-07 | 1.5111e-07 | 0 | 1.5111e-07 | 1.4391e-07 | 0 | 1.4391e-07
[79 empty] | WLDFR | HFTD - Distribution - Tier 3 - 5QU CoRE ¦ 5QU LoRE | Non-Red Flag Warning - Large Fires | 2044 | 2.069e-08 | 2.1847e-08 | 2.1833e-08 | 2.0794e-08 | 6.9209 | 0.84944 | 3.8632 | 2.2083 | 0 | 0 | 0 | 0 | 5.0764e-06 | 1.4319e-07 | 0 | 1.4319e-07 | 1.512e-07 | 0 | 1.512e-07 | 1.5111e-07 | 0 | 1.5111e-07 | 1.4391e-07 | 0 | 1.4391e-07
[79 empty] | WLDFR | HFTD - Distribution - Tier 3 - 5QU CoRE ¦ 5QU LoRE | Non-Red Flag Warning - Large Fires | 2045 | 2.069e-08 | 2.1847e-08 | 2.1833e-08 | 2.0794e-08 | 6.9209 | 0.84944 | 3.8632 | 2.2083 | 0 | 0 | 0 | 0 | 5.0764e-06 | 1.4319e-07 | 0 | 1.4319e-07 | 1.512e-07 | 0 | 1.512e-07 | 1.5111e-07 | 0 | 1.5111e-07 | 1.4391e-07 | 0 | 1.4391e-07
[79 empty] | WLDFR | HFTD - Distribution - Tier 3 - 5QU CoRE ¦ 5QU LoRE | Non-Red Flag Warning - Large Fires | 2046 | 2.069e-08 | 2.1847e-08 | 2.1833e-08 | 2.0794e-08 | 6.9209 | 0.84944 | 3.8632 | 2.2083 | 0 | 0 | 0 | 0 | 5.0764e-06 | 1.4319e-07 | 0 | 1.4319e-07 | 1.512e-07 | 0 | 1.512e-07 | 1.5111e-07 | 0 | 1.5111e-07 | 1.4391e-07 | 0 | 1.4391e-07
[79 empty] | WLDFR | HFTD - Distribution - Tier 3 - 5QU CoRE ¦ 5QU LoRE | Non-Red Flag Warning - Large Fires | 2047 | 2.069e-08 | 2.1847e-08 | 2.1833e-08 | 2.0794e-08 | 6.9209 | 0.84944 | 3.8632 | 2.2083 | 0 | 0 | 0 | 0 | 5.0764e-06 | 1.4319e-07 | 0 | 1.4319e-07 | 1.512e-07 | 0 | 1.512e-07 | 1.5111e-07 | 0 | 1.5111e-07 | 1.4391e-07 | 0 | 1.4391e-07
[79 empty] | WLDFR | HFTD - Distribution - Tier 3 - 5QU CoRE ¦ 5QU LoRE | Non-Red Flag Warning - Large Fires | 2048 | 2.069e-08 | 2.1847e-08 | 2.1833e-08 | 2.0794e-08 | 7.3713 | 0.88759 | 4.1075 | 2.3763 | 0 | 0 | 0 | 0 | 5.0764e-06 | 1.5251e-07 | 0 | 1.5251e-07 | 1.6104e-07 | 0 | 1.6104e-07 | 1.6094e-07 | 0 | 1.6094e-07 | 1.5328e-07 | 0 | 1.5328e-07
[79 empty] | WLDFR | HFTD - Distribution - Tier 3 - 5QU CoRE ¦ 5QU LoRE | Non-Red Flag Warning - Large Fires | 2049 | 2.069e-08 | 2.1847e-08 | 2.1833e-08 | 2.0794e-08 | 7.3713 | 0.88759 | 4.1075 | 2.3763 | 0 | 0 | 0 | 0 | 5.0764e-06 | 1.5251e-07 | 0 | 1.5251e-07 | 1.6104e-07 | 0 | 1.6104e-07 | 1.6094e-07 | 0 | 1.6094e-07 | 1.5328e-07 | 0 | 1.5328e-07
[79 empty] | WLDFR | HFTD - Distribution - Tier 3 - 5QU CoRE ¦ 5QU LoRE | Non-Red Flag Warning - Large Fires | 2050 | 0 | 2.1847e-08 | 2.1833e-08 | 2.0794e-08 | 7.3713 | 0.88759 | 4.1075 | 2.3763 | 0 | 0 | 0 | 0 | 5.0764e-06 | 0 | 0 | 0 | 1.6104e-07 | 0 | 1.6104e-07 | 1.6094e-07 | 0 | 1.6094e-07 | 1.5328e-07 | 0 | 1.5328e-07
[79 empty] | WLDFR | HFTD - Distribution - Tier 3 - 5QU CoRE ¦ 5QU LoRE | Non-Red Flag Warning - Large Fires | 2051 | 0 | 0 | 2.1833e-08 | 2.0794e-08 | 7.3713 | 0.88759 | 4.1075 | 2.3763 | 0 | 0 | 0 | 0 | 5.0764e-06 | 0 | 0 | 0 | 0 | 0 | 0 | 1.6094e-07 | 0 | 1.6094e-07 | 1.5328e-07 | 0 | 1.5328e-07
[79 empty] | WLDFR | HFTD - Distribution - Tier 3 - 5QU CoRE ¦ 5QU LoRE | Non-Red Flag Warning - Large Fires | 2052 | 0 | 0 | 0 | 2.0794e-08 | 7.3713 | 0.88759 | 4.1075 | 2.3763 | 0 | 0 | 0 | 0 | 5.0764e-06 | 0 | 0 | 0 | 0 | 0 | 0 | 0 | 0 | 0 | 1.5328e-07 | 0 | 1.5328e-07
[79 empty] | WLDFR | HFTD - Distribution - Tier 3 - 5QU CoRE ¦ 5QU LoRE | Non-Red Flag Warning - Small Fires | 2020 | 1.6672e-05 | 0 | 0 | 0 | 0.077901 | 0.036425 | 0.0015809 | 0.039895 | 0 | 0 | 0 | 0 | 0.0022312 | 1.2987e-06 | 0 | 1.2987e-06 | 0 | 0 | 0 | 0 | 0 | 0 | 0 | 0 | 0
[79 empty] | WLDFR | HFTD - Distribution - Tier 3 - 5QU CoRE ¦ 5QU LoRE | Non-Red Flag Warning - Small Fires | 2021 | 9.5991e-06 | 1.7604e-05 | 0 | 0 | 0.077901 | 0.036425 | 0.0015809 | 0.039895 | 0 | 0 | 0 | 0 | 0.0022312 | 7.4778e-07 | 0 | 7.4778e-07 | 1.3714e-06 | 0 | 1.3714e-06 | 0 | 0 | 0 | 0 | 0 | 0
[79 empty] | WLDFR | HFTD - Distribution - Tier 3 - 5QU CoRE ¦ 5QU LoRE | Non-Red Flag Warning - Small Fires | 2022 | 8.8697e-06 | 9.3656e-06 | 1.6257e-05 | 0 | 0.077901 | 0.036425 | 0.0015809 | 0.039895 | 0 | 0 | 0 | 0 | 0.0022082 | 6.9095e-07 | 0 | 6.9095e-07 | 7.2959e-07 | 0 | 7.2959e-07 | 1.2665e-06 | 0 | 1.2665e-06 | 0 | 0 | 0
[79 empty] | WLDFR | HFTD - Distribution - Tier 3 - 5QU CoRE ¦ 5QU LoRE | Non-Red Flag Warning - Small Fires | 2023 | 8.8697e-06 | 9.3656e-06 | 9.3599e-06 | 1.5483e-05 | 0.080408 | 0.03759 | 0.0016314 | 0.041187 | 0 | 0 | 0 | 0 | 0.0022082 | 7.132e-07 | 0 | 7.132e-07 | 7.5307e-07 | 0 | 7.5307e-07 | 7.5262e-07 | 0 | 7.5262e-07 | 1.245e-06 | 0 | 1.245e-06
[79 empty] | WLDFR | HFTD - Distribution - Tier 3 - 5QU CoRE ¦ 5QU LoRE | Non-Red Flag Warning - Small Fires | 2024 | 8.8697e-06 | 9.3656e-06 | 9.3599e-06 | 8.9142e-06 | 0.080408 | 0.03759 | 0.0016314 | 0.041187 | 0 | 0 | 0 | 0 | 0.0022082 | 7.132e-07 | 0 | 7.132e-07 | 7.5307e-07 | 0 | 7.5307e-07 | 7.5262e-07 | 0 | 7.5262e-07 | 7.1678e-07 | 0 | 7.1678e-07
[79 empty] | WLDFR | HFTD - Distribution - Tier 3 - 5QU CoRE ¦ 5QU LoRE | Non-Red Flag Warning - Small Fires | 2025 | 8.8697e-06 | 9.3656e-06 | 9.3599e-06 | 8.9142e-06 | 0.080408 | 0.03759 | 0.0016314 | 0.041187 | 0 | 0 | 0 | 0 | 0.0022082 | 7.132e-07 | 0 | 7.132e-07 | 7.5307e-07 | 0 | 7.5307e-07 | 7.5262e-07 | 0 | 7.5262e-07 | 7.1678e-07 | 0 | 7.1678e-07
[79 empty] | WLDFR | HFTD - Distribution - Tier 3 - 5QU CoRE ¦ 5QU LoRE | Non-Red Flag Warning - Small Fires | 2026 | 8.8697e-06 | 9.3656e-06 | 9.3599e-06 | 8.9142e-06 | 0.080408 | 0.03759 | 0.0016314 | 0.041187 | 0 | 0 | 0 | 0 | 0.0022082 | 7.132e-07 | 0 | 7.132e-07 | 7.5307e-07 | 0 | 7.5307e-07 | 7.5262e-07 | 0 | 7.5262e-07 | 7.1678e-07 | 0 | 7.1678e-07
[79 empty] | WLDFR | HFTD - Distribution - Tier 3 - 5QU CoRE ¦ 5QU LoRE | Non-Red Flag Warning - Small Fires | 2027 | 8.8697e-06 | 9.3656e-06 | 9.3599e-06 | 8.9142e-06 | 0.080408 | 0.03759 | 0.0016314 | 0.041187 | 0 | 0 | 0 | 0 | 0.0022082 | 7.132e-07 | 0 | 7.132e-07 | 7.5307e-07 | 0 | 7.5307e-07 | 7.5262e-07 | 0 | 7.5262e-07 | 7.1678e-07 | 0 | 7.1678e-07
[79 empty] | WLDFR | HFTD - Distribution - Tier 3 - 5QU CoRE ¦ 5QU LoRE | Non-Red Flag Warning - Small Fires | 2028 | 8.8697e-06 | 9.3656e-06 | 9.3599e-06 | 8.9142e-06 | 0.083606 | 0.039055 | 0.001695 | 0.042856 | 0 | 0 | 0 | 0 | 0.0022082 | 7.4156e-07 | 0 | 7.4156e-07 | 7.8303e-07 | 0 | 7.8303e-07 | 7.8255e-07 | 0 | 7.8255e-07 | 7.4529e-07 | 0 | 7.4529e-07
[79 empty] | WLDFR | HFTD - Distribution - Tier 3 - 5QU CoRE ¦ 5QU LoRE | Non-Red Flag Warning - Small Fires | 2029 | 8.8697e-06 | 9.3656e-06 | 9.3599e-06 | 8.9142e-06 | 0.083606 | 0.039055 | 0.001695 | 0.042856 | 0 | 0 | 0 | 0 | 0.0022082 | 7.4156e-07 | 0 | 7.4156e-07 | 7.8303e-07 | 0 | 7.8303e-07 | 7.8255e-07 | 0 | 7.8255e-07 | 7.4529e-07 | 0 | 7.4529e-07
[79 empty] | WLDFR | HFTD - Distribution - Tier 3 - 5QU CoRE ¦ 5QU LoRE | Non-Red Flag Warning - Small Fires | 2030 | 8.8697e-06 | 9.3656e-06 | 9.3599e-06 | 8.9142e-06 | 0.083606 | 0.039055 | 0.001695 | 0.042856 | 0 | 0 | 0 | 0 | 0.0022082 | 7.4156e-07 | 0 | 7.4156e-07 | 7.8303e-07 | 0 | 7.8303e-07 | 7.8255e-07 | 0 | 7.8255e-07 | 7.4529e-07 | 0 | 7.4529e-07
[79 empty] | WLDFR | HFTD - Distribution - Tier 3 - 5QU CoRE ¦ 5QU LoRE | Non-Red Flag Warning - Small Fires | 2031 | 8.8697e-06 | 9.3656e-06 | 9.3599e-06 | 8.9142e-06 | 0.083606 | 0.039055 | 0.001695 | 0.042856 | 0 | 0 | 0 | 0 | 0.0022082 | 7.4156e-07 | 0 | 7.4156e-07 | 7.8303e-07 | 0 | 7.8303e-07 | 7.8255e-07 | 0 | 7.8255e-07 | 7.4529e-07 | 0 | 7.4529e-07
[79 empty] | WLDFR | HFTD - Distribution - Tier 3 - 5QU CoRE ¦ 5QU LoRE | Non-Red Flag Warning - Small Fires | 2032 | 8.8697e-06 | 9.3656e-06 | 9.3599e-06 | 8.9142e-06 | 0.083606 | 0.039055 | 0.001695 | 0.042856 | 0 | 0 | 0 | 0 | 0.0022082 | 7.4156e-07 | 0 | 7.4156e-07 | 7.8303e-07 | 0 | 7.8303e-07 | 7.8255e-07 | 0 | 7.8255e-07 | 7.4529e-07 | 0 | 7.4529e-07
[79 empty] | WLDFR | HFTD - Distribution - Tier 3 - 5QU CoRE ¦ 5QU LoRE | Non-Red Flag Warning - Small Fires | 2033 | 8.8697e-06 | 9.3656e-06 | 9.3599e-06 | 8.9142e-06 | 0.087211 | 0.040679 | 0.0017655 | 0.044766 | 0 | 0 | 0 | 0 | 0.0022082 | 7.7354e-07 | 0 | 7.7354e-07 | 8.1678e-07 | 0 | 8.1678e-07 | 8.1629e-07 | 0 | 8.1629e-07 | 7.7742e-07 | 0 | 7.7742e-07
[79 empty] | WLDFR | HFTD - Distribution - Tier 3 - 5QU CoRE ¦ 5QU LoRE | Non-Red Flag Warning - Small Fires | 2034 | 8.8697e-06 | 9.3656e-06 | 9.3599e-06 | 8.9142e-06 | 0.087211 | 0.040679 | 0.0017655 | 0.044766 | 0 | 0 | 0 | 0 | 0.0022082 | 7.7354e-07 | 0 | 7.7354e-07 | 8.1678e-07 | 0 | 8.1678e-07 | 8.1629e-07 | 0 | 8.1629e-07 | 7.7742e-07 | 0 | 7.7742e-07
[79 empty] | WLDFR | HFTD - Distribution - Tier 3 - 5QU CoRE ¦ 5QU LoRE | Non-Red Flag Warning - Small Fires | 2035 | 8.8697e-06 | 9.3656e-06 | 9.3599e-06 | 8.9142e-06 | 0.087211 | 0.040679 | 0.0017655 | 0.044766 | 0 | 0 | 0 | 0 | 0.0022082 | 7.7354e-07 | 0 | 7.7354e-07 | 8.1678e-07 | 0 | 8.1678e-07 | 8.1629e-07 | 0 | 8.1629e-07 | 7.7742e-07 | 0 | 7.7742e-07
[79 empty] | WLDFR | HFTD - Distribution - Tier 3 - 5QU CoRE ¦ 5QU LoRE | Non-Red Flag Warning - Small Fires | 2036 | 8.8697e-06 | 9.3656e-06 | 9.3599e-06 | 8.9142e-06 | 0.087211 | 0.040679 | 0.0017655 | 0.044766 | 0 | 0 | 0 | 0 | 0.0022082 | 7.7354e-07 | 0 | 7.7354e-07 | 8.1678e-07 | 0 | 8.1678e-07 | 8.1629e-07 | 0 | 8.1629e-07 | 7.7742e-07 | 0 | 7.7742e-07
[79 empty] | WLDFR | HFTD - Distribution - Tier 3 - 5QU CoRE ¦ 5QU LoRE | Non-Red Flag Warning - Small Fires | 2037 | 8.8697e-06 | 9.3656e-06 | 9.3599e-06 | 8.9142e-06 | 0.087211 | 0.040679 | 0.0017655 | 0.044766 | 0 | 0 | 0 | 0 | 0.0022082 | 7.7354e-07 | 0 | 7.7354e-07 | 8.1678e-07 | 0 | 8.1678e-07 | 8.1629e-07 | 0 | 8.1629e-07 | 7.7742e-07 | 0 | 7.7742e-07
[79 empty] | WLDFR | HFTD - Distribution - Tier 3 - 5QU CoRE ¦ 5QU LoRE | Non-Red Flag Warning - Small Fires | 2038 | 8.8697e-06 | 9.3656e-06 | 9.3599e-06 | 8.9142e-06 | 0.091184 | 0.042438 | 0.0018418 | 0.046905 | 0 | 0 | 0 | 0 | 0.0022082 | 8.0878e-07 | 0 | 8.0878e-07 | 8.54e-07 | 0 | 8.54e-07 | 8.5348e-07 | 0 | 8.5348e-07 | 8.1284e-07 | 0 | 8.1284e-07
[79 empty] | WLDFR | HFTD - Distribution - Tier 3 - 5QU CoRE ¦ 5QU LoRE | Non-Red Flag Warning - Small Fires | 2039 | 8.8697e-06 | 9.3656e-06 | 9.3599e-06 | 8.9142e-06 | 0.091184 | 0.042438 | 0.0018418 | 0.046905 | 0 | 0 | 0 | 0 | 0.0022082 | 8.0878e-07 | 0 | 8.0878e-07 | 8.54e-07 | 0 | 8.54e-07 | 8.5348e-07 | 0 | 8.5348e-07 | 8.1284e-07 | 0 | 8.1284e-07
[79 empty] | WLDFR | HFTD - Distribution - Tier 3 - 5QU CoRE ¦ 5QU LoRE | Non-Red Flag Warning - Small Fires | 2040 | 8.8697e-06 | 9.3656e-06 | 9.3599e-06 | 8.9142e-06 | 0.091184 | 0.042438 | 0.0018418 | 0.046905 | 0 | 0 | 0 | 0 | 0.0022082 | 8.0878e-07 | 0 | 8.0878e-07 | 8.54e-07 | 0 | 8.54e-07 | 8.5348e-07 | 0 | 8.5348e-07 | 8.1284e-07 | 0 | 8.1284e-07
[79 empty] | WLDFR | HFTD - Distribution - Tier 3 - 5QU CoRE ¦ 5QU LoRE | Non-Red Flag Warning - Small Fires | 2041 | 8.8697e-06 | 9.3656e-06 | 9.3599e-06 | 8.9142e-06 | 0.091184 | 0.042438 | 0.0018418 | 0.046905 | 0 | 0 | 0 | 0 | 0.0022082 | 8.0878e-07 | 0 | 8.0878e-07 | 8.54e-07 | 0 | 8.54e-07 | 8.5348e-07 | 0 | 8.5348e-07 | 8.1284e-07 | 0 | 8.1284e-07
[79 empty] | WLDFR | HFTD - Distribution - Tier 3 - 5QU CoRE ¦ 5QU LoRE | Non-Red Flag Warning - Small Fires | 2042 | 8.8697e-06 | 9.3656e-06 | 9.3599e-06 | 8.9142e-06 | 0.091184 | 0.042438 | 0.0018418 | 0.046905 | 0 | 0 | 0 | 0 | 0.0022082 | 8.0878e-07 | 0 | 8.0878e-07 | 8.54e-07 | 0 | 8.54e-07 | 8.5348e-07 | 0 | 8.5348e-07 | 8.1284e-07 | 0 | 8.1284e-07
[79 empty] | WLDFR | HFTD - Distribution - Tier 3 - 5QU CoRE ¦ 5QU LoRE | Non-Red Flag Warning - Small Fires | 2043 | 8.8697e-06 | 9.3656e-06 | 9.3599e-06 | 8.9142e-06 | 0.095486 | 0.044306 | 0.0019228 | 0.049257 | 0 | 0 | 0 | 0 | 0.0022082 | 8.4693e-07 | 0 | 8.4693e-07 | 8.9428e-07 | 0 | 8.9428e-07 | 8.9374e-07 | 0 | 8.9374e-07 | 8.5118e-07 | 0 | 8.5118e-07
[79 empty] | WLDFR | HFTD - Distribution - Tier 3 - 5QU CoRE ¦ 5QU LoRE | Non-Red Flag Warning - Small Fires | 2044 | 8.8697e-06 | 9.3656e-06 | 9.3599e-06 | 8.9142e-06 | 0.095486 | 0.044306 | 0.0019228 | 0.049257 | 0 | 0 | 0 | 0 | 0.0022082 | 8.4693e-07 | 0 | 8.4693e-07 | 8.9428e-07 | 0 | 8.9428e-07 | 8.9374e-07 | 0 | 8.9374e-07 | 8.5118e-07 | 0 | 8.5118e-07
[79 empty] | WLDFR | HFTD - Distribution - Tier 3 - 5QU CoRE ¦ 5QU LoRE | Non-Red Flag Warning - Small Fires | 2045 | 8.8697e-06 | 9.3656e-06 | 9.3599e-06 | 8.9142e-06 | 0.095486 | 0.044306 | 0.0019228 | 0.049257 | 0 | 0 | 0 | 0 | 0.0022082 | 8.4693e-07 | 0 | 8.4693e-07 | 8.9428e-07 | 0 | 8.9428e-07 | 8.9374e-07 | 0 | 8.9374e-07 | 8.5118e-07 | 0 | 8.5118e-07
[79 empty] | WLDFR | HFTD - Distribution - Tier 3 - 5QU CoRE ¦ 5QU LoRE | Non-Red Flag Warning - Small Fires | 2046 | 8.8697e-06 | 9.3656e-06 | 9.3599e-06 | 8.9142e-06 | 0.095486 | 0.044306 | 0.0019228 | 0.049257 | 0 | 0 | 0 | 0 | 0.0022082 | 8.4693e-07 | 0 | 8.4693e-07 | 8.9428e-07 | 0 | 8.9428e-07 | 8.9374e-07 | 0 | 8.9374e-07 | 8.5118e-07 | 0 | 8.5118e-07
[79 empty] | WLDFR | HFTD - Distribution - Tier 3 - 5QU CoRE ¦ 5QU LoRE | Non-Red Flag Warning - Small Fires | 2047 | 8.8697e-06 | 9.3656e-06 | 9.3599e-06 | 8.9142e-06 | 0.095486 | 0.044306 | 0.0019228 | 0.049257 | 0 | 0 | 0 | 0 | 0.0022082 | 8.4693e-07 | 0 | 8.4693e-07 | 8.9428e-07 | 0 | 8.9428e-07 | 8.9374e-07 | 0 | 8.9374e-07 | 8.5118e-07 | 0 | 8.5118e-07
[79 empty] | WLDFR | HFTD - Distribution - Tier 3 - 5QU CoRE ¦ 5QU LoRE | Non-Red Flag Warning - Small Fires | 2048 | 8.8697e-06 | 9.3656e-06 | 9.3599e-06 | 8.9142e-06 | 0.10007 | 0.04626 | 0.0020076 | 0.051804 | 0 | 0 | 0 | 0 | 0.0022082 | 8.8761e-07 | 0 | 8.8761e-07 | 9.3723e-07 | 0 | 9.3723e-07 | 9.3666e-07 | 0 | 9.3666e-07 | 8.9206e-07 | 0 | 8.9206e-07
[79 empty] | WLDFR | HFTD - Distribution - Tier 3 - 5QU CoRE ¦ 5QU LoRE | Non-Red Flag Warning - Small Fires | 2049 | 8.8697e-06 | 9.3656e-06 | 9.3599e-06 | 8.9142e-06 | 0.10007 | 0.04626 | 0.0020076 | 0.051804 | 0 | 0 | 0 | 0 | 0.0022082 | 8.8761e-07 | 0 | 8.8761e-07 | 9.3723e-07 | 0 | 9.3723e-07 | 9.3666e-07 | 0 | 9.3666e-07 | 8.9206e-07 | 0 | 8.9206e-07
[79 empty] | WLDFR | HFTD - Distribution - Tier 3 - 5QU CoRE ¦ 5QU LoRE | Non-Red Flag Warning - Small Fires | 2050 | 0 | 9.3656e-06 | 9.3599e-06 | 8.9142e-06 | 0.10007 | 0.04626 | 0.0020076 | 0.051804 | 0 | 0 | 0 | 0 | 0.0022082 | 0 | 0 | 0 | 9.3723e-07 | 0 | 9.3723e-07 | 9.3666e-07 | 0 | 9.3666e-07 | 8.9206e-07 | 0 | 8.9206e-07
[79 empty] | WLDFR | HFTD - Distribution - Tier 3 - 5QU CoRE ¦ 5QU LoRE | Non-Red Flag Warning - Small Fires | 2051 | 0 | 0 | 9.3599e-06 | 8.9142e-06 | 0.10007 | 0.04626 | 0.0020076 | 0.051804 | 0 | 0 | 0 | 0 | 0.0022082 | 0 | 0 | 0 | 0 | 0 | 0 | 9.3666e-07 | 0 | 9.3666e-07 | 8.9206e-07 | 0 | 8.9206e-07
[79 empty] | WLDFR | HFTD - Distribution - Tier 3 - 5QU CoRE ¦ 5QU LoRE | Non-Red Flag Warning - Small Fires | 2052 | 0 | 0 | 0 | 8.9142e-06 | 0.10007 | 0.04626 | 0.0020076 | 0.051804 | 0 | 0 | 0 | 0 | 0.0022082 | 0 | 0 | 0 | 0 | 0 | 0 | 0 | 0 | 0 | 8.9206e-07 | 0 | 8.9206e-07
[79 empty] | WLDFR | HFTD - Distribution - Tier 3 - 5QU CoRE ¦ 5QU LoRE | Red Flag Warning - Catastrophic Fires | 2020 | 1.0689e-08 | 0 | 0 | 0 | 14146.1306 | 222.2294 | 8585.7228 | 5338.1784 | 0 | 0 | 0 | 0 | 7.9867e-07 | 0.00015121 | 0 | 0.00015121 | 0 | 0 | 0 | 0 | 0 | 0 | 0 | 0 | 0
[79 empty] | WLDFR | HFTD - Distribution - Tier 3 - 5QU CoRE ¦ 5QU LoRE | Red Flag Warning - Catastrophic Fires | 2021 | 7.4069e-09 | 1.1287e-08 | 0 | 0 | 14146.1306 | 222.2294 | 8585.7228 | 5338.1784 | 0 | 0 | 0 | 0 | 7.9867e-07 | 0.00010478 | 0 | 0.00010478 | 0.00015966 | 0 | 0.00015966 | 0 | 0 | 0 | 0 | 0 | 0
[79 empty] | WLDFR | HFTD - Distribution - Tier 3 - 5QU CoRE ¦ 5QU LoRE | Red Flag Warning - Catastrophic Fires | 2022 | 6.8844e-09 | 7.2693e-09 | 1.0486e-08 | 0 | 14146.1306 | 222.2294 | 8585.7228 | 5338.1784 | 0 | 0 | 0 | 0 | 7.9666e-07 | 9.7387e-05 | 0 | 9.7387e-05 | 0.00010283 | 0 | 0.00010283 | 0.00014833 | 0 | 0.00014833 | 0 | 0 | 0
[79 empty] | WLDFR | HFTD - Distribution - Tier 3 - 5QU CoRE ¦ 5QU LoRE | Red Flag Warning - Catastrophic Fires | 2023 | 6.8844e-09 | 7.2693e-09 | 7.2649e-09 | 9.9862e-09 | 14664.6376 | 233.2301 | 8896.516 | 5534.8915 | 0 | 0 | 0 | 0 | 7.9666e-07 | 0.00010096 | 0 | 0.00010096 | 0.0001066 | 0 | 0.0001066 | 0.00010654 | 0 | 0.00010654 | 0.00014644 | 0 | 0.00014644
[79 empty] | WLDFR | HFTD - Distribution - Tier 3 - 5QU CoRE ¦ 5QU LoRE | Red Flag Warning - Catastrophic Fires | 2024 | 6.8844e-09 | 7.2693e-09 | 7.2649e-09 | 6.9189e-09 | 14664.6376 | 233.2301 | 8896.516 | 5534.8915 | 0 | 0 | 0 | 0 | 7.9666e-07 | 0.00010096 | 0 | 0.00010096 | 0.0001066 | 0 | 0.0001066 | 0.00010654 | 0 | 0.00010654 | 0.00010146 | 0 | 0.00010146
[79 empty] | WLDFR | HFTD - Distribution - Tier 3 - 5QU CoRE ¦ 5QU LoRE | Red Flag Warning - Catastrophic Fires | 2025 | 6.8844e-09 | 7.2693e-09 | 7.2649e-09 | 6.9189e-09 | 14664.6376 | 233.2301 | 8896.516 | 5534.8915 | 0 | 0 | 0 | 0 | 7.9666e-07 | 0.00010096 | 0 | 0.00010096 | 0.0001066 | 0 | 0.0001066 | 0.00010654 | 0 | 0.00010654 | 0.00010146 | 0 | 0.00010146
[79 empty] | WLDFR | HFTD - Distribution - Tier 3 - 5QU CoRE ¦ 5QU LoRE | Red Flag Warning - Catastrophic Fires | 2026 | 6.8844e-09 | 7.2693e-09 | 7.2649e-09 | 6.9189e-09 | 14664.6376 | 233.2301 | 8896.516 | 5534.8915 | 0 | 0 | 0 | 0 | 7.9666e-07 | 0.00010096 | 0 | 0.00010096 | 0.0001066 | 0 | 0.0001066 | 0.00010654 | 0 | 0.00010654 | 0.00010146 | 0 | 0.00010146
[79 empty] | WLDFR | HFTD - Distribution - Tier 3 - 5QU CoRE ¦ 5QU LoRE | Red Flag Warning - Catastrophic Fires | 2027 | 6.8844e-09 | 7.2693e-09 | 7.2649e-09 | 6.9189e-09 | 14664.6376 | 233.2301 | 8896.516 | 5534.8915 | 0 | 0 | 0 | 0 | 7.9666e-07 | 0.00010096 | 0 | 0.00010096 | 0.0001066 | 0 | 0.0001066 | 0.00010654 | 0 | 0.00010654 | 0.00010146 | 0 | 0.00010146
[79 empty] | WLDFR | HFTD - Distribution - Tier 3 - 5QU CoRE ¦ 5QU LoRE | Red Flag Warning - Catastrophic Fires | 2028 | 6.8844e-09 | 7.2693e-09 | 7.2649e-09 | 6.9189e-09 | 15317.9909 | 247.273 | 9287.6491 | 5783.0689 | 0 | 0 | 0 | 0 | 7.9666e-07 | 0.00010545 | 0 | 0.00010545 | 0.00011135 | 0 | 0.00011135 | 0.00011128 | 0 | 0.00011128 | 0.00010598 | 0 | 0.00010598
[79 empty] | WLDFR | HFTD - Distribution - Tier 3 - 5QU CoRE ¦ 5QU LoRE | Red Flag Warning - Catastrophic Fires | 2029 | 6.8844e-09 | 7.2693e-09 | 7.2649e-09 | 6.9189e-09 | 15317.9909 | 247.273 | 9287.6491 | 5783.0689 | 0 | 0 | 0 | 0 | 7.9666e-07 | 0.00010545 | 0 | 0.00010545 | 0.00011135 | 0 | 0.00011135 | 0.00011128 | 0 | 0.00011128 | 0.00010598 | 0 | 0.00010598
[79 empty] | WLDFR | HFTD - Distribution - Tier 3 - 5QU CoRE ¦ 5QU LoRE | Red Flag Warning - Catastrophic Fires | 2030 | 6.8844e-09 | 7.2693e-09 | 7.2649e-09 | 6.9189e-09 | 15317.9909 | 247.273 | 9287.6491 | 5783.0689 | 0 | 0 | 0 | 0 | 7.9666e-07 | 0.00010545 | 0 | 0.00010545 | 0.00011135 | 0 | 0.00011135 | 0.00011128 | 0 | 0.00011128 | 0.00010598 | 0 | 0.00010598
[79 empty] | WLDFR | HFTD - Distribution - Tier 3 - 5QU CoRE ¦ 5QU LoRE | Red Flag Warning - Catastrophic Fires | 2031 | 6.8844e-09 | 7.2693e-09 | 7.2649e-09 | 6.9189e-09 | 15317.9909 | 247.273 | 9287.6491 | 5783.0689 | 0 | 0 | 0 | 0 | 7.9666e-07 | 0.00010545 | 0 | 0.00010545 | 0.00011135 | 0 | 0.00011135 | 0.00011128 | 0 | 0.00011128 | 0.00010598 | 0 | 0.00010598
[79 empty] | WLDFR | HFTD - Distribution - Tier 3 - 5QU CoRE ¦ 5QU LoRE | Red Flag Warning - Catastrophic Fires | 2032 | 6.8844e-09 | 7.2693e-09 | 7.2649e-09 | 6.9189e-09 | 15317.9909 | 247.273 | 9287.6491 | 5783.0689 | 0 | 0 | 0 | 0 | 7.9666e-07 | 0.00010545 | 0 | 0.00010545 | 0.00011135 | 0 | 0.00011135 | 0.00011128 | 0 | 0.00011128 | 0.00010598 | 0 | 0.00010598
[79 empty] | WLDFR | HFTD - Distribution - Tier 3 - 5QU CoRE ¦ 5QU LoRE | Red Flag Warning - Catastrophic Fires | 2033 | 6.8844e-09 | 7.2693e-09 | 7.2649e-09 | 6.9189e-09 | 16044.1264 | 263.1074 | 9721.74 | 6059.2791 | 0 | 0 | 0 | 0 | 7.9666e-07 | 0.00011045 | 0 | 0.00011045 | 0.00011663 | 0 | 0.00011663 | 0.00011656 | 0 | 0.00011656 | 0.00011101 | 0 | 0.00011101
[79 empty] | WLDFR | HFTD - Distribution - Tier 3 - 5QU CoRE ¦ 5QU LoRE | Red Flag Warning - Catastrophic Fires | 2034 | 6.8844e-09 | 7.2693e-09 | 7.2649e-09 | 6.9189e-09 | 16044.1264 | 263.1074 | 9721.74 | 6059.2791 | 0 | 0 | 0 | 0 | 7.9666e-07 | 0.00011045 | 0 | 0.00011045 | 0.00011663 | 0 | 0.00011663 | 0.00011656 | 0 | 0.00011656 | 0.00011101 | 0 | 0.00011101
[79 empty] | WLDFR | HFTD - Distribution - Tier 3 - 5QU CoRE ¦ 5QU LoRE | Red Flag Warning - Catastrophic Fires | 2035 | 6.8844e-09 | 7.2693e-09 | 7.2649e-09 | 6.9189e-09 | 16044.1264 | 263.1074 | 9721.74 | 6059.2791 | 0 | 0 | 0 | 0 | 7.9666e-07 | 0.00011045 | 0 | 0.00011045 | 0.00011663 | 0 | 0.00011663 | 0.00011656 | 0 | 0.00011656 | 0.00011101 | 0 | 0.00011101
[79 empty] | WLDFR | HFTD - Distribution - Tier 3 - 5QU CoRE ¦ 5QU LoRE | Red Flag Warning - Catastrophic Fires | 2036 | 6.8844e-09 | 7.2693e-09 | 7.2649e-09 | 6.9189e-09 | 16044.1264 | 263.1074 | 9721.74 | 6059.2791 | 0 | 0 | 0 | 0 | 7.9666e-07 | 0.00011045 | 0 | 0.00011045 | 0.00011663 | 0 | 0.00011663 | 0.00011656 | 0 | 0.00011656 | 0.00011101 | 0 | 0.00011101
[79 empty] | WLDFR | HFTD - Distribution - Tier 3 - 5QU CoRE ¦ 5QU LoRE | Red Flag Warning - Catastrophic Fires | 2037 | 6.8844e-09 | 7.2693e-09 | 7.2649e-09 | 6.9189e-09 | 16044.1264 | 263.1074 | 9721.74 | 6059.2791 | 0 | 0 | 0 | 0 | 7.9666e-07 | 0.00011045 | 0 | 0.00011045 | 0.00011663 | 0 | 0.00011663 | 0.00011656 | 0 | 0.00011656 | 0.00011101 | 0 | 0.00011101
[79 empty] | WLDFR | HFTD - Distribution - Tier 3 - 5QU CoRE ¦ 5QU LoRE | Red Flag Warning - Catastrophic Fires | 2038 | 6.8844e-09 | 7.2693e-09 | 7.2649e-09 | 6.9189e-09 | 16832.3912 | 280.5544 | 10192.2718 | 6359.5651 | 0 | 0 | 0 | 0 | 7.9666e-07 | 0.00011588 | 0 | 0.00011588 | 0.00012236 | 0 | 0.00012236 | 0.00012228 | 0 | 0.00012228 | 0.00011646 | 0 | 0.00011646
[79 empty] | WLDFR | HFTD - Distribution - Tier 3 - 5QU CoRE ¦ 5QU LoRE | Red Flag Warning - Catastrophic Fires | 2039 | 6.8844e-09 | 7.2693e-09 | 7.2649e-09 | 6.9189e-09 | 16832.3912 | 280.5544 | 10192.2718 | 6359.5651 | 0 | 0 | 0 | 0 | 7.9666e-07 | 0.00011588 | 0 | 0.00011588 | 0.00012236 | 0 | 0.00012236 | 0.00012228 | 0 | 0.00012228 | 0.00011646 | 0 | 0.00011646
[79 empty] | WLDFR | HFTD - Distribution - Tier 3 - 5QU CoRE ¦ 5QU LoRE | Red Flag Warning - Catastrophic Fires | 2040 | 6.8844e-09 | 7.2693e-09 | 7.2649e-09 | 6.9189e-09 | 16832.3912 | 280.5544 | 10192.2718 | 6359.5651 | 0 | 0 | 0 | 0 | 7.9666e-07 | 0.00011588 | 0 | 0.00011588 | 0.00012236 | 0 | 0.00012236 | 0.00012228 | 0 | 0.00012228 | 0.00011646 | 0 | 0.00011646
[79 empty] | WLDFR | HFTD - Distribution - Tier 3 - 5QU CoRE ¦ 5QU LoRE | Red Flag Warning - Catastrophic Fires | 2041 | 6.8844e-09 | 7.2693e-09 | 7.2649e-09 | 6.9189e-09 | 16832.3912 | 280.5544 | 10192.2718 | 6359.5651 | 0 | 0 | 0 | 0 | 7.9666e-07 | 0.00011588 | 0 | 0.00011588 | 0.00012236 | 0 | 0.00012236 | 0.00012228 | 0 | 0.00012228 | 0.00011646 | 0 | 0.00011646
[79 empty] | WLDFR | HFTD - Distribution - Tier 3 - 5QU CoRE ¦ 5QU LoRE | Red Flag Warning - Catastrophic Fires | 2042 | 6.8844e-09 | 7.2693e-09 | 7.2649e-09 | 6.9189e-09 | 16832.3912 | 280.5544 | 10192.2718 | 6359.5651 | 0 | 0 | 0 | 0 | 7.9666e-07 | 0.00011588 | 0 | 0.00011588 | 0.00012236 | 0 | 0.00012236 | 0.00012228 | 0 | 0.00012228 | 0.00011646 | 0 | 0.00011646
[79 empty] | WLDFR | HFTD - Distribution - Tier 3 - 5QU CoRE ¦ 5QU LoRE | Red Flag Warning - Catastrophic Fires | 2043 | 6.8844e-09 | 7.2693e-09 | 7.2649e-09 | 6.9189e-09 | 17672.0852 | 299.42 | 10692.7362 | 6679.929 | 0 | 0 | 0 | 0 | 7.9666e-07 | 0.00012166 | 0 | 0.00012166 | 0.00012846 | 0 | 0.00012846 | 0.00012839 | 0 | 0.00012839 | 0.00012227 | 0 | 0.00012227
[79 empty] | WLDFR | HFTD - Distribution - Tier 3 - 5QU CoRE ¦ 5QU LoRE | Red Flag Warning - Catastrophic Fires | 2044 | 6.8844e-09 | 7.2693e-09 | 7.2649e-09 | 6.9189e-09 | 17672.0852 | 299.42 | 10692.7362 | 6679.929 | 0 | 0 | 0 | 0 | 7.9666e-07 | 0.00012166 | 0 | 0.00012166 | 0.00012846 | 0 | 0.00012846 | 0.00012839 | 0 | 0.00012839 | 0.00012227 | 0 | 0.00012227
[79 empty] | WLDFR | HFTD - Distribution - Tier 3 - 5QU CoRE ¦ 5QU LoRE | Red Flag Warning - Catastrophic Fires | 2045 | 6.8844e-09 | 7.2693e-09 | 7.2649e-09 | 6.9189e-09 | 17672.0852 | 299.42 | 10692.7362 | 6679.929 | 0 | 0 | 0 | 0 | 7.9666e-07 | 0.00012166 | 0 | 0.00012166 | 0.00012846 | 0 | 0.00012846 | 0.00012839 | 0 | 0.00012839 | 0.00012227 | 0 | 0.00012227
[79 empty] | WLDFR | HFTD - Distribution - Tier 3 - 5QU CoRE ¦ 5QU LoRE | Red Flag Warning - Catastrophic Fires | 2046 | 6.8844e-09 | 7.2693e-09 | 7.2649e-09 | 6.9189e-09 | 17672.0852 | 299.42 | 10692.7362 | 6679.929 | 0 | 0 | 0 | 0 | 7.9666e-07 | 0.00012166 | 0 | 0.00012166 | 0.00012846 | 0 | 0.00012846 | 0.00012839 | 0 | 0.00012839 | 0.00012227 | 0 | 0.00012227
[79 empty] | WLDFR | HFTD - Distribution - Tier 3 - 5QU CoRE ¦ 5QU LoRE | Red Flag Warning - Catastrophic Fires | 2047 | 6.8844e-09 | 7.2693e-09 | 7.2649e-09 | 6.9189e-09 | 17672.0852 | 299.42 | 10692.7362 | 6679.929 | 0 | 0 | 0 | 0 | 7.9666e-07 | 0.00012166 | 0 | 0.00012166 | 0.00012846 | 0 | 0.00012846 | 0.00012839 | 0 | 0.00012839 | 0.00012227 | 0 | 0.00012227
[79 empty] | WLDFR | HFTD - Distribution - Tier 3 - 5QU CoRE ¦ 5QU LoRE | Red Flag Warning - Catastrophic Fires | 2048 | 6.8844e-09 | 7.2693e-09 | 7.2649e-09 | 6.9189e-09 | 18552.3348 | 319.4911 | 11216.5626 | 7016.281 | 0 | 0 | 0 | 0 | 7.9666e-07 | 0.00012772 | 0 | 0.00012772 | 0.00013486 | 0 | 0.00013486 | 0.00013478 | 0 | 0.00013478 | 0.00012836 | 0 | 0.00012836
[79 empty] | WLDFR | HFTD - Distribution - Tier 3 - 5QU CoRE ¦ 5QU LoRE | Red Flag Warning - Catastrophic Fires | 2049 | 6.8844e-09 | 7.2693e-09 | 7.2649e-09 | 6.9189e-09 | 18552.3348 | 319.4911 | 11216.5626 | 7016.281 | 0 | 0 | 0 | 0 | 7.9666e-07 | 0.00012772 | 0 | 0.00012772 | 0.00013486 | 0 | 0.00013486 | 0.00013478 | 0 | 0.00013478 | 0.00012836 | 0 | 0.00012836
[79 empty] | WLDFR | HFTD - Distribution - Tier 3 - 5QU CoRE ¦ 5QU LoRE | Red Flag Warning - Catastrophic Fires | 2050 | 0 | 7.2693e-09 | 7.2649e-09 | 6.9189e-09 | 18552.3348 | 319.4911 | 11216.5626 | 7016.281 | 0 | 0 | 0 | 0 | 7.9666e-07 | 0 | 0 | 0 | 0.00013486 | 0 | 0.00013486 | 0.00013478 | 0 | 0.00013478 | 0.00012836 | 0 | 0.00012836
[79 empty] | WLDFR | HFTD - Distribution - Tier 3 - 5QU CoRE ¦ 5QU LoRE | Red Flag Warning - Catastrophic Fires | 2051 | 0 | 0 | 7.2649e-09 | 6.9189e-09 | 18552.3348 | 319.4911 | 11216.5626 | 7016.281 | 0 | 0 | 0 | 0 | 7.9666e-07 | 0 | 0 | 0 | 0 | 0 | 0 | 0.00013478 | 0 | 0.00013478 | 0.00012836 | 0 | 0.00012836
[79 empty] | WLDFR | HFTD - Distribution - Tier 3 - 5QU CoRE ¦ 5QU LoRE | Red Flag Warning - Catastrophic Fires | 2052 | 0 | 0 | 0 | 6.9189e-09 | 18552.3348 | 319.4911 | 11216.5626 | 7016.281 | 0 | 0 | 0 | 0 | 7.9666e-07 | 0 | 0 | 0 | 0 | 0 | 0 | 0 | 0 | 0 | 0.00012836 | 0 | 0.00012836
[79 empty] | WLDFR | HFTD - Distribution - Tier 3 - 5QU CoRE ¦ 5QU LoRE | Red Flag Warning - Destructive Fires | 2020 | 1.5778e-09 | 0 | 0 | 0 | 8807.9522 | 222.2294 | 8585.7228 | 0 | 0 | 0 | 0 | 0 | 1.3356e-07 | 1.3898e-05 | 0 | 1.3898e-05 | 0 | 0 | 0 | 0 | 0 | 0 | 0 | 0 | 0
[79 empty] | WLDFR | HFTD - Distribution - Tier 3 - 5QU CoRE ¦ 5QU LoRE | Red Flag Warning - Destructive Fires | 2021 | 1.0932e-09 | 1.6661e-09 | 0 | 0 | 8807.9522 | 222.2294 | 8585.7228 | 0 | 0 | 0 | 0 | 0 | 1.3356e-07 | 9.6285e-06 | 0 | 9.6285e-06 | 1.4675e-05 | 0 | 1.4675e-05 | 0 | 0 | 0 | 0 | 0 | 0
[79 empty] | WLDFR | HFTD - Distribution - Tier 3 - 5QU CoRE ¦ 5QU LoRE | Red Flag Warning - Destructive Fires | 2022 | 1.0127e-09 | 1.0693e-09 | 1.5426e-09 | 0 | 8807.9522 | 222.2294 | 8585.7228 | 0 | 0 | 0 | 0 | 0 | 1.329e-07 | 8.9194e-06 | 0 | 8.9194e-06 | 9.4181e-06 | 0 | 9.4181e-06 | 1.3587e-05 | 0 | 1.3587e-05 | 0 | 0 | 0
[79 empty] | WLDFR | HFTD - Distribution - Tier 3 - 5QU CoRE ¦ 5QU LoRE | Red Flag Warning - Destructive Fires | 2023 | 1.0127e-09 | 1.0693e-09 | 1.0686e-09 | 1.4691e-09 | 9129.7461 | 233.2301 | 8896.516 | 0 | 0 | 0 | 0 | 0 | 1.329e-07 | 9.2453e-06 | 0 | 9.2453e-06 | 9.7622e-06 | 0 | 9.7622e-06 | 9.7563e-06 | 0 | 9.7563e-06 | 1.3413e-05 | 0 | 1.3413e-05
[79 empty] | WLDFR | HFTD - Distribution - Tier 3 - 5QU CoRE ¦ 5QU LoRE | Red Flag Warning - Destructive Fires | 2024 | 1.0127e-09 | 1.0693e-09 | 1.0686e-09 | 1.0177e-09 | 9129.7461 | 233.2301 | 8896.516 | 0 | 0 | 0 | 0 | 0 | 1.329e-07 | 9.2453e-06 | 0 | 9.2453e-06 | 9.7622e-06 | 0 | 9.7622e-06 | 9.7563e-06 | 0 | 9.7563e-06 | 9.2917e-06 | 0 | 9.2917e-06
[79 empty] | WLDFR | HFTD - Distribution - Tier 3 - 5QU CoRE ¦ 5QU LoRE | Red Flag Warning - Destructive Fires | 2025 | 1.0127e-09 | 1.0693e-09 | 1.0686e-09 | 1.0177e-09 | 9129.7461 | 233.2301 | 8896.516 | 0 | 0 | 0 | 0 | 0 | 1.329e-07 | 9.2453e-06 | 0 | 9.2453e-06 | 9.7622e-06 | 0 | 9.7622e-06 | 9.7563e-06 | 0 | 9.7563e-06 | 9.2917e-06 | 0 | 9.2917e-06
[79 empty] | WLDFR | HFTD - Distribution - Tier 3 - 5QU CoRE ¦ 5QU LoRE | Red Flag Warning - Destructive Fires | 2026 | 1.0127e-09 | 1.0693e-09 | 1.0686e-09 | 1.0177e-09 | 9129.7461 | 233.2301 | 8896.516 | 0 | 0 | 0 | 0 | 0 | 1.329e-07 | 9.2453e-06 | 0 | 9.2453e-06 | 9.7622e-06 | 0 | 9.7622e-06 | 9.7563e-06 | 0 | 9.7563e-06 | 9.2917e-06 | 0 | 9.2917e-06
[79 empty] | WLDFR | HFTD - Distribution - Tier 3 - 5QU CoRE ¦ 5QU LoRE | Red Flag Warning - Destructive Fires | 2027 | 1.0127e-09 | 1.0693e-09 | 1.0686e-09 | 1.0177e-09 | 9129.7461 | 233.2301 | 8896.516 | 0 | 0 | 0 | 0 | 0 | 1.329e-07 | 9.2453e-06 | 0 | 9.2453e-06 | 9.7622e-06 | 0 | 9.7622e-06 | 9.7563e-06 | 0 | 9.7563e-06 | 9.2917e-06 | 0 | 9.2917e-06
[79 empty] | WLDFR | HFTD - Distribution - Tier 3 - 5QU CoRE ¦ 5QU LoRE | Red Flag Warning - Destructive Fires | 2028 | 1.0127e-09 | 1.0693e-09 | 1.0686e-09 | 1.0177e-09 | 9534.9221 | 247.273 | 9287.6491 | 0 | 0 | 0 | 0 | 0 | 1.329e-07 | 9.6556e-06 | 0 | 9.6556e-06 | 1.0195e-05 | 0 | 1.0195e-05 | 1.0189e-05 | 0 | 1.0189e-05 | 9.7041e-06 | 0 | 9.7041e-06
[79 empty] | WLDFR | HFTD - Distribution - Tier 3 - 5QU CoRE ¦ 5QU LoRE | Red Flag Warning - Destructive Fires | 2029 | 1.0127e-09 | 1.0693e-09 | 1.0686e-09 | 1.0177e-09 | 9534.9221 | 247.273 | 9287.6491 | 0 | 0 | 0 | 0 | 0 | 1.329e-07 | 9.6556e-06 | 0 | 9.6556e-06 | 1.0195e-05 | 0 | 1.0195e-05 | 1.0189e-05 | 0 | 1.0189e-05 | 9.7041e-06 | 0 | 9.7041e-06
[79 empty] | WLDFR | HFTD - Distribution - Tier 3 - 5QU CoRE ¦ 5QU LoRE | Red Flag Warning - Destructive Fires | 2030 | 1.0127e-09 | 1.0693e-09 | 1.0686e-09 | 1.0177e-09 | 9534.9221 | 247.273 | 9287.6491 | 0 | 0 | 0 | 0 | 0 | 1.329e-07 | 9.6556e-06 | 0 | 9.6556e-06 | 1.0195e-05 | 0 | 1.0195e-05 | 1.0189e-05 | 0 | 1.0189e-05 | 9.7041e-06 | 0 | 9.7041e-06
[79 empty] | WLDFR | HFTD - Distribution - Tier 3 - 5QU CoRE ¦ 5QU LoRE | Red Flag Warning - Destructive Fires | 2031 | 1.0127e-09 | 1.0693e-09 | 1.0686e-09 | 1.0177e-09 | 9534.9221 | 247.273 | 9287.6491 | 0 | 0 | 0 | 0 | 0 | 1.329e-07 | 9.6556e-06 | 0 | 9.6556e-06 | 1.0195e-05 | 0 | 1.0195e-05 | 1.0189e-05 | 0 | 1.0189e-05 | 9.7041e-06 | 0 | 9.7041e-06
[79 empty] | WLDFR | HFTD - Distribution - Tier 3 - 5QU CoRE ¦ 5QU LoRE | Red Flag Warning - Destructive Fires | 2032 | 1.0127e-09 | 1.0693e-09 | 1.0686e-09 | 1.0177e-09 | 9534.9221 | 247.273 | 9287.6491 | 0 | 0 | 0 | 0 | 0 | 1.329e-07 | 9.6556e-06 | 0 | 9.6556e-06 | 1.0195e-05 | 0 | 1.0195e-05 | 1.0189e-05 | 0 | 1.0189e-05 | 9.7041e-06 | 0 | 9.7041e-06
[79 empty] | WLDFR | HFTD - Distribution - Tier 3 - 5QU CoRE ¦ 5QU LoRE | Red Flag Warning - Destructive Fires | 2033 | 1.0127e-09 | 1.0693e-09 | 1.0686e-09 | 1.0177e-09 | 9984.8474 | 263.1074 | 9721.74 | 0 | 0 | 0 | 0 | 0 | 1.329e-07 | 1.0111e-05 | 0 | 1.0111e-05 | 1.0677e-05 | 0 | 1.0677e-05 | 1.067e-05 | 0 | 1.067e-05 | 1.0162e-05 | 0 | 1.0162e-05
[79 empty] | WLDFR | HFTD - Distribution - Tier 3 - 5QU CoRE ¦ 5QU LoRE | Red Flag Warning - Destructive Fires | 2034 | 1.0127e-09 | 1.0693e-09 | 1.0686e-09 | 1.0177e-09 | 9984.8474 | 263.1074 | 9721.74 | 0 | 0 | 0 | 0 | 0 | 1.329e-07 | 1.0111e-05 | 0 | 1.0111e-05 | 1.0677e-05 | 0 | 1.0677e-05 | 1.067e-05 | 0 | 1.067e-05 | 1.0162e-05 | 0 | 1.0162e-05
[79 empty] | WLDFR | HFTD - Distribution - Tier 3 - 5QU CoRE ¦ 5QU LoRE | Red Flag Warning - Destructive Fires | 2035 | 1.0127e-09 | 1.0693e-09 | 1.0686e-09 | 1.0177e-09 | 9984.8474 | 263.1074 | 9721.74 | 0 | 0 | 0 | 0 | 0 | 1.329e-07 | 1.0111e-05 | 0 | 1.0111e-05 | 1.0677e-05 | 0 | 1.0677e-05 | 1.067e-05 | 0 | 1.067e-05 | 1.0162e-05 | 0 | 1.0162e-05
[79 empty] | WLDFR | HFTD - Distribution - Tier 3 - 5QU CoRE ¦ 5QU LoRE | Red Flag Warning - Destructive Fires | 2036 | 1.0127e-09 | 1.0693e-09 | 1.0686e-09 | 1.0177e-09 | 9984.8474 | 263.1074 | 9721.74 | 0 | 0 | 0 | 0 | 0 | 1.329e-07 | 1.0111e-05 | 0 | 1.0111e-05 | 1.0677e-05 | 0 | 1.0677e-05 | 1.067e-05 | 0 | 1.067e-05 | 1.0162e-05 | 0 | 1.0162e-05
[79 empty] | WLDFR | HFTD - Distribution - Tier 3 - 5QU CoRE ¦ 5QU LoRE | Red Flag Warning - Destructive Fires | 2037 | 1.0127e-09 | 1.0693e-09 | 1.0686e-09 | 1.0177e-09 | 9984.8474 | 263.1074 | 9721.74 | 0 | 0 | 0 | 0 | 0 | 1.329e-07 | 1.0111e-05 | 0 | 1.0111e-05 | 1.0677e-05 | 0 | 1.0677e-05 | 1.067e-05 | 0 | 1.067e-05 | 1.0162e-05 | 0 | 1.0162e-05
[79 empty] | WLDFR | HFTD - Distribution - Tier 3 - 5QU CoRE ¦ 5QU LoRE | Red Flag Warning - Destructive Fires | 2038 | 1.0127e-09 | 1.0693e-09 | 1.0686e-09 | 1.0177e-09 | 10472.8261 | 280.5544 | 10192.2718 | 0 | 0 | 0 | 0 | 0 | 1.329e-07 | 1.0605e-05 | 0 | 1.0605e-05 | 1.1198e-05 | 0 | 1.1198e-05 | 1.1192e-05 | 0 | 1.1192e-05 | 1.0659e-05 | 0 | 1.0659e-05
[79 empty] | WLDFR | HFTD - Distribution - Tier 3 - 5QU CoRE ¦ 5QU LoRE | Red Flag Warning - Destructive Fires | 2039 | 1.0127e-09 | 1.0693e-09 | 1.0686e-09 | 1.0177e-09 | 10472.8261 | 280.5544 | 10192.2718 | 0 | 0 | 0 | 0 | 0 | 1.329e-07 | 1.0605e-05 | 0 | 1.0605e-05 | 1.1198e-05 | 0 | 1.1198e-05 | 1.1192e-05 | 0 | 1.1192e-05 | 1.0659e-05 | 0 | 1.0659e-05
[79 empty] | WLDFR | HFTD - Distribution - Tier 3 - 5QU CoRE ¦ 5QU LoRE | Red Flag Warning - Destructive Fires | 2040 | 1.0127e-09 | 1.0693e-09 | 1.0686e-09 | 1.0177e-09 | 10472.8261 | 280.5544 | 10192.2718 | 0 | 0 | 0 | 0 | 0 | 1.329e-07 | 1.0605e-05 | 0 | 1.0605e-05 | 1.1198e-05 | 0 | 1.1198e-05 | 1.1192e-05 | 0 | 1.1192e-05 | 1.0659e-05 | 0 | 1.0659e-05
[79 empty] | WLDFR | HFTD - Distribution - Tier 3 - 5QU CoRE ¦ 5QU LoRE | Red Flag Warning - Destructive Fires | 2041 | 1.0127e-09 | 1.0693e-09 | 1.0686e-09 | 1.0177e-09 | 10472.8261 | 280.5544 | 10192.2718 | 0 | 0 | 0 | 0 | 0 | 1.329e-07 | 1.0605e-05 | 0 | 1.0605e-05 | 1.1198e-05 | 0 | 1.1198e-05 | 1.1192e-05 | 0 | 1.1192e-05 | 1.0659e-05 | 0 | 1.0659e-05
[79 empty] | WLDFR | HFTD - Distribution - Tier 3 - 5QU CoRE ¦ 5QU LoRE | Red Flag Warning - Destructive Fires | 2042 | 1.0127e-09 | 1.0693e-09 | 1.0686e-09 | 1.0177e-09 | 10472.8261 | 280.5544 | 10192.2718 | 0 | 0 | 0 | 0 | 0 | 1.329e-07 | 1.0605e-05 | 0 | 1.0605e-05 | 1.1198e-05 | 0 | 1.1198e-05 | 1.1192e-05 | 0 | 1.1192e-05 | 1.0659e-05 | 0 | 1.0659e-05
[79 empty] | WLDFR | HFTD - Distribution - Tier 3 - 5QU CoRE ¦ 5QU LoRE | Red Flag Warning - Destructive Fires | 2043 | 1.0127e-09 | 1.0693e-09 | 1.0686e-09 | 1.0177e-09 | 10992.1562 | 299.42 | 10692.7362 | 0 | 0 | 0 | 0 | 0 | 1.329e-07 | 1.1131e-05 | 0 | 1.1131e-05 | 1.1754e-05 | 0 | 1.1754e-05 | 1.1747e-05 | 0 | 1.1747e-05 | 1.1187e-05 | 0 | 1.1187e-05
[79 empty] | WLDFR | HFTD - Distribution - Tier 3 - 5QU CoRE ¦ 5QU LoRE | Red Flag Warning - Destructive Fires | 2044 | 1.0127e-09 | 1.0693e-09 | 1.0686e-09 | 1.0177e-09 | 10992.1562 | 299.42 | 10692.7362 | 0 | 0 | 0 | 0 | 0 | 1.329e-07 | 1.1131e-05 | 0 | 1.1131e-05 | 1.1754e-05 | 0 | 1.1754e-05 | 1.1747e-05 | 0 | 1.1747e-05 | 1.1187e-05 | 0 | 1.1187e-05
[79 empty] | WLDFR | HFTD - Distribution - Tier 3 - 5QU CoRE ¦ 5QU LoRE | Red Flag Warning - Destructive Fires | 2045 | 1.0127e-09 | 1.0693e-09 | 1.0686e-09 | 1.0177e-09 | 10992.1562 | 299.42 | 10692.7362 | 0 | 0 | 0 | 0 | 0 | 1.329e-07 | 1.1131e-05 | 0 | 1.1131e-05 | 1.1754e-05 | 0 | 1.1754e-05 | 1.1747e-05 | 0 | 1.1747e-05 | 1.1187e-05 | 0 | 1.1187e-05
[79 empty] | WLDFR | HFTD - Distribution - Tier 3 - 5QU CoRE ¦ 5QU LoRE | Red Flag Warning - Destructive Fires | 2046 | 1.0127e-09 | 1.0693e-09 | 1.0686e-09 | 1.0177e-09 | 10992.1562 | 299.42 | 10692.7362 | 0 | 0 | 0 | 0 | 0 | 1.329e-07 | 1.1131e-05 | 0 | 1.1131e-05 | 1.1754e-05 | 0 | 1.1754e-05 | 1.1747e-05 | 0 | 1.1747e-05 | 1.1187e-05 | 0 | 1.1187e-05
[79 empty] | WLDFR | HFTD - Distribution - Tier 3 - 5QU CoRE ¦ 5QU LoRE | Red Flag Warning - Destructive Fires | 2047 | 1.0127e-09 | 1.0693e-09 | 1.0686e-09 | 1.0177e-09 | 10992.1562 | 299.42 | 10692.7362 | 0 | 0 | 0 | 0 | 0 | 1.329e-07 | 1.1131e-05 | 0 | 1.1131e-05 | 1.1754e-05 | 0 | 1.1754e-05 | 1.1747e-05 | 0 | 1.1747e-05 | 1.1187e-05 | 0 | 1.1187e-05
[79 empty] | WLDFR | HFTD - Distribution - Tier 3 - 5QU CoRE ¦ 5QU LoRE | Red Flag Warning - Destructive Fires | 2048 | 1.0127e-09 | 1.0693e-09 | 1.0686e-09 | 1.0177e-09 | 11536.0538 | 319.4911 | 11216.5626 | 0 | 0 | 0 | 0 | 0 | 1.329e-07 | 1.1682e-05 | 0 | 1.1682e-05 | 1.2335e-05 | 0 | 1.2335e-05 | 1.2328e-05 | 0 | 1.2328e-05 | 1.1741e-05 | 0 | 1.1741e-05
[79 empty] | WLDFR | HFTD - Distribution - Tier 3 - 5QU CoRE ¦ 5QU LoRE | Red Flag Warning - Destructive Fires | 2049 | 1.0127e-09 | 1.0693e-09 | 1.0686e-09 | 1.0177e-09 | 11536.0538 | 319.4911 | 11216.5626 | 0 | 0 | 0 | 0 | 0 | 1.329e-07 | 1.1682e-05 | 0 | 1.1682e-05 | 1.2335e-05 | 0 | 1.2335e-05 | 1.2328e-05 | 0 | 1.2328e-05 | 1.1741e-05 | 0 | 1.1741e-05
[79 empty] | WLDFR | HFTD - Distribution - Tier 3 - 5QU CoRE ¦ 5QU LoRE | Red Flag Warning - Destructive Fires | 2050 | 0 | 1.0693e-09 | 1.0686e-09 | 1.0177e-09 | 11536.0538 | 319.4911 | 11216.5626 | 0 | 0 | 0 | 0 | 0 | 1.329e-07 | 0 | 0 | 0 | 1.2335e-05 | 0 | 1.2335e-05 | 1.2328e-05 | 0 | 1.2328e-05 | 1.1741e-05 | 0 | 1.1741e-05
[79 empty] | WLDFR | HFTD - Distribution - Tier 3 - 5QU CoRE ¦ 5QU LoRE | Red Flag Warning - Destructive Fires | 2051 | 0 | 0 | 1.0686e-09 | 1.0177e-09 | 11536.0538 | 319.4911 | 11216.5626 | 0 | 0 | 0 | 0 | 0 | 1.329e-07 | 0 | 0 | 0 | 0 | 0 | 0 | 1.2328e-05 | 0 | 1.2328e-05 | 1.1741e-05 | 0 | 1.1741e-05
[79 empty] | WLDFR | HFTD - Distribution - Tier 3 - 5QU CoRE ¦ 5QU LoRE | Red Flag Warning - Destructive Fires | 2052 | 0 | 0 | 0 | 1.0177e-09 | 11536.0538 | 319.4911 | 11216.5626 | 0 | 0 | 0 | 0 | 0 | 1.329e-07 | 0 | 0 | 0 | 0 | 0 | 0 | 0 | 0 | 0 | 1.1741e-05 | 0 | 1.1741e-05
[79 empty] | WLDFR | HFTD - Distribution - Tier 3 - 5QU CoRE ¦ 5QU LoRE | Red Flag Warning - Large Fires | 2020 | 1.1077e-07 | 0 | 0 | 0 | 5.2406 | 0.69642 | 2.942 | 1.6022 | 0 | 0 | 0 | 0 | 1.2051e-05 | 5.8052e-07 | 0 | 5.8052e-07 | 0 | 0 | 0 | 0 | 0 | 0 | 0 | 0 | 0
[79 empty] | WLDFR | HFTD - Distribution - Tier 3 - 5QU CoRE ¦ 5QU LoRE | Red Flag Warning - Large Fires | 2021 | 7.6856e-08 | 1.1697e-07 | 0 | 0 | 5.2406 | 0.69642 | 2.942 | 1.6022 | 0 | 0 | 0 | 0 | 1.2051e-05 | 4.0277e-07 | 0 | 4.0277e-07 | 6.1298e-07 | 0 | 6.1298e-07 | 0 | 0 | 0 | 0 | 0 | 0
[79 empty] | WLDFR | HFTD - Distribution - Tier 3 - 5QU CoRE ¦ 5QU LoRE | Red Flag Warning - Large Fires | 2022 | 7.0602e-08 | 7.455e-08 | 1.0739e-07 | 0 | 5.2406 | 0.69642 | 2.942 | 1.6022 | 0 | 0 | 0 | 0 | 1.174e-05 | 3.7e-07 | 0 | 3.7e-07 | 3.9068e-07 | 0 | 3.9068e-07 | 5.6279e-07 | 0 | 5.6279e-07 | 0 | 0 | 0
[79 empty] | WLDFR | HFTD - Distribution - Tier 3 - 5QU CoRE ¦ 5QU LoRE | Red Flag Warning - Large Fires | 2023 | 7.0602e-08 | 7.455e-08 | 7.4504e-08 | 1.0228e-07 | 5.475 | 0.71896 | 3.0715 | 1.6846 | 0 | 0 | 0 | 0 | 1.174e-05 | 3.8655e-07 | 0 | 3.8655e-07 | 4.0816e-07 | 0 | 4.0816e-07 | 4.0791e-07 | 0 | 4.0791e-07 | 5.5997e-07 | 0 | 5.5997e-07
[79 empty] | WLDFR | HFTD - Distribution - Tier 3 - 5QU CoRE ¦ 5QU LoRE | Red Flag Warning - Large Fires | 2024 | 7.0602e-08 | 7.455e-08 | 7.4504e-08 | 7.0957e-08 | 5.475 | 0.71896 | 3.0715 | 1.6846 | 0 | 0 | 0 | 0 | 1.174e-05 | 3.8655e-07 | 0 | 3.8655e-07 | 4.0816e-07 | 0 | 4.0816e-07 | 4.0791e-07 | 0 | 4.0791e-07 | 3.8849e-07 | 0 | 3.8849e-07
[79 empty] | WLDFR | HFTD - Distribution - Tier 3 - 5QU CoRE ¦ 5QU LoRE | Red Flag Warning - Large Fires | 2025 | 7.0602e-08 | 7.455e-08 | 7.4504e-08 | 7.0957e-08 | 5.475 | 0.71896 | 3.0715 | 1.6846 | 0 | 0 | 0 | 0 | 1.174e-05 | 3.8655e-07 | 0 | 3.8655e-07 | 4.0816e-07 | 0 | 4.0816e-07 | 4.0791e-07 | 0 | 4.0791e-07 | 3.8849e-07 | 0 | 3.8849e-07
[79 empty] | WLDFR | HFTD - Distribution - Tier 3 - 5QU CoRE ¦ 5QU LoRE | Red Flag Warning - Large Fires | 2026 | 7.0602e-08 | 7.455e-08 | 7.4504e-08 | 7.0957e-08 | 5.475 | 0.71896 | 3.0715 | 1.6846 | 0 | 0 | 0 | 0 | 1.174e-05 | 3.8655e-07 | 0 | 3.8655e-07 | 4.0816e-07 | 0 | 4.0816e-07 | 4.0791e-07 | 0 | 4.0791e-07 | 3.8849e-07 | 0 | 3.8849e-07
[79 empty] | WLDFR | HFTD - Distribution - Tier 3 - 5QU CoRE ¦ 5QU LoRE | Red Flag Warning - Large Fires | 2027 | 7.0602e-08 | 7.455e-08 | 7.4504e-08 | 7.0957e-08 | 5.475 | 0.71896 | 3.0715 | 1.6846 | 0 | 0 | 0 | 0 | 1.174e-05 | 3.8655e-07 | 0 | 3.8655e-07 | 4.0816e-07 | 0 | 4.0816e-07 | 4.0791e-07 | 0 | 4.0791e-07 | 3.8849e-07 | 0 | 3.8849e-07
[79 empty] | WLDFR | HFTD - Distribution - Tier 3 - 5QU CoRE ¦ 5QU LoRE | Red Flag Warning - Large Fires | 2028 | 7.0602e-08 | 7.455e-08 | 7.4504e-08 | 7.0957e-08 | 5.777 | 0.74734 | 3.238 | 1.7917 | 0 | 0 | 0 | 0 | 1.174e-05 | 4.0787e-07 | 0 | 4.0787e-07 | 4.3067e-07 | 0 | 4.3067e-07 | 4.3041e-07 | 0 | 4.3041e-07 | 4.0992e-07 | 0 | 4.0992e-07
[79 empty] | WLDFR | HFTD - Distribution - Tier 3 - 5QU CoRE ¦ 5QU LoRE | Red Flag Warning - Large Fires | 2029 | 7.0602e-08 | 7.455e-08 | 7.4504e-08 | 7.0957e-08 | 5.777 | 0.74734 | 3.238 | 1.7917 | 0 | 0 | 0 | 0 | 1.174e-05 | 4.0787e-07 | 0 | 4.0787e-07 | 4.3067e-07 | 0 | 4.3067e-07 | 4.3041e-07 | 0 | 4.3041e-07 | 4.0992e-07 | 0 | 4.0992e-07
[79 empty] | WLDFR | HFTD - Distribution - Tier 3 - 5QU CoRE ¦ 5QU LoRE | Red Flag Warning - Large Fires | 2030 | 7.0602e-08 | 7.455e-08 | 7.4504e-08 | 7.0957e-08 | 5.777 | 0.74734 | 3.238 | 1.7917 | 0 | 0 | 0 | 0 | 1.174e-05 | 4.0787e-07 | 0 | 4.0787e-07 | 4.3067e-07 | 0 | 4.3067e-07 | 4.3041e-07 | 0 | 4.3041e-07 | 4.0992e-07 | 0 | 4.0992e-07
[79 empty] | WLDFR | HFTD - Distribution - Tier 3 - 5QU CoRE ¦ 5QU LoRE | Red Flag Warning - Large Fires | 2031 | 7.0602e-08 | 7.455e-08 | 7.4504e-08 | 7.0957e-08 | 5.777 | 0.74734 | 3.238 | 1.7917 | 0 | 0 | 0 | 0 | 1.174e-05 | 4.0787e-07 | 0 | 4.0787e-07 | 4.3067e-07 | 0 | 4.3067e-07 | 4.3041e-07 | 0 | 4.3041e-07 | 4.0992e-07 | 0 | 4.0992e-07
[79 empty] | WLDFR | HFTD - Distribution - Tier 3 - 5QU CoRE ¦ 5QU LoRE | Red Flag Warning - Large Fires | 2032 | 7.0602e-08 | 7.455e-08 | 7.4504e-08 | 7.0957e-08 | 5.777 | 0.74734 | 3.238 | 1.7917 | 0 | 0 | 0 | 0 | 1.174e-05 | 4.0787e-07 | 0 | 4.0787e-07 | 4.3067e-07 | 0 | 4.3067e-07 | 4.3041e-07 | 0 | 4.3041e-07 | 4.0992e-07 | 0 | 4.0992e-07
[79 empty] | WLDFR | HFTD - Distribution - Tier 3 - 5QU CoRE ¦ 5QU LoRE | Red Flag Warning - Large Fires | 2033 | 7.0602e-08 | 7.455e-08 | 7.4504e-08 | 7.0957e-08 | 6.1205 | 0.77885 | 3.4265 | 1.9151 | 0 | 0 | 0 | 0 | 1.174e-05 | 4.3212e-07 | 0 | 4.3212e-07 | 4.5628e-07 | 0 | 4.5628e-07 | 4.56e-07 | 0 | 4.56e-07 | 4.3429e-07 | 0 | 4.3429e-07
[79 empty] | WLDFR | HFTD - Distribution - Tier 3 - 5QU CoRE ¦ 5QU LoRE | Red Flag Warning - Large Fires | 2034 | 7.0602e-08 | 7.455e-08 | 7.4504e-08 | 7.0957e-08 | 6.1205 | 0.77885 | 3.4265 | 1.9151 | 0 | 0 | 0 | 0 | 1.174e-05 | 4.3212e-07 | 0 | 4.3212e-07 | 4.5628e-07 | 0 | 4.5628e-07 | 4.56e-07 | 0 | 4.56e-07 | 4.3429e-07 | 0 | 4.3429e-07
[79 empty] | WLDFR | HFTD - Distribution - Tier 3 - 5QU CoRE ¦ 5QU LoRE | Red Flag Warning - Large Fires | 2035 | 7.0602e-08 | 7.455e-08 | 7.4504e-08 | 7.0957e-08 | 6.1205 | 0.77885 | 3.4265 | 1.9151 | 0 | 0 | 0 | 0 | 1.174e-05 | 4.3212e-07 | 0 | 4.3212e-07 | 4.5628e-07 | 0 | 4.5628e-07 | 4.56e-07 | 0 | 4.56e-07 | 4.3429e-07 | 0 | 4.3429e-07
[79 empty] | WLDFR | HFTD - Distribution - Tier 3 - 5QU CoRE ¦ 5QU LoRE | Red Flag Warning - Large Fires | 2036 | 7.0602e-08 | 7.455e-08 | 7.4504e-08 | 7.0957e-08 | 6.1205 | 0.77885 | 3.4265 | 1.9151 | 0 | 0 | 0 | 0 | 1.174e-05 | 4.3212e-07 | 0 | 4.3212e-07 | 4.5628e-07 | 0 | 4.5628e-07 | 4.56e-07 | 0 | 4.56e-07 | 4.3429e-07 | 0 | 4.3429e-07
[79 empty] | WLDFR | HFTD - Distribution - Tier 3 - 5QU CoRE ¦ 5QU LoRE | Red Flag Warning - Large Fires | 2037 | 7.0602e-08 | 7.455e-08 | 7.4504e-08 | 7.0957e-08 | 6.1205 | 0.77885 | 3.4265 | 1.9151 | 0 | 0 | 0 | 0 | 1.174e-05 | 4.3212e-07 | 0 | 4.3212e-07 | 4.5628e-07 | 0 | 4.5628e-07 | 4.56e-07 | 0 | 4.56e-07 | 4.3429e-07 | 0 | 4.3429e-07
[79 empty] | WLDFR | HFTD - Distribution - Tier 3 - 5QU CoRE ¦ 5QU LoRE | Red Flag Warning - Large Fires | 2038 | 7.0602e-08 | 7.455e-08 | 7.4504e-08 | 7.0957e-08 | 6.5028 | 0.81304 | 3.6355 | 2.0543 | 0 | 0 | 0 | 0 | 1.174e-05 | 4.5911e-07 | 0 | 4.5911e-07 | 4.8478e-07 | 0 | 4.8478e-07 | 4.8449e-07 | 0 | 4.8449e-07 | 4.6142e-07 | 0 | 4.6142e-07
[79 empty] | WLDFR | HFTD - Distribution - Tier 3 - 5QU CoRE ¦ 5QU LoRE | Red Flag Warning - Large Fires | 2039 | 7.0602e-08 | 7.455e-08 | 7.4504e-08 | 7.0957e-08 | 6.5028 | 0.81304 | 3.6355 | 2.0543 | 0 | 0 | 0 | 0 | 1.174e-05 | 4.5911e-07 | 0 | 4.5911e-07 | 4.8478e-07 | 0 | 4.8478e-07 | 4.8449e-07 | 0 | 4.8449e-07 | 4.6142e-07 | 0 | 4.6142e-07
[79 empty] | WLDFR | HFTD - Distribution - Tier 3 - 5QU CoRE ¦ 5QU LoRE | Red Flag Warning - Large Fires | 2040 | 7.0602e-08 | 7.455e-08 | 7.4504e-08 | 7.0957e-08 | 6.5028 | 0.81304 | 3.6355 | 2.0543 | 0 | 0 | 0 | 0 | 1.174e-05 | 4.5911e-07 | 0 | 4.5911e-07 | 4.8478e-07 | 0 | 4.8478e-07 | 4.8449e-07 | 0 | 4.8449e-07 | 4.6142e-07 | 0 | 4.6142e-07
[79 empty] | WLDFR | HFTD - Distribution - Tier 3 - 5QU CoRE ¦ 5QU LoRE | Red Flag Warning - Large Fires | 2041 | 7.0602e-08 | 7.455e-08 | 7.4504e-08 | 7.0957e-08 | 6.5028 | 0.81304 | 3.6355 | 2.0543 | 0 | 0 | 0 | 0 | 1.174e-05 | 4.5911e-07 | 0 | 4.5911e-07 | 4.8478e-07 | 0 | 4.8478e-07 | 4.8449e-07 | 0 | 4.8449e-07 | 4.6142e-07 | 0 | 4.6142e-07
[79 empty] | WLDFR | HFTD - Distribution - Tier 3 - 5QU CoRE ¦ 5QU LoRE | Red Flag Warning - Large Fires | 2042 | 7.0602e-08 | 7.455e-08 | 7.4504e-08 | 7.0957e-08 | 6.5028 | 0.81304 | 3.6355 | 2.0543 | 0 | 0 | 0 | 0 | 1.174e-05 | 4.5911e-07 | 0 | 4.5911e-07 | 4.8478e-07 | 0 | 4.8478e-07 | 4.8449e-07 | 0 | 4.8449e-07 | 4.6142e-07 | 0 | 4.6142e-07
[79 empty] | WLDFR | HFTD - Distribution - Tier 3 - 5QU CoRE ¦ 5QU LoRE | Red Flag Warning - Large Fires | 2043 | 7.0602e-08 | 7.455e-08 | 7.4504e-08 | 7.0957e-08 | 6.9209 | 0.84944 | 3.8632 | 2.2083 | 0 | 0 | 0 | 0 | 1.174e-05 | 4.8863e-07 | 0 | 4.8863e-07 | 5.1595e-07 | 0 | 5.1595e-07 | 5.1564e-07 | 0 | 5.1564e-07 | 4.9109e-07 | 0 | 4.9109e-07
[79 empty] | WLDFR | HFTD - Distribution - Tier 3 - 5QU CoRE ¦ 5QU LoRE | Red Flag Warning - Large Fires | 2044 | 7.0602e-08 | 7.455e-08 | 7.4504e-08 | 7.0957e-08 | 6.9209 | 0.84944 | 3.8632 | 2.2083 | 0 | 0 | 0 | 0 | 1.174e-05 | 4.8863e-07 | 0 | 4.8863e-07 | 5.1595e-07 | 0 | 5.1595e-07 | 5.1564e-07 | 0 | 5.1564e-07 | 4.9109e-07 | 0 | 4.9109e-07
[79 empty] | WLDFR | HFTD - Distribution - Tier 3 - 5QU CoRE ¦ 5QU LoRE | Red Flag Warning - Large Fires | 2045 | 7.0602e-08 | 7.455e-08 | 7.4504e-08 | 7.0957e-08 | 6.9209 | 0.84944 | 3.8632 | 2.2083 | 0 | 0 | 0 | 0 | 1.174e-05 | 4.8863e-07 | 0 | 4.8863e-07 | 5.1595e-07 | 0 | 5.1595e-07 | 5.1564e-07 | 0 | 5.1564e-07 | 4.9109e-07 | 0 | 4.9109e-07
[79 empty] | WLDFR | HFTD - Distribution - Tier 3 - 5QU CoRE ¦ 5QU LoRE | Red Flag Warning - Large Fires | 2046 | 7.0602e-08 | 7.455e-08 | 7.4504e-08 | 7.0957e-08 | 6.9209 | 0.84944 | 3.8632 | 2.2083 | 0 | 0 | 0 | 0 | 1.174e-05 | 4.8863e-07 | 0 | 4.8863e-07 | 5.1595e-07 | 0 | 5.1595e-07 | 5.1564e-07 | 0 | 5.1564e-07 | 4.9109e-07 | 0 | 4.9109e-07
[79 empty] | WLDFR | HFTD - Distribution - Tier 3 - 5QU CoRE ¦ 5QU LoRE | Red Flag Warning - Large Fires | 2047 | 7.0602e-08 | 7.455e-08 | 7.4504e-08 | 7.0957e-08 | 6.9209 | 0.84944 | 3.8632 | 2.2083 | 0 | 0 | 0 | 0 | 1.174e-05 | 4.8863e-07 | 0 | 4.8863e-07 | 5.1595e-07 | 0 | 5.1595e-07 | 5.1564e-07 | 0 | 5.1564e-07 | 4.9109e-07 | 0 | 4.9109e-07
[79 empty] | WLDFR | HFTD - Distribution - Tier 3 - 5QU CoRE ¦ 5QU LoRE | Red Flag Warning - Large Fires | 2048 | 7.0602e-08 | 7.455e-08 | 7.4504e-08 | 7.0957e-08 | 7.3713 | 0.88759 | 4.1075 | 2.3763 | 0 | 0 | 0 | 0 | 1.174e-05 | 5.2043e-07 | 0 | 5.2043e-07 | 5.4953e-07 | 0 | 5.4953e-07 | 5.492e-07 | 0 | 5.492e-07 | 5.2305e-07 | 0 | 5.2305e-07
[79 empty] | WLDFR | HFTD - Distribution - Tier 3 - 5QU CoRE ¦ 5QU LoRE | Red Flag Warning - Large Fires | 2049 | 7.0602e-08 | 7.455e-08 | 7.4504e-08 | 7.0957e-08 | 7.3713 | 0.88759 | 4.1075 | 2.3763 | 0 | 0 | 0 | 0 | 1.174e-05 | 5.2043e-07 | 0 | 5.2043e-07 | 5.4953e-07 | 0 | 5.4953e-07 | 5.492e-07 | 0 | 5.492e-07 | 5.2305e-07 | 0 | 5.2305e-07
[79 empty] | WLDFR | HFTD - Distribution - Tier 3 - 5QU CoRE ¦ 5QU LoRE | Red Flag Warning - Large Fires | 2050 | 0 | 7.455e-08 | 7.4504e-08 | 7.0957e-08 | 7.3713 | 0.88759 | 4.1075 | 2.3763 | 0 | 0 | 0 | 0 | 1.174e-05 | 0 | 0 | 0 | 5.4953e-07 | 0 | 5.4953e-07 | 5.492e-07 | 0 | 5.492e-07 | 5.2305e-07 | 0 | 5.2305e-07
[79 empty] | WLDFR | HFTD - Distribution - Tier 3 - 5QU CoRE ¦ 5QU LoRE | Red Flag Warning - Large Fires | 2051 | 0 | 0 | 7.4504e-08 | 7.0957e-08 | 7.3713 | 0.88759 | 4.1075 | 2.3763 | 0 | 0 | 0 | 0 | 1.174e-05 | 0 | 0 | 0 | 0 | 0 | 0 | 5.492e-07 | 0 | 5.492e-07 | 5.2305e-07 | 0 | 5.2305e-07
[79 empty] | WLDFR | HFTD - Distribution - Tier 3 - 5QU CoRE ¦ 5QU LoRE | Red Flag Warning - Large Fires | 2052 | 0 | 0 | 0 | 7.0957e-08 | 7.3713 | 0.88759 | 4.1075 | 2.3763 | 0 | 0 | 0 | 0 | 1.174e-05 | 0 | 0 | 0 | 0 | 0 | 0 | 0 | 0 | 0 | 5.2305e-07 | 0 | 5.2305e-07
[79 empty] | WLDFR | HFTD - Distribution - Tier 3 - 5QU CoRE ¦ 5QU LoRE | Red Flag Warning - Small Fires | 2020 | 4.2718e-06 | 0 | 0 | 0 | 0.077901 | 0.036425 | 0.0015809 | 0.039895 | 0 | 0 | 0 | 0 | 0.00032082 | 3.3277e-07 | 0 | 3.3277e-07 | 0 | 0 | 0 | 0 | 0 | 0 | 0 | 0 | 0
[79 empty] | WLDFR | HFTD - Distribution - Tier 3 - 5QU CoRE ¦ 5QU LoRE | Red Flag Warning - Small Fires | 2021 | 2.9635e-06 | 4.5106e-06 | 0 | 0 | 0.077901 | 0.036425 | 0.0015809 | 0.039895 | 0 | 0 | 0 | 0 | 0.00032082 | 2.3086e-07 | 0 | 2.3086e-07 | 3.5138e-07 | 0 | 3.5138e-07 | 0 | 0 | 0 | 0 | 0 | 0
[79 empty] | WLDFR | HFTD - Distribution - Tier 3 - 5QU CoRE ¦ 5QU LoRE | Red Flag Warning - Small Fires | 2022 | 2.7383e-06 | 2.8914e-06 | 4.1655e-06 | 0 | 0.077901 | 0.036425 | 0.0015809 | 0.039895 | 0 | 0 | 0 | 0 | 0.00031315 | 2.1331e-07 | 0 | 2.1331e-07 | 2.2524e-07 | 0 | 2.2524e-07 | 3.245e-07 | 0 | 3.245e-07 | 0 | 0 | 0
[79 empty] | WLDFR | HFTD - Distribution - Tier 3 - 5QU CoRE ¦ 5QU LoRE | Red Flag Warning - Small Fires | 2023 | 2.7383e-06 | 2.8914e-06 | 2.8896e-06 | 3.9671e-06 | 0.080408 | 0.03759 | 0.0016314 | 0.041187 | 0 | 0 | 0 | 0 | 0.00031315 | 2.2018e-07 | 0 | 2.2018e-07 | 2.3249e-07 | 0 | 2.3249e-07 | 2.3235e-07 | 0 | 2.3235e-07 | 3.1899e-07 | 0 | 3.1899e-07
[79 empty] | WLDFR | HFTD - Distribution - Tier 3 - 5QU CoRE ¦ 5QU LoRE | Red Flag Warning - Small Fires | 2024 | 2.7383e-06 | 2.8914e-06 | 2.8896e-06 | 2.752e-06 | 0.080408 | 0.03759 | 0.0016314 | 0.041187 | 0 | 0 | 0 | 0 | 0.00031315 | 2.2018e-07 | 0 | 2.2018e-07 | 2.3249e-07 | 0 | 2.3249e-07 | 2.3235e-07 | 0 | 2.3235e-07 | 2.2129e-07 | 0 | 2.2129e-07
[79 empty] | WLDFR | HFTD - Distribution - Tier 3 - 5QU CoRE ¦ 5QU LoRE | Red Flag Warning - Small Fires | 2025 | 2.7383e-06 | 2.8914e-06 | 2.8896e-06 | 2.752e-06 | 0.080408 | 0.03759 | 0.0016314 | 0.041187 | 0 | 0 | 0 | 0 | 0.00031315 | 2.2018e-07 | 0 | 2.2018e-07 | 2.3249e-07 | 0 | 2.3249e-07 | 2.3235e-07 | 0 | 2.3235e-07 | 2.2129e-07 | 0 | 2.2129e-07
[79 empty] | WLDFR | HFTD - Distribution - Tier 3 - 5QU CoRE ¦ 5QU LoRE | Red Flag Warning - Small Fires | 2026 | 2.7383e-06 | 2.8914e-06 | 2.8896e-06 | 2.752e-06 | 0.080408 | 0.03759 | 0.0016314 | 0.041187 | 0 | 0 | 0 | 0 | 0.00031315 | 2.2018e-07 | 0 | 2.2018e-07 | 2.3249e-07 | 0 | 2.3249e-07 | 2.3235e-07 | 0 | 2.3235e-07 | 2.2129e-07 | 0 | 2.2129e-07
[79 empty] | WLDFR | HFTD - Distribution - Tier 3 - 5QU CoRE ¦ 5QU LoRE | Red Flag Warning - Small Fires | 2027 | 2.7383e-06 | 2.8914e-06 | 2.8896e-06 | 2.752e-06 | 0.080408 | 0.03759 | 0.0016314 | 0.041187 | 0 | 0 | 0 | 0 | 0.00031315 | 2.2018e-07 | 0 | 2.2018e-07 | 2.3249e-07 | 0 | 2.3249e-07 | 2.3235e-07 | 0 | 2.3235e-07 | 2.2129e-07 | 0 | 2.2129e-07
[79 empty] | WLDFR | HFTD - Distribution - Tier 3 - 5QU CoRE ¦ 5QU LoRE | Red Flag Warning - Small Fires | 2028 | 2.7383e-06 | 2.8914e-06 | 2.8896e-06 | 2.752e-06 | 0.083606 | 0.039055 | 0.001695 | 0.042856 | 0 | 0 | 0 | 0 | 0.00031315 | 2.2894e-07 | 0 | 2.2894e-07 | 2.4174e-07 | 0 | 2.4174e-07 | 2.4159e-07 | 0 | 2.4159e-07 | 2.3009e-07 | 0 | 2.3009e-07
[79 empty] | WLDFR | HFTD - Distribution - Tier 3 - 5QU CoRE ¦ 5QU LoRE | Red Flag Warning - Small Fires | 2029 | 2.7383e-06 | 2.8914e-06 | 2.8896e-06 | 2.752e-06 | 0.083606 | 0.039055 | 0.001695 | 0.042856 | 0 | 0 | 0 | 0 | 0.00031315 | 2.2894e-07 | 0 | 2.2894e-07 | 2.4174e-07 | 0 | 2.4174e-07 | 2.4159e-07 | 0 | 2.4159e-07 | 2.3009e-07 | 0 | 2.3009e-07
[79 empty] | WLDFR | HFTD - Distribution - Tier 3 - 5QU CoRE ¦ 5QU LoRE | Red Flag Warning - Small Fires | 2030 | 2.7383e-06 | 2.8914e-06 | 2.8896e-06 | 2.752e-06 | 0.083606 | 0.039055 | 0.001695 | 0.042856 | 0 | 0 | 0 | 0 | 0.00031315 | 2.2894e-07 | 0 | 2.2894e-07 | 2.4174e-07 | 0 | 2.4174e-07 | 2.4159e-07 | 0 | 2.4159e-07 | 2.3009e-07 | 0 | 2.3009e-07
[79 empty] | WLDFR | HFTD - Distribution - Tier 3 - 5QU CoRE ¦ 5QU LoRE | Red Flag Warning - Small Fires | 2031 | 2.7383e-06 | 2.8914e-06 | 2.8896e-06 | 2.752e-06 | 0.083606 | 0.039055 | 0.001695 | 0.042856 | 0 | 0 | 0 | 0 | 0.00031315 | 2.2894e-07 | 0 | 2.2894e-07 | 2.4174e-07 | 0 | 2.4174e-07 | 2.4159e-07 | 0 | 2.4159e-07 | 2.3009e-07 | 0 | 2.3009e-07
[79 empty] | WLDFR | HFTD - Distribution - Tier 3 - 5QU CoRE ¦ 5QU LoRE | Red Flag Warning - Small Fires | 2032 | 2.7383e-06 | 2.8914e-06 | 2.8896e-06 | 2.752e-06 | 0.083606 | 0.039055 | 0.001695 | 0.042856 | 0 | 0 | 0 | 0 | 0.00031315 | 2.2894e-07 | 0 | 2.2894e-07 | 2.4174e-07 | 0 | 2.4174e-07 | 2.4159e-07 | 0 | 2.4159e-07 | 2.3009e-07 | 0 | 2.3009e-07
[79 empty] | WLDFR | HFTD - Distribution - Tier 3 - 5QU CoRE ¦ 5QU LoRE | Red Flag Warning - Small Fires | 2033 | 2.7383e-06 | 2.8914e-06 | 2.8896e-06 | 2.752e-06 | 0.087211 | 0.040679 | 0.0017655 | 0.044766 | 0 | 0 | 0 | 0 | 0.00031315 | 2.3881e-07 | 0 | 2.3881e-07 | 2.5216e-07 | 0 | 2.5216e-07 | 2.5201e-07 | 0 | 2.5201e-07 | 2.4001e-07 | 0 | 2.4001e-07
[79 empty] | WLDFR | HFTD - Distribution - Tier 3 - 5QU CoRE ¦ 5QU LoRE | Red Flag Warning - Small Fires | 2034 | 2.7383e-06 | 2.8914e-06 | 2.8896e-06 | 2.752e-06 | 0.087211 | 0.040679 | 0.0017655 | 0.044766 | 0 | 0 | 0 | 0 | 0.00031315 | 2.3881e-07 | 0 | 2.3881e-07 | 2.5216e-07 | 0 | 2.5216e-07 | 2.5201e-07 | 0 | 2.5201e-07 | 2.4001e-07 | 0 | 2.4001e-07
[79 empty] | WLDFR | HFTD - Distribution - Tier 3 - 5QU CoRE ¦ 5QU LoRE | Red Flag Warning - Small Fires | 2035 | 2.7383e-06 | 2.8914e-06 | 2.8896e-06 | 2.752e-06 | 0.087211 | 0.040679 | 0.0017655 | 0.044766 | 0 | 0 | 0 | 0 | 0.00031315 | 2.3881e-07 | 0 | 2.3881e-07 | 2.5216e-07 | 0 | 2.5216e-07 | 2.5201e-07 | 0 | 2.5201e-07 | 2.4001e-07 | 0 | 2.4001e-07
[79 empty] | WLDFR | HFTD - Distribution - Tier 3 - 5QU CoRE ¦ 5QU LoRE | Red Flag Warning - Small Fires | 2036 | 2.7383e-06 | 2.8914e-06 | 2.8896e-06 | 2.752e-06 | 0.087211 | 0.040679 | 0.0017655 | 0.044766 | 0 | 0 | 0 | 0 | 0.00031315 | 2.3881e-07 | 0 | 2.3881e-07 | 2.5216e-07 | 0 | 2.5216e-07 | 2.5201e-07 | 0 | 2.5201e-07 | 2.4001e-07 | 0 | 2.4001e-07
[79 empty] | WLDFR | HFTD - Distribution - Tier 3 - 5QU CoRE ¦ 5QU LoRE | Red Flag Warning - Small Fires | 2037 | 2.7383e-06 | 2.8914e-06 | 2.8896e-06 | 2.752e-06 | 0.087211 | 0.040679 | 0.0017655 | 0.044766 | 0 | 0 | 0 | 0 | 0.00031315 | 2.3881e-07 | 0 | 2.3881e-07 | 2.5216e-07 | 0 | 2.5216e-07 | 2.5201e-07 | 0 | 2.5201e-07 | 2.4001e-07 | 0 | 2.4001e-07
[79 empty] | WLDFR | HFTD - Distribution - Tier 3 - 5QU CoRE ¦ 5QU LoRE | Red Flag Warning - Small Fires | 2038 | 2.7383e-06 | 2.8914e-06 | 2.8896e-06 | 2.752e-06 | 0.091184 | 0.042438 | 0.0018418 | 0.046905 | 0 | 0 | 0 | 0 | 0.00031315 | 2.4969e-07 | 0 | 2.4969e-07 | 2.6365e-07 | 0 | 2.6365e-07 | 2.6349e-07 | 0 | 2.6349e-07 | 2.5094e-07 | 0 | 2.5094e-07
[79 empty] | WLDFR | HFTD - Distribution - Tier 3 - 5QU CoRE ¦ 5QU LoRE | Red Flag Warning - Small Fires | 2039 | 2.7383e-06 | 2.8914e-06 | 2.8896e-06 | 2.752e-06 | 0.091184 | 0.042438 | 0.0018418 | 0.046905 | 0 | 0 | 0 | 0 | 0.00031315 | 2.4969e-07 | 0 | 2.4969e-07 | 2.6365e-07 | 0 | 2.6365e-07 | 2.6349e-07 | 0 | 2.6349e-07 | 2.5094e-07 | 0 | 2.5094e-07
[79 empty] | WLDFR | HFTD - Distribution - Tier 3 - 5QU CoRE ¦ 5QU LoRE | Red Flag Warning - Small Fires | 2040 | 2.7383e-06 | 2.8914e-06 | 2.8896e-06 | 2.752e-06 | 0.091184 | 0.042438 | 0.0018418 | 0.046905 | 0 | 0 | 0 | 0 | 0.00031315 | 2.4969e-07 | 0 | 2.4969e-07 | 2.6365e-07 | 0 | 2.6365e-07 | 2.6349e-07 | 0 | 2.6349e-07 | 2.5094e-07 | 0 | 2.5094e-07
[79 empty] | WLDFR | HFTD - Distribution - Tier 3 - 5QU CoRE ¦ 5QU LoRE | Red Flag Warning - Small Fires | 2041 | 2.7383e-06 | 2.8914e-06 | 2.8896e-06 | 2.752e-06 | 0.091184 | 0.042438 | 0.0018418 | 0.046905 | 0 | 0 | 0 | 0 | 0.00031315 | 2.4969e-07 | 0 | 2.4969e-07 | 2.6365e-07 | 0 | 2.6365e-07 | 2.6349e-07 | 0 | 2.6349e-07 | 2.5094e-07 | 0 | 2.5094e-07
[79 empty] | WLDFR | HFTD - Distribution - Tier 3 - 5QU CoRE ¦ 5QU LoRE | Red Flag Warning - Small Fires | 2042 | 2.7383e-06 | 2.8914e-06 | 2.8896e-06 | 2.752e-06 | 0.091184 | 0.042438 | 0.0018418 | 0.046905 | 0 | 0 | 0 | 0 | 0.00031315 | 2.4969e-07 | 0 | 2.4969e-07 | 2.6365e-07 | 0 | 2.6365e-07 | 2.6349e-07 | 0 | 2.6349e-07 | 2.5094e-07 | 0 | 2.5094e-07
[79 empty] | WLDFR | HFTD - Distribution - Tier 3 - 5QU CoRE ¦ 5QU LoRE | Red Flag Warning - Small Fires | 2043 | 2.7383e-06 | 2.8914e-06 | 2.8896e-06 | 2.752e-06 | 0.095486 | 0.044306 | 0.0019228 | 0.049257 | 0 | 0 | 0 | 0 | 0.00031315 | 2.6147e-07 | 0 | 2.6147e-07 | 2.7609e-07 | 0 | 2.7609e-07 | 2.7592e-07 | 0 | 2.7592e-07 | 2.6278e-07 | 0 | 2.6278e-07
[79 empty] | WLDFR | HFTD - Distribution - Tier 3 - 5QU CoRE ¦ 5QU LoRE | Red Flag Warning - Small Fires | 2044 | 2.7383e-06 | 2.8914e-06 | 2.8896e-06 | 2.752e-06 | 0.095486 | 0.044306 | 0.0019228 | 0.049257 | 0 | 0 | 0 | 0 | 0.00031315 | 2.6147e-07 | 0 | 2.6147e-07 | 2.7609e-07 | 0 | 2.7609e-07 | 2.7592e-07 | 0 | 2.7592e-07 | 2.6278e-07 | 0 | 2.6278e-07
[79 empty] | WLDFR | HFTD - Distribution - Tier 3 - 5QU CoRE ¦ 5QU LoRE | Red Flag Warning - Small Fires | 2045 | 2.7383e-06 | 2.8914e-06 | 2.8896e-06 | 2.752e-06 | 0.095486 | 0.044306 | 0.0019228 | 0.049257 | 0 | 0 | 0 | 0 | 0.00031315 | 2.6147e-07 | 0 | 2.6147e-07 | 2.7609e-07 | 0 | 2.7609e-07 | 2.7592e-07 | 0 | 2.7592e-07 | 2.6278e-07 | 0 | 2.6278e-07
[79 empty] | WLDFR | HFTD - Distribution - Tier 3 - 5QU CoRE ¦ 5QU LoRE | Red Flag Warning - Small Fires | 2046 | 2.7383e-06 | 2.8914e-06 | 2.8896e-06 | 2.752e-06 | 0.095486 | 0.044306 | 0.0019228 | 0.049257 | 0 | 0 | 0 | 0 | 0.00031315 | 2.6147e-07 | 0 | 2.6147e-07 | 2.7609e-07 | 0 | 2.7609e-07 | 2.7592e-07 | 0 | 2.7592e-07 | 2.6278e-07 | 0 | 2.6278e-07
[79 empty] | WLDFR | HFTD - Distribution - Tier 3 - 5QU CoRE ¦ 5QU LoRE | Red Flag Warning - Small Fires | 2047 | 2.7383e-06 | 2.8914e-06 | 2.8896e-06 | 2.752e-06 | 0.095486 | 0.044306 | 0.0019228 | 0.049257 | 0 | 0 | 0 | 0 | 0.00031315 | 2.6147e-07 | 0 | 2.6147e-07 | 2.7609e-07 | 0 | 2.7609e-07 | 2.7592e-07 | 0 | 2.7592e-07 | 2.6278e-07 | 0 | 2.6278e-07
[79 empty] | WLDFR | HFTD - Distribution - Tier 3 - 5QU CoRE ¦ 5QU LoRE | Red Flag Warning - Small Fires | 2048 | 2.7383e-06 | 2.8914e-06 | 2.8896e-06 | 2.752e-06 | 0.10007 | 0.04626 | 0.0020076 | 0.051804 | 0 | 0 | 0 | 0 | 0.00031315 | 2.7403e-07 | 0 | 2.7403e-07 | 2.8935e-07 | 0 | 2.8935e-07 | 2.8917e-07 | 0 | 2.8917e-07 | 2.754e-07 | 0 | 2.754e-07
[79 empty] | WLDFR | HFTD - Distribution - Tier 3 - 5QU CoRE ¦ 5QU LoRE | Red Flag Warning - Small Fires | 2049 | 2.7383e-06 | 2.8914e-06 | 2.8896e-06 | 2.752e-06 | 0.10007 | 0.04626 | 0.0020076 | 0.051804 | 0 | 0 | 0 | 0 | 0.00031315 | 2.7403e-07 | 0 | 2.7403e-07 | 2.8935e-07 | 0 | 2.8935e-07 | 2.8917e-07 | 0 | 2.8917e-07 | 2.754e-07 | 0 | 2.754e-07
[79 empty] | WLDFR | HFTD - Distribution - Tier 3 - 5QU CoRE ¦ 5QU LoRE | Red Flag Warning - Small Fires | 2050 | 0 | 2.8914e-06 | 2.8896e-06 | 2.752e-06 | 0.10007 | 0.04626 | 0.0020076 | 0.051804 | 0 | 0 | 0 | 0 | 0.00031315 | 0 | 0 | 0 | 2.8935e-07 | 0 | 2.8935e-07 | 2.8917e-07 | 0 | 2.8917e-07 | 2.754e-07 | 0 | 2.754e-07
[79 empty] | WLDFR | HFTD - Distribution - Tier 3 - 5QU CoRE ¦ 5QU LoRE | Red Flag Warning - Small Fires | 2051 | 0 | 0 | 2.8896e-06 | 2.752e-06 | 0.10007 | 0.04626 | 0.0020076 | 0.051804 | 0 | 0 | 0 | 0 | 0.00031315 | 0 | 0 | 0 | 0 | 0 | 0 | 2.8917e-07 | 0 | 2.8917e-07 | 2.754e-07 | 0 | 2.754e-07
[79 empty] | WLDFR | HFTD - Distribution - Tier 3 - 5QU CoRE ¦ 5QU LoRE | Red Flag Warning - Small Fires | 2052 | 0 | 0 | 0 | 2.752e-06 | 0.10007 | 0.04626 | 0.0020076 | 0.051804 | 0 | 0 | 0 | 0 | 0.00031315 | 0 | 0 | 0 | 0 | 0 | 0 | 0 | 0 | 0 | 2.754e-07 | 0 | 2.754e-07
[79 empty] | WLDFR | HFTD - Distribution - Tier 3 - 5QU CoRE ¦ 5QU LoRE | Seismic - Non-Red Flag Warning - Catastrophic Fires | 2020 | 3.3009e-12 | 0 | 0 | 0 | 21083.8428 | 409.2237 | 13469.0878 | 7205.5313 | 0 | 0 | 0 | 0 | 5.454e-10 | 6.9595e-08 | 0 | 6.9595e-08 | 0 | 0 | 0 | 0 | 0 | 0 | 0 | 0 | 0
[79 empty] | WLDFR | HFTD - Distribution - Tier 3 - 5QU CoRE ¦ 5QU LoRE | Seismic - Non-Red Flag Warning - Catastrophic Fires | 2021 | 0 | 3.4854e-12 | 0 | 0 | 21083.8428 | 409.2237 | 13469.0878 | 7205.5313 | 0 | 0 | 0 | 0 | 5.454e-10 | 0 | 0 | 0 | 7.3486e-08 | 0 | 7.3486e-08 | 0 | 0 | 0 | 0 | 0 | 0
[79 empty] | WLDFR | HFTD - Distribution - Tier 3 - 5QU CoRE ¦ 5QU LoRE | Seismic - Non-Red Flag Warning - Catastrophic Fires | 2022 | 0 | 0 | 3.1527e-12 | 0 | 21083.8428 | 409.2237 | 13469.0878 | 7205.5313 | 0 | 0 | 0 | 0 | 5.1761e-10 | 0 | 0 | 0 | 0 | 0 | 0 | 6.6472e-08 | 0 | 6.6472e-08 | 0 | 0 | 0
[79 empty] | WLDFR | HFTD - Distribution - Tier 3 - 5QU CoRE ¦ 5QU LoRE | Seismic - Non-Red Flag Warning - Catastrophic Fires | 2023 | 0 | 0 | 0 | 3.0026e-12 | 21835.9781 | 428.6023 | 13939.561 | 7467.8148 | 0 | 0 | 0 | 0 | 5.1761e-10 | 0 | 0 | 0 | 0 | 0 | 0 | 0 | 0 | 0 | 6.5565e-08 | 0 | 6.5565e-08
[79 empty] | WLDFR | HFTD - Distribution - Tier 3 - 5QU CoRE ¦ 5QU LoRE | Seismic - Red Flag Warning - Catastrophic Fires | 2020 | 1.4233e-10 | 0 | 0 | 0 | 21083.8428 | 409.2237 | 13469.0878 | 7205.5313 | 0 | 0 | 0 | 0 | 2.3517e-08 | 3.0009e-06 | 0 | 3.0009e-06 | 0 | 0 | 0 | 0 | 0 | 0 | 0 | 0 | 0
[79 empty] | WLDFR | HFTD - Distribution - Tier 3 - 5QU CoRE ¦ 5QU LoRE | Seismic - Red Flag Warning - Catastrophic Fires | 2021 | 0 | 1.5029e-10 | 0 | 0 | 21083.8428 | 409.2237 | 13469.0878 | 7205.5313 | 0 | 0 | 0 | 0 | 2.3517e-08 | 0 | 0 | 0 | 3.1687e-06 | 0 | 3.1687e-06 | 0 | 0 | 0 | 0 | 0 | 0
[79 empty] | WLDFR | HFTD - Distribution - Tier 3 - 5QU CoRE ¦ 5QU LoRE | Seismic - Red Flag Warning - Catastrophic Fires | 2022 | 0 | 0 | 1.3595e-10 | 0 | 21083.8428 | 409.2237 | 13469.0878 | 7205.5313 | 0 | 0 | 0 | 0 | 2.2319e-08 | 0 | 0 | 0 | 0 | 0 | 0 | 2.8662e-06 | 0 | 2.8662e-06 | 0 | 0 | 0
[79 empty] | WLDFR | HFTD - Distribution - Tier 3 - 5QU CoRE ¦ 5QU LoRE | Seismic - Red Flag Warning - Catastrophic Fires | 2023 | 0 | 0 | 0 | 1.2947e-10 | 21835.9781 | 428.6023 | 13939.561 | 7467.8148 | 0 | 0 | 0 | 0 | 2.2319e-08 | 0 | 0 | 0 | 0 | 0 | 0 | 0 | 0 | 0 | 2.8271e-06 | 0 | 2.8271e-06
[79 empty] | WLDFR | HFTD - Distribution - Zone 1 - 1QU CoRE ¦ 5QU LoRE | Seismic - Non-Red Flag Warning - Catastrophic Fires | 2020 | 1.5006e-11 | 0 | 0 | 0 | 21083.8428 | 409.2237 | 13469.0878 | 7205.5313 | 0 | 0 | 0 | 0 | 2.4794e-09 | 3.1639e-07 | 0 | 3.1639e-07 | 0 | 0 | 0 | 0 | 0 | 0 | 0 | 0 | 0
[79 empty] | WLDFR | HFTD - Distribution - Zone 1 - 1QU CoRE ¦ 5QU LoRE | Seismic - Non-Red Flag Warning - Catastrophic Fires | 2021 | 0 | 1.5845e-11 | 0 | 0 | 21083.8428 | 409.2237 | 13469.0878 | 7205.5313 | 0 | 0 | 0 | 0 | 2.4794e-09 | 0 | 0 | 0 | 3.3408e-07 | 0 | 3.3408e-07 | 0 | 0 | 0 | 0 | 0 | 0
[79 empty] | WLDFR | HFTD - Distribution - Zone 1 - 1QU CoRE ¦ 5QU LoRE | Seismic - Non-Red Flag Warning - Catastrophic Fires | 2022 | 0 | 0 | 1.5029e-11 | 0 | 21083.8428 | 409.2237 | 13469.0878 | 7205.5313 | 0 | 0 | 0 | 0 | 2.4674e-09 | 0 | 0 | 0 | 0 | 0 | 0 | 3.1687e-07 | 0 | 3.1687e-07 | 0 | 0 | 0
[79 empty] | WLDFR | HFTD - Distribution - Zone 1 - 1QU CoRE ¦ 5QU LoRE | Seismic - Non-Red Flag Warning - Catastrophic Fires | 2023 | 0 | 0 | 0 | 1.4313e-11 | 21835.9781 | 428.6023 | 13939.561 | 7467.8148 | 0 | 0 | 0 | 0 | 2.4674e-09 | 0 | 0 | 0 | 0 | 0 | 0 | 0 | 0 | 0 | 3.1254e-07 | 0 | 3.1254e-07
[79 empty] | WLDFR | HFTD - Distribution - Zone 1 - 1QU CoRE ¦ 5QU LoRE | Seismic - Red Flag Warning - Catastrophic Fires | 2020 | 6.4706e-10 | 0 | 0 | 0 | 21083.8428 | 409.2237 | 13469.0878 | 7205.5313 | 0 | 0 | 0 | 0 | 1.0691e-07 | 1.3642e-05 | 0 | 1.3642e-05 | 0 | 0 | 0 | 0 | 0 | 0 | 0 | 0 | 0
[79 empty] | WLDFR | HFTD - Distribution - Zone 1 - 1QU CoRE ¦ 5QU LoRE | Seismic - Red Flag Warning - Catastrophic Fires | 2021 | 0 | 6.8324e-10 | 0 | 0 | 21083.8428 | 409.2237 | 13469.0878 | 7205.5313 | 0 | 0 | 0 | 0 | 1.0691e-07 | 0 | 0 | 0 | 1.4405e-05 | 0 | 1.4405e-05 | 0 | 0 | 0 | 0 | 0 | 0
[79 empty] | WLDFR | HFTD - Distribution - Zone 1 - 1QU CoRE ¦ 5QU LoRE | Seismic - Red Flag Warning - Catastrophic Fires | 2022 | 0 | 0 | 6.4804e-10 | 0 | 21083.8428 | 409.2237 | 13469.0878 | 7205.5313 | 0 | 0 | 0 | 0 | 1.0639e-07 | 0 | 0 | 0 | 0 | 0 | 0 | 1.3663e-05 | 0 | 1.3663e-05 | 0 | 0 | 0
[79 empty] | WLDFR | HFTD - Distribution - Zone 1 - 1QU CoRE ¦ 5QU LoRE | Seismic - Red Flag Warning - Catastrophic Fires | 2023 | 0 | 0 | 0 | 6.1718e-10 | 21835.9781 | 428.6023 | 13939.561 | 7467.8148 | 0 | 0 | 0 | 0 | 1.0639e-07 | 0 | 0 | 0 | 0 | 0 | 0 | 0 | 0 | 0 | 1.3477e-05 | 0 | 1.3477e-05
[79 empty] | WLDFR | HFTD - Distribution - Zone 1 - 5QU CoRE ¦ 1QU LoRE | Seismic - Non-Red Flag Warning - Catastrophic Fires | 2020 | 3.3815e-13 | 0 | 0 | 0 | 21083.8428 | 409.2237 | 13469.0878 | 7205.5313 | 0 | 0 | 0 | 0 | 5.5871e-11 | 7.1295e-09 | 0 | 7.1295e-09 | 0 | 0 | 0 | 0 | 0 | 0 | 0 | 0 | 0
[79 empty] | WLDFR | HFTD - Distribution - Zone 1 - 5QU CoRE ¦ 1QU LoRE | Seismic - Non-Red Flag Warning - Catastrophic Fires | 2021 | 0 | 3.5705e-13 | 0 | 0 | 21083.8428 | 409.2237 | 13469.0878 | 7205.5313 | 0 | 0 | 0 | 0 | 5.5871e-11 | 0 | 0 | 0 | 7.5281e-09 | 0 | 7.5281e-09 | 0 | 0 | 0 | 0 | 0 | 0
[79 empty] | WLDFR | HFTD - Distribution - Zone 1 - 5QU CoRE ¦ 1QU LoRE | Seismic - Non-Red Flag Warning - Catastrophic Fires | 2022 | 0 | 0 | 3.3866e-13 | 0 | 21083.8428 | 409.2237 | 13469.0878 | 7205.5313 | 0 | 0 | 0 | 0 | 5.5601e-11 | 0 | 0 | 0 | 0 | 0 | 0 | 7.1403e-09 | 0 | 7.1403e-09 | 0 | 0 | 0
[79 empty] | WLDFR | HFTD - Distribution - Zone 1 - 5QU CoRE ¦ 1QU LoRE | Seismic - Non-Red Flag Warning - Catastrophic Fires | 2023 | 0 | 0 | 0 | 3.2253e-13 | 21835.9781 | 428.6023 | 13939.561 | 7467.8148 | 0 | 0 | 0 | 0 | 5.5601e-11 | 0 | 0 | 0 | 0 | 0 | 0 | 0 | 0 | 0 | 7.0428e-09 | 0 | 7.0428e-09
[79 empty] | WLDFR | HFTD - Distribution - Zone 1 - 5QU CoRE ¦ 1QU LoRE | Seismic - Red Flag Warning - Catastrophic Fires | 2020 | 1.4581e-11 | 0 | 0 | 0 | 21083.8428 | 409.2237 | 13469.0878 | 7205.5313 | 0 | 0 | 0 | 0 | 2.4092e-09 | 3.0742e-07 | 0 | 3.0742e-07 | 0 | 0 | 0 | 0 | 0 | 0 | 0 | 0 | 0
[79 empty] | WLDFR | HFTD - Distribution - Zone 1 - 5QU CoRE ¦ 1QU LoRE | Seismic - Red Flag Warning - Catastrophic Fires | 2021 | 0 | 1.5396e-11 | 0 | 0 | 21083.8428 | 409.2237 | 13469.0878 | 7205.5313 | 0 | 0 | 0 | 0 | 2.4092e-09 | 0 | 0 | 0 | 3.2461e-07 | 0 | 3.2461e-07 | 0 | 0 | 0 | 0 | 0 | 0
[79 empty] | WLDFR | HFTD - Distribution - Zone 1 - 5QU CoRE ¦ 1QU LoRE | Seismic - Red Flag Warning - Catastrophic Fires | 2022 | 0 | 0 | 1.4603e-11 | 0 | 21083.8428 | 409.2237 | 13469.0878 | 7205.5313 | 0 | 0 | 0 | 0 | 2.3975e-09 | 0 | 0 | 0 | 0 | 0 | 0 | 3.0788e-07 | 0 | 3.0788e-07 | 0 | 0 | 0
[79 empty] | WLDFR | HFTD - Distribution - Zone 1 - 5QU CoRE ¦ 1QU LoRE | Seismic - Red Flag Warning - Catastrophic Fires | 2023 | 0 | 0 | 0 | 1.3908e-11 | 21835.9781 | 428.6023 | 13939.561 | 7467.8148 | 0 | 0 | 0 | 0 | 2.3975e-09 | 0 | 0 | 0 | 0 | 0 | 0 | 0 | 0 | 0 | 3.0368e-07 | 0 | 3.0368e-07
[79 empty] | WLDFR | HFTD - Distribution - Zone 1 - 5QU CoRE ¦ 4QU LoRE | Seismic - Non-Red Flag Warning - Catastrophic Fires | 2020 | 3.1566e-12 | 0 | 0 | 0 | 21083.8428 | 409.2237 | 13469.0878 | 7205.5313 | 0 | 0 | 0 | 0 | 5.2156e-10 | 6.6553e-08 | 0 | 6.6553e-08 | 0 | 0 | 0 | 0 | 0 | 0 | 0 | 0 | 0
[79 empty] | WLDFR | HFTD - Distribution - Zone 1 - 5QU CoRE ¦ 4QU LoRE | Seismic - Non-Red Flag Warning - Catastrophic Fires | 2021 | 0 | 3.3331e-12 | 0 | 0 | 21083.8428 | 409.2237 | 13469.0878 | 7205.5313 | 0 | 0 | 0 | 0 | 5.2156e-10 | 0 | 0 | 0 | 7.0274e-08 | 0 | 7.0274e-08 | 0 | 0 | 0 | 0 | 0 | 0
[79 empty] | WLDFR | HFTD - Distribution - Zone 1 - 5QU CoRE ¦ 4QU LoRE | Seismic - Non-Red Flag Warning - Catastrophic Fires | 2022 | 0 | 0 | 3.1614e-12 | 0 | 21083.8428 | 409.2237 | 13469.0878 | 7205.5313 | 0 | 0 | 0 | 0 | 5.1903e-10 | 0 | 0 | 0 | 0 | 0 | 0 | 6.6654e-08 | 0 | 6.6654e-08 | 0 | 0 | 0
[79 empty] | WLDFR | HFTD - Distribution - Zone 1 - 5QU CoRE ¦ 4QU LoRE | Seismic - Non-Red Flag Warning - Catastrophic Fires | 2023 | 0 | 0 | 0 | 3.0108e-12 | 21835.9781 | 428.6023 | 13939.561 | 7467.8148 | 0 | 0 | 0 | 0 | 5.1903e-10 | 0 | 0 | 0 | 0 | 0 | 0 | 0 | 0 | 0 | 6.5745e-08 | 0 | 6.5745e-08
[79 empty] | WLDFR | HFTD - Distribution - Zone 1 - 5QU CoRE ¦ 4QU LoRE | Seismic - Red Flag Warning - Catastrophic Fires | 2020 | 1.3611e-10 | 0 | 0 | 0 | 21083.8428 | 409.2237 | 13469.0878 | 7205.5313 | 0 | 0 | 0 | 0 | 2.2489e-08 | 2.8698e-06 | 0 | 2.8698e-06 | 0 | 0 | 0 | 0 | 0 | 0 | 0 | 0 | 0
[79 empty] | WLDFR | HFTD - Distribution - Zone 1 - 5QU CoRE ¦ 4QU LoRE | Seismic - Red Flag Warning - Catastrophic Fires | 2021 | 0 | 1.4372e-10 | 0 | 0 | 21083.8428 | 409.2237 | 13469.0878 | 7205.5313 | 0 | 0 | 0 | 0 | 2.2489e-08 | 0 | 0 | 0 | 3.0302e-06 | 0 | 3.0302e-06 | 0 | 0 | 0 | 0 | 0 | 0
[79 empty] | WLDFR | HFTD - Distribution - Zone 1 - 5QU CoRE ¦ 4QU LoRE | Seismic - Red Flag Warning - Catastrophic Fires | 2022 | 0 | 0 | 1.3632e-10 | 0 | 21083.8428 | 409.2237 | 13469.0878 | 7205.5313 | 0 | 0 | 0 | 0 | 2.238e-08 | 0 | 0 | 0 | 0 | 0 | 0 | 2.8741e-06 | 0 | 2.8741e-06 | 0 | 0 | 0
[79 empty] | WLDFR | HFTD - Distribution - Zone 1 - 5QU CoRE ¦ 4QU LoRE | Seismic - Red Flag Warning - Catastrophic Fires | 2023 | 0 | 0 | 0 | 1.2983e-10 | 21835.9781 | 428.6023 | 13939.561 | 7467.8148 | 0 | 0 | 0 | 0 | 2.238e-08 | 0 | 0 | 0 | 0 | 0 | 0 | 0 | 0 | 0 | 2.8349e-06 | 0 | 2.8349e-06
[120 empty] | 7.3.5.15 Identification and remediation of “at-risk species”WLDFRVegetation ContactBranch (OverHanging) | WLDFR | HFTD - Distribution - Tier 3 - 3QU CoRE ¦ 5QU LoRE | Red Flag Warning - Small Fires | Vegetation Contact | Branch (OverHanging) | 2051 | 5.5894e-05 | 134.3564 | 0.0075097 | 2051 | Mitigation | 0.9 | 30 | 0 | esc | 0 | 0 | 0 | 0 | 0.066806 | 3.7341e-06 | 0.063625 | 3.5562e-06
[120 empty] | 7.3.5.15 Identification and remediation of “at-risk species”WLDFRVegetation ContactBranch (OverHanging) | WLDFR | HFTD - Distribution - Tier 3 - 3QU CoRE ¦ 5QU LoRE | Red Flag Warning - Small Fires | Vegetation Contact | Branch (OverHanging) | 2052 | 5.5894e-05 | 134.3564 | 0.0075097 | 2052 | Mitigation | 0.9 | 30 | 0 | esc | 0 | 0 | 0 | 0 | 0 | 0 | 0.063625 | 3.5562e-06
[120 empty] | 7.3.5.15 Identification and remediation of “at-risk species”WLDFRVegetation ContactFell into (Moderate-Severe defect) | WLDFR | HFTD - Distribution - Tier 3 - 3QU CoRE ¦ 5QU LoRE | Red Flag Warning - Small Fires | Vegetation Contact | Fell into (Moderate-Severe defect) | 2022 | 1.5636e-05 | 134.3564 | 0.0021008 | 2022 | Mitigation | 0.95 | 1 | 0 | esc | 0 | 0 | 0 | 0 | 0.070518 | 1.1026e-06 | 0 | 0
[120 empty] | 7.3.5.15 Identification and remediation of “at-risk species”WLDFRVegetation ContactFell into (Moderate-Severe defect) | WLDFR | HFTD - Distribution - Tier 3 - 3QU CoRE ¦ 5QU LoRE | Red Flag Warning - Small Fires | Vegetation Contact | Fell into (Moderate-Severe defect) | 2023 | 1.5636e-05 | 134.3564 | 0.0021008 | 2023 | Mitigation | 0.95 | 1 | 0 | esc | 0 | 0 | 0 | 0 | 0 | 0 | 0.06716 | 1.0501e-06
[120 empty] | 7.3.5.15 Identification and remediation of “at-risk species”WLDFRVegetation ContactFell into (slight defect) | WLDFR | HFTD - Distribution - Tier 3 - 3QU CoRE ¦ 5QU LoRE | Red Flag Warning - Small Fires | Vegetation Contact | Fell into (slight defect) | 2022 | 1.736e-05 | 134.3564 | 0.0023324 | 2022 | Mitigation | 0.5 | 1 | 0 | esc | 0 | 0 | 0 | 0 | 0.037115 | 6.443e-07 | 0 | 0
[120 empty] | 7.3.5.15 Identification and remediation of “at-risk species”WLDFRVegetation ContactFell into (slight defect) | WLDFR | HFTD - Distribution - Tier 3 - 3QU CoRE ¦ 5QU LoRE | Red Flag Warning - Small Fires | Vegetation Contact | Fell into (slight defect) | 2023 | 1.736e-05 | 134.3564 | 0.0023324 | 2023 | Mitigation | 0.5 | 1 | 0 | esc | 0 | 0 | 0 | 0 | 0 | 0 | 0.035347 | 6.1362e-07
[120 empty] | 7.3.5.15 Identification and remediation of “at-risk species”WLDFRVegetation ContactGrow Into | WLDFR | HFTD - Distribution - Tier 3 - 3QU CoRE ¦ 5QU LoRE | Red Flag Warning - Small Fires | Vegetation Contact | Grow Into | 2022 | 1.8029e-06 | 134.3564 | 0.00024223 | 2022 | Mitigation | 0.5 | 1 | 0 | esc | 0 | 0 | 0 | 0 | 0.037115 | 6.6915e-08 | 0 | 0
[120 empty] | 7.3.5.15 Identification and remediation of “at-risk species”WLDFRVegetation ContactGrow Into | WLDFR | HFTD - Distribution - Tier 3 - 3QU CoRE ¦ 5QU LoRE | Red Flag Warning - Small Fires | Vegetation Contact | Grow Into | 2023 | 1.8029e-06 | 134.3564 | 0.00024223 | 2023 | Mitigation | 0.5 | 1 | 0 | esc | 0 | 0 | 0 | 0 | 0 | 0 | 0.035347 | 6.3728e-08
[120 empty] | 7.3.5.15 Identification and remediation of “at-risk species”WLDFRCC - Seismic ScenarioSeismic Scenario | WLDFR | HFTD - Distribution - Tier 3 - 3QU CoRE ¦ 5QU LoRE | Seismic - Non-Red Flag Warning - Catastrophic Fires | CC - Seismic Scenario | Seismic Scenario | 2022 | 1.766e-10 | 134.3564 | 2.3727e-08 | 2022 | Mitigation | 0.082056 | 1 | 0 | esc | 0 | 0 | 0 | 0 | 0.0060909 | 1.0756e-12 | 0 | 0
[120 empty] | 7.3.5.15 Identification and remediation of “at-risk species”WLDFRCC - Seismic ScenarioSeismic Scenario | WLDFR | HFTD - Distribution - Tier 3 - 3QU CoRE ¦ 5QU LoRE | Seismic - Non-Red Flag Warning - Catastrophic Fires | CC - Seismic Scenario | Seismic Scenario | 2023 | 1.766e-10 | 134.3564 | 2.3727e-08 | 2023 | Mitigation | 0.082056 | 1 | 0 | esc | 0 | 0 | 0 | 0 | 0 | 0 | 0.0058009 | 1.0244e-12
[120 empty] | 7.3.5.15 Identification and remediation of “at-risk species”WLDFRCC - Seismic ScenarioSeismic Scenario | WLDFR | HFTD - Distribution - Tier 3 - 3QU CoRE ¦ 5QU LoRE | Seismic - Red Flag Warning - Catastrophic Fires | CC - Seismic Scenario | Seismic Scenario | 2022 | 7.6148e-09 | 134.3564 | 1.0231e-06 | 2022 | Mitigation | 0.082056 | 1 | 0 | esc | 0 | 0 | 0 | 0 | 0.0060909 | 4.6381e-11 | 0 | 0
[120 empty] | 7.3.5.15 Identification and remediation of “at-risk species”WLDFRCC - Seismic ScenarioSeismic Scenario | WLDFR | HFTD - Distribution - Tier 3 - 3QU CoRE ¦ 5QU LoRE | Seismic - Red Flag Warning - Catastrophic Fires | CC - Seismic Scenario | Seismic Scenario | 2023 | 7.6148e-09 | 134.3564 | 1.0231e-06 | 2023 | Mitigation | 0.082056 | 1 | 0 | esc | 0 | 0 | 0 | 0 | 0 | 0 | 0.0058009 | 4.4172e-11
[120 empty] | 7.3.5.15 Identification and remediation of “at-risk species”WLDFRVegetation ContactBranch (Not overhanging, 4-12ft) | WLDFR | HFTD - Distribution - Tier 3 - 4QU CoRE ¦ 1QU LoRE | Non-Red Flag Warning - Catastrophic Fires | Vegetation Contact | Branch (Not overhanging, 4-12ft) | 2022 | 9.3354e-10 | 607.6134 | 5.6723e-07 | 2022 | Mitigation | 0.5 | 30 | 0 | esc | 0.036947 | 3.4491e-11 | 0.039013 | 3.642e-11 | 0.037115 | 3.4648e-11 | 0 | 0
[120 empty] | 7.3.5.15 Identification and remediation of “at-risk species”WLDFRVegetation ContactBranch (Not overhanging, 4-12ft) | WLDFR | HFTD - Distribution - Tier 3 - 4QU CoRE ¦ 1QU LoRE | Non-Red Flag Warning - Catastrophic Fires | Vegetation Contact | Branch (Not overhanging, 4-12ft) | 2023 | 9.3354e-10 | 607.6134 | 5.6723e-07 | 2023 | Mitigation | 0.5 | 30 | 0 | esc | 0.036947 | 3.4491e-11 | 0.039013 | 3.642e-11 | 0.037115 | 3.4648e-11 | 0.035347 | 3.2998e-11
[120 empty] | 7.3.5.15 Identification and remediation of “at-risk species”WLDFRVegetation ContactBranch (Not overhanging, 4-12ft) | WLDFR | HFTD - Distribution - Tier 3 - 4QU CoRE ¦ 1QU LoRE | Non-Red Flag Warning - Catastrophic Fires | Vegetation Contact | Branch (Not overhanging, 4-12ft) | 2024 | 9.3354e-10 | 607.6134 | 5.6723e-07 | 2024 | Mitigation | 0.5 | 30 | 0 | esc | 0.036947 | 3.4491e-11 | 0.039013 | 3.642e-11 | 0.037115 | 3.4648e-11 | 0.035347 | 3.2998e-11
[120 empty] | 7.3.5.15 Identification and remediation of “at-risk species”WLDFRVegetation ContactBranch (Not overhanging, 4-12ft) | WLDFR | HFTD - Distribution - Tier 3 - 4QU CoRE ¦ 1QU LoRE | Non-Red Flag Warning - Catastrophic Fires | Vegetation Contact | Branch (Not overhanging, 4-12ft) | 2025 | 9.3354e-10 | 607.6134 | 5.6723e-07 | 2025 | Mitigation | 0.5 | 30 | 0 | esc | 0.036947 | 3.4491e-11 | 0.039013 | 3.642e-11 | 0.037115 | 3.4648e-11 | 0.035347 | 3.2998e-11
[120 empty] | 7.3.5.15 Identification and remediation of “at-risk species”WLDFRVegetation ContactBranch (Not overhanging, 4-12ft) | WLDFR | HFTD - Distribution - Tier 3 - 4QU CoRE ¦ 1QU LoRE | Non-Red Flag Warning - Catastrophic Fires | Vegetation Contact | Branch (Not overhanging, 4-12ft) | 2026 | 9.3354e-10 | 607.6134 | 5.6723e-07 | 2026 | Mitigation | 0.5 | 30 | 0 | esc | 0.036947 | 3.4491e-11 | 0.039013 | 3.642e-11 | 0.037115 | 3.4648e-11 | 0.035347 | 3.2998e-11
[120 empty] | 7.3.5.15 Identification and remediation of “at-risk species”WLDFRVegetation ContactBranch (Not overhanging, 4-12ft) | WLDFR | HFTD - Distribution - Tier 3 - 4QU CoRE ¦ 1QU LoRE | Non-Red Flag Warning - Catastrophic Fires | Vegetation Contact | Branch (Not overhanging, 4-12ft) | 2027 | 9.3354e-10 | 607.6134 | 5.6723e-07 | 2027 | Mitigation | 0.5 | 30 | 0 | esc | 0.036947 | 3.4491e-11 | 0.039013 | 3.642e-11 | 0.037115 | 3.4648e-11 | 0.035347 | 3.2998e-11
[120 empty] | 7.3.5.15 Identification and remediation of “at-risk species”WLDFRVegetation ContactBranch (Not overhanging, 4-12ft) | WLDFR | HFTD - Distribution - Tier 3 - 4QU CoRE ¦ 1QU LoRE | Non-Red Flag Warning - Catastrophic Fires | Vegetation Contact | Branch (Not overhanging, 4-12ft) | 2028 | 9.3354e-10 | 607.6134 | 5.6723e-07 | 2028 | Mitigation | 0.5 | 30 | 0 | esc | 0.036947 | 3.4491e-11 | 0.039013 | 3.642e-11 | 0.037115 | 3.4648e-11 | 0.035347 | 3.2998e-11
[120 empty] | 7.3.5.15 Identification and remediation of “at-risk species”WLDFRVegetation ContactBranch (Not overhanging, 4-12ft) | WLDFR | HFTD - Distribution - Tier 3 - 4QU CoRE ¦ 1QU LoRE | Non-Red Flag Warning - Catastrophic Fires | Vegetation Contact | Branch (Not overhanging, 4-12ft) | 2029 | 9.3354e-10 | 607.6134 | 5.6723e-07 | 2029 | Mitigation | 0.5 | 30 | 0 | esc | 0.036947 | 3.4491e-11 | 0.039013 | 3.642e-11 | 0.037115 | 3.4648e-11 | 0.035347 | 3.2998e-11
[120 empty] | 7.3.5.15 Identification and remediation of “at-risk species”WLDFRVegetation ContactBranch (Not overhanging, 4-12ft) | WLDFR | HFTD - Distribution - Tier 3 - 4QU CoRE ¦ 1QU LoRE | Non-Red Flag Warning - Catastrophic Fires | Vegetation Contact | Branch (Not overhanging, 4-12ft) | 2030 | 9.3354e-10 | 607.6134 | 5.6723e-07 | 2030 | Mitigation | 0.5 | 30 | 0 | esc | 0.036947 | 3.4491e-11 | 0.039013 | 3.642e-11 | 0.037115 | 3.4648e-11 | 0.035347 | 3.2998e-11
[120 empty] | 7.3.5.15 Identification and remediation of “at-risk species”WLDFRVegetation ContactBranch (Not overhanging, 4-12ft) | WLDFR | HFTD - Distribution - Tier 3 - 4QU CoRE ¦ 1QU LoRE | Non-Red Flag Warning - Catastrophic Fires | Vegetation Contact | Branch (Not overhanging, 4-12ft) | 2031 | 9.3354e-10 | 607.6134 | 5.6723e-07 | 2031 | Mitigation | 0.5 | 30 | 0 | esc | 0.036947 | 3.4491e-11 | 0.039013 | 3.642e-11 | 0.037115 | 3.4648e-11 | 0.035347 | 3.2998e-11
[120 empty] | 7.3.5.15 Identification and remediation of “at-risk species”WLDFRVegetation ContactBranch (Not overhanging, 4-12ft) | WLDFR | HFTD - Distribution - Tier 3 - 4QU CoRE ¦ 1QU LoRE | Non-Red Flag Warning - Catastrophic Fires | Vegetation Contact | Branch (Not overhanging, 4-12ft) | 2032 | 9.3354e-10 | 607.6134 | 5.6723e-07 | 2032 | Mitigation | 0.5 | 30 | 0 | esc | 0.036947 | 3.4491e-11 | 0.039013 | 3.642e-11 | 0.037115 | 3.4648e-11 | 0.035347 | 3.2998e-11
[120 empty] | 7.3.5.15 Identification and remediation of “at-risk species”WLDFRVegetation ContactBranch (Not overhanging, 4-12ft) | WLDFR | HFTD - Distribution - Tier 3 - 4QU CoRE ¦ 1QU LoRE | Non-Red Flag Warning - Catastrophic Fires | Vegetation Contact | Branch (Not overhanging, 4-12ft) | 2033 | 9.3354e-10 | 607.6134 | 5.6723e-07 | 2033 | Mitigation | 0.5 | 30 | 0 | esc | 0.036947 | 3.4491e-11 | 0.039013 | 3.642e-11 | 0.037115 | 3.4648e-11 | 0.035347 | 3.2998e-11
[120 empty] | 7.3.5.15 Identification and remediation of “at-risk species”WLDFRVegetation ContactBranch (Not overhanging, 4-12ft) | WLDFR | HFTD - Distribution - Tier 3 - 4QU CoRE ¦ 1QU LoRE | Non-Red Flag Warning - Catastrophic Fires | Vegetation Contact | Branch (Not overhanging, 4-12ft) | 2034 | 9.3354e-10 | 607.6134 | 5.6723e-07 | 2034 | Mitigation | 0.5 | 30 | 0 | esc | 0.036947 | 3.4491e-11 | 0.039013 | 3.642e-11 | 0.037115 | 3.4648e-11 | 0.035347 | 3.2998e-11
[120 empty] | 7.3.5.15 Identification and remediation of “at-risk species”WLDFRVegetation ContactBranch (Not overhanging, 4-12ft) | WLDFR | HFTD - Distribution - Tier 3 - 4QU CoRE ¦ 1QU LoRE | Non-Red Flag Warning - Catastrophic Fires | Vegetation Contact | Branch (Not overhanging, 4-12ft) | 2035 | 9.3354e-10 | 607.6134 | 5.6723e-07 | 2035 | Mitigation | 0.5 | 30 | 0 | esc | 0.036947 | 3.4491e-11 | 0.039013 | 3.642e-11 | 0.037115 | 3.4648e-11 | 0.035347 | 3.2998e-11
[120 empty] | 7.3.5.15 Identification and remediation of “at-risk species”WLDFRVegetation ContactBranch (Not overhanging, 4-12ft) | WLDFR | HFTD - Distribution - Tier 3 - 4QU CoRE ¦ 1QU LoRE | Non-Red Flag Warning - Catastrophic Fires | Vegetation Contact | Branch (Not overhanging, 4-12ft) | 2036 | 9.3354e-10 | 607.6134 | 5.6723e-07 | 2036 | Mitigation | 0.5 | 30 | 0 | esc | 0.036947 | 3.4491e-11 | 0.039013 | 3.642e-11 | 0.037115 | 3.4648e-11 | 0.035347 | 3.2998e-11
[120 empty] | 7.3.5.15 Identification and remediation of “at-risk species”WLDFRVegetation ContactBranch (Not overhanging, 4-12ft) | WLDFR | HFTD - Distribution - Tier 3 - 4QU CoRE ¦ 1QU LoRE | Non-Red Flag Warning - Catastrophic Fires | Vegetation Contact | Branch (Not overhanging, 4-12ft) | 2037 | 9.3354e-10 | 607.6134 | 5.6723e-07 | 2037 | Mitigation | 0.5 | 30 | 0 | esc | 0.036947 | 3.4491e-11 | 0.039013 | 3.642e-11 | 0.037115 | 3.4648e-11 | 0.035347 | 3.2998e-11
[120 empty] | 7.3.5.15 Identification and remediation of “at-risk species”WLDFRVegetation ContactBranch (Not overhanging, 4-12ft) | WLDFR | HFTD - Distribution - Tier 3 - 4QU CoRE ¦ 1QU LoRE | Non-Red Flag Warning - Catastrophic Fires | Vegetation Contact | Branch (Not overhanging, 4-12ft) | 2038 | 9.3354e-10 | 607.6134 | 5.6723e-07 | 2038 | Mitigation | 0.5 | 30 | 0 | esc | 0.036947 | 3.4491e-11 | 0.039013 | 3.642e-11 | 0.037115 | 3.4648e-11 | 0.035347 | 3.2998e-11
[120 empty] | 7.3.5.15 Identification and remediation of “at-risk species”WLDFRVegetation ContactBranch (Not overhanging, 4-12ft) | WLDFR | HFTD - Distribution - Tier 3 - 4QU CoRE ¦ 1QU LoRE | Non-Red Flag Warning - Catastrophic Fires | Vegetation Contact | Branch (Not overhanging, 4-12ft) | 2039 | 9.3354e-10 | 607.6134 | 5.6723e-07 | 2039 | Mitigation | 0.5 | 30 | 0 | esc | 0.036947 | 3.4491e-11 | 0.039013 | 3.642e-11 | 0.037115 | 3.4648e-11 | 0.035347 | 3.2998e-11
[120 empty] | 7.3.5.15 Identification and remediation of “at-risk species”WLDFRVegetation ContactBranch (Not overhanging, 4-12ft) | WLDFR | HFTD - Distribution - Tier 3 - 4QU CoRE ¦ 1QU LoRE | Non-Red Flag Warning - Catastrophic Fires | Vegetation Contact | Branch (Not overhanging, 4-12ft) | 2040 | 9.3354e-10 | 607.6134 | 5.6723e-07 | 2040 | Mitigation | 0.5 | 30 | 0 | esc | 0.036947 | 3.4491e-11 | 0.039013 | 3.642e-11 | 0.037115 | 3.4648e-11 | 0.035347 | 3.2998e-11
[120 empty] | 7.3.5.15 Identification and remediation of “at-risk species”WLDFRVegetation ContactBranch (Not overhanging, 4-12ft) | WLDFR | HFTD - Distribution - Tier 3 - 4QU CoRE ¦ 1QU LoRE | Non-Red Flag Warning - Catastrophic Fires | Vegetation Contact | Branch (Not overhanging, 4-12ft) | 2041 | 9.3354e-10 | 607.6134 | 5.6723e-07 | 2041 | Mitigation | 0.5 | 30 | 0 | esc | 0.036947 | 3.4491e-11 | 0.039013 | 3.642e-11 | 0.037115 | 3.4648e-11 | 0.035347 | 3.2998e-11
[120 empty] | 7.3.5.15 Identification and remediation of “at-risk species”WLDFRVegetation ContactBranch (Not overhanging, 4-12ft) | WLDFR | HFTD - Distribution - Tier 3 - 4QU CoRE ¦ 1QU LoRE | Non-Red Flag Warning - Catastrophic Fires | Vegetation Contact | Branch (Not overhanging, 4-12ft) | 2042 | 9.3354e-10 | 607.6134 | 5.6723e-07 | 2042 | Mitigation | 0.5 | 30 | 0 | esc | 0.036947 | 3.4491e-11 | 0.039013 | 3.642e-11 | 0.037115 | 3.4648e-11 | 0.035347 | 3.2998e-11
[120 empty] | 7.3.5.15 Identification and remediation of “at-risk species”WLDFRVegetation ContactBranch (Not overhanging, 4-12ft) | WLDFR | HFTD - Distribution - Tier 3 - 4QU CoRE ¦ 1QU LoRE | Non-Red Flag Warning - Catastrophic Fires | Vegetation Contact | Branch (Not overhanging, 4-12ft) | 2043 | 9.3354e-10 | 607.6134 | 5.6723e-07 | 2043 | Mitigation | 0.5 | 30 | 0 | esc | 0.036947 | 3.4491e-11 | 0.039013 | 3.642e-11 | 0.037115 | 3.4648e-11 | 0.035347 | 3.2998e-11
[120 empty] | 7.3.5.15 Identification and remediation of “at-risk species”WLDFRVegetation ContactBranch (Not overhanging, 4-12ft) | WLDFR | HFTD - Distribution - Tier 3 - 4QU CoRE ¦ 1QU LoRE | Non-Red Flag Warning - Catastrophic Fires | Vegetation Contact | Branch (Not overhanging, 4-12ft) | 2044 | 9.3354e-10 | 607.6134 | 5.6723e-07 | 2044 | Mitigation | 0.5 | 30 | 0 | esc | 0.036947 | 3.4491e-11 | 0.039013 | 3.642e-11 | 0.037115 | 3.4648e-11 | 0.035347 | 3.2998e-11
[120 empty] | 7.3.5.15 Identification and remediation of “at-risk species”WLDFRVegetation ContactBranch (Not overhanging, 4-12ft) | WLDFR | HFTD - Distribution - Tier 3 - 4QU CoRE ¦ 1QU LoRE | Non-Red Flag Warning - Catastrophic Fires | Vegetation Contact | Branch (Not overhanging, 4-12ft) | 2045 | 9.3354e-10 | 607.6134 | 5.6723e-07 | 2045 | Mitigation | 0.5 | 30 | 0 | esc | 0.036947 | 3.4491e-11 | 0.039013 | 3.642e-11 | 0.037115 | 3.4648e-11 | 0.035347 | 3.2998e-11
[120 empty] | 7.3.5.15 Identification and remediation of “at-risk species”WLDFRVegetation ContactBranch (Not overhanging, 4-12ft) | WLDFR | HFTD - Distribution - Tier 3 - 4QU CoRE ¦ 1QU LoRE | Non-Red Flag Warning - Catastrophic Fires | Vegetation Contact | Branch (Not overhanging, 4-12ft) | 2046 | 9.3354e-10 | 607.6134 | 5.6723e-07 | 2046 | Mitigation | 0.5 | 30 | 0 | esc | 0.036947 | 3.4491e-11 | 0.039013 | 3.642e-11 | 0.037115 | 3.4648e-11 | 0.035347 | 3.2998e-11
[120 empty] | 7.3.5.15 Identification and remediation of “at-risk species”WLDFRVegetation ContactBranch (Not overhanging, 4-12ft) | WLDFR | HFTD - Distribution - Tier 3 - 4QU CoRE ¦ 1QU LoRE | Non-Red Flag Warning - Catastrophic Fires | Vegetation Contact | Branch (Not overhanging, 4-12ft) | 2047 | 9.3354e-10 | 607.6134 | 5.6723e-07 | 2047 | Mitigation | 0.5 | 30 | 0 | esc | 0.036947 | 3.4491e-11 | 0.039013 | 3.642e-11 | 0.037115 | 3.4648e-11 | 0.035347 | 3.2998e-11
[120 empty] | 7.3.5.15 Identification and remediation of “at-risk species”WLDFRVegetation ContactBranch (Not overhanging, 4-12ft) | WLDFR | HFTD - Distribution - Tier 3 - 4QU CoRE ¦ 1QU LoRE | Non-Red Flag Warning - Catastrophic Fires | Vegetation Contact | Branch (Not overhanging, 4-12ft) | 2048 | 9.3354e-10 | 607.6134 | 5.6723e-07 | 2048 | Mitigation | 0.5 | 30 | 0 | esc | 0.036947 | 3.4491e-11 | 0.039013 | 3.642e-11 | 0.037115 | 3.4648e-11 | 0.035347 | 3.2998e-11
[120 empty] | 7.3.5.15 Identification and remediation of “at-risk species”WLDFRVegetation ContactBranch (Not overhanging, 4-12ft) | WLDFR | HFTD - Distribution - Tier 3 - 4QU CoRE ¦ 1QU LoRE | Non-Red Flag Warning - Catastrophic Fires | Vegetation Contact | Branch (Not overhanging, 4-12ft) | 2049 | 9.3354e-10 | 607.6134 | 5.6723e-07 | 2049 | Mitigation | 0.5 | 30 | 0 | esc | 0.036947 | 3.4491e-11 | 0.039013 | 3.642e-11 | 0.037115 | 3.4648e-11 | 0.035347 | 3.2998e-11
[120 empty] | 7.3.5.15 Identification and remediation of “at-risk species”WLDFRVegetation ContactBranch (Not overhanging, 4-12ft) | WLDFR | HFTD - Distribution - Tier 3 - 4QU CoRE ¦ 1QU LoRE | Non-Red Flag Warning - Catastrophic Fires | Vegetation Contact | Branch (Not overhanging, 4-12ft) | 2050 | 9.3354e-10 | 607.6134 | 5.6723e-07 | 2050 | Mitigation | 0.5 | 30 | 0 | esc | 0 | 0 | 0.039013 | 3.642e-11 | 0.037115 | 3.4648e-11 | 0.035347 | 3.2998e-11
[120 empty] | 7.3.5.15 Identification and remediation of “at-risk species”WLDFRVegetation ContactBranch (Not overhanging, 4-12ft) | WLDFR | HFTD - Distribution - Tier 3 - 4QU CoRE ¦ 1QU LoRE | Non-Red Flag Warning - Catastrophic Fires | Vegetation Contact | Branch (Not overhanging, 4-12ft) | 2051 | 9.3354e-10 | 607.6134 | 5.6723e-07 | 2051 | Mitigation | 0.5 | 30 | 0 | esc | 0 | 0 | 0 | 0 | 0.037115 | 3.4648e-11 | 0.035347 | 3.2998e-11
[120 empty] | 7.3.5.15 Identification and remediation of “at-risk species”WLDFRVegetation ContactBranch (Not overhanging, 4-12ft) | WLDFR | HFTD - Distribution - Tier 3 - 4QU CoRE ¦ 1QU LoRE | Non-Red Flag Warning - Catastrophic Fires | Vegetation Contact | Branch (Not overhanging, 4-12ft) | 2052 | 9.3354e-10 | 607.6134 | 5.6723e-07 | 2052 | Mitigation | 0.5 | 30 | 0 | esc | 0 | 0 | 0 | 0 | 0 | 0 | 0.035347 | 3.2998e-11
[120 empty] | 7.3.5.15 Identification and remediation of “at-risk species”WLDFRVegetation ContactBranch (Not overhanging, within 4ft) | WLDFR | HFTD - Distribution - Tier 3 - 4QU CoRE ¦ 1QU LoRE | Non-Red Flag Warning - Catastrophic Fires | Vegetation Contact | Branch (Not overhanging, within 4ft) | 2022 | 3.9515e-10 | 607.6134 | 2.401e-07 | 2022 | Mitigation | 0.9 | 30 | 0 | esc | 0.066504 | 2.6279e-11 | 0.070223 | 2.7748e-11 | 0.066806 | 2.6398e-11 | 0 | 0
[120 empty] | 7.3.5.15 Identification and remediation of “at-risk species”WLDFRVegetation ContactBranch (Not overhanging, within 4ft) | WLDFR | HFTD - Distribution - Tier 3 - 4QU CoRE ¦ 1QU LoRE | Non-Red Flag Warning - Catastrophic Fires | Vegetation Contact | Branch (Not overhanging, within 4ft) | 2023 | 3.9515e-10 | 607.6134 | 2.401e-07 | 2023 | Mitigation | 0.9 | 30 | 0 | esc | 0.066504 | 2.6279e-11 | 0.070223 | 2.7748e-11 | 0.066806 | 2.6398e-11 | 0.063625 | 2.5141e-11
[120 empty] | 7.3.5.15 Identification and remediation of “at-risk species”WLDFRVegetation ContactBranch (Not overhanging, within 4ft) | WLDFR | HFTD - Distribution - Tier 3 - 4QU CoRE ¦ 1QU LoRE | Non-Red Flag Warning - Catastrophic Fires | Vegetation Contact | Branch (Not overhanging, within 4ft) | 2024 | 3.9515e-10 | 607.6134 | 2.401e-07 | 2024 | Mitigation | 0.9 | 30 | 0 | esc | 0.066504 | 2.6279e-11 | 0.070223 | 2.7748e-11 | 0.066806 | 2.6398e-11 | 0.063625 | 2.5141e-11
[120 empty] | 7.3.5.15 Identification and remediation of “at-risk species”WLDFRVegetation ContactBranch (Not overhanging, within 4ft) | WLDFR | HFTD - Distribution - Tier 3 - 4QU CoRE ¦ 1QU LoRE | Non-Red Flag Warning - Catastrophic Fires | Vegetation Contact | Branch (Not overhanging, within 4ft) | 2025 | 3.9515e-10 | 607.6134 | 2.401e-07 | 2025 | Mitigation | 0.9 | 30 | 0 | esc | 0.066504 | 2.6279e-11 | 0.070223 | 2.7748e-11 | 0.066806 | 2.6398e-11 | 0.063625 | 2.5141e-11
[120 empty] | 7.3.5.15 Identification and remediation of “at-risk species”WLDFRVegetation ContactBranch (Not overhanging, within 4ft) | WLDFR | HFTD - Distribution - Tier 3 - 4QU CoRE ¦ 1QU LoRE | Non-Red Flag Warning - Catastrophic Fires | Vegetation Contact | Branch (Not overhanging, within 4ft) | 2026 | 3.9515e-10 | 607.6134 | 2.401e-07 | 2026 | Mitigation | 0.9 | 30 | 0 | esc | 0.066504 | 2.6279e-11 | 0.070223 | 2.7748e-11 | 0.066806 | 2.6398e-11 | 0.063625 | 2.5141e-11
[120 empty] | 7.3.5.15 Identification and remediation of “at-risk species”WLDFRVegetation ContactBranch (Not overhanging, within 4ft) | WLDFR | HFTD - Distribution - Tier 3 - 4QU CoRE ¦ 1QU LoRE | Non-Red Flag Warning - Catastrophic Fires | Vegetation Contact | Branch (Not overhanging, within 4ft) | 2027 | 3.9515e-10 | 607.6134 | 2.401e-07 | 2027 | Mitigation | 0.9 | 30 | 0 | esc | 0.066504 | 2.6279e-11 | 0.070223 | 2.7748e-11 | 0.066806 | 2.6398e-11 | 0.063625 | 2.5141e-11
[120 empty] | 7.3.5.15 Identification and remediation of “at-risk species”WLDFRVegetation ContactBranch (Not overhanging, within 4ft) | WLDFR | HFTD - Distribution - Tier 3 - 4QU CoRE ¦ 1QU LoRE | Non-Red Flag Warning - Catastrophic Fires | Vegetation Contact | Branch (Not overhanging, within 4ft) | 2028 | 3.9515e-10 | 607.6134 | 2.401e-07 | 2028 | Mitigation | 0.9 | 30 | 0 | esc | 0.066504 | 2.6279e-11 | 0.070223 | 2.7748e-11 | 0.066806 | 2.6398e-11 | 0.063625 | 2.5141e-11
[120 empty] | 7.3.5.15 Identification and remediation of “at-risk species”WLDFRVegetation ContactBranch (Not overhanging, within 4ft) | WLDFR | HFTD - Distribution - Tier 3 - 4QU CoRE ¦ 1QU LoRE | Non-Red Flag Warning - Catastrophic Fires | Vegetation Contact | Branch (Not overhanging, within 4ft) | 2029 | 3.9515e-10 | 607.6134 | 2.401e-07 | 2029 | Mitigation | 0.9 | 30 | 0 | esc | 0.066504 | 2.6279e-11 | 0.070223 | 2.7748e-11 | 0.066806 | 2.6398e-11 | 0.063625 | 2.5141e-11
[120 empty] | 7.3.5.15 Identification and remediation of “at-risk species”WLDFRVegetation ContactBranch (Not overhanging, within 4ft) | WLDFR | HFTD - Distribution - Tier 3 - 4QU CoRE ¦ 1QU LoRE | Non-Red Flag Warning - Catastrophic Fires | Vegetation Contact | Branch (Not overhanging, within 4ft) | 2030 | 3.9515e-10 | 607.6134 | 2.401e-07 | 2030 | Mitigation | 0.9 | 30 | 0 | esc | 0.066504 | 2.6279e-11 | 0.070223 | 2.7748e-11 | 0.066806 | 2.6398e-11 | 0.063625 | 2.5141e-11
[120 empty] | 7.3.5.15 Identification and remediation of “at-risk species”WLDFRVegetation ContactBranch (Not overhanging, within 4ft) | WLDFR | HFTD - Distribution - Tier 3 - 4QU CoRE ¦ 1QU LoRE | Non-Red Flag Warning - Catastrophic Fires | Vegetation Contact | Branch (Not overhanging, within 4ft) | 2031 | 3.9515e-10 | 607.6134 | 2.401e-07 | 2031 | Mitigation | 0.9 | 30 | 0 | esc | 0.066504 | 2.6279e-11 | 0.070223 | 2.7748e-11 | 0.066806 | 2.6398e-11 | 0.063625 | 2.5141e-11
[120 empty] | 7.3.5.15 Identification and remediation of “at-risk species”WLDFRVegetation ContactBranch (Not overhanging, within 4ft) | WLDFR | HFTD - Distribution - Tier 3 - 4QU CoRE ¦ 1QU LoRE | Non-Red Flag Warning - Catastrophic Fires | Vegetation Contact | Branch (Not overhanging, within 4ft) | 2032 | 3.9515e-10 | 607.6134 | 2.401e-07 | 2032 | Mitigation | 0.9 | 30 | 0 | esc | 0.066504 | 2.6279e-11 | 0.070223 | 2.7748e-11 | 0.066806 | 2.6398e-11 | 0.063625 | 2.5141e-11
[120 empty] | 7.3.5.15 Identification and remediation of “at-risk species”WLDFRVegetation ContactBranch (Not overhanging, within 4ft) | WLDFR | HFTD - Distribution - Tier 3 - 4QU CoRE ¦ 1QU LoRE | Non-Red Flag Warning - Catastrophic Fires | Vegetation Contact | Branch (Not overhanging, within 4ft) | 2033 | 3.9515e-10 | 607.6134 | 2.401e-07 | 2033 | Mitigation | 0.9 | 30 | 0 | esc | 0.066504 | 2.6279e-11 | 0.070223 | 2.7748e-11 | 0.066806 | 2.6398e-11 | 0.063625 | 2.5141e-11
[120 empty] | 7.3.5.15 Identification and remediation of “at-risk species”WLDFRVegetation ContactBranch (Not overhanging, within 4ft) | WLDFR | HFTD - Distribution - Tier 3 - 4QU CoRE ¦ 1QU LoRE | Non-Red Flag Warning - Catastrophic Fires | Vegetation Contact | Branch (Not overhanging, within 4ft) | 2034 | 3.9515e-10 | 607.6134 | 2.401e-07 | 2034 | Mitigation | 0.9 | 30 | 0 | esc | 0.066504 | 2.6279e-11 | 0.070223 | 2.7748e-11 | 0.066806 | 2.6398e-11 | 0.063625 | 2.5141e-11
[120 empty] | 7.3.5.15 Identification and remediation of “at-risk species”WLDFRVegetation ContactBranch (Not overhanging, within 4ft) | WLDFR | HFTD - Distribution - Tier 3 - 4QU CoRE ¦ 1QU LoRE | Non-Red Flag Warning - Catastrophic Fires | Vegetation Contact | Branch (Not overhanging, within 4ft) | 2035 | 3.9515e-10 | 607.6134 | 2.401e-07 | 2035 | Mitigation | 0.9 | 30 | 0 | esc | 0.066504 | 2.6279e-11 | 0.070223 | 2.7748e-11 | 0.066806 | 2.6398e-11 | 0.063625 | 2.5141e-11
[120 empty] | 7.3.5.15 Identification and remediation of “at-risk species”WLDFRVegetation ContactBranch (Not overhanging, within 4ft) | WLDFR | HFTD - Distribution - Tier 3 - 4QU CoRE ¦ 1QU LoRE | Non-Red Flag Warning - Catastrophic Fires | Vegetation Contact | Branch (Not overhanging, within 4ft) | 2036 | 3.9515e-10 | 607.6134 | 2.401e-07 | 2036 | Mitigation | 0.9 | 30 | 0 | esc | 0.066504 | 2.6279e-11 | 0.070223 | 2.7748e-11 | 0.066806 | 2.6398e-11 | 0.063625 | 2.5141e-11
[120 empty] | 7.3.5.15 Identification and remediation of “at-risk species”WLDFRVegetation ContactBranch (Not overhanging, within 4ft) | WLDFR | HFTD - Distribution - Tier 3 - 4QU CoRE ¦ 1QU LoRE | Non-Red Flag Warning - Catastrophic Fires | Vegetation Contact | Branch (Not overhanging, within 4ft) | 2037 | 3.9515e-10 | 607.6134 | 2.401e-07 | 2037 | Mitigation | 0.9 | 30 | 0 | esc | 0.066504 | 2.6279e-11 | 0.070223 | 2.7748e-11 | 0.066806 | 2.6398e-11 | 0.063625 | 2.5141e-11
[120 empty] | 7.3.5.15 Identification and remediation of “at-risk species”WLDFRVegetation ContactBranch (Not overhanging, within 4ft) | WLDFR | HFTD - Distribution - Tier 3 - 4QU CoRE ¦ 1QU LoRE | Non-Red Flag Warning - Catastrophic Fires | Vegetation Contact | Branch (Not overhanging, within 4ft) | 2038 | 3.9515e-10 | 607.6134 | 2.401e-07 | 2038 | Mitigation | 0.9 | 30 | 0 | esc | 0.066504 | 2.6279e-11 | 0.070223 | 2.7748e-11 | 0.066806 | 2.6398e-11 | 0.063625 | 2.5141e-11
[120 empty] | 7.3.5.15 Identification and remediation of “at-risk species”WLDFRVegetation ContactBranch (Not overhanging, within 4ft) | WLDFR | HFTD - Distribution - Tier 3 - 4QU CoRE ¦ 1QU LoRE | Non-Red Flag Warning - Catastrophic Fires | Vegetation Contact | Branch (Not overhanging, within 4ft) | 2039 | 3.9515e-10 | 607.6134 | 2.401e-07 | 2039 | Mitigation | 0.9 | 30 | 0 | esc | 0.066504 | 2.6279e-11 | 0.070223 | 2.7748e-11 | 0.066806 | 2.6398e-11 | 0.063625 | 2.5141e-11
[120 empty] | 7.3.5.15 Identification and remediation of “at-risk species”WLDFRVegetation ContactBranch (Not overhanging, within 4ft) | WLDFR | HFTD - Distribution - Tier 3 - 4QU CoRE ¦ 1QU LoRE | Non-Red Flag Warning - Catastrophic Fires | Vegetation Contact | Branch (Not overhanging, within 4ft) | 2040 | 3.9515e-10 | 607.6134 | 2.401e-07 | 2040 | Mitigation | 0.9 | 30 | 0 | esc | 0.066504 | 2.6279e-11 | 0.070223 | 2.7748e-11 | 0.066806 | 2.6398e-11 | 0.063625 | 2.5141e-11
[120 empty] | 7.3.5.15 Identification and remediation of “at-risk species”WLDFRVegetation ContactBranch (Not overhanging, within 4ft) | WLDFR | HFTD - Distribution - Tier 3 - 4QU CoRE ¦ 1QU LoRE | Non-Red Flag Warning - Catastrophic Fires | Vegetation Contact | Branch (Not overhanging, within 4ft) | 2041 | 3.9515e-10 | 607.6134 | 2.401e-07 | 2041 | Mitigation | 0.9 | 30 | 0 | esc | 0.066504 | 2.6279e-11 | 0.070223 | 2.7748e-11 | 0.066806 | 2.6398e-11 | 0.063625 | 2.5141e-11
[120 empty] | 7.3.5.15 Identification and remediation of “at-risk species”WLDFRVegetation ContactBranch (Not overhanging, within 4ft) | WLDFR | HFTD - Distribution - Tier 3 - 4QU CoRE ¦ 1QU LoRE | Non-Red Flag Warning - Catastrophic Fires | Vegetation Contact | Branch (Not overhanging, within 4ft) | 2042 | 3.9515e-10 | 607.6134 | 2.401e-07 | 2042 | Mitigation | 0.9 | 30 | 0 | esc | 0.066504 | 2.6279e-11 | 0.070223 | 2.7748e-11 | 0.066806 | 2.6398e-11 | 0.063625 | 2.5141e-11
[120 empty] | 7.3.5.15 Identification and remediation of “at-risk species”WLDFRVegetation ContactBranch (Not overhanging, within 4ft) | WLDFR | HFTD - Distribution - Tier 3 - 4QU CoRE ¦ 1QU LoRE | Non-Red Flag Warning - Catastrophic Fires | Vegetation Contact | Branch (Not overhanging, within 4ft) | 2043 | 3.9515e-10 | 607.6134 | 2.401e-07 | 2043 | Mitigation | 0.9 | 30 | 0 | esc | 0.066504 | 2.6279e-11 | 0.070223 | 2.7748e-11 | 0.066806 | 2.6398e-11 | 0.063625 | 2.5141e-11
[120 empty] | 7.3.5.15 Identification and remediation of “at-risk species”WLDFRVegetation ContactBranch (Not overhanging, within 4ft) | WLDFR | HFTD - Distribution - Tier 3 - 4QU CoRE ¦ 1QU LoRE | Non-Red Flag Warning - Catastrophic Fires | Vegetation Contact | Branch (Not overhanging, within 4ft) | 2044 | 3.9515e-10 | 607.6134 | 2.401e-07 | 2044 | Mitigation | 0.9 | 30 | 0 | esc | 0.066504 | 2.6279e-11 | 0.070223 | 2.7748e-11 | 0.066806 | 2.6398e-11 | 0.063625 | 2.5141e-11
[120 empty] | 7.3.5.15 Identification and remediation of “at-risk species”WLDFRVegetation ContactBranch (Not overhanging, within 4ft) | WLDFR | HFTD - Distribution - Tier 3 - 4QU CoRE ¦ 1QU LoRE | Non-Red Flag Warning - Catastrophic Fires | Vegetation Contact | Branch (Not overhanging, within 4ft) | 2045 | 3.9515e-10 | 607.6134 | 2.401e-07 | 2045 | Mitigation | 0.9 | 30 | 0 | esc | 0.066504 | 2.6279e-11 | 0.070223 | 2.7748e-11 | 0.066806 | 2.6398e-11 | 0.063625 | 2.5141e-11
[120 empty] | 7.3.5.15 Identification and remediation of “at-risk species”WLDFRVegetation ContactBranch (Not overhanging, within 4ft) | WLDFR | HFTD - Distribution - Tier 3 - 4QU CoRE ¦ 1QU LoRE | Non-Red Flag Warning - Catastrophic Fires | Vegetation Contact | Branch (Not overhanging, within 4ft) | 2046 | 3.9515e-10 | 607.6134 | 2.401e-07 | 2046 | Mitigation | 0.9 | 30 | 0 | esc | 0.066504 | 2.6279e-11 | 0.070223 | 2.7748e-11 | 0.066806 | 2.6398e-11 | 0.063625 | 2.5141e-11
[120 empty] | 7.3.5.15 Identification and remediation of “at-risk species”WLDFRVegetation ContactBranch (Not overhanging, within 4ft) | WLDFR | HFTD - Distribution - Tier 3 - 4QU CoRE ¦ 1QU LoRE | Non-Red Flag Warning - Catastrophic Fires | Vegetation Contact | Branch (Not overhanging, within 4ft) | 2047 | 3.9515e-10 | 607.6134 | 2.401e-07 | 2047 | Mitigation | 0.9 | 30 | 0 | esc | 0.066504 | 2.6279e-11 | 0.070223 | 2.7748e-11 | 0.066806 | 2.6398e-11 | 0.063625 | 2.5141e-11
[120 empty] | 7.3.5.15 Identification and remediation of “at-risk species”WLDFRVegetation ContactBranch (Not overhanging, within 4ft) | WLDFR | HFTD - Distribution - Tier 3 - 4QU CoRE ¦ 1QU LoRE | Non-Red Flag Warning - Catastrophic Fires | Vegetation Contact | Branch (Not overhanging, within 4ft) | 2048 | 3.9515e-10 | 607.6134 | 2.401e-07 | 2048 | Mitigation | 0.9 | 30 | 0 | esc | 0.066504 | 2.6279e-11 | 0.070223 | 2.7748e-11 | 0.066806 | 2.6398e-11 | 0.063625 | 2.5141e-11
[120 empty] | 7.3.5.15 Identification and remediation of “at-risk species”WLDFRVegetation ContactBranch (Not overhanging, within 4ft) | WLDFR | HFTD - Distribution - Tier 3 - 4QU CoRE ¦ 1QU LoRE | Non-Red Flag Warning - Catastrophic Fires | Vegetation Contact | Branch (Not overhanging, within 4ft) | 2049 | 3.9515e-10 | 607.6134 | 2.401e-07 | 2049 | Mitigation | 0.9 | 30 | 0 | esc | 0.066504 | 2.6279e-11 | 0.070223 | 2.7748e-11 | 0.066806 | 2.6398e-11 | 0.063625 | 2.5141e-11
[120 empty] | 7.3.5.15 Identification and remediation of “at-risk species”WLDFRVegetation ContactBranch (Not overhanging, within 4ft) | WLDFR | HFTD - Distribution - Tier 3 - 4QU CoRE ¦ 1QU LoRE | Non-Red Flag Warning - Catastrophic Fires | Vegetation Contact | Branch (Not overhanging, within 4ft) | 2050 | 3.9515e-10 | 607.6134 | 2.401e-07 | 2050 | Mitigation | 0.9 | 30 | 0 | esc | 0 | 0 | 0.070223 | 2.7748e-11 | 0.066806 | 2.6398e-11 | 0.063625 | 2.5141e-11
[120 empty] | 7.3.5.15 Identification and remediation of “at-risk species”WLDFRVegetation ContactBranch (Not overhanging, within 4ft) | WLDFR | HFTD - Distribution - Tier 3 - 4QU CoRE ¦ 1QU LoRE | Non-Red Flag Warning - Catastrophic Fires | Vegetation Contact | Branch (Not overhanging, within 4ft) | 2051 | 3.9515e-10 | 607.6134 | 2.401e-07 | 2051 | Mitigation | 0.9 | 30 | 0 | esc | 0 | 0 | 0 | 0 | 0.066806 | 2.6398e-11 | 0.063625 | 2.5141e-11
[120 empty] | 7.3.5.15 Identification and remediation of “at-risk species”WLDFRVegetation ContactBranch (Not overhanging, within 4ft) | WLDFR | HFTD - Distribution - Tier 3 - 4QU CoRE ¦ 1QU LoRE | Non-Red Flag Warning - Catastrophic Fires | Vegetation Contact | Branch (Not overhanging, within 4ft) | 2052 | 3.9515e-10 | 607.6134 | 2.401e-07 | 2052 | Mitigation | 0.9 | 30 | 0 | esc | 0 | 0 | 0 | 0 | 0 | 0 | 0.063625 | 2.5141e-11
[120 empty] | 7.3.5.15 Identification and remediation of “at-risk species”WLDFRVegetation ContactBranch (OverHanging) | WLDFR | HFTD - Distribution - Tier 3 - 4QU CoRE ¦ 1QU LoRE | Non-Red Flag Warning - Catastrophic Fires | Vegetation Contact | Branch (OverHanging) | 2022 | 1.7578e-08 | 607.6134 | 1.0681e-05 | 2022 | Mitigation | 0.9 | 30 | 0 | esc | 0.066504 | 1.169e-09 | 0.070223 | 1.2344e-09 | 0.066806 | 1.1743e-09 | 0 | 0
[120 empty] | 7.3.5.15 Identification and remediation of “at-risk species”WLDFRVegetation ContactBranch (OverHanging) | WLDFR | HFTD - Distribution - Tier 3 - 4QU CoRE ¦ 1QU LoRE | Non-Red Flag Warning - Catastrophic Fires | Vegetation Contact | Branch (OverHanging) | 2023 | 1.7578e-08 | 607.6134 | 1.0681e-05 | 2023 | Mitigation | 0.9 | 30 | 0 | esc | 0.066504 | 1.169e-09 | 0.070223 | 1.2344e-09 | 0.066806 | 1.1743e-09 | 0.063625 | 1.1184e-09
[120 empty] | 7.3.5.15 Identification and remediation of “at-risk species”WLDFRVegetation ContactBranch (OverHanging) | WLDFR | HFTD - Distribution - Tier 3 - 4QU CoRE ¦ 1QU LoRE | Non-Red Flag Warning - Catastrophic Fires | Vegetation Contact | Branch (OverHanging) | 2024 | 1.7578e-08 | 607.6134 | 1.0681e-05 | 2024 | Mitigation | 0.9 | 30 | 0 | esc | 0.066504 | 1.169e-09 | 0.070223 | 1.2344e-09 | 0.066806 | 1.1743e-09 | 0.063625 | 1.1184e-09
[120 empty] | 7.3.5.15 Identification and remediation of “at-risk species”WLDFRVegetation ContactBranch (OverHanging) | WLDFR | HFTD - Distribution - Tier 3 - 4QU CoRE ¦ 1QU LoRE | Non-Red Flag Warning - Catastrophic Fires | Vegetation Contact | Branch (OverHanging) | 2025 | 1.7578e-08 | 607.6134 | 1.0681e-05 | 2025 | Mitigation | 0.9 | 30 | 0 | esc | 0.066504 | 1.169e-09 | 0.070223 | 1.2344e-09 | 0.066806 | 1.1743e-09 | 0.063625 | 1.1184e-09
[120 empty] | 7.3.5.15 Identification and remediation of “at-risk species”WLDFRVegetation ContactBranch (OverHanging) | WLDFR | HFTD - Distribution - Tier 3 - 4QU CoRE ¦ 1QU LoRE | Non-Red Flag Warning - Catastrophic Fires | Vegetation Contact | Branch (OverHanging) | 2026 | 1.7578e-08 | 607.6134 | 1.0681e-05 | 2026 | Mitigation | 0.9 | 30 | 0 | esc | 0.066504 | 1.169e-09 | 0.070223 | 1.2344e-09 | 0.066806 | 1.1743e-09 | 0.063625 | 1.1184e-09
[120 empty] | 7.3.5.15 Identification and remediation of “at-risk species”WLDFRVegetation ContactBranch (OverHanging) | WLDFR | HFTD - Distribution - Tier 3 - 4QU CoRE ¦ 1QU LoRE | Non-Red Flag Warning - Catastrophic Fires | Vegetation Contact | Branch (OverHanging) | 2027 | 1.7578e-08 | 607.6134 | 1.0681e-05 | 2027 | Mitigation | 0.9 | 30 | 0 | esc | 0.066504 | 1.169e-09 | 0.070223 | 1.2344e-09 | 0.066806 | 1.1743e-09 | 0.063625 | 1.1184e-09
[120 empty] | 7.3.5.15 Identification and remediation of “at-risk species”WLDFRVegetation ContactBranch (OverHanging) | WLDFR | HFTD - Distribution - Tier 3 - 4QU CoRE ¦ 1QU LoRE | Non-Red Flag Warning - Catastrophic Fires | Vegetation Contact | Branch (OverHanging) | 2028 | 1.7578e-08 | 607.6134 | 1.0681e-05 | 2028 | Mitigation | 0.9 | 30 | 0 | esc | 0.066504 | 1.169e-09 | 0.070223 | 1.2344e-09 | 0.066806 | 1.1743e-09 | 0.063625 | 1.1184e-09
[120 empty] | 7.3.5.15 Identification and remediation of “at-risk species”WLDFRVegetation ContactBranch (OverHanging) | WLDFR | HFTD - Distribution - Tier 3 - 4QU CoRE ¦ 1QU LoRE | Non-Red Flag Warning - Catastrophic Fires | Vegetation Contact | Branch (OverHanging) | 2029 | 1.7578e-08 | 607.6134 | 1.0681e-05 | 2029 | Mitigation | 0.9 | 30 | 0 | esc | 0.066504 | 1.169e-09 | 0.070223 | 1.2344e-09 | 0.066806 | 1.1743e-09 | 0.063625 | 1.1184e-09
[120 empty] | 7.3.5.15 Identification and remediation of “at-risk species”WLDFRVegetation ContactBranch (OverHanging) | WLDFR | HFTD - Distribution - Tier 3 - 4QU CoRE ¦ 1QU LoRE | Non-Red Flag Warning - Catastrophic Fires | Vegetation Contact | Branch (OverHanging) | 2030 | 1.7578e-08 | 607.6134 | 1.0681e-05 | 2030 | Mitigation | 0.9 | 30 | 0 | esc | 0.066504 | 1.169e-09 | 0.070223 | 1.2344e-09 | 0.066806 | 1.1743e-09 | 0.063625 | 1.1184e-09
[120 empty] | 7.3.5.15 Identification and remediation of “at-risk species”WLDFRVegetation ContactBranch (OverHanging) | WLDFR | HFTD - Distribution - Tier 3 - 4QU CoRE ¦ 1QU LoRE | Non-Red Flag Warning - Catastrophic Fires | Vegetation Contact | Branch (OverHanging) | 2031 | 1.7578e-08 | 607.6134 | 1.0681e-05 | 2031 | Mitigation | 0.9 | 30 | 0 | esc | 0.066504 | 1.169e-09 | 0.070223 | 1.2344e-09 | 0.066806 | 1.1743e-09 | 0.063625 | 1.1184e-09
[120 empty] | 7.3.5.15 Identification and remediation of “at-risk species”WLDFRVegetation ContactBranch (OverHanging) | WLDFR | HFTD - Distribution - Tier 3 - 4QU CoRE ¦ 1QU LoRE | Non-Red Flag Warning - Catastrophic Fires | Vegetation Contact | Branch (OverHanging) | 2032 | 1.7578e-08 | 607.6134 | 1.0681e-05 | 2032 | Mitigation | 0.9 | 30 | 0 | esc | 0.066504 | 1.169e-09 | 0.070223 | 1.2344e-09 | 0.066806 | 1.1743e-09 | 0.063625 | 1.1184e-09
[120 empty] | 7.3.5.15 Identification and remediation of “at-risk species”WLDFRVegetation ContactBranch (OverHanging) | WLDFR | HFTD - Distribution - Tier 3 - 4QU CoRE ¦ 1QU LoRE | Non-Red Flag Warning - Catastrophic Fires | Vegetation Contact | Branch (OverHanging) | 2033 | 1.7578e-08 | 607.6134 | 1.0681e-05 | 2033 | Mitigation | 0.9 | 30 | 0 | esc | 0.066504 | 1.169e-09 | 0.070223 | 1.2344e-09 | 0.066806 | 1.1743e-09 | 0.063625 | 1.1184e-09
[120 empty] | 7.3.5.15 Identification and remediation of “at-risk species”WLDFRVegetation ContactBranch (OverHanging) | WLDFR | HFTD - Distribution - Tier 3 - 4QU CoRE ¦ 1QU LoRE | Non-Red Flag Warning - Catastrophic Fires | Vegetation Contact | Branch (OverHanging) | 2034 | 1.7578e-08 | 607.6134 | 1.0681e-05 | 2034 | Mitigation | 0.9 | 30 | 0 | esc | 0.066504 | 1.169e-09 | 0.070223 | 1.2344e-09 | 0.066806 | 1.1743e-09 | 0.063625 | 1.1184e-09
[120 empty] | 7.3.5.15 Identification and remediation of “at-risk species”WLDFRVegetation ContactBranch (OverHanging) | WLDFR | HFTD - Distribution - Tier 3 - 4QU CoRE ¦ 1QU LoRE | Non-Red Flag Warning - Catastrophic Fires | Vegetation Contact | Branch (OverHanging) | 2035 | 1.7578e-08 | 607.6134 | 1.0681e-05 | 2035 | Mitigation | 0.9 | 30 | 0 | esc | 0.066504 | 1.169e-09 | 0.070223 | 1.2344e-09 | 0.066806 | 1.1743e-09 | 0.063625 | 1.1184e-09
[120 empty] | 7.3.5.15 Identification and remediation of “at-risk species”WLDFRVegetation ContactBranch (OverHanging) | WLDFR | HFTD - Distribution - Tier 3 - 4QU CoRE ¦ 1QU LoRE | Non-Red Flag Warning - Catastrophic Fires | Vegetation Contact | Branch (OverHanging) | 2036 | 1.7578e-08 | 607.6134 | 1.0681e-05 | 2036 | Mitigation | 0.9 | 30 | 0 | esc | 0.066504 | 1.169e-09 | 0.070223 | 1.2344e-09 | 0.066806 | 1.1743e-09 | 0.063625 | 1.1184e-09
[120 empty] | 7.3.5.15 Identification and remediation of “at-risk species”WLDFRVegetation ContactBranch (OverHanging) | WLDFR | HFTD - Distribution - Tier 3 - 4QU CoRE ¦ 1QU LoRE | Non-Red Flag Warning - Catastrophic Fires | Vegetation Contact | Branch (OverHanging) | 2037 | 1.7578e-08 | 607.6134 | 1.0681e-05 | 2037 | Mitigation | 0.9 | 30 | 0 | esc | 0.066504 | 1.169e-09 | 0.070223 | 1.2344e-09 | 0.066806 | 1.1743e-09 | 0.063625 | 1.1184e-09
[120 empty] | 7.3.5.15 Identification and remediation of “at-risk species”WLDFRVegetation ContactBranch (OverHanging) | WLDFR | HFTD - Distribution - Tier 3 - 4QU CoRE ¦ 1QU LoRE | Non-Red Flag Warning - Catastrophic Fires | Vegetation Contact | Branch (OverHanging) | 2038 | 1.7578e-08 | 607.6134 | 1.0681e-05 | 2038 | Mitigation | 0.9 | 30 | 0 | esc | 0.066504 | 1.169e-09 | 0.070223 | 1.2344e-09 | 0.066806 | 1.1743e-09 | 0.063625 | 1.1184e-09
[120 empty] | 7.3.5.15 Identification and remediation of “at-risk species”WLDFRVegetation ContactBranch (OverHanging) | WLDFR | HFTD - Distribution - Tier 3 - 4QU CoRE ¦ 1QU LoRE | Non-Red Flag Warning - Catastrophic Fires | Vegetation Contact | Branch (OverHanging) | 2039 | 1.7578e-08 | 607.6134 | 1.0681e-05 | 2039 | Mitigation | 0.9 | 30 | 0 | esc | 0.066504 | 1.169e-09 | 0.070223 | 1.2344e-09 | 0.066806 | 1.1743e-09 | 0.063625 | 1.1184e-09
[120 empty] | 7.3.5.15 Identification and remediation of “at-risk species”WLDFRVegetation ContactBranch (OverHanging) | WLDFR | HFTD - Distribution - Tier 3 - 4QU CoRE ¦ 1QU LoRE | Non-Red Flag Warning - Catastrophic Fires | Vegetation Contact | Branch (OverHanging) | 2040 | 1.7578e-08 | 607.6134 | 1.0681e-05 | 2040 | Mitigation | 0.9 | 30 | 0 | esc | 0.066504 | 1.169e-09 | 0.070223 | 1.2344e-09 | 0.066806 | 1.1743e-09 | 0.063625 | 1.1184e-09
[120 empty] | 7.3.5.15 Identification and remediation of “at-risk species”WLDFRVegetation ContactBranch (OverHanging) | WLDFR | HFTD - Distribution - Tier 3 - 4QU CoRE ¦ 1QU LoRE | Non-Red Flag Warning - Catastrophic Fires | Vegetation Contact | Branch (OverHanging) | 2041 | 1.7578e-08 | 607.6134 | 1.0681e-05 | 2041 | Mitigation | 0.9 | 30 | 0 | esc | 0.066504 | 1.169e-09 | 0.070223 | 1.2344e-09 | 0.066806 | 1.1743e-09 | 0.063625 | 1.1184e-09
[120 empty] | 7.3.5.15 Identification and remediation of “at-risk species”WLDFRVegetation ContactBranch (OverHanging) | WLDFR | HFTD - Distribution - Tier 3 - 4QU CoRE ¦ 1QU LoRE | Non-Red Flag Warning - Catastrophic Fires | Vegetation Contact | Branch (OverHanging) | 2042 | 1.7578e-08 | 607.6134 | 1.0681e-05 | 2042 | Mitigation | 0.9 | 30 | 0 | esc | 0.066504 | 1.169e-09 | 0.070223 | 1.2344e-09 | 0.066806 | 1.1743e-09 | 0.063625 | 1.1184e-09
[120 empty] | 7.3.5.15 Identification and remediation of “at-risk species”WLDFRVegetation ContactBranch (OverHanging) | WLDFR | HFTD - Distribution - Tier 3 - 4QU CoRE ¦ 1QU LoRE | Non-Red Flag Warning - Catastrophic Fires | Vegetation Contact | Branch (OverHanging) | 2043 | 1.7578e-08 | 607.6134 | 1.0681e-05 | 2043 | Mitigation | 0.9 | 30 | 0 | esc | 0.066504 | 1.169e-09 | 0.070223 | 1.2344e-09 | 0.066806 | 1.1743e-09 | 0.063625 | 1.1184e-09
[120 empty] | 7.3.5.15 Identification and remediation of “at-risk species”WLDFRVegetation ContactBranch (OverHanging) | WLDFR | HFTD - Distribution - Tier 3 - 4QU CoRE ¦ 1QU LoRE | Non-Red Flag Warning - Catastrophic Fires | Vegetation Contact | Branch (OverHanging) | 2044 | 1.7578e-08 | 607.6134 | 1.0681e-05 | 2044 | Mitigation | 0.9 | 30 | 0 | esc | 0.066504 | 1.169e-09 | 0.070223 | 1.2344e-09 | 0.066806 | 1.1743e-09 | 0.063625 | 1.1184e-09
[120 empty] | 7.3.5.15 Identification and remediation of “at-risk species”WLDFRVegetation ContactBranch (OverHanging) | WLDFR | HFTD - Distribution - Tier 3 - 4QU CoRE ¦ 1QU LoRE | Non-Red Flag Warning - Catastrophic Fires | Vegetation Contact | Branch (OverHanging) | 2045 | 1.7578e-08 | 607.6134 | 1.0681e-05 | 2045 | Mitigation | 0.9 | 30 | 0 | esc | 0.066504 | 1.169e-09 | 0.070223 | 1.2344e-09 | 0.066806 | 1.1743e-09 | 0.063625 | 1.1184e-09
[120 empty] | 7.3.5.15 Identification and remediation of “at-risk species”WLDFRVegetation ContactBranch (OverHanging) | WLDFR | HFTD - Distribution - Tier 3 - 4QU CoRE ¦ 1QU LoRE | Non-Red Flag Warning - Catastrophic Fires | Vegetation Contact | Branch (OverHanging) | 2046 | 1.7578e-08 | 607.6134 | 1.0681e-05 | 2046 | Mitigation | 0.9 | 30 | 0 | esc | 0.066504 | 1.169e-09 | 0.070223 | 1.2344e-09 | 0.066806 | 1.1743e-09 | 0.063625 | 1.1184e-09
[120 empty] | 7.3.5.15 Identification and remediation of “at-risk species”WLDFRVegetation ContactBranch (OverHanging) | WLDFR | HFTD - Distribution - Tier 3 - 4QU CoRE ¦ 1QU LoRE | Non-Red Flag Warning - Catastrophic Fires | Vegetation Contact | Branch (OverHanging) | 2047 | 1.7578e-08 | 607.6134 | 1.0681e-05 | 2047 | Mitigation | 0.9 | 30 | 0 | esc | 0.066504 | 1.169e-09 | 0.070223 | 1.2344e-09 | 0.066806 | 1.1743e-09 | 0.063625 | 1.1184e-09
[120 empty] | 7.3.5.15 Identification and remediation of “at-risk species”WLDFRVegetation ContactBranch (OverHanging) | WLDFR | HFTD - Distribution - Tier 3 - 4QU CoRE ¦ 1QU LoRE | Non-Red Flag Warning - Catastrophic Fires | Vegetation Contact | Branch (OverHanging) | 2048 | 1.7578e-08 | 607.6134 | 1.0681e-05 | 2048 | Mitigation | 0.9 | 30 | 0 | esc | 0.066504 | 1.169e-09 | 0.070223 | 1.2344e-09 | 0.066806 | 1.1743e-09 | 0.063625 | 1.1184e-09
[120 empty] | 7.3.5.15 Identification and remediation of “at-risk species”WLDFRVegetation ContactBranch (OverHanging) | WLDFR | HFTD - Distribution - Tier 3 - 4QU CoRE ¦ 1QU LoRE | Non-Red Flag Warning - Catastrophic Fires | Vegetation Contact | Branch (OverHanging) | 2049 | 1.7578e-08 | 607.6134 | 1.0681e-05 | 2049 | Mitigation | 0.9 | 30 | 0 | esc | 0.066504 | 1.169e-09 | 0.070223 | 1.2344e-09 | 0.066806 | 1.1743e-09 | 0.063625 | 1.1184e-09
[120 empty] | 7.3.5.15 Identification and remediation of “at-risk species”WLDFRVegetation ContactBranch (OverHanging) | WLDFR | HFTD - Distribution - Tier 3 - 4QU CoRE ¦ 1QU LoRE | Non-Red Flag Warning - Catastrophic Fires | Vegetation Contact | Branch (OverHanging) | 2050 | 1.7578e-08 | 607.6134 | 1.0681e-05 | 2050 | Mitigation | 0.9 | 30 | 0 | esc | 0 | 0 | 0.070223 | 1.2344e-09 | 0.066806 | 1.1743e-09 | 0.063625 | 1.1184e-09
[120 empty] | 7.3.5.15 Identification and remediation of “at-risk species”WLDFRVegetation ContactBranch (OverHanging) | WLDFR | HFTD - Distribution - Tier 3 - 4QU CoRE ¦ 1QU LoRE | Non-Red Flag Warning - Catastrophic Fires | Vegetation Contact | Branch (OverHanging) | 2051 | 1.7578e-08 | 607.6134 | 1.0681e-05 | 2051 | Mitigation | 0.9 | 30 | 0 | esc | 0 | 0 | 0 | 0 | 0.066806 | 1.1743e-09 | 0.063625 | 1.1184e-09
[120 empty] | 7.3.5.15 Identification and remediation of “at-risk species”WLDFRVegetation ContactBranch (OverHanging) | WLDFR | HFTD - Distribution - Tier 3 - 4QU CoRE ¦ 1QU LoRE | Non-Red Flag Warning - Catastrophic Fires | Vegetation Contact | Branch (OverHanging) | 2052 | 1.7578e-08 | 607.6134 | 1.0681e-05 | 2052 | Mitigation | 0.9 | 30 | 0 | esc | 0 | 0 | 0 | 0 | 0 | 0 | 0.063625 | 1.1184e-09
[120 empty] | 7.3.5.15 Identification and remediation of “at-risk species”WLDFRVegetation ContactFell into (Moderate-Severe defect) | WLDFR | HFTD - Distribution - Tier 3 - 4QU CoRE ¦ 1QU LoRE | Non-Red Flag Warning - Catastrophic Fires | Vegetation Contact | Fell into (Moderate-Severe defect) | 2022 | 8.718e-09 | 607.6134 | 5.2972e-06 | 2022 | Mitigation | 0.95 | 1 | 0 | esc | 0 | 0 | 0 | 0 | 0.070518 | 6.1478e-10 | 0 | 0
[120 empty] | 7.3.5.15 Identification and remediation of “at-risk species”WLDFRVegetation ContactFell into (Moderate-Severe defect) | WLDFR | HFTD - Distribution - Tier 3 - 4QU CoRE ¦ 1QU LoRE | Non-Red Flag Warning - Catastrophic Fires | Vegetation Contact | Fell into (Moderate-Severe defect) | 2023 | 8.718e-09 | 607.6134 | 5.2972e-06 | 2023 | Mitigation | 0.95 | 1 | 0 | esc | 0 | 0 | 0 | 0 | 0 | 0 | 0.06716 | 5.855e-10
[120 empty] | 7.3.5.15 Identification and remediation of “at-risk species”WLDFRVegetation ContactFell into (slight defect) | WLDFR | HFTD - Distribution - Tier 3 - 4QU CoRE ¦ 1QU LoRE | Non-Red Flag Warning - Catastrophic Fires | Vegetation Contact | Fell into (slight defect) | 2022 | 1.1242e-08 | 607.6134 | 6.8307e-06 | 2022 | Mitigation | 0.5 | 1 | 0 | esc | 0 | 0 | 0 | 0 | 0.037115 | 4.1724e-10 | 0 | 0
[120 empty] | 7.3.5.15 Identification and remediation of “at-risk species”WLDFRVegetation ContactFell into (slight defect) | WLDFR | HFTD - Distribution - Tier 3 - 4QU CoRE ¦ 1QU LoRE | Non-Red Flag Warning - Catastrophic Fires | Vegetation Contact | Fell into (slight defect) | 2023 | 1.1242e-08 | 607.6134 | 6.8307e-06 | 2023 | Mitigation | 0.5 | 1 | 0 | esc | 0 | 0 | 0 | 0 | 0 | 0 | 0.035347 | 3.9737e-10
[120 empty] | 7.3.5.15 Identification and remediation of “at-risk species”WLDFRVegetation ContactGrow Into | WLDFR | HFTD - Distribution - Tier 3 - 4QU CoRE ¦ 1QU LoRE | Non-Red Flag Warning - Catastrophic Fires | Vegetation Contact | Grow Into | 2022 | 9.7366e-10 | 607.6134 | 5.9161e-07 | 2022 | Mitigation | 0.5 | 1 | 0 | esc | 0 | 0 | 0 | 0 | 0.037115 | 3.6137e-11 | 0 | 0
[120 empty] | 7.3.5.15 Identification and remediation of “at-risk species”WLDFRVegetation ContactGrow Into | WLDFR | HFTD - Distribution - Tier 3 - 4QU CoRE ¦ 1QU LoRE | Non-Red Flag Warning - Catastrophic Fires | Vegetation Contact | Grow Into | 2023 | 9.7366e-10 | 607.6134 | 5.9161e-07 | 2023 | Mitigation | 0.5 | 1 | 0 | esc | 0 | 0 | 0 | 0 | 0 | 0 | 0.035347 | 3.4416e-11
[120 empty] | 7.3.5.15 Identification and remediation of “at-risk species”WLDFRVegetation ContactBranch (Not overhanging, 4-12ft) | WLDFR | HFTD - Distribution - Tier 3 - 4QU CoRE ¦ 1QU LoRE | Non-Red Flag Warning - Destructive Fires | Vegetation Contact | Branch (Not overhanging, 4-12ft) | 2022 | 2.5627e-09 | 607.6134 | 1.5571e-06 | 2022 | Mitigation | 0.5 | 30 | 0 | esc | 0.036947 | 9.4683e-11 | 0.039013 | 9.9977e-11 | 0.037115 | 9.5113e-11 | 0 | 0
[120 empty] | 7.3.5.15 Identification and remediation of “at-risk species”WLDFRVegetation ContactBranch (Not overhanging, 4-12ft) | WLDFR | HFTD - Distribution - Tier 3 - 4QU CoRE ¦ 1QU LoRE | Non-Red Flag Warning - Destructive Fires | Vegetation Contact | Branch (Not overhanging, 4-12ft) | 2023 | 2.5627e-09 | 607.6134 | 1.5571e-06 | 2023 | Mitigation | 0.5 | 30 | 0 | esc | 0.036947 | 9.4683e-11 | 0.039013 | 9.9977e-11 | 0.037115 | 9.5113e-11 | 0.035347 | 9.0584e-11
[120 empty] | 7.3.5.15 Identification and remediation of “at-risk species”WLDFRVegetation ContactBranch (Not overhanging, 4-12ft) | WLDFR | HFTD - Distribution - Tier 3 - 4QU CoRE ¦ 1QU LoRE | Non-Red Flag Warning - Destructive Fires | Vegetation Contact | Branch (Not overhanging, 4-12ft) | 2024 | 2.5627e-09 | 607.6134 | 1.5571e-06 | 2024 | Mitigation | 0.5 | 30 | 0 | esc | 0.036947 | 9.4683e-11 | 0.039013 | 9.9977e-11 | 0.037115 | 9.5113e-11 | 0.035347 | 9.0584e-11
[120 empty] | 7.3.5.15 Identification and remediation of “at-risk species”WLDFRVegetation ContactBranch (Not overhanging, 4-12ft) | WLDFR | HFTD - Distribution - Tier 3 - 4QU CoRE ¦ 1QU LoRE | Non-Red Flag Warning - Destructive Fires | Vegetation Contact | Branch (Not overhanging, 4-12ft) | 2025 | 2.5627e-09 | 607.6134 | 1.5571e-06 | 2025 | Mitigation | 0.5 | 30 | 0 | esc | 0.036947 | 9.4683e-11 | 0.039013 | 9.9977e-11 | 0.037115 | 9.5113e-11 | 0.035347 | 9.0584e-11
[120 empty] | 7.3.5.15 Identification and remediation of “at-risk species”WLDFRVegetation ContactBranch (Not overhanging, 4-12ft) | WLDFR | HFTD - Distribution - Tier 3 - 4QU CoRE ¦ 1QU LoRE | Non-Red Flag Warning - Destructive Fires | Vegetation Contact | Branch (Not overhanging, 4-12ft) | 2026 | 2.5627e-09 | 607.6134 | 1.5571e-06 | 2026 | Mitigation | 0.5 | 30 | 0 | esc | 0.036947 | 9.4683e-11 | 0.039013 | 9.9977e-11 | 0.037115 | 9.5113e-11 | 0.035347 | 9.0584e-11
[120 empty] | 7.3.5.15 Identification and remediation of “at-risk species”WLDFRVegetation ContactBranch (Not overhanging, 4-12ft) | WLDFR | HFTD - Distribution - Tier 3 - 4QU CoRE ¦ 1QU LoRE | Non-Red Flag Warning - Destructive Fires | Vegetation Contact | Branch (Not overhanging, 4-12ft) | 2027 | 2.5627e-09 | 607.6134 | 1.5571e-06 | 2027 | Mitigation | 0.5 | 30 | 0 | esc | 0.036947 | 9.4683e-11 | 0.039013 | 9.9977e-11 | 0.037115 | 9.5113e-11 | 0.035347 | 9.0584e-11
[120 empty] | 7.3.5.15 Identification and remediation of “at-risk species”WLDFRVegetation ContactBranch (Not overhanging, 4-12ft) | WLDFR | HFTD - Distribution - Tier 3 - 4QU CoRE ¦ 1QU LoRE | Non-Red Flag Warning - Destructive Fires | Vegetation Contact | Branch (Not overhanging, 4-12ft) | 2028 | 2.5627e-09 | 607.6134 | 1.5571e-06 | 2028 | Mitigation | 0.5 | 30 | 0 | esc | 0.036947 | 9.4683e-11 | 0.039013 | 9.9977e-11 | 0.037115 | 9.5113e-11 | 0.035347 | 9.0584e-11
[120 empty] | 7.3.5.15 Identification and remediation of “at-risk species”WLDFRVegetation ContactBranch (Not overhanging, 4-12ft) | WLDFR | HFTD - Distribution - Tier 3 - 4QU CoRE ¦ 1QU LoRE | Non-Red Flag Warning - Destructive Fires | Vegetation Contact | Branch (Not overhanging, 4-12ft) | 2029 | 2.5627e-09 | 607.6134 | 1.5571e-06 | 2029 | Mitigation | 0.5 | 30 | 0 | esc | 0.036947 | 9.4683e-11 | 0.039013 | 9.9977e-11 | 0.037115 | 9.5113e-11 | 0.035347 | 9.0584e-11
[120 empty] | 7.3.5.15 Identification and remediation of “at-risk species”WLDFRVegetation ContactBranch (Not overhanging, 4-12ft) | WLDFR | HFTD - Distribution - Tier 3 - 4QU CoRE ¦ 1QU LoRE | Non-Red Flag Warning - Destructive Fires | Vegetation Contact | Branch (Not overhanging, 4-12ft) | 2030 | 2.5627e-09 | 607.6134 | 1.5571e-06 | 2030 | Mitigation | 0.5 | 30 | 0 | esc | 0.036947 | 9.4683e-11 | 0.039013 | 9.9977e-11 | 0.037115 | 9.5113e-11 | 0.035347 | 9.0584e-11
[120 empty] | 7.3.5.15 Identification and remediation of “at-risk species”WLDFRVegetation ContactBranch (Not overhanging, 4-12ft) | WLDFR | HFTD - Distribution - Tier 3 - 4QU CoRE ¦ 1QU LoRE | Non-Red Flag Warning - Destructive Fires | Vegetation Contact | Branch (Not overhanging, 4-12ft) | 2031 | 2.5627e-09 | 607.6134 | 1.5571e-06 | 2031 | Mitigation | 0.5 | 30 | 0 | esc | 0.036947 | 9.4683e-11 | 0.039013 | 9.9977e-11 | 0.037115 | 9.5113e-11 | 0.035347 | 9.0584e-11
[120 empty] | 7.3.5.15 Identification and remediation of “at-risk species”WLDFRVegetation ContactBranch (Not overhanging, 4-12ft) | WLDFR | HFTD - Distribution - Tier 3 - 4QU CoRE ¦ 1QU LoRE | Non-Red Flag Warning - Destructive Fires | Vegetation Contact | Branch (Not overhanging, 4-12ft) | 2032 | 2.5627e-09 | 607.6134 | 1.5571e-06 | 2032 | Mitigation | 0.5 | 30 | 0 | esc | 0.036947 | 9.4683e-11 | 0.039013 | 9.9977e-11 | 0.037115 | 9.5113e-11 | 0.035347 | 9.0584e-11
[120 empty] | 7.3.5.15 Identification and remediation of “at-risk species”WLDFRVegetation ContactBranch (Not overhanging, 4-12ft) | WLDFR | HFTD - Distribution - Tier 3 - 4QU CoRE ¦ 1QU LoRE | Non-Red Flag Warning - Destructive Fires | Vegetation Contact | Branch (Not overhanging, 4-12ft) | 2033 | 2.5627e-09 | 607.6134 | 1.5571e-06 | 2033 | Mitigation | 0.5 | 30 | 0 | esc | 0.036947 | 9.4683e-11 | 0.039013 | 9.9977e-11 | 0.037115 | 9.5113e-11 | 0.035347 | 9.0584e-11
[120 empty] | 7.3.5.15 Identification and remediation of “at-risk species”WLDFRVegetation ContactBranch (Not overhanging, 4-12ft) | WLDFR | HFTD - Distribution - Tier 3 - 4QU CoRE ¦ 1QU LoRE | Non-Red Flag Warning - Destructive Fires | Vegetation Contact | Branch (Not overhanging, 4-12ft) | 2034 | 2.5627e-09 | 607.6134 | 1.5571e-06 | 2034 | Mitigation | 0.5 | 30 | 0 | esc | 0.036947 | 9.4683e-11 | 0.039013 | 9.9977e-11 | 0.037115 | 9.5113e-11 | 0.035347 | 9.0584e-11
[120 empty] | 7.3.5.15 Identification and remediation of “at-risk species”WLDFRVegetation ContactBranch (Not overhanging, 4-12ft) | WLDFR | HFTD - Distribution - Tier 3 - 4QU CoRE ¦ 1QU LoRE | Non-Red Flag Warning - Destructive Fires | Vegetation Contact | Branch (Not overhanging, 4-12ft) | 2035 | 2.5627e-09 | 607.6134 | 1.5571e-06 | 2035 | Mitigation | 0.5 | 30 | 0 | esc | 0.036947 | 9.4683e-11 | 0.039013 | 9.9977e-11 | 0.037115 | 9.5113e-11 | 0.035347 | 9.0584e-11
[120 empty] | 7.3.5.15 Identification and remediation of “at-risk species”WLDFRVegetation ContactBranch (Not overhanging, 4-12ft) | WLDFR | HFTD - Distribution - Tier 3 - 4QU CoRE ¦ 1QU LoRE | Non-Red Flag Warning - Destructive Fires | Vegetation Contact | Branch (Not overhanging, 4-12ft) | 2036 | 2.5627e-09 | 607.6134 | 1.5571e-06 | 2036 | Mitigation | 0.5 | 30 | 0 | esc | 0.036947 | 9.4683e-11 | 0.039013 | 9.9977e-11 | 0.037115 | 9.5113e-11 | 0.035347 | 9.0584e-11
[120 empty] | 7.3.5.15 Identification and remediation of “at-risk species”WLDFRVegetation ContactBranch (Not overhanging, 4-12ft) | WLDFR | HFTD - Distribution - Tier 3 - 4QU CoRE ¦ 1QU LoRE | Non-Red Flag Warning - Destructive Fires | Vegetation Contact | Branch (Not overhanging, 4-12ft) | 2037 | 2.5627e-09 | 607.6134 | 1.5571e-06 | 2037 | Mitigation | 0.5 | 30 | 0 | esc | 0.036947 | 9.4683e-11 | 0.039013 | 9.9977e-11 | 0.037115 | 9.5113e-11 | 0.035347 | 9.0584e-11
[120 empty] | 7.3.5.15 Identification and remediation of “at-risk species”WLDFRVegetation ContactBranch (Not overhanging, 4-12ft) | WLDFR | HFTD - Distribution - Tier 3 - 4QU CoRE ¦ 1QU LoRE | Non-Red Flag Warning - Destructive Fires | Vegetation Contact | Branch (Not overhanging, 4-12ft) | 2038 | 2.5627e-09 | 607.6134 | 1.5571e-06 | 2038 | Mitigation | 0.5 | 30 | 0 | esc | 0.036947 | 9.4683e-11 | 0.039013 | 9.9977e-11 | 0.037115 | 9.5113e-11 | 0.035347 | 9.0584e-11
[120 empty] | 7.3.5.15 Identification and remediation of “at-risk species”WLDFRVegetation ContactBranch (Not overhanging, 4-12ft) | WLDFR | HFTD - Distribution - Tier 3 - 4QU CoRE ¦ 1QU LoRE | Non-Red Flag Warning - Destructive Fires | Vegetation Contact | Branch (Not overhanging, 4-12ft) | 2039 | 2.5627e-09 | 607.6134 | 1.5571e-06 | 2039 | Mitigation | 0.5 | 30 | 0 | esc | 0.036947 | 9.4683e-11 | 0.039013 | 9.9977e-11 | 0.037115 | 9.5113e-11 | 0.035347 | 9.0584e-11
[120 empty] | 7.3.5.15 Identification and remediation of “at-risk species”WLDFRVegetation ContactBranch (Not overhanging, 4-12ft) | WLDFR | HFTD - Distribution - Tier 3 - 4QU CoRE ¦ 1QU LoRE | Non-Red Flag Warning - Destructive Fires | Vegetation Contact | Branch (Not overhanging, 4-12ft) | 2040 | 2.5627e-09 | 607.6134 | 1.5571e-06 | 2040 | Mitigation | 0.5 | 30 | 0 | esc | 0.036947 | 9.4683e-11 | 0.039013 | 9.9977e-11 | 0.037115 | 9.5113e-11 | 0.035347 | 9.0584e-11
[120 empty] | 7.3.5.15 Identification and remediation of “at-risk species”WLDFRVegetation ContactBranch (Not overhanging, 4-12ft) | WLDFR | HFTD - Distribution - Tier 3 - 4QU CoRE ¦ 1QU LoRE | Non-Red Flag Warning - Destructive Fires | Vegetation Contact | Branch (Not overhanging, 4-12ft) | 2041 | 2.5627e-09 | 607.6134 | 1.5571e-06 | 2041 | Mitigation | 0.5 | 30 | 0 | esc | 0.036947 | 9.4683e-11 | 0.039013 | 9.9977e-11 | 0.037115 | 9.5113e-11 | 0.035347 | 9.0584e-11
[120 empty] | 7.3.5.15 Identification and remediation of “at-risk species”WLDFRVegetation ContactBranch (Not overhanging, 4-12ft) | WLDFR | HFTD - Distribution - Tier 3 - 4QU CoRE ¦ 1QU LoRE | Non-Red Flag Warning - Destructive Fires | Vegetation Contact | Branch (Not overhanging, 4-12ft) | 2042 | 2.5627e-09 | 607.6134 | 1.5571e-06 | 2042 | Mitigation | 0.5 | 30 | 0 | esc | 0.036947 | 9.4683e-11 | 0.039013 | 9.9977e-11 | 0.037115 | 9.5113e-11 | 0.035347 | 9.0584e-11
[120 empty] | 7.3.5.15 Identification and remediation of “at-risk species”WLDFRVegetation ContactBranch (Not overhanging, 4-12ft) | WLDFR | HFTD - Distribution - Tier 3 - 4QU CoRE ¦ 1QU LoRE | Non-Red Flag Warning - Destructive Fires | Vegetation Contact | Branch (Not overhanging, 4-12ft) | 2043 | 2.5627e-09 | 607.6134 | 1.5571e-06 | 2043 | Mitigation | 0.5 | 30 | 0 | esc | 0.036947 | 9.4683e-11 | 0.039013 | 9.9977e-11 | 0.037115 | 9.5113e-11 | 0.035347 | 9.0584e-11
[120 empty] | 7.3.5.15 Identification and remediation of “at-risk species”WLDFRVegetation ContactBranch (Not overhanging, 4-12ft) | WLDFR | HFTD - Distribution - Tier 3 - 4QU CoRE ¦ 1QU LoRE | Non-Red Flag Warning - Destructive Fires | Vegetation Contact | Branch (Not overhanging, 4-12ft) | 2044 | 2.5627e-09 | 607.6134 | 1.5571e-06 | 2044 | Mitigation | 0.5 | 30 | 0 | esc | 0.036947 | 9.4683e-11 | 0.039013 | 9.9977e-11 | 0.037115 | 9.5113e-11 | 0.035347 | 9.0584e-11
[120 empty] | 7.3.5.15 Identification and remediation of “at-risk species”WLDFRVegetation ContactBranch (Not overhanging, 4-12ft) | WLDFR | HFTD - Distribution - Tier 3 - 4QU CoRE ¦ 1QU LoRE | Non-Red Flag Warning - Destructive Fires | Vegetation Contact | Branch (Not overhanging, 4-12ft) | 2045 | 2.5627e-09 | 607.6134 | 1.5571e-06 | 2045 | Mitigation | 0.5 | 30 | 0 | esc | 0.036947 | 9.4683e-11 | 0.039013 | 9.9977e-11 | 0.037115 | 9.5113e-11 | 0.035347 | 9.0584e-11
[120 empty] | 7.3.5.15 Identification and remediation of “at-risk species”WLDFRVegetation ContactBranch (Not overhanging, 4-12ft) | WLDFR | HFTD - Distribution - Tier 3 - 4QU CoRE ¦ 1QU LoRE | Non-Red Flag Warning - Destructive Fires | Vegetation Contact | Branch (Not overhanging, 4-12ft) | 2046 | 2.5627e-09 | 607.6134 | 1.5571e-06 | 2046 | Mitigation | 0.5 | 30 | 0 | esc | 0.036947 | 9.4683e-11 | 0.039013 | 9.9977e-11 | 0.037115 | 9.5113e-11 | 0.035347 | 9.0584e-11
[120 empty] | 7.3.5.15 Identification and remediation of “at-risk species”WLDFRVegetation ContactBranch (Not overhanging, 4-12ft) | WLDFR | HFTD - Distribution - Tier 3 - 4QU CoRE ¦ 1QU LoRE | Non-Red Flag Warning - Destructive Fires | Vegetation Contact | Branch (Not overhanging, 4-12ft) | 2047 | 2.5627e-09 | 607.6134 | 1.5571e-06 | 2047 | Mitigation | 0.5 | 30 | 0 | esc | 0.036947 | 9.4683e-11 | 0.039013 | 9.9977e-11 | 0.037115 | 9.5113e-11 | 0.035347 | 9.0584e-11
[120 empty] | 7.3.5.15 Identification and remediation of “at-risk species”WLDFRVegetation ContactBranch (Not overhanging, 4-12ft) | WLDFR | HFTD - Distribution - Tier 3 - 4QU CoRE ¦ 1QU LoRE | Non-Red Flag Warning - Destructive Fires | Vegetation Contact | Branch (Not overhanging, 4-12ft) | 2048 | 2.5627e-09 | 607.6134 | 1.5571e-06 | 2048 | Mitigation | 0.5 | 30 | 0 | esc | 0.036947 | 9.4683e-11 | 0.039013 | 9.9977e-11 | 0.037115 | 9.5113e-11 | 0.035347 | 9.0584e-11
[120 empty] | 7.3.5.15 Identification and remediation of “at-risk species”WLDFRVegetation ContactBranch (Not overhanging, 4-12ft) | WLDFR | HFTD - Distribution - Tier 3 - 4QU CoRE ¦ 1QU LoRE | Non-Red Flag Warning - Destructive Fires | Vegetation Contact | Branch (Not overhanging, 4-12ft) | 2049 | 2.5627e-09 | 607.6134 | 1.5571e-06 | 2049 | Mitigation | 0.5 | 30 | 0 | esc | 0.036947 | 9.4683e-11 | 0.039013 | 9.9977e-11 | 0.037115 | 9.5113e-11 | 0.035347 | 9.0584e-11
[120 empty] | 7.3.5.15 Identification and remediation of “at-risk species”WLDFRVegetation ContactBranch (Not overhanging, 4-12ft) | WLDFR | HFTD - Distribution - Tier 3 - 4QU CoRE ¦ 1QU LoRE | Non-Red Flag Warning - Destructive Fires | Vegetation Contact | Branch (Not overhanging, 4-12ft) | 2050 | 2.5627e-09 | 607.6134 | 1.5571e-06 | 2050 | Mitigation | 0.5 | 30 | 0 | esc | 0 | 0 | 0.039013 | 9.9977e-11 | 0.037115 | 9.5113e-11 | 0.035347 | 9.0584e-11
[120 empty] | 7.3.5.15 Identification and remediation of “at-risk species”WLDFRVegetation ContactBranch (Not overhanging, 4-12ft) | WLDFR | HFTD - Distribution - Tier 3 - 4QU CoRE ¦ 1QU LoRE | Non-Red Flag Warning - Destructive Fires | Vegetation Contact | Branch (Not overhanging, 4-12ft) | 2051 | 2.5627e-09 | 607.6134 | 1.5571e-06 | 2051 | Mitigation | 0.5 | 30 | 0 | esc | 0 | 0 | 0 | 0 | 0.037115 | 9.5113e-11 | 0.035347 | 9.0584e-11
[120 empty] | 7.3.5.15 Identification and remediation of “at-risk species”WLDFRVegetation ContactBranch (Not overhanging, 4-12ft) | WLDFR | HFTD - Distribution - Tier 3 - 4QU CoRE ¦ 1QU LoRE | Non-Red Flag Warning - Destructive Fires | Vegetation Contact | Branch (Not overhanging, 4-12ft) | 2052 | 2.5627e-09 | 607.6134 | 1.5571e-06 | 2052 | Mitigation | 0.5 | 30 | 0 | esc | 0 | 0 | 0 | 0 | 0 | 0 | 0.035347 | 9.0584e-11
[120 empty] | 7.3.5.15 Identification and remediation of “at-risk species”WLDFRVegetation ContactBranch (Not overhanging, within 4ft) | WLDFR | HFTD - Distribution - Tier 3 - 4QU CoRE ¦ 1QU LoRE | Non-Red Flag Warning - Destructive Fires | Vegetation Contact | Branch (Not overhanging, within 4ft) | 2022 | 1.0878e-09 | 607.6134 | 6.6094e-07 | 2022 | Mitigation | 0.9 | 30 | 0 | esc | 0.066504 | 7.2341e-11 | 0.070223 | 7.6386e-11 | 0.066806 | 7.267e-11 | 0 | 0
[120 empty] | 7.3.5.15 Identification and remediation of “at-risk species”WLDFRVegetation ContactBranch (Not overhanging, within 4ft) | WLDFR | HFTD - Distribution - Tier 3 - 4QU CoRE ¦ 1QU LoRE | Non-Red Flag Warning - Destructive Fires | Vegetation Contact | Branch (Not overhanging, within 4ft) | 2023 | 1.0878e-09 | 607.6134 | 6.6094e-07 | 2023 | Mitigation | 0.9 | 30 | 0 | esc | 0.066504 | 7.2341e-11 | 0.070223 | 7.6386e-11 | 0.066806 | 7.267e-11 | 0.063625 | 6.9209e-11
[120 empty] | 7.3.5.15 Identification and remediation of “at-risk species”WLDFRVegetation ContactBranch (Not overhanging, within 4ft) | WLDFR | HFTD - Distribution - Tier 3 - 4QU CoRE ¦ 1QU LoRE | Non-Red Flag Warning - Destructive Fires | Vegetation Contact | Branch (Not overhanging, within 4ft) | 2024 | 1.0878e-09 | 607.6134 | 6.6094e-07 | 2024 | Mitigation | 0.9 | 30 | 0 | esc | 0.066504 | 7.2341e-11 | 0.070223 | 7.6386e-11 | 0.066806 | 7.267e-11 | 0.063625 | 6.9209e-11
[120 empty] | 7.3.5.15 Identification and remediation of “at-risk species”WLDFRVegetation ContactBranch (Not overhanging, within 4ft) | WLDFR | HFTD - Distribution - Tier 3 - 4QU CoRE ¦ 1QU LoRE | Non-Red Flag Warning - Destructive Fires | Vegetation Contact | Branch (Not overhanging, within 4ft) | 2025 | 1.0878e-09 | 607.6134 | 6.6094e-07 | 2025 | Mitigation | 0.9 | 30 | 0 | esc | 0.066504 | 7.2341e-11 | 0.070223 | 7.6386e-11 | 0.066806 | 7.267e-11 | 0.063625 | 6.9209e-11
[120 empty] | 7.3.5.15 Identification and remediation of “at-risk species”WLDFRVegetation ContactBranch (Not overhanging, within 4ft) | WLDFR | HFTD - Distribution - Tier 3 - 4QU CoRE ¦ 1QU LoRE | Non-Red Flag Warning - Destructive Fires | Vegetation Contact | Branch (Not overhanging, within 4ft) | 2026 | 1.0878e-09 | 607.6134 | 6.6094e-07 | 2026 | Mitigation | 0.9 | 30 | 0 | esc | 0.066504 | 7.2341e-11 | 0.070223 | 7.6386e-11 | 0.066806 | 7.267e-11 | 0.063625 | 6.9209e-11
[120 empty] | 7.3.5.15 Identification and remediation of “at-risk species”WLDFRVegetation ContactBranch (Not overhanging, within 4ft) | WLDFR | HFTD - Distribution - Tier 3 - 4QU CoRE ¦ 1QU LoRE | Non-Red Flag Warning - Destructive Fires | Vegetation Contact | Branch (Not overhanging, within 4ft) | 2027 | 1.0878e-09 | 607.6134 | 6.6094e-07 | 2027 | Mitigation | 0.9 | 30 | 0 | esc | 0.066504 | 7.2341e-11 | 0.070223 | 7.6386e-11 | 0.066806 | 7.267e-11 | 0.063625 | 6.9209e-11
[120 empty] | 7.3.5.15 Identification and remediation of “at-risk species”WLDFRVegetation ContactBranch (Not overhanging, within 4ft) | WLDFR | HFTD - Distribution - Tier 3 - 4QU CoRE ¦ 1QU LoRE | Non-Red Flag Warning - Destructive Fires | Vegetation Contact | Branch (Not overhanging, within 4ft) | 2028 | 1.0878e-09 | 607.6134 | 6.6094e-07 | 2028 | Mitigation | 0.9 | 30 | 0 | esc | 0.066504 | 7.2341e-11 | 0.070223 | 7.6386e-11 | 0.066806 | 7.267e-11 | 0.063625 | 6.9209e-11
[120 empty] | 7.3.5.15 Identification and remediation of “at-risk species”WLDFRVegetation ContactBranch (Not overhanging, within 4ft) | WLDFR | HFTD - Distribution - Tier 3 - 4QU CoRE ¦ 1QU LoRE | Non-Red Flag Warning - Destructive Fires | Vegetation Contact | Branch (Not overhanging, within 4ft) | 2029 | 1.0878e-09 | 607.6134 | 6.6094e-07 | 2029 | Mitigation | 0.9 | 30 | 0 | esc | 0.066504 | 7.2341e-11 | 0.070223 | 7.6386e-11 | 0.066806 | 7.267e-11 | 0.063625 | 6.9209e-11
[120 empty] | 7.3.5.15 Identification and remediation of “at-risk species”WLDFRVegetation ContactBranch (Not overhanging, within 4ft) | WLDFR | HFTD - Distribution - Tier 3 - 4QU CoRE ¦ 1QU LoRE | Non-Red Flag Warning - Destructive Fires | Vegetation Contact | Branch (Not overhanging, within 4ft) | 2030 | 1.0878e-09 | 607.6134 | 6.6094e-07 | 2030 | Mitigation | 0.9 | 30 | 0 | esc | 0.066504 | 7.2341e-11 | 0.070223 | 7.6386e-11 | 0.066806 | 7.267e-11 | 0.063625 | 6.9209e-11
[120 empty] | 7.3.5.15 Identification and remediation of “at-risk species”WLDFRVegetation ContactBranch (Not overhanging, within 4ft) | WLDFR | HFTD - Distribution - Tier 3 - 4QU CoRE ¦ 1QU LoRE | Non-Red Flag Warning - Destructive Fires | Vegetation Contact | Branch (Not overhanging, within 4ft) | 2031 | 1.0878e-09 | 607.6134 | 6.6094e-07 | 2031 | Mitigation | 0.9 | 30 | 0 | esc | 0.066504 | 7.2341e-11 | 0.070223 | 7.6386e-11 | 0.066806 | 7.267e-11 | 0.063625 | 6.9209e-11
[120 empty] | 7.3.5.15 Identification and remediation of “at-risk species”WLDFRVegetation ContactBranch (Not overhanging, within 4ft) | WLDFR | HFTD - Distribution - Tier 3 - 4QU CoRE ¦ 1QU LoRE | Non-Red Flag Warning - Destructive Fires | Vegetation Contact | Branch (Not overhanging, within 4ft) | 2032 | 1.0878e-09 | 607.6134 | 6.6094e-07 | 2032 | Mitigation | 0.9 | 30 | 0 | esc | 0.066504 | 7.2341e-11 | 0.070223 | 7.6386e-11 | 0.066806 | 7.267e-11 | 0.063625 | 6.9209e-11
[120 empty] | 7.3.5.15 Identification and remediation of “at-risk species”WLDFRVegetation ContactBranch (Not overhanging, within 4ft) | WLDFR | HFTD - Distribution - Tier 3 - 4QU CoRE ¦ 1QU LoRE | Non-Red Flag Warning - Destructive Fires | Vegetation Contact | Branch (Not overhanging, within 4ft) | 2033 | 1.0878e-09 | 607.6134 | 6.6094e-07 | 2033 | Mitigation | 0.9 | 30 | 0 | esc | 0.066504 | 7.2341e-11 | 0.070223 | 7.6386e-11 | 0.066806 | 7.267e-11 | 0.063625 | 6.9209e-11
[120 empty] | 7.3.5.15 Identification and remediation of “at-risk species”WLDFRVegetation ContactBranch (Not overhanging, within 4ft) | WLDFR | HFTD - Distribution - Tier 3 - 4QU CoRE ¦ 1QU LoRE | Non-Red Flag Warning - Destructive Fires | Vegetation Contact | Branch (Not overhanging, within 4ft) | 2034 | 1.0878e-09 | 607.6134 | 6.6094e-07 | 2034 | Mitigation | 0.9 | 30 | 0 | esc | 0.066504 | 7.2341e-11 | 0.070223 | 7.6386e-11 | 0.066806 | 7.267e-11 | 0.063625 | 6.9209e-11
[120 empty] | 7.3.5.15 Identification and remediation of “at-risk species”WLDFRVegetation ContactBranch (Not overhanging, within 4ft) | WLDFR | HFTD - Distribution - Tier 3 - 4QU CoRE ¦ 1QU LoRE | Non-Red Flag Warning - Destructive Fires | Vegetation Contact | Branch (Not overhanging, within 4ft) | 2035 | 1.0878e-09 | 607.6134 | 6.6094e-07 | 2035 | Mitigation | 0.9 | 30 | 0 | esc | 0.066504 | 7.2341e-11 | 0.070223 | 7.6386e-11 | 0.066806 | 7.267e-11 | 0.063625 | 6.9209e-11
[120 empty] | 7.3.5.15 Identification and remediation of “at-risk species”WLDFRVegetation ContactBranch (Not overhanging, within 4ft) | WLDFR | HFTD - Distribution - Tier 3 - 4QU CoRE ¦ 1QU LoRE | Non-Red Flag Warning - Destructive Fires | Vegetation Contact | Branch (Not overhanging, within 4ft) | 2036 | 1.0878e-09 | 607.6134 | 6.6094e-07 | 2036 | Mitigation | 0.9 | 30 | 0 | esc | 0.066504 | 7.2341e-11 | 0.070223 | 7.6386e-11 | 0.066806 | 7.267e-11 | 0.063625 | 6.9209e-11
[120 empty] | 7.3.5.15 Identification and remediation of “at-risk species”WLDFRVegetation ContactBranch (Not overhanging, within 4ft) | WLDFR | HFTD - Distribution - Tier 3 - 4QU CoRE ¦ 1QU LoRE | Non-Red Flag Warning - Destructive Fires | Vegetation Contact | Branch (Not overhanging, within 4ft) | 2037 | 1.0878e-09 | 607.6134 | 6.6094e-07 | 2037 | Mitigation | 0.9 | 30 | 0 | esc | 0.066504 | 7.2341e-11 | 0.070223 | 7.6386e-11 | 0.066806 | 7.267e-11 | 0.063625 | 6.9209e-11
[120 empty] | 7.3.5.15 Identification and remediation of “at-risk species”WLDFRVegetation ContactBranch (Not overhanging, within 4ft) | WLDFR | HFTD - Distribution - Tier 3 - 4QU CoRE ¦ 1QU LoRE | Non-Red Flag Warning - Destructive Fires | Vegetation Contact | Branch (Not overhanging, within 4ft) | 2038 | 1.0878e-09 | 607.6134 | 6.6094e-07 | 2038 | Mitigation | 0.9 | 30 | 0 | esc | 0.066504 | 7.2341e-11 | 0.070223 | 7.6386e-11 | 0.066806 | 7.267e-11 | 0.063625 | 6.9209e-11
[120 empty] | 7.3.5.15 Identification and remediation of “at-risk species”WLDFRVegetation ContactBranch (Not overhanging, within 4ft) | WLDFR | HFTD - Distribution - Tier 3 - 4QU CoRE ¦ 1QU LoRE | Non-Red Flag Warning - Destructive Fires | Vegetation Contact | Branch (Not overhanging, within 4ft) | 2039 | 1.0878e-09 | 607.6134 | 6.6094e-07 | 2039 | Mitigation | 0.9 | 30 | 0 | esc | 0.066504 | 7.2341e-11 | 0.070223 | 7.6386e-11 | 0.066806 | 7.267e-11 | 0.063625 | 6.9209e-11
[120 empty] | 7.3.5.15 Identification and remediation of “at-risk species”WLDFRVegetation ContactBranch (Not overhanging, within 4ft) | WLDFR | HFTD - Distribution - Tier 3 - 4QU CoRE ¦ 1QU LoRE | Non-Red Flag Warning - Destructive Fires | Vegetation Contact | Branch (Not overhanging, within 4ft) | 2040 | 1.0878e-09 | 607.6134 | 6.6094e-07 | 2040 | Mitigation | 0.9 | 30 | 0 | esc | 0.066504 | 7.2341e-11 | 0.070223 | 7.6386e-11 | 0.066806 | 7.267e-11 | 0.063625 | 6.9209e-11
[120 empty] | 7.3.5.15 Identification and remediation of “at-risk species”WLDFRVegetation ContactBranch (Not overhanging, within 4ft) | WLDFR | HFTD - Distribution - Tier 3 - 4QU CoRE ¦ 1QU LoRE | Non-Red Flag Warning - Destructive Fires | Vegetation Contact | Branch (Not overhanging, within 4ft) | 2041 | 1.0878e-09 | 607.6134 | 6.6094e-07 | 2041 | Mitigation | 0.9 | 30 | 0 | esc | 0.066504 | 7.2341e-11 | 0.070223 | 7.6386e-11 | 0.066806 | 7.267e-11 | 0.063625 | 6.9209e-11
[120 empty] | 7.3.5.15 Identification and remediation of “at-risk species”WLDFRVegetation ContactBranch (Not overhanging, within 4ft) | WLDFR | HFTD - Distribution - Tier 3 - 4QU CoRE ¦ 1QU LoRE | Non-Red Flag Warning - Destructive Fires | Vegetation Contact | Branch (Not overhanging, within 4ft) | 2042 | 1.0878e-09 | 607.6134 | 6.6094e-07 | 2042 | Mitigation | 0.9 | 30 | 0 | esc | 0.066504 | 7.2341e-11 | 0.070223 | 7.6386e-11 | 0.066806 | 7.267e-11 | 0.063625 | 6.9209e-11
[120 empty] | 7.3.5.15 Identification and remediation of “at-risk species”WLDFRVegetation ContactBranch (Not overhanging, within 4ft) | WLDFR | HFTD - Distribution - Tier 3 - 4QU CoRE ¦ 1QU LoRE | Non-Red Flag Warning - Destructive Fires | Vegetation Contact | Branch (Not overhanging, within 4ft) | 2043 | 1.0878e-09 | 607.6134 | 6.6094e-07 | 2043 | Mitigation | 0.9 | 30 | 0 | esc | 0.066504 | 7.2341e-11 | 0.070223 | 7.6386e-11 | 0.066806 | 7.267e-11 | 0.063625 | 6.9209e-11
[120 empty] | 7.3.5.15 Identification and remediation of “at-risk species”WLDFRVegetation ContactBranch (Not overhanging, within 4ft) | WLDFR | HFTD - Distribution - Tier 3 - 4QU CoRE ¦ 1QU LoRE | Non-Red Flag Warning - Destructive Fires | Vegetation Contact | Branch (Not overhanging, within 4ft) | 2044 | 1.0878e-09 | 607.6134 | 6.6094e-07 | 2044 | Mitigation | 0.9 | 30 | 0 | esc | 0.066504 | 7.2341e-11 | 0.070223 | 7.6386e-11 | 0.066806 | 7.267e-11 | 0.063625 | 6.9209e-11
[120 empty] | 7.3.5.15 Identification and remediation of “at-risk species”WLDFRVegetation ContactBranch (Not overhanging, within 4ft) | WLDFR | HFTD - Distribution - Tier 3 - 4QU CoRE ¦ 1QU LoRE | Non-Red Flag Warning - Destructive Fires | Vegetation Contact | Branch (Not overhanging, within 4ft) | 2045 | 1.0878e-09 | 607.6134 | 6.6094e-07 | 2045 | Mitigation | 0.9 | 30 | 0 | esc | 0.066504 | 7.2341e-11 | 0.070223 | 7.6386e-11 | 0.066806 | 7.267e-11 | 0.063625 | 6.9209e-11
[120 empty] | 7.3.5.15 Identification and remediation of “at-risk species”WLDFRVegetation ContactBranch (Not overhanging, within 4ft) | WLDFR | HFTD - Distribution - Tier 3 - 4QU CoRE ¦ 1QU LoRE | Non-Red Flag Warning - Destructive Fires | Vegetation Contact | Branch (Not overhanging, within 4ft) | 2046 | 1.0878e-09 | 607.6134 | 6.6094e-07 | 2046 | Mitigation | 0.9 | 30 | 0 | esc | 0.066504 | 7.2341e-11 | 0.070223 | 7.6386e-11 | 0.066806 | 7.267e-11 | 0.063625 | 6.9209e-11
[120 empty] | 7.3.5.15 Identification and remediation of “at-risk species”WLDFRVegetation ContactBranch (Not overhanging, within 4ft) | WLDFR | HFTD - Distribution - Tier 3 - 4QU CoRE ¦ 1QU LoRE | Non-Red Flag Warning - Destructive Fires | Vegetation Contact | Branch (Not overhanging, within 4ft) | 2047 | 1.0878e-09 | 607.6134 | 6.6094e-07 | 2047 | Mitigation | 0.9 | 30 | 0 | esc | 0.066504 | 7.2341e-11 | 0.070223 | 7.6386e-11 | 0.066806 | 7.267e-11 | 0.063625 | 6.9209e-11
[120 empty] | 7.3.5.15 Identification and remediation of “at-risk species”WLDFRVegetation ContactBranch (Not overhanging, within 4ft) | WLDFR | HFTD - Distribution - Tier 3 - 4QU CoRE ¦ 1QU LoRE | Non-Red Flag Warning - Destructive Fires | Vegetation Contact | Branch (Not overhanging, within 4ft) | 2048 | 1.0878e-09 | 607.6134 | 6.6094e-07 | 2048 | Mitigation | 0.9 | 30 | 0 | esc | 0.066504 | 7.2341e-11 | 0.070223 | 7.6386e-11 | 0.066806 | 7.267e-11 | 0.063625 | 6.9209e-11
[120 empty] | 7.3.5.15 Identification and remediation of “at-risk species”WLDFRVegetation ContactBranch (Not overhanging, within 4ft) | WLDFR | HFTD - Distribution - Tier 3 - 4QU CoRE ¦ 1QU LoRE | Non-Red Flag Warning - Destructive Fires | Vegetation Contact | Branch (Not overhanging, within 4ft) | 2049 | 1.0878e-09 | 607.6134 | 6.6094e-07 | 2049 | Mitigation | 0.9 | 30 | 0 | esc | 0.066504 | 7.2341e-11 | 0.070223 | 7.6386e-11 | 0.066806 | 7.267e-11 | 0.063625 | 6.9209e-11
[120 empty] | 7.3.5.15 Identification and remediation of “at-risk species”WLDFRVegetation ContactBranch (Not overhanging, within 4ft) | WLDFR | HFTD - Distribution - Tier 3 - 4QU CoRE ¦ 1QU LoRE | Non-Red Flag Warning - Destructive Fires | Vegetation Contact | Branch (Not overhanging, within 4ft) | 2050 | 1.0878e-09 | 607.6134 | 6.6094e-07 | 2050 | Mitigation | 0.9 | 30 | 0 | esc | 0 | 0 | 0.070223 | 7.6386e-11 | 0.066806 | 7.267e-11 | 0.063625 | 6.9209e-11
[120 empty] | 7.3.5.15 Identification and remediation of “at-risk species”WLDFRVegetation ContactBranch (Not overhanging, within 4ft) | WLDFR | HFTD - Distribution - Tier 3 - 4QU CoRE ¦ 1QU LoRE | Non-Red Flag Warning - Destructive Fires | Vegetation Contact | Branch (Not overhanging, within 4ft) | 2051 | 1.0878e-09 | 607.6134 | 6.6094e-07 | 2051 | Mitigation | 0.9 | 30 | 0 | esc | 0 | 0 | 0 | 0 | 0.066806 | 7.267e-11 | 0.063625 | 6.9209e-11
[120 empty] | 7.3.5.15 Identification and remediation of “at-risk species”WLDFRVegetation ContactBranch (Not overhanging, within 4ft) | WLDFR | HFTD - Distribution - Tier 3 - 4QU CoRE ¦ 1QU LoRE | Non-Red Flag Warning - Destructive Fires | Vegetation Contact | Branch (Not overhanging, within 4ft) | 2052 | 1.0878e-09 | 607.6134 | 6.6094e-07 | 2052 | Mitigation | 0.9 | 30 | 0 | esc | 0 | 0 | 0 | 0 | 0 | 0 | 0.063625 | 6.9209e-11
[120 empty] | 7.3.5.15 Identification and remediation of “at-risk species”WLDFRVegetation ContactBranch (OverHanging) | WLDFR | HFTD - Distribution - Tier 3 - 4QU CoRE ¦ 1QU LoRE | Non-Red Flag Warning - Destructive Fires | Vegetation Contact | Branch (OverHanging) | 2022 | 4.8389e-08 | 607.6134 | 2.9402e-05 | 2022 | Mitigation | 0.9 | 30 | 0 | esc | 0.066504 | 3.2181e-09 | 0.070223 | 3.398e-09 | 0.066806 | 3.2327e-09 | 0 | 0
[120 empty] | 7.3.5.15 Identification and remediation of “at-risk species”WLDFRVegetation ContactBranch (OverHanging) | WLDFR | HFTD - Distribution - Tier 3 - 4QU CoRE ¦ 1QU LoRE | Non-Red Flag Warning - Destructive Fires | Vegetation Contact | Branch (OverHanging) | 2023 | 4.8389e-08 | 607.6134 | 2.9402e-05 | 2023 | Mitigation | 0.9 | 30 | 0 | esc | 0.066504 | 3.2181e-09 | 0.070223 | 3.398e-09 | 0.066806 | 3.2327e-09 | 0.063625 | 3.0788e-09
[120 empty] | 7.3.5.15 Identification and remediation of “at-risk species”WLDFRVegetation ContactBranch (OverHanging) | WLDFR | HFTD - Distribution - Tier 3 - 4QU CoRE ¦ 1QU LoRE | Non-Red Flag Warning - Destructive Fires | Vegetation Contact | Branch (OverHanging) | 2024 | 4.8389e-08 | 607.6134 | 2.9402e-05 | 2024 | Mitigation | 0.9 | 30 | 0 | esc | 0.066504 | 3.2181e-09 | 0.070223 | 3.398e-09 | 0.066806 | 3.2327e-09 | 0.063625 | 3.0788e-09
[120 empty] | 7.3.5.15 Identification and remediation of “at-risk species”WLDFRVegetation ContactBranch (OverHanging) | WLDFR | HFTD - Distribution - Tier 3 - 4QU CoRE ¦ 1QU LoRE | Non-Red Flag Warning - Destructive Fires | Vegetation Contact | Branch (OverHanging) | 2025 | 4.8389e-08 | 607.6134 | 2.9402e-05 | 2025 | Mitigation | 0.9 | 30 | 0 | esc | 0.066504 | 3.2181e-09 | 0.070223 | 3.398e-09 | 0.066806 | 3.2327e-09 | 0.063625 | 3.0788e-09
[120 empty] | 7.3.5.15 Identification and remediation of “at-risk species”WLDFRVegetation ContactBranch (OverHanging) | WLDFR | HFTD - Distribution - Tier 3 - 4QU CoRE ¦ 1QU LoRE | Non-Red Flag Warning - Destructive Fires | Vegetation Contact | Branch (OverHanging) | 2026 | 4.8389e-08 | 607.6134 | 2.9402e-05 | 2026 | Mitigation | 0.9 | 30 | 0 | esc | 0.066504 | 3.2181e-09 | 0.070223 | 3.398e-09 | 0.066806 | 3.2327e-09 | 0.063625 | 3.0788e-09
[120 empty] | 7.3.5.15 Identification and remediation of “at-risk species”WLDFRVegetation ContactBranch (OverHanging) | WLDFR | HFTD - Distribution - Tier 3 - 4QU CoRE ¦ 1QU LoRE | Non-Red Flag Warning - Destructive Fires | Vegetation Contact | Branch (OverHanging) | 2027 | 4.8389e-08 | 607.6134 | 2.9402e-05 | 2027 | Mitigation | 0.9 | 30 | 0 | esc | 0.066504 | 3.2181e-09 | 0.070223 | 3.398e-09 | 0.066806 | 3.2327e-09 | 0.063625 | 3.0788e-09
[120 empty] | 7.3.5.15 Identification and remediation of “at-risk species”WLDFRVegetation ContactBranch (OverHanging) | WLDFR | HFTD - Distribution - Tier 3 - 4QU CoRE ¦ 1QU LoRE | Non-Red Flag Warning - Destructive Fires | Vegetation Contact | Branch (OverHanging) | 2028 | 4.8389e-08 | 607.6134 | 2.9402e-05 | 2028 | Mitigation | 0.9 | 30 | 0 | esc | 0.066504 | 3.2181e-09 | 0.070223 | 3.398e-09 | 0.066806 | 3.2327e-09 | 0.063625 | 3.0788e-09
[120 empty] | 7.3.5.15 Identification and remediation of “at-risk species”WLDFRVegetation ContactBranch (OverHanging) | WLDFR | HFTD - Distribution - Tier 3 - 4QU CoRE ¦ 1QU LoRE | Non-Red Flag Warning - Destructive Fires | Vegetation Contact | Branch (OverHanging) | 2029 | 4.8389e-08 | 607.6134 | 2.9402e-05 | 2029 | Mitigation | 0.9 | 30 | 0 | esc | 0.066504 | 3.2181e-09 | 0.070223 | 3.398e-09 | 0.066806 | 3.2327e-09 | 0.063625 | 3.0788e-09
[120 empty] | 7.3.5.15 Identification and remediation of “at-risk species”WLDFRVegetation ContactBranch (OverHanging) | WLDFR | HFTD - Distribution - Tier 3 - 4QU CoRE ¦ 1QU LoRE | Non-Red Flag Warning - Destructive Fires | Vegetation Contact | Branch (OverHanging) | 2030 | 4.8389e-08 | 607.6134 | 2.9402e-05 | 2030 | Mitigation | 0.9 | 30 | 0 | esc | 0.066504 | 3.2181e-09 | 0.070223 | 3.398e-09 | 0.066806 | 3.2327e-09 | 0.063625 | 3.0788e-09
[120 empty] | 7.3.5.15 Identification and remediation of “at-risk species”WLDFRVegetation ContactBranch (OverHanging) | WLDFR | HFTD - Distribution - Tier 3 - 4QU CoRE ¦ 1QU LoRE | Non-Red Flag Warning - Destructive Fires | Vegetation Contact | Branch (OverHanging) | 2031 | 4.8389e-08 | 607.6134 | 2.9402e-05 | 2031 | Mitigation | 0.9 | 30 | 0 | esc | 0.066504 | 3.2181e-09 | 0.070223 | 3.398e-09 | 0.066806 | 3.2327e-09 | 0.063625 | 3.0788e-09
[120 empty] | 7.3.5.15 Identification and remediation of “at-risk species”WLDFRVegetation ContactBranch (OverHanging) | WLDFR | HFTD - Distribution - Tier 3 - 4QU CoRE ¦ 1QU LoRE | Non-Red Flag Warning - Destructive Fires | Vegetation Contact | Branch (OverHanging) | 2032 | 4.8389e-08 | 607.6134 | 2.9402e-05 | 2032 | Mitigation | 0.9 | 30 | 0 | esc | 0.066504 | 3.2181e-09 | 0.070223 | 3.398e-09 | 0.066806 | 3.2327e-09 | 0.063625 | 3.0788e-09
[120 empty] | 7.3.5.15 Identification and remediation of “at-risk species”WLDFRVegetation ContactBranch (OverHanging) | WLDFR | HFTD - Distribution - Tier 3 - 4QU CoRE ¦ 1QU LoRE | Non-Red Flag Warning - Destructive Fires | Vegetation Contact | Branch (OverHanging) | 2033 | 4.8389e-08 | 607.6134 | 2.9402e-05 | 2033 | Mitigation | 0.9 | 30 | 0 | esc | 0.066504 | 3.2181e-09 | 0.070223 | 3.398e-09 | 0.066806 | 3.2327e-09 | 0.063625 | 3.0788e-09
[120 empty] | 7.3.5.15 Identification and remediation of “at-risk species”WLDFRVegetation ContactBranch (OverHanging) | WLDFR | HFTD - Distribution - Tier 3 - 4QU CoRE ¦ 1QU LoRE | Non-Red Flag Warning - Destructive Fires | Vegetation Contact | Branch (OverHanging) | 2034 | 4.8389e-08 | 607.6134 | 2.9402e-05 | 2034 | Mitigation | 0.9 | 30 | 0 | esc | 0.066504 | 3.2181e-09 | 0.070223 | 3.398e-09 | 0.066806 | 3.2327e-09 | 0.063625 | 3.0788e-09
[120 empty] | 7.3.5.15 Identification and remediation of “at-risk species”WLDFRVegetation ContactBranch (OverHanging) | WLDFR | HFTD - Distribution - Tier 3 - 4QU CoRE ¦ 1QU LoRE | Non-Red Flag Warning - Destructive Fires | Vegetation Contact | Branch (OverHanging) | 2035 | 4.8389e-08 | 607.6134 | 2.9402e-05 | 2035 | Mitigation | 0.9 | 30 | 0 | esc | 0.066504 | 3.2181e-09 | 0.070223 | 3.398e-09 | 0.066806 | 3.2327e-09 | 0.063625 | 3.0788e-09
[120 empty] | 7.3.5.15 Identification and remediation of “at-risk species”WLDFRVegetation ContactBranch (OverHanging) | WLDFR | HFTD - Distribution - Tier 3 - 4QU CoRE ¦ 1QU LoRE | Non-Red Flag Warning - Destructive Fires | Vegetation Contact | Branch (OverHanging) | 2036 | 4.8389e-08 | 607.6134 | 2.9402e-05 | 2036 | Mitigation | 0.9 | 30 | 0 | esc | 0.066504 | 3.2181e-09 | 0.070223 | 3.398e-09 | 0.066806 | 3.2327e-09 | 0.063625 | 3.0788e-09
[120 empty] | 7.3.5.15 Identification and remediation of “at-risk species”WLDFRVegetation ContactBranch (OverHanging) | WLDFR | HFTD - Distribution - Tier 3 - 4QU CoRE ¦ 1QU LoRE | Non-Red Flag Warning - Destructive Fires | Vegetation Contact | Branch (OverHanging) | 2037 | 4.8389e-08 | 607.6134 | 2.9402e-05 | 2037 | Mitigation | 0.9 | 30 | 0 | esc | 0.066504 | 3.2181e-09 | 0.070223 | 3.398e-09 | 0.066806 | 3.2327e-09 | 0.063625 | 3.0788e-09
[120 empty] | 7.3.5.15 Identification and remediation of “at-risk species”WLDFRVegetation ContactBranch (OverHanging) | WLDFR | HFTD - Distribution - Tier 3 - 4QU CoRE ¦ 1QU LoRE | Non-Red Flag Warning - Destructive Fires | Vegetation Contact | Branch (OverHanging) | 2038 | 4.8389e-08 | 607.6134 | 2.9402e-05 | 2038 | Mitigation | 0.9 | 30 | 0 | esc | 0.066504 | 3.2181e-09 | 0.070223 | 3.398e-09 | 0.066806 | 3.2327e-09 | 0.063625 | 3.0788e-09
[120 empty] | 7.3.5.15 Identification and remediation of “at-risk species”WLDFRVegetation ContactBranch (OverHanging) | WLDFR | HFTD - Distribution - Tier 3 - 4QU CoRE ¦ 1QU LoRE | Non-Red Flag Warning - Destructive Fires | Vegetation Contact | Branch (OverHanging) | 2039 | 4.8389e-08 | 607.6134 | 2.9402e-05 | 2039 | Mitigation | 0.9 | 30 | 0 | esc | 0.066504 | 3.2181e-09 | 0.070223 | 3.398e-09 | 0.066806 | 3.2327e-09 | 0.063625 | 3.0788e-09
[120 empty] | 7.3.5.15 Identification and remediation of “at-risk species”WLDFRVegetation ContactBranch (OverHanging) | WLDFR | HFTD - Distribution - Tier 3 - 4QU CoRE ¦ 1QU LoRE | Non-Red Flag Warning - Destructive Fires | Vegetation Contact | Branch (OverHanging) | 2040 | 4.8389e-08 | 607.6134 | 2.9402e-05 | 2040 | Mitigation | 0.9 | 30 | 0 | esc | 0.066504 | 3.2181e-09 | 0.070223 | 3.398e-09 | 0.066806 | 3.2327e-09 | 0.063625 | 3.0788e-09
[120 empty] | 7.3.5.15 Identification and remediation of “at-risk species”WLDFRVegetation ContactBranch (OverHanging) | WLDFR | HFTD - Distribution - Tier 3 - 4QU CoRE ¦ 1QU LoRE | Non-Red Flag Warning - Destructive Fires | Vegetation Contact | Branch (OverHanging) | 2041 | 4.8389e-08 | 607.6134 | 2.9402e-05 | 2041 | Mitigation | 0.9 | 30 | 0 | esc | 0.066504 | 3.2181e-09 | 0.070223 | 3.398e-09 | 0.066806 | 3.2327e-09 | 0.063625 | 3.0788e-09
[120 empty] | 7.3.5.15 Identification and remediation of “at-risk species”WLDFRVegetation ContactBranch (OverHanging) | WLDFR | HFTD - Distribution - Tier 3 - 4QU CoRE ¦ 1QU LoRE | Non-Red Flag Warning - Destructive Fires | Vegetation Contact | Branch (OverHanging) | 2042 | 4.8389e-08 | 607.6134 | 2.9402e-05 | 2042 | Mitigation | 0.9 | 30 | 0 | esc | 0.066504 | 3.2181e-09 | 0.070223 | 3.398e-09 | 0.066806 | 3.2327e-09 | 0.063625 | 3.0788e-09
[120 empty] | 7.3.5.15 Identification and remediation of “at-risk species”WLDFRVegetation ContactBranch (OverHanging) | WLDFR | HFTD - Distribution - Tier 3 - 4QU CoRE ¦ 1QU LoRE | Non-Red Flag Warning - Destructive Fires | Vegetation Contact | Branch (OverHanging) | 2043 | 4.8389e-08 | 607.6134 | 2.9402e-05 | 2043 | Mitigation | 0.9 | 30 | 0 | esc | 0.066504 | 3.2181e-09 | 0.070223 | 3.398e-09 | 0.066806 | 3.2327e-09 | 0.063625 | 3.0788e-09
[120 empty] | 7.3.5.15 Identification and remediation of “at-risk species”WLDFRVegetation ContactBranch (OverHanging) | WLDFR | HFTD - Distribution - Tier 3 - 4QU CoRE ¦ 1QU LoRE | Non-Red Flag Warning - Destructive Fires | Vegetation Contact | Branch (OverHanging) | 2044 | 4.8389e-08 | 607.6134 | 2.9402e-05 | 2044 | Mitigation | 0.9 | 30 | 0 | esc | 0.066504 | 3.2181e-09 | 0.070223 | 3.398e-09 | 0.066806 | 3.2327e-09 | 0.063625 | 3.0788e-09
[120 empty] | 7.3.5.15 Identification and remediation of “at-risk species”WLDFRVegetation ContactBranch (OverHanging) | WLDFR | HFTD - Distribution - Tier 3 - 4QU CoRE ¦ 1QU LoRE | Non-Red Flag Warning - Destructive Fires | Vegetation Contact | Branch (OverHanging) | 2045 | 4.8389e-08 | 607.6134 | 2.9402e-05 | 2045 | Mitigation | 0.9 | 30 | 0 | esc | 0.066504 | 3.2181e-09 | 0.070223 | 3.398e-09 | 0.066806 | 3.2327e-09 | 0.063625 | 3.0788e-09
[120 empty] | 7.3.5.15 Identification and remediation of “at-risk species”WLDFRVegetation ContactBranch (OverHanging) | WLDFR | HFTD - Distribution - Tier 3 - 4QU CoRE ¦ 1QU LoRE | Non-Red Flag Warning - Destructive Fires | Vegetation Contact | Branch (OverHanging) | 2046 | 4.8389e-08 | 607.6134 | 2.9402e-05 | 2046 | Mitigation | 0.9 | 30 | 0 | esc | 0.066504 | 3.2181e-09 | 0.070223 | 3.398e-09 | 0.066806 | 3.2327e-09 | 0.063625 | 3.0788e-09
[120 empty] | 7.3.5.15 Identification and remediation of “at-risk species”WLDFRVegetation ContactBranch (OverHanging) | WLDFR | HFTD - Distribution - Tier 3 - 4QU CoRE ¦ 1QU LoRE | Non-Red Flag Warning - Destructive Fires | Vegetation Contact | Branch (OverHanging) | 2047 | 4.8389e-08 | 607.6134 | 2.9402e-05 | 2047 | Mitigation | 0.9 | 30 | 0 | esc | 0.066504 | 3.2181e-09 | 0.070223 | 3.398e-09 | 0.066806 | 3.2327e-09 | 0.063625 | 3.0788e-09
[120 empty] | 7.3.5.15 Identification and remediation of “at-risk species”WLDFRVegetation ContactBranch (OverHanging) | WLDFR | HFTD - Distribution - Tier 3 - 4QU CoRE ¦ 1QU LoRE | Non-Red Flag Warning - Destructive Fires | Vegetation Contact | Branch (OverHanging) | 2048 | 4.8389e-08 | 607.6134 | 2.9402e-05 | 2048 | Mitigation | 0.9 | 30 | 0 | esc | 0.066504 | 3.2181e-09 | 0.070223 | 3.398e-09 | 0.066806 | 3.2327e-09 | 0.063625 | 3.0788e-09
[120 empty] | 7.3.5.15 Identification and remediation of “at-risk species”WLDFRVegetation ContactBranch (OverHanging) | WLDFR | HFTD - Distribution - Tier 3 - 4QU CoRE ¦ 1QU LoRE | Non-Red Flag Warning - Destructive Fires | Vegetation Contact | Branch (OverHanging) | 2049 | 4.8389e-08 | 607.6134 | 2.9402e-05 | 2049 | Mitigation | 0.9 | 30 | 0 | esc | 0.066504 | 3.2181e-09 | 0.070223 | 3.398e-09 | 0.066806 | 3.2327e-09 | 0.063625 | 3.0788e-09
[120 empty] | 7.3.5.15 Identification and remediation of “at-risk species”WLDFRVegetation ContactBranch (OverHanging) | WLDFR | HFTD - Distribution - Tier 3 - 4QU CoRE ¦ 1QU LoRE | Non-Red Flag Warning - Destructive Fires | Vegetation Contact | Branch (OverHanging) | 2050 | 4.8389e-08 | 607.6134 | 2.9402e-05 | 2050 | Mitigation | 0.9 | 30 | 0 | esc | 0 | 0 | 0.070223 | 3.398e-09 | 0.066806 | 3.2327e-09 | 0.063625 | 3.0788e-09
[120 empty] | 7.3.5.15 Identification and remediation of “at-risk species”WLDFRVegetation ContactBranch (OverHanging) | WLDFR | HFTD - Distribution - Tier 3 - 4QU CoRE ¦ 1QU LoRE | Non-Red Flag Warning - Destructive Fires | Vegetation Contact | Branch (OverHanging) | 2051 | 4.8389e-08 | 607.6134 | 2.9402e-05 | 2051 | Mitigation | 0.9 | 30 | 0 | esc | 0 | 0 | 0 | 0 | 0.066806 | 3.2327e-09 | 0.063625 | 3.0788e-09
[120 empty] | 7.3.5.15 Identification and remediation of “at-risk species”WLDFRVegetation ContactBranch (OverHanging) | WLDFR | HFTD - Distribution - Tier 3 - 4QU CoRE ¦ 1QU LoRE | Non-Red Flag Warning - Destructive Fires | Vegetation Contact | Branch (OverHanging) | 2052 | 4.8389e-08 | 607.6134 | 2.9402e-05 | 2052 | Mitigation | 0.9 | 30 | 0 | esc | 0 | 0 | 0 | 0 | 0 | 0 | 0.063625 | 3.0788e-09
[120 empty] | 7.3.5.15 Identification and remediation of “at-risk species”WLDFRVegetation ContactFell into (Moderate-Severe defect) | WLDFR | HFTD - Distribution - Tier 3 - 4QU CoRE ¦ 1QU LoRE | Non-Red Flag Warning - Destructive Fires | Vegetation Contact | Fell into (Moderate-Severe defect) | 2022 | 2.3862e-08 | 607.6134 | 1.4499e-05 | 2022 | Mitigation | 0.95 | 1 | 0 | esc | 0 | 0 | 0 | 0 | 0.070518 | 1.6827e-09 | 0 | 0
[120 empty] | 7.3.5.15 Identification and remediation of “at-risk species”WLDFRVegetation ContactFell into (Moderate-Severe defect) | WLDFR | HFTD - Distribution - Tier 3 - 4QU CoRE ¦ 1QU LoRE | Non-Red Flag Warning - Destructive Fires | Vegetation Contact | Fell into (Moderate-Severe defect) | 2023 | 2.3862e-08 | 607.6134 | 1.4499e-05 | 2023 | Mitigation | 0.95 | 1 | 0 | esc | 0 | 0 | 0 | 0 | 0 | 0 | 0.06716 | 1.6025e-09
[120 empty] | 7.3.5.15 Identification and remediation of “at-risk species”WLDFRVegetation ContactFell into (slight defect) | WLDFR | HFTD - Distribution - Tier 3 - 4QU CoRE ¦ 1QU LoRE | Non-Red Flag Warning - Destructive Fires | Vegetation Contact | Fell into (slight defect) | 2022 | 3.077e-08 | 607.6134 | 1.8696e-05 | 2022 | Mitigation | 0.5 | 1 | 0 | esc | 0 | 0 | 0 | 0 | 0.037115 | 1.142e-09 | 0 | 0
[120 empty] | 7.3.5.15 Identification and remediation of “at-risk species”WLDFRVegetation ContactFell into (slight defect) | WLDFR | HFTD - Distribution - Tier 3 - 4QU CoRE ¦ 1QU LoRE | Non-Red Flag Warning - Destructive Fires | Vegetation Contact | Fell into (slight defect) | 2023 | 3.077e-08 | 607.6134 | 1.8696e-05 | 2023 | Mitigation | 0.5 | 1 | 0 | esc | 0 | 0 | 0 | 0 | 0 | 0 | 0.035347 | 1.0876e-09
[120 empty] | 7.3.5.15 Identification and remediation of “at-risk species”WLDFRVegetation ContactGrow Into | WLDFR | HFTD - Distribution - Tier 3 - 4QU CoRE ¦ 1QU LoRE | Non-Red Flag Warning - Destructive Fires | Vegetation Contact | Grow Into | 2022 | 2.6649e-09 | 607.6134 | 1.6193e-06 | 2022 | Mitigation | 0.5 | 1 | 0 | esc | 0 | 0 | 0 | 0 | 0.037115 | 9.8908e-11 | 0 | 0
[120 empty] | 7.3.5.15 Identification and remediation of “at-risk species”WLDFRVegetation ContactGrow Into | WLDFR | HFTD - Distribution - Tier 3 - 4QU CoRE ¦ 1QU LoRE | Non-Red Flag Warning - Destructive Fires | Vegetation Contact | Grow Into | 2023 | 2.6649e-09 | 607.6134 | 1.6193e-06 | 2023 | Mitigation | 0.5 | 1 | 0 | esc | 0 | 0 | 0 | 0 | 0 | 0 | 0.035347 | 9.4198e-11
[120 empty] | 7.3.5.15 Identification and remediation of “at-risk species”WLDFRVegetation ContactBranch (Not overhanging, 4-12ft) | WLDFR | HFTD - Distribution - Tier 3 - 4QU CoRE ¦ 1QU LoRE | Non-Red Flag Warning - Large Fires | Vegetation Contact | Branch (Not overhanging, 4-12ft) | 2022 | 5.8668e-08 | 607.6134 | 3.5647e-05 | 2022 | Mitigation | 0.5 | 30 | 0 | esc | 0.036947 | 2.1676e-09 | 0.039013 | 2.2888e-09 | 0.037115 | 2.1774e-09 | 0 | 0
[120 empty] | 7.3.5.15 Identification and remediation of “at-risk species”WLDFRVegetation ContactBranch (Not overhanging, 4-12ft) | WLDFR | HFTD - Distribution - Tier 3 - 4QU CoRE ¦ 1QU LoRE | Non-Red Flag Warning - Large Fires | Vegetation Contact | Branch (Not overhanging, 4-12ft) | 2023 | 5.8668e-08 | 607.6134 | 3.5647e-05 | 2023 | Mitigation | 0.5 | 30 | 0 | esc | 0.036947 | 2.1676e-09 | 0.039013 | 2.2888e-09 | 0.037115 | 2.1774e-09 | 0.035347 | 2.0737e-09
[120 empty] | 7.3.5.15 Identification and remediation of “at-risk species”WLDFRVegetation ContactBranch (Not overhanging, 4-12ft) | WLDFR | HFTD - Distribution - Tier 3 - 4QU CoRE ¦ 1QU LoRE | Non-Red Flag Warning - Large Fires | Vegetation Contact | Branch (Not overhanging, 4-12ft) | 2024 | 5.8668e-08 | 607.6134 | 3.5647e-05 | 2024 | Mitigation | 0.5 | 30 | 0 | esc | 0.036947 | 2.1676e-09 | 0.039013 | 2.2888e-09 | 0.037115 | 2.1774e-09 | 0.035347 | 2.0737e-09
[120 empty] | 7.3.5.15 Identification and remediation of “at-risk species”WLDFRVegetation ContactBranch (Not overhanging, 4-12ft) | WLDFR | HFTD - Distribution - Tier 3 - 4QU CoRE ¦ 1QU LoRE | Non-Red Flag Warning - Large Fires | Vegetation Contact | Branch (Not overhanging, 4-12ft) | 2025 | 5.8668e-08 | 607.6134 | 3.5647e-05 | 2025 | Mitigation | 0.5 | 30 | 0 | esc | 0.036947 | 2.1676e-09 | 0.039013 | 2.2888e-09 | 0.037115 | 2.1774e-09 | 0.035347 | 2.0737e-09
[120 empty] | 7.3.5.15 Identification and remediation of “at-risk species”WLDFRVegetation ContactBranch (Not overhanging, 4-12ft) | WLDFR | HFTD - Distribution - Tier 3 - 4QU CoRE ¦ 1QU LoRE | Non-Red Flag Warning - Large Fires | Vegetation Contact | Branch (Not overhanging, 4-12ft) | 2026 | 5.8668e-08 | 607.6134 | 3.5647e-05 | 2026 | Mitigation | 0.5 | 30 | 0 | esc | 0.036947 | 2.1676e-09 | 0.039013 | 2.2888e-09 | 0.037115 | 2.1774e-09 | 0.035347 | 2.0737e-09
[120 empty] | 7.3.5.15 Identification and remediation of “at-risk species”WLDFRVegetation ContactBranch (Not overhanging, 4-12ft) | WLDFR | HFTD - Distribution - Tier 3 - 4QU CoRE ¦ 1QU LoRE | Non-Red Flag Warning - Large Fires | Vegetation Contact | Branch (Not overhanging, 4-12ft) | 2027 | 5.8668e-08 | 607.6134 | 3.5647e-05 | 2027 | Mitigation | 0.5 | 30 | 0 | esc | 0.036947 | 2.1676e-09 | 0.039013 | 2.2888e-09 | 0.037115 | 2.1774e-09 | 0.035347 | 2.0737e-09
[120 empty] | 7.3.5.15 Identification and remediation of “at-risk species”WLDFRVegetation ContactBranch (Not overhanging, 4-12ft) | WLDFR | HFTD - Distribution - Tier 3 - 4QU CoRE ¦ 1QU LoRE | Non-Red Flag Warning - Large Fires | Vegetation Contact | Branch (Not overhanging, 4-12ft) | 2028 | 5.8668e-08 | 607.6134 | 3.5647e-05 | 2028 | Mitigation | 0.5 | 30 | 0 | esc | 0.036947 | 2.1676e-09 | 0.039013 | 2.2888e-09 | 0.037115 | 2.1774e-09 | 0.035347 | 2.0737e-09
[120 empty] | 7.3.5.15 Identification and remediation of “at-risk species”WLDFRVegetation ContactBranch (Not overhanging, 4-12ft) | WLDFR | HFTD - Distribution - Tier 3 - 4QU CoRE ¦ 1QU LoRE | Non-Red Flag Warning - Large Fires | Vegetation Contact | Branch (Not overhanging, 4-12ft) | 2029 | 5.8668e-08 | 607.6134 | 3.5647e-05 | 2029 | Mitigation | 0.5 | 30 | 0 | esc | 0.036947 | 2.1676e-09 | 0.039013 | 2.2888e-09 | 0.037115 | 2.1774e-09 | 0.035347 | 2.0737e-09
[120 empty] | 7.3.5.15 Identification and remediation of “at-risk species”WLDFRVegetation ContactBranch (Not overhanging, 4-12ft) | WLDFR | HFTD - Distribution - Tier 3 - 4QU CoRE ¦ 1QU LoRE | Non-Red Flag Warning - Large Fires | Vegetation Contact | Branch (Not overhanging, 4-12ft) | 2030 | 5.8668e-08 | 607.6134 | 3.5647e-05 | 2030 | Mitigation | 0.5 | 30 | 0 | esc | 0.036947 | 2.1676e-09 | 0.039013 | 2.2888e-09 | 0.037115 | 2.1774e-09 | 0.035347 | 2.0737e-09
[120 empty] | 7.3.5.15 Identification and remediation of “at-risk species”WLDFRVegetation ContactBranch (Not overhanging, 4-12ft) | WLDFR | HFTD - Distribution - Tier 3 - 4QU CoRE ¦ 1QU LoRE | Non-Red Flag Warning - Large Fires | Vegetation Contact | Branch (Not overhanging, 4-12ft) | 2031 | 5.8668e-08 | 607.6134 | 3.5647e-05 | 2031 | Mitigation | 0.5 | 30 | 0 | esc | 0.036947 | 2.1676e-09 | 0.039013 | 2.2888e-09 | 0.037115 | 2.1774e-09 | 0.035347 | 2.0737e-09
[120 empty] | 7.3.5.15 Identification and remediation of “at-risk species”WLDFRVegetation ContactBranch (Not overhanging, 4-12ft) | WLDFR | HFTD - Distribution - Tier 3 - 4QU CoRE ¦ 1QU LoRE | Non-Red Flag Warning - Large Fires | Vegetation Contact | Branch (Not overhanging, 4-12ft) | 2032 | 5.8668e-08 | 607.6134 | 3.5647e-05 | 2032 | Mitigation | 0.5 | 30 | 0 | esc | 0.036947 | 2.1676e-09 | 0.039013 | 2.2888e-09 | 0.037115 | 2.1774e-09 | 0.035347 | 2.0737e-09
[120 empty] | 7.3.5.15 Identification and remediation of “at-risk species”WLDFRVegetation ContactBranch (Not overhanging, 4-12ft) | WLDFR | HFTD - Distribution - Tier 3 - 4QU CoRE ¦ 1QU LoRE | Non-Red Flag Warning - Large Fires | Vegetation Contact | Branch (Not overhanging, 4-12ft) | 2033 | 5.8668e-08 | 607.6134 | 3.5647e-05 | 2033 | Mitigation | 0.5 | 30 | 0 | esc | 0.036947 | 2.1676e-09 | 0.039013 | 2.2888e-09 | 0.037115 | 2.1774e-09 | 0.035347 | 2.0737e-09
[120 empty] | 7.3.5.15 Identification and remediation of “at-risk species”WLDFRVegetation ContactBranch (Not overhanging, 4-12ft) | WLDFR | HFTD - Distribution - Tier 3 - 4QU CoRE ¦ 1QU LoRE | Non-Red Flag Warning - Large Fires | Vegetation Contact | Branch (Not overhanging, 4-12ft) | 2034 | 5.8668e-08 | 607.6134 | 3.5647e-05 | 2034 | Mitigation | 0.5 | 30 | 0 | esc | 0.036947 | 2.1676e-09 | 0.039013 | 2.2888e-09 | 0.037115 | 2.1774e-09 | 0.035347 | 2.0737e-09
[120 empty] | 7.3.5.15 Identification and remediation of “at-risk species”WLDFRVegetation ContactBranch (Not overhanging, 4-12ft) | WLDFR | HFTD - Distribution - Tier 3 - 4QU CoRE ¦ 1QU LoRE | Non-Red Flag Warning - Large Fires | Vegetation Contact | Branch (Not overhanging, 4-12ft) | 2035 | 5.8668e-08 | 607.6134 | 3.5647e-05 | 2035 | Mitigation | 0.5 | 30 | 0 | esc | 0.036947 | 2.1676e-09 | 0.039013 | 2.2888e-09 | 0.037115 | 2.1774e-09 | 0.035347 | 2.0737e-09
[120 empty] | 7.3.5.15 Identification and remediation of “at-risk species”WLDFRVegetation ContactBranch (Not overhanging, 4-12ft) | WLDFR | HFTD - Distribution - Tier 3 - 4QU CoRE ¦ 1QU LoRE | Non-Red Flag Warning - Large Fires | Vegetation Contact | Branch (Not overhanging, 4-12ft) | 2036 | 5.8668e-08 | 607.6134 | 3.5647e-05 | 2036 | Mitigation | 0.5 | 30 | 0 | esc | 0.036947 | 2.1676e-09 | 0.039013 | 2.2888e-09 | 0.037115 | 2.1774e-09 | 0.035347 | 2.0737e-09
[120 empty] | 7.3.5.15 Identification and remediation of “at-risk species”WLDFRVegetation ContactBranch (Not overhanging, 4-12ft) | WLDFR | HFTD - Distribution - Tier 3 - 4QU CoRE ¦ 1QU LoRE | Non-Red Flag Warning - Large Fires | Vegetation Contact | Branch (Not overhanging, 4-12ft) | 2037 | 5.8668e-08 | 607.6134 | 3.5647e-05 | 2037 | Mitigation | 0.5 | 30 | 0 | esc | 0.036947 | 2.1676e-09 | 0.039013 | 2.2888e-09 | 0.037115 | 2.1774e-09 | 0.035347 | 2.0737e-09
[120 empty] | 7.3.5.15 Identification and remediation of “at-risk species”WLDFRVegetation ContactBranch (Not overhanging, 4-12ft) | WLDFR | HFTD - Distribution - Tier 3 - 4QU CoRE ¦ 1QU LoRE | Non-Red Flag Warning - Large Fires | Vegetation Contact | Branch (Not overhanging, 4-12ft) | 2038 | 5.8668e-08 | 607.6134 | 3.5647e-05 | 2038 | Mitigation | 0.5 | 30 | 0 | esc | 0.036947 | 2.1676e-09 | 0.039013 | 2.2888e-09 | 0.037115 | 2.1774e-09 | 0.035347 | 2.0737e-09
[120 empty] | 7.3.5.15 Identification and remediation of “at-risk species”WLDFRVegetation ContactBranch (Not overhanging, 4-12ft) | WLDFR | HFTD - Distribution - Tier 3 - 4QU CoRE ¦ 1QU LoRE | Non-Red Flag Warning - Large Fires | Vegetation Contact | Branch (Not overhanging, 4-12ft) | 2039 | 5.8668e-08 | 607.6134 | 3.5647e-05 | 2039 | Mitigation | 0.5 | 30 | 0 | esc | 0.036947 | 2.1676e-09 | 0.039013 | 2.2888e-09 | 0.037115 | 2.1774e-09 | 0.035347 | 2.0737e-09
[120 empty] | 7.3.5.15 Identification and remediation of “at-risk species”WLDFRVegetation ContactBranch (Not overhanging, 4-12ft) | WLDFR | HFTD - Distribution - Tier 3 - 4QU CoRE ¦ 1QU LoRE | Non-Red Flag Warning - Large Fires | Vegetation Contact | Branch (Not overhanging, 4-12ft) | 2040 | 5.8668e-08 | 607.6134 | 3.5647e-05 | 2040 | Mitigation | 0.5 | 30 | 0 | esc | 0.036947 | 2.1676e-09 | 0.039013 | 2.2888e-09 | 0.037115 | 2.1774e-09 | 0.035347 | 2.0737e-09
[120 empty] | 7.3.5.15 Identification and remediation of “at-risk species”WLDFRVegetation ContactBranch (Not overhanging, 4-12ft) | WLDFR | HFTD - Distribution - Tier 3 - 4QU CoRE ¦ 1QU LoRE | Non-Red Flag Warning - Large Fires | Vegetation Contact | Branch (Not overhanging, 4-12ft) | 2041 | 5.8668e-08 | 607.6134 | 3.5647e-05 | 2041 | Mitigation | 0.5 | 30 | 0 | esc | 0.036947 | 2.1676e-09 | 0.039013 | 2.2888e-09 | 0.037115 | 2.1774e-09 | 0.035347 | 2.0737e-09
[120 empty] | 7.3.5.15 Identification and remediation of “at-risk species”WLDFRVegetation ContactBranch (Not overhanging, 4-12ft) | WLDFR | HFTD - Distribution - Tier 3 - 4QU CoRE ¦ 1QU LoRE | Non-Red Flag Warning - Large Fires | Vegetation Contact | Branch (Not overhanging, 4-12ft) | 2042 | 5.8668e-08 | 607.6134 | 3.5647e-05 | 2042 | Mitigation | 0.5 | 30 | 0 | esc | 0.036947 | 2.1676e-09 | 0.039013 | 2.2888e-09 | 0.037115 | 2.1774e-09 | 0.035347 | 2.0737e-09
[120 empty] | 7.3.5.15 Identification and remediation of “at-risk species”WLDFRVegetation ContactBranch (Not overhanging, 4-12ft) | WLDFR | HFTD - Distribution - Tier 3 - 4QU CoRE ¦ 1QU LoRE | Non-Red Flag Warning - Large Fires | Vegetation Contact | Branch (Not overhanging, 4-12ft) | 2043 | 5.8668e-08 | 607.6134 | 3.5647e-05 | 2043 | Mitigation | 0.5 | 30 | 0 | esc | 0.036947 | 2.1676e-09 | 0.039013 | 2.2888e-09 | 0.037115 | 2.1774e-09 | 0.035347 | 2.0737e-09
[120 empty] | 7.3.5.15 Identification and remediation of “at-risk species”WLDFRVegetation ContactBranch (Not overhanging, 4-12ft) | WLDFR | HFTD - Distribution - Tier 3 - 4QU CoRE ¦ 1QU LoRE | Non-Red Flag Warning - Large Fires | Vegetation Contact | Branch (Not overhanging, 4-12ft) | 2044 | 5.8668e-08 | 607.6134 | 3.5647e-05 | 2044 | Mitigation | 0.5 | 30 | 0 | esc | 0.036947 | 2.1676e-09 | 0.039013 | 2.2888e-09 | 0.037115 | 2.1774e-09 | 0.035347 | 2.0737e-09
[120 empty] | 7.3.5.15 Identification and remediation of “at-risk species”WLDFRVegetation ContactBranch (Not overhanging, 4-12ft) | WLDFR | HFTD - Distribution - Tier 3 - 4QU CoRE ¦ 1QU LoRE | Non-Red Flag Warning - Large Fires | Vegetation Contact | Branch (Not overhanging, 4-12ft) | 2045 | 5.8668e-08 | 607.6134 | 3.5647e-05 | 2045 | Mitigation | 0.5 | 30 | 0 | esc | 0.036947 | 2.1676e-09 | 0.039013 | 2.2888e-09 | 0.037115 | 2.1774e-09 | 0.035347 | 2.0737e-09
[120 empty] | 7.3.5.15 Identification and remediation of “at-risk species”WLDFRVegetation ContactBranch (Not overhanging, 4-12ft) | WLDFR | HFTD - Distribution - Tier 3 - 4QU CoRE ¦ 1QU LoRE | Non-Red Flag Warning - Large Fires | Vegetation Contact | Branch (Not overhanging, 4-12ft) | 2046 | 5.8668e-08 | 607.6134 | 3.5647e-05 | 2046 | Mitigation | 0.5 | 30 | 0 | esc | 0.036947 | 2.1676e-09 | 0.039013 | 2.2888e-09 | 0.037115 | 2.1774e-09 | 0.035347 | 2.0737e-09
[120 empty] | 7.3.5.15 Identification and remediation of “at-risk species”WLDFRVegetation ContactBranch (Not overhanging, 4-12ft) | WLDFR | HFTD - Distribution - Tier 3 - 4QU CoRE ¦ 1QU LoRE | Non-Red Flag Warning - Large Fires | Vegetation Contact | Branch (Not overhanging, 4-12ft) | 2047 | 5.8668e-08 | 607.6134 | 3.5647e-05 | 2047 | Mitigation | 0.5 | 30 | 0 | esc | 0.036947 | 2.1676e-09 | 0.039013 | 2.2888e-09 | 0.037115 | 2.1774e-09 | 0.035347 | 2.0737e-09
[120 empty] | 7.3.5.15 Identification and remediation of “at-risk species”WLDFRVegetation ContactBranch (Not overhanging, 4-12ft) | WLDFR | HFTD - Distribution - Tier 3 - 4QU CoRE ¦ 1QU LoRE | Non-Red Flag Warning - Large Fires | Vegetation Contact | Branch (Not overhanging, 4-12ft) | 2048 | 5.8668e-08 | 607.6134 | 3.5647e-05 | 2048 | Mitigation | 0.5 | 30 | 0 | esc | 0.036947 | 2.1676e-09 | 0.039013 | 2.2888e-09 | 0.037115 | 2.1774e-09 | 0.035347 | 2.0737e-09
[120 empty] | 7.3.5.15 Identification and remediation of “at-risk species”WLDFRVegetation ContactBranch (Not overhanging, 4-12ft) | WLDFR | HFTD - Distribution - Tier 3 - 4QU CoRE ¦ 1QU LoRE | Non-Red Flag Warning - Large Fires | Vegetation Contact | Branch (Not overhanging, 4-12ft) | 2049 | 5.8668e-08 | 607.6134 | 3.5647e-05 | 2049 | Mitigation | 0.5 | 30 | 0 | esc | 0.036947 | 2.1676e-09 | 0.039013 | 2.2888e-09 | 0.037115 | 2.1774e-09 | 0.035347 | 2.0737e-09
[120 empty] | 7.3.5.15 Identification and remediation of “at-risk species”WLDFRVegetation ContactBranch (Not overhanging, 4-12ft) | WLDFR | HFTD - Distribution - Tier 3 - 4QU CoRE ¦ 1QU LoRE | Non-Red Flag Warning - Large Fires | Vegetation Contact | Branch (Not overhanging, 4-12ft) | 2050 | 5.8668e-08 | 607.6134 | 3.5647e-05 | 2050 | Mitigation | 0.5 | 30 | 0 | esc | 0 | 0 | 0.039013 | 2.2888e-09 | 0.037115 | 2.1774e-09 | 0.035347 | 2.0737e-09
[120 empty] | 7.3.5.15 Identification and remediation of “at-risk species”WLDFRVegetation ContactBranch (Not overhanging, 4-12ft) | WLDFR | HFTD - Distribution - Tier 3 - 4QU CoRE ¦ 1QU LoRE | Non-Red Flag Warning - Large Fires | Vegetation Contact | Branch (Not overhanging, 4-12ft) | 2051 | 5.8668e-08 | 607.6134 | 3.5647e-05 | 2051 | Mitigation | 0.5 | 30 | 0 | esc | 0 | 0 | 0 | 0 | 0.037115 | 2.1774e-09 | 0.035347 | 2.0737e-09
[120 empty] | 7.3.5.15 Identification and remediation of “at-risk species”WLDFRVegetation ContactBranch (Not overhanging, 4-12ft) | WLDFR | HFTD - Distribution - Tier 3 - 4QU CoRE ¦ 1QU LoRE | Non-Red Flag Warning - Large Fires | Vegetation Contact | Branch (Not overhanging, 4-12ft) | 2052 | 5.8668e-08 | 607.6134 | 3.5647e-05 | 2052 | Mitigation | 0.5 | 30 | 0 | esc | 0 | 0 | 0 | 0 | 0 | 0 | 0.035347 | 2.0737e-09
[120 empty] | 7.3.5.15 Identification and remediation of “at-risk species”WLDFRVegetation ContactBranch (Not overhanging, within 4ft) | WLDFR | HFTD - Distribution - Tier 3 - 4QU CoRE ¦ 1QU LoRE | Non-Red Flag Warning - Large Fires | Vegetation Contact | Branch (Not overhanging, within 4ft) | 2022 | 2.4836e-08 | 607.6134 | 1.5091e-05 | 2022 | Mitigation | 0.9 | 30 | 0 | esc | 0.066504 | 1.6517e-09 | 0.070223 | 1.7441e-09 | 0.066806 | 1.6592e-09 | 0 | 0
[120 empty] | 7.3.5.15 Identification and remediation of “at-risk species”WLDFRVegetation ContactBranch (Not overhanging, within 4ft) | WLDFR | HFTD - Distribution - Tier 3 - 4QU CoRE ¦ 1QU LoRE | Non-Red Flag Warning - Large Fires | Vegetation Contact | Branch (Not overhanging, within 4ft) | 2023 | 2.4836e-08 | 607.6134 | 1.5091e-05 | 2023 | Mitigation | 0.9 | 30 | 0 | esc | 0.066504 | 1.6517e-09 | 0.070223 | 1.7441e-09 | 0.066806 | 1.6592e-09 | 0.063625 | 1.5802e-09
[120 empty] | 7.3.5.15 Identification and remediation of “at-risk species”WLDFRVegetation ContactBranch (Not overhanging, within 4ft) | WLDFR | HFTD - Distribution - Tier 3 - 4QU CoRE ¦ 1QU LoRE | Non-Red Flag Warning - Large Fires | Vegetation Contact | Branch (Not overhanging, within 4ft) | 2024 | 2.4836e-08 | 607.6134 | 1.5091e-05 | 2024 | Mitigation | 0.9 | 30 | 0 | esc | 0.066504 | 1.6517e-09 | 0.070223 | 1.7441e-09 | 0.066806 | 1.6592e-09 | 0.063625 | 1.5802e-09
[120 empty] | 7.3.5.15 Identification and remediation of “at-risk species”WLDFRVegetation ContactBranch (Not overhanging, within 4ft) | WLDFR | HFTD - Distribution - Tier 3 - 4QU CoRE ¦ 1QU LoRE | Non-Red Flag Warning - Large Fires | Vegetation Contact | Branch (Not overhanging, within 4ft) | 2025 | 2.4836e-08 | 607.6134 | 1.5091e-05 | 2025 | Mitigation | 0.9 | 30 | 0 | esc | 0.066504 | 1.6517e-09 | 0.070223 | 1.7441e-09 | 0.066806 | 1.6592e-09 | 0.063625 | 1.5802e-09
[120 empty] | 7.3.5.15 Identification and remediation of “at-risk species”WLDFRVegetation ContactBranch (Not overhanging, within 4ft) | WLDFR | HFTD - Distribution - Tier 3 - 4QU CoRE ¦ 1QU LoRE | Non-Red Flag Warning - Large Fires | Vegetation Contact | Branch (Not overhanging, within 4ft) | 2026 | 2.4836e-08 | 607.6134 | 1.5091e-05 | 2026 | Mitigation | 0.9 | 30 | 0 | esc | 0.066504 | 1.6517e-09 | 0.070223 | 1.7441e-09 | 0.066806 | 1.6592e-09 | 0.063625 | 1.5802e-09
[120 empty] | 7.3.5.15 Identification and remediation of “at-risk species”WLDFRVegetation ContactBranch (Not overhanging, within 4ft) | WLDFR | HFTD - Distribution - Tier 3 - 4QU CoRE ¦ 1QU LoRE | Non-Red Flag Warning - Large Fires | Vegetation Contact | Branch (Not overhanging, within 4ft) | 2027 | 2.4836e-08 | 607.6134 | 1.5091e-05 | 2027 | Mitigation | 0.9 | 30 | 0 | esc | 0.066504 | 1.6517e-09 | 0.070223 | 1.7441e-09 | 0.066806 | 1.6592e-09 | 0.063625 | 1.5802e-09
[120 empty] | 7.3.5.15 Identification and remediation of “at-risk species”WLDFRVegetation ContactBranch (Not overhanging, within 4ft) | WLDFR | HFTD - Distribution - Tier 3 - 4QU CoRE ¦ 1QU LoRE | Non-Red Flag Warning - Large Fires | Vegetation Contact | Branch (Not overhanging, within 4ft) | 2028 | 2.4836e-08 | 607.6134 | 1.5091e-05 | 2028 | Mitigation | 0.9 | 30 | 0 | esc | 0.066504 | 1.6517e-09 | 0.070223 | 1.7441e-09 | 0.066806 | 1.6592e-09 | 0.063625 | 1.5802e-09
[120 empty] | 7.3.5.15 Identification and remediation of “at-risk species”WLDFRVegetation ContactBranch (Not overhanging, within 4ft) | WLDFR | HFTD - Distribution - Tier 3 - 4QU CoRE ¦ 1QU LoRE | Non-Red Flag Warning - Large Fires | Vegetation Contact | Branch (Not overhanging, within 4ft) | 2029 | 2.4836e-08 | 607.6134 | 1.5091e-05 | 2029 | Mitigation | 0.9 | 30 | 0 | esc | 0.066504 | 1.6517e-09 | 0.070223 | 1.7441e-09 | 0.066806 | 1.6592e-09 | 0.063625 | 1.5802e-09
[120 empty] | 7.3.5.15 Identification and remediation of “at-risk species”WLDFRVegetation ContactBranch (Not overhanging, within 4ft) | WLDFR | HFTD - Distribution - Tier 3 - 4QU CoRE ¦ 1QU LoRE | Non-Red Flag Warning - Large Fires | Vegetation Contact | Branch (Not overhanging, within 4ft) | 2030 | 2.4836e-08 | 607.6134 | 1.5091e-05 | 2030 | Mitigation | 0.9 | 30 | 0 | esc | 0.066504 | 1.6517e-09 | 0.070223 | 1.7441e-09 | 0.066806 | 1.6592e-09 | 0.063625 | 1.5802e-09
[120 empty] | 7.3.5.15 Identification and remediation of “at-risk species”WLDFRVegetation ContactBranch (Not overhanging, within 4ft) | WLDFR | HFTD - Distribution - Tier 3 - 4QU CoRE ¦ 1QU LoRE | Non-Red Flag Warning - Large Fires | Vegetation Contact | Branch (Not overhanging, within 4ft) | 2031 | 2.4836e-08 | 607.6134 | 1.5091e-05 | 2031 | Mitigation | 0.9 | 30 | 0 | esc | 0.066504 | 1.6517e-09 | 0.070223 | 1.7441e-09 | 0.066806 | 1.6592e-09 | 0.063625 | 1.5802e-09
[120 empty] | 7.3.5.15 Identification and remediation of “at-risk species”WLDFRVegetation ContactBranch (Not overhanging, within 4ft) | WLDFR | HFTD - Distribution - Tier 3 - 4QU CoRE ¦ 1QU LoRE | Non-Red Flag Warning - Large Fires | Vegetation Contact | Branch (Not overhanging, within 4ft) | 2032 | 2.4836e-08 | 607.6134 | 1.5091e-05 | 2032 | Mitigation | 0.9 | 30 | 0 | esc | 0.066504 | 1.6517e-09 | 0.070223 | 1.7441e-09 | 0.066806 | 1.6592e-09 | 0.063625 | 1.5802e-09
[120 empty] | 7.3.5.15 Identification and remediation of “at-risk species”WLDFRVegetation ContactBranch (Not overhanging, within 4ft) | WLDFR | HFTD - Distribution - Tier 3 - 4QU CoRE ¦ 1QU LoRE | Non-Red Flag Warning - Large Fires | Vegetation Contact | Branch (Not overhanging, within 4ft) | 2033 | 2.4836e-08 | 607.6134 | 1.5091e-05 | 2033 | Mitigation | 0.9 | 30 | 0 | esc | 0.066504 | 1.6517e-09 | 0.070223 | 1.7441e-09 | 0.066806 | 1.6592e-09 | 0.063625 | 1.5802e-09
[120 empty] | 7.3.5.15 Identification and remediation of “at-risk species”WLDFRVegetation ContactBranch (Not overhanging, within 4ft) | WLDFR | HFTD - Distribution - Tier 3 - 4QU CoRE ¦ 1QU LoRE | Non-Red Flag Warning - Large Fires | Vegetation Contact | Branch (Not overhanging, within 4ft) | 2034 | 2.4836e-08 | 607.6134 | 1.5091e-05 | 2034 | Mitigation | 0.9 | 30 | 0 | esc | 0.066504 | 1.6517e-09 | 0.070223 | 1.7441e-09 | 0.066806 | 1.6592e-09 | 0.063625 | 1.5802e-09
[120 empty] | 7.3.5.15 Identification and remediation of “at-risk species”WLDFRVegetation ContactBranch (Not overhanging, within 4ft) | WLDFR | HFTD - Distribution - Tier 3 - 4QU CoRE ¦ 1QU LoRE | Non-Red Flag Warning - Large Fires | Vegetation Contact | Branch (Not overhanging, within 4ft) | 2035 | 2.4836e-08 | 607.6134 | 1.5091e-05 | 2035 | Mitigation | 0.9 | 30 | 0 | esc | 0.066504 | 1.6517e-09 | 0.070223 | 1.7441e-09 | 0.066806 | 1.6592e-09 | 0.063625 | 1.5802e-09
[120 empty] | 7.3.5.15 Identification and remediation of “at-risk species”WLDFRVegetation ContactBranch (Not overhanging, within 4ft) | WLDFR | HFTD - Distribution - Tier 3 - 4QU CoRE ¦ 1QU LoRE | Non-Red Flag Warning - Large Fires | Vegetation Contact | Branch (Not overhanging, within 4ft) | 2036 | 2.4836e-08 | 607.6134 | 1.5091e-05 | 2036 | Mitigation | 0.9 | 30 | 0 | esc | 0.066504 | 1.6517e-09 | 0.070223 | 1.7441e-09 | 0.066806 | 1.6592e-09 | 0.063625 | 1.5802e-09
[120 empty] | 7.3.5.15 Identification and remediation of “at-risk species”WLDFRVegetation ContactBranch (Not overhanging, within 4ft) | WLDFR | HFTD - Distribution - Tier 3 - 4QU CoRE ¦ 1QU LoRE | Non-Red Flag Warning - Large Fires | Vegetation Contact | Branch (Not overhanging, within 4ft) | 2037 | 2.4836e-08 | 607.6134 | 1.5091e-05 | 2037 | Mitigation | 0.9 | 30 | 0 | esc | 0.066504 | 1.6517e-09 | 0.070223 | 1.7441e-09 | 0.066806 | 1.6592e-09 | 0.063625 | 1.5802e-09
[120 empty] | 7.3.5.15 Identification and remediation of “at-risk species”WLDFRVegetation ContactBranch (Not overhanging, within 4ft) | WLDFR | HFTD - Distribution - Tier 3 - 4QU CoRE ¦ 1QU LoRE | Non-Red Flag Warning - Large Fires | Vegetation Contact | Branch (Not overhanging, within 4ft) | 2038 | 2.4836e-08 | 607.6134 | 1.5091e-05 | 2038 | Mitigation | 0.9 | 30 | 0 | esc | 0.066504 | 1.6517e-09 | 0.070223 | 1.7441e-09 | 0.066806 | 1.6592e-09 | 0.063625 | 1.5802e-09
[120 empty] | 7.3.5.15 Identification and remediation of “at-risk species”WLDFRVegetation ContactBranch (Not overhanging, within 4ft) | WLDFR | HFTD - Distribution - Tier 3 - 4QU CoRE ¦ 1QU LoRE | Non-Red Flag Warning - Large Fires | Vegetation Contact | Branch (Not overhanging, within 4ft) | 2039 | 2.4836e-08 | 607.6134 | 1.5091e-05 | 2039 | Mitigation | 0.9 | 30 | 0 | esc | 0.066504 | 1.6517e-09 | 0.070223 | 1.7441e-09 | 0.066806 | 1.6592e-09 | 0.063625 | 1.5802e-09
[120 empty] | 7.3.5.15 Identification and remediation of “at-risk species”WLDFRVegetation ContactBranch (Not overhanging, within 4ft) | WLDFR | HFTD - Distribution - Tier 3 - 4QU CoRE ¦ 1QU LoRE | Non-Red Flag Warning - Large Fires | Vegetation Contact | Branch (Not overhanging, within 4ft) | 2040 | 2.4836e-08 | 607.6134 | 1.5091e-05 | 2040 | Mitigation | 0.9 | 30 | 0 | esc | 0.066504 | 1.6517e-09 | 0.070223 | 1.7441e-09 | 0.066806 | 1.6592e-09 | 0.063625 | 1.5802e-09
[120 empty] | 7.3.5.15 Identification and remediation of “at-risk species”WLDFRVegetation ContactBranch (Not overhanging, within 4ft) | WLDFR | HFTD - Distribution - Tier 3 - 4QU CoRE ¦ 1QU LoRE | Non-Red Flag Warning - Large Fires | Vegetation Contact | Branch (Not overhanging, within 4ft) | 2041 | 2.4836e-08 | 607.6134 | 1.5091e-05 | 2041 | Mitigation | 0.9 | 30 | 0 | esc | 0.066504 | 1.6517e-09 | 0.070223 | 1.7441e-09 | 0.066806 | 1.6592e-09 | 0.063625 | 1.5802e-09
[120 empty] | 7.3.5.15 Identification and remediation of “at-risk species”WLDFRVegetation ContactBranch (Not overhanging, within 4ft) | WLDFR | HFTD - Distribution - Tier 3 - 4QU CoRE ¦ 1QU LoRE | Non-Red Flag Warning - Large Fires | Vegetation Contact | Branch (Not overhanging, within 4ft) | 2042 | 2.4836e-08 | 607.6134 | 1.5091e-05 | 2042 | Mitigation | 0.9 | 30 | 0 | esc | 0.066504 | 1.6517e-09 | 0.070223 | 1.7441e-09 | 0.066806 | 1.6592e-09 | 0.063625 | 1.5802e-09
[120 empty] | 7.3.5.15 Identification and remediation of “at-risk species”WLDFRVegetation ContactBranch (Not overhanging, within 4ft) | WLDFR | HFTD - Distribution - Tier 3 - 4QU CoRE ¦ 1QU LoRE | Non-Red Flag Warning - Large Fires | Vegetation Contact | Branch (Not overhanging, within 4ft) | 2043 | 2.4836e-08 | 607.6134 | 1.5091e-05 | 2043 | Mitigation | 0.9 | 30 | 0 | esc | 0.066504 | 1.6517e-09 | 0.070223 | 1.7441e-09 | 0.066806 | 1.6592e-09 | 0.063625 | 1.5802e-09
[120 empty] | 7.3.5.15 Identification and remediation of “at-risk species”WLDFRVegetation ContactBranch (Not overhanging, within 4ft) | WLDFR | HFTD - Distribution - Tier 3 - 4QU CoRE ¦ 1QU LoRE | Non-Red Flag Warning - Large Fires | Vegetation Contact | Branch (Not overhanging, within 4ft) | 2044 | 2.4836e-08 | 607.6134 | 1.5091e-05 | 2044 | Mitigation | 0.9 | 30 | 0 | esc | 0.066504 | 1.6517e-09 | 0.070223 | 1.7441e-09 | 0.066806 | 1.6592e-09 | 0.063625 | 1.5802e-09
[120 empty] | 7.3.5.15 Identification and remediation of “at-risk species”WLDFRVegetation ContactBranch (Not overhanging, within 4ft) | WLDFR | HFTD - Distribution - Tier 3 - 4QU CoRE ¦ 1QU LoRE | Non-Red Flag Warning - Large Fires | Vegetation Contact | Branch (Not overhanging, within 4ft) | 2045 | 2.4836e-08 | 607.6134 | 1.5091e-05 | 2045 | Mitigation | 0.9 | 30 | 0 | esc | 0.066504 | 1.6517e-09 | 0.070223 | 1.7441e-09 | 0.066806 | 1.6592e-09 | 0.063625 | 1.5802e-09
[120 empty] | 7.3.5.15 Identification and remediation of “at-risk species”WLDFRVegetation ContactBranch (Not overhanging, within 4ft) | WLDFR | HFTD - Distribution - Tier 3 - 4QU CoRE ¦ 1QU LoRE | Non-Red Flag Warning - Large Fires | Vegetation Contact | Branch (Not overhanging, within 4ft) | 2046 | 2.4836e-08 | 607.6134 | 1.5091e-05 | 2046 | Mitigation | 0.9 | 30 | 0 | esc | 0.066504 | 1.6517e-09 | 0.070223 | 1.7441e-09 | 0.066806 | 1.6592e-09 | 0.063625 | 1.5802e-09
[120 empty] | 7.3.5.15 Identification and remediation of “at-risk species”WLDFRVegetation ContactBranch (Not overhanging, within 4ft) | WLDFR | HFTD - Distribution - Tier 3 - 4QU CoRE ¦ 1QU LoRE | Non-Red Flag Warning - Large Fires | Vegetation Contact | Branch (Not overhanging, within 4ft) | 2047 | 2.4836e-08 | 607.6134 | 1.5091e-05 | 2047 | Mitigation | 0.9 | 30 | 0 | esc | 0.066504 | 1.6517e-09 | 0.070223 | 1.7441e-09 | 0.066806 | 1.6592e-09 | 0.063625 | 1.5802e-09
[120 empty] | 7.3.5.15 Identification and remediation of “at-risk species”WLDFRVegetation ContactBranch (Not overhanging, within 4ft) | WLDFR | HFTD - Distribution - Tier 3 - 4QU CoRE ¦ 1QU LoRE | Non-Red Flag Warning - Large Fires | Vegetation Contact | Branch (Not overhanging, within 4ft) | 2048 | 2.4836e-08 | 607.6134 | 1.5091e-05 | 2048 | Mitigation | 0.9 | 30 | 0 | esc | 0.066504 | 1.6517e-09 | 0.070223 | 1.7441e-09 | 0.066806 | 1.6592e-09 | 0.063625 | 1.5802e-09
[120 empty] | 7.3.5.15 Identification and remediation of “at-risk species”WLDFRVegetation ContactBranch (Not overhanging, within 4ft) | WLDFR | HFTD - Distribution - Tier 3 - 4QU CoRE ¦ 1QU LoRE | Non-Red Flag Warning - Large Fires | Vegetation Contact | Branch (Not overhanging, within 4ft) | 2049 | 2.4836e-08 | 607.6134 | 1.5091e-05 | 2049 | Mitigation | 0.9 | 30 | 0 | esc | 0.066504 | 1.6517e-09 | 0.070223 | 1.7441e-09 | 0.066806 | 1.6592e-09 | 0.063625 | 1.5802e-09
[120 empty] | 7.3.5.15 Identification and remediation of “at-risk species”WLDFRVegetation ContactBranch (Not overhanging, within 4ft) | WLDFR | HFTD - Distribution - Tier 3 - 4QU CoRE ¦ 1QU LoRE | Non-Red Flag Warning - Large Fires | Vegetation Contact | Branch (Not overhanging, within 4ft) | 2050 | 2.4836e-08 | 607.6134 | 1.5091e-05 | 2050 | Mitigation | 0.9 | 30 | 0 | esc | 0 | 0 | 0.070223 | 1.7441e-09 | 0.066806 | 1.6592e-09 | 0.063625 | 1.5802e-09
[120 empty] | 7.3.5.15 Identification and remediation of “at-risk species”WLDFRVegetation ContactBranch (Not overhanging, within 4ft) | WLDFR | HFTD - Distribution - Tier 3 - 4QU CoRE ¦ 1QU LoRE | Non-Red Flag Warning - Large Fires | Vegetation Contact | Branch (Not overhanging, within 4ft) | 2051 | 2.4836e-08 | 607.6134 | 1.5091e-05 | 2051 | Mitigation | 0.9 | 30 | 0 | esc | 0 | 0 | 0 | 0 | 0.066806 | 1.6592e-09 | 0.063625 | 1.5802e-09
[120 empty] | 7.3.5.15 Identification and remediation of “at-risk species”WLDFRVegetation ContactBranch (Not overhanging, within 4ft) | WLDFR | HFTD - Distribution - Tier 3 - 4QU CoRE ¦ 1QU LoRE | Non-Red Flag Warning - Large Fires | Vegetation Contact | Branch (Not overhanging, within 4ft) | 2052 | 2.4836e-08 | 607.6134 | 1.5091e-05 | 2052 | Mitigation | 0.9 | 30 | 0 | esc | 0 | 0 | 0 | 0 | 0 | 0 | 0.063625 | 1.5802e-09
[120 empty] | 7.3.5.15 Identification and remediation of “at-risk species”WLDFRVegetation ContactBranch (OverHanging) | WLDFR | HFTD - Distribution - Tier 3 - 4QU CoRE ¦ 1QU LoRE | Non-Red Flag Warning - Large Fires | Vegetation Contact | Branch (OverHanging) | 2022 | 1.1051e-06 | 607.6134 | 0.00067145 | 2022 | Mitigation | 0.9 | 30 | 0 | esc | 0.066504 | 7.3491e-08 | 0.070223 | 7.76e-08 | 0.066806 | 7.3825e-08 | 0 | 0
[120 empty] | 7.3.5.15 Identification and remediation of “at-risk species”WLDFRVegetation ContactBranch (OverHanging) | WLDFR | HFTD - Distribution - Tier 3 - 4QU CoRE ¦ 1QU LoRE | Non-Red Flag Warning - Large Fires | Vegetation Contact | Branch (OverHanging) | 2023 | 1.1051e-06 | 607.6134 | 0.00067145 | 2023 | Mitigation | 0.9 | 30 | 0 | esc | 0.066504 | 7.3491e-08 | 0.070223 | 7.76e-08 | 0.066806 | 7.3825e-08 | 0.063625 | 7.031e-08
[120 empty] | 7.3.5.15 Identification and remediation of “at-risk species”WLDFRVegetation ContactBranch (OverHanging) | WLDFR | HFTD - Distribution - Tier 3 - 4QU CoRE ¦ 1QU LoRE | Non-Red Flag Warning - Large Fires | Vegetation Contact | Branch (OverHanging) | 2024 | 1.1051e-06 | 607.6134 | 0.00067145 | 2024 | Mitigation | 0.9 | 30 | 0 | esc | 0.066504 | 7.3491e-08 | 0.070223 | 7.76e-08 | 0.066806 | 7.3825e-08 | 0.063625 | 7.031e-08
[120 empty] | 7.3.5.15 Identification and remediation of “at-risk species”WLDFRVegetation ContactBranch (OverHanging) | WLDFR | HFTD - Distribution - Tier 3 - 4QU CoRE ¦ 1QU LoRE | Non-Red Flag Warning - Large Fires | Vegetation Contact | Branch (OverHanging) | 2025 | 1.1051e-06 | 607.6134 | 0.00067145 | 2025 | Mitigation | 0.9 | 30 | 0 | esc | 0.066504 | 7.3491e-08 | 0.070223 | 7.76e-08 | 0.066806 | 7.3825e-08 | 0.063625 | 7.031e-08
[120 empty] | 7.3.5.15 Identification and remediation of “at-risk species”WLDFRVegetation ContactBranch (OverHanging) | WLDFR | HFTD - Distribution - Tier 3 - 4QU CoRE ¦ 1QU LoRE | Non-Red Flag Warning - Large Fires | Vegetation Contact | Branch (OverHanging) | 2026 | 1.1051e-06 | 607.6134 | 0.00067145 | 2026 | Mitigation | 0.9 | 30 | 0 | esc | 0.066504 | 7.3491e-08 | 0.070223 | 7.76e-08 | 0.066806 | 7.3825e-08 | 0.063625 | 7.031e-08
[120 empty] | 7.3.5.15 Identification and remediation of “at-risk species”WLDFRVegetation ContactBranch (OverHanging) | WLDFR | HFTD - Distribution - Tier 3 - 4QU CoRE ¦ 1QU LoRE | Non-Red Flag Warning - Large Fires | Vegetation Contact | Branch (OverHanging) | 2027 | 1.1051e-06 | 607.6134 | 0.00067145 | 2027 | Mitigation | 0.9 | 30 | 0 | esc | 0.066504 | 7.3491e-08 | 0.070223 | 7.76e-08 | 0.066806 | 7.3825e-08 | 0.063625 | 7.031e-08
[120 empty] | 7.3.5.15 Identification and remediation of “at-risk species”WLDFRVegetation ContactBranch (OverHanging) | WLDFR | HFTD - Distribution - Tier 3 - 4QU CoRE ¦ 1QU LoRE | Non-Red Flag Warning - Large Fires | Vegetation Contact | Branch (OverHanging) | 2028 | 1.1051e-06 | 607.6134 | 0.00067145 | 2028 | Mitigation | 0.9 | 30 | 0 | esc | 0.066504 | 7.3491e-08 | 0.070223 | 7.76e-08 | 0.066806 | 7.3825e-08 | 0.063625 | 7.031e-08
[120 empty] | 7.3.5.15 Identification and remediation of “at-risk species”WLDFRVegetation ContactBranch (OverHanging) | WLDFR | HFTD - Distribution - Tier 3 - 4QU CoRE ¦ 1QU LoRE | Non-Red Flag Warning - Large Fires | Vegetation Contact | Branch (OverHanging) | 2029 | 1.1051e-06 | 607.6134 | 0.00067145 | 2029 | Mitigation | 0.9 | 30 | 0 | esc | 0.066504 | 7.3491e-08 | 0.070223 | 7.76e-08 | 0.066806 | 7.3825e-08 | 0.063625 | 7.031e-08
[120 empty] | 7.3.5.15 Identification and remediation of “at-risk species”WLDFRVegetation ContactBranch (OverHanging) | WLDFR | HFTD - Distribution - Tier 3 - 4QU CoRE ¦ 1QU LoRE | Non-Red Flag Warning - Large Fires | Vegetation Contact | Branch (OverHanging) | 2030 | 1.1051e-06 | 607.6134 | 0.00067145 | 2030 | Mitigation | 0.9 | 30 | 0 | esc | 0.066504 | 7.3491e-08 | 0.070223 | 7.76e-08 | 0.066806 | 7.3825e-08 | 0.063625 | 7.031e-08
[120 empty] | 7.3.5.15 Identification and remediation of “at-risk species”WLDFRVegetation ContactBranch (OverHanging) | WLDFR | HFTD - Distribution - Tier 3 - 4QU CoRE ¦ 1QU LoRE | Non-Red Flag Warning - Large Fires | Vegetation Contact | Branch (OverHanging) | 2031 | 1.1051e-06 | 607.6134 | 0.00067145 | 2031 | Mitigation | 0.9 | 30 | 0 | esc | 0.066504 | 7.3491e-08 | 0.070223 | 7.76e-08 | 0.066806 | 7.3825e-08 | 0.063625 | 7.031e-08
[120 empty] | 7.3.5.15 Identification and remediation of “at-risk species”WLDFRVegetation ContactBranch (OverHanging) | WLDFR | HFTD - Distribution - Tier 3 - 4QU CoRE ¦ 1QU LoRE | Non-Red Flag Warning - Large Fires | Vegetation Contact | Branch (OverHanging) | 2032 | 1.1051e-06 | 607.6134 | 0.00067145 | 2032 | Mitigation | 0.9 | 30 | 0 | esc | 0.066504 | 7.3491e-08 | 0.070223 | 7.76e-08 | 0.066806 | 7.3825e-08 | 0.063625 | 7.031e-08
[120 empty] | 7.3.5.15 Identification and remediation of “at-risk species”WLDFRVegetation ContactBranch (OverHanging) | WLDFR | HFTD - Distribution - Tier 3 - 4QU CoRE ¦ 1QU LoRE | Non-Red Flag Warning - Large Fires | Vegetation Contact | Branch (OverHanging) | 2033 | 1.1051e-06 | 607.6134 | 0.00067145 | 2033 | Mitigation | 0.9 | 30 | 0 | esc | 0.066504 | 7.3491e-08 | 0.070223 | 7.76e-08 | 0.066806 | 7.3825e-08 | 0.063625 | 7.031e-08
[120 empty] | 7.3.5.15 Identification and remediation of “at-risk species”WLDFRVegetation ContactBranch (OverHanging) | WLDFR | HFTD - Distribution - Tier 3 - 4QU CoRE ¦ 1QU LoRE | Non-Red Flag Warning - Large Fires | Vegetation Contact | Branch (OverHanging) | 2034 | 1.1051e-06 | 607.6134 | 0.00067145 | 2034 | Mitigation | 0.9 | 30 | 0 | esc | 0.066504 | 7.3491e-08 | 0.070223 | 7.76e-08 | 0.066806 | 7.3825e-08 | 0.063625 | 7.031e-08
[120 empty] | 7.3.5.15 Identification and remediation of “at-risk species”WLDFRVegetation ContactBranch (OverHanging) | WLDFR | HFTD - Distribution - Tier 3 - 4QU CoRE ¦ 1QU LoRE | Non-Red Flag Warning - Large Fires | Vegetation Contact | Branch (OverHanging) | 2035 | 1.1051e-06 | 607.6134 | 0.00067145 | 2035 | Mitigation | 0.9 | 30 | 0 | esc | 0.066504 | 7.3491e-08 | 0.070223 | 7.76e-08 | 0.066806 | 7.3825e-08 | 0.063625 | 7.031e-08
[120 empty] | 7.3.5.15 Identification and remediation of “at-risk species”WLDFRVegetation ContactBranch (OverHanging) | WLDFR | HFTD - Distribution - Tier 3 - 4QU CoRE ¦ 1QU LoRE | Non-Red Flag Warning - Large Fires | Vegetation Contact | Branch (OverHanging) | 2036 | 1.1051e-06 | 607.6134 | 0.00067145 | 2036 | Mitigation | 0.9 | 30 | 0 | esc | 0.066504 | 7.3491e-08 | 0.070223 | 7.76e-08 | 0.066806 | 7.3825e-08 | 0.063625 | 7.031e-08
[120 empty] | 7.3.5.15 Identification and remediation of “at-risk species”WLDFRVegetation ContactBranch (OverHanging) | WLDFR | HFTD - Distribution - Tier 3 - 4QU CoRE ¦ 1QU LoRE | Non-Red Flag Warning - Large Fires | Vegetation Contact | Branch (OverHanging) | 2037 | 1.1051e-06 | 607.6134 | 0.00067145 | 2037 | Mitigation | 0.9 | 30 | 0 | esc | 0.066504 | 7.3491e-08 | 0.070223 | 7.76e-08 | 0.066806 | 7.3825e-08 | 0.063625 | 7.031e-08
[120 empty] | 7.3.5.15 Identification and remediation of “at-risk species”WLDFRVegetation ContactBranch (OverHanging) | WLDFR | HFTD - Distribution - Tier 3 - 4QU CoRE ¦ 1QU LoRE | Non-Red Flag Warning - Large Fires | Vegetation Contact | Branch (OverHanging) | 2038 | 1.1051e-06 | 607.6134 | 0.00067145 | 2038 | Mitigation | 0.9 | 30 | 0 | esc | 0.066504 | 7.3491e-08 | 0.070223 | 7.76e-08 | 0.066806 | 7.3825e-08 | 0.063625 | 7.031e-08
[120 empty] | 7.3.5.15 Identification and remediation of “at-risk species”WLDFRVegetation ContactBranch (OverHanging) | WLDFR | HFTD - Distribution - Tier 3 - 4QU CoRE ¦ 1QU LoRE | Non-Red Flag Warning - Large Fires | Vegetation Contact | Branch (OverHanging) | 2039 | 1.1051e-06 | 607.6134 | 0.00067145 | 2039 | Mitigation | 0.9 | 30 | 0 | esc | 0.066504 | 7.3491e-08 | 0.070223 | 7.76e-08 | 0.066806 | 7.3825e-08 | 0.063625 | 7.031e-08
[120 empty] | 7.3.5.15 Identification and remediation of “at-risk species”WLDFRVegetation ContactBranch (OverHanging) | WLDFR | HFTD - Distribution - Tier 3 - 4QU CoRE ¦ 1QU LoRE | Non-Red Flag Warning - Large Fires | Vegetation Contact | Branch (OverHanging) | 2040 | 1.1051e-06 | 607.6134 | 0.00067145 | 2040 | Mitigation | 0.9 | 30 | 0 | esc | 0.066504 | 7.3491e-08 | 0.070223 | 7.76e-08 | 0.066806 | 7.3825e-08 | 0.063625 | 7.031e-08
[120 empty] | 7.3.5.15 Identification and remediation of “at-risk species”WLDFRVegetation ContactBranch (OverHanging) | WLDFR | HFTD - Distribution - Tier 3 - 4QU CoRE ¦ 1QU LoRE | Non-Red Flag Warning - Large Fires | Vegetation Contact | Branch (OverHanging) | 2041 | 1.1051e-06 | 607.6134 | 0.00067145 | 2041 | Mitigation | 0.9 | 30 | 0 | esc | 0.066504 | 7.3491e-08 | 0.070223 | 7.76e-08 | 0.066806 | 7.3825e-08 | 0.063625 | 7.031e-08
[120 empty] | 7.3.5.15 Identification and remediation of “at-risk species”WLDFRVegetation ContactBranch (OverHanging) | WLDFR | HFTD - Distribution - Tier 3 - 4QU CoRE ¦ 1QU LoRE | Non-Red Flag Warning - Large Fires | Vegetation Contact | Branch (OverHanging) | 2042 | 1.1051e-06 | 607.6134 | 0.00067145 | 2042 | Mitigation | 0.9 | 30 | 0 | esc | 0.066504 | 7.3491e-08 | 0.070223 | 7.76e-08 | 0.066806 | 7.3825e-08 | 0.063625 | 7.031e-08
[120 empty] | 7.3.5.15 Identification and remediation of “at-risk species”WLDFRVegetation ContactBranch (OverHanging) | WLDFR | HFTD - Distribution - Tier 3 - 4QU CoRE ¦ 1QU LoRE | Non-Red Flag Warning - Large Fires | Vegetation Contact | Branch (OverHanging) | 2043 | 1.1051e-06 | 607.6134 | 0.00067145 | 2043 | Mitigation | 0.9 | 30 | 0 | esc | 0.066504 | 7.3491e-08 | 0.070223 | 7.76e-08 | 0.066806 | 7.3825e-08 | 0.063625 | 7.031e-08
[120 empty] | 7.3.5.15 Identification and remediation of “at-risk species”WLDFRVegetation ContactBranch (OverHanging) | WLDFR | HFTD - Distribution - Tier 3 - 4QU CoRE ¦ 1QU LoRE | Non-Red Flag Warning - Large Fires | Vegetation Contact | Branch (OverHanging) | 2044 | 1.1051e-06 | 607.6134 | 0.00067145 | 2044 | Mitigation | 0.9 | 30 | 0 | esc | 0.066504 | 7.3491e-08 | 0.070223 | 7.76e-08 | 0.066806 | 7.3825e-08 | 0.063625 | 7.031e-08
[120 empty] | 7.3.5.15 Identification and remediation of “at-risk species”WLDFRVegetation ContactBranch (OverHanging) | WLDFR | HFTD - Distribution - Tier 3 - 4QU CoRE ¦ 1QU LoRE | Non-Red Flag Warning - Large Fires | Vegetation Contact | Branch (OverHanging) | 2045 | 1.1051e-06 | 607.6134 | 0.00067145 | 2045 | Mitigation | 0.9 | 30 | 0 | esc | 0.066504 | 7.3491e-08 | 0.070223 | 7.76e-08 | 0.066806 | 7.3825e-08 | 0.063625 | 7.031e-08
[120 empty] | 7.3.5.15 Identification and remediation of “at-risk species”WLDFRVegetation ContactBranch (OverHanging) | WLDFR | HFTD - Distribution - Tier 3 - 4QU CoRE ¦ 1QU LoRE | Non-Red Flag Warning - Large Fires | Vegetation Contact | Branch (OverHanging) | 2046 | 1.1051e-06 | 607.6134 | 0.00067145 | 2046 | Mitigation | 0.9 | 30 | 0 | esc | 0.066504 | 7.3491e-08 | 0.070223 | 7.76e-08 | 0.066806 | 7.3825e-08 | 0.063625 | 7.031e-08
[120 empty] | 7.3.5.15 Identification and remediation of “at-risk species”WLDFRVegetation ContactBranch (OverHanging) | WLDFR | HFTD - Distribution - Tier 3 - 4QU CoRE ¦ 1QU LoRE | Non-Red Flag Warning - Large Fires | Vegetation Contact | Branch (OverHanging) | 2047 | 1.1051e-06 | 607.6134 | 0.00067145 | 2047 | Mitigation | 0.9 | 30 | 0 | esc | 0.066504 | 7.3491e-08 | 0.070223 | 7.76e-08 | 0.066806 | 7.3825e-08 | 0.063625 | 7.031e-08
[120 empty] | 7.3.5.15 Identification and remediation of “at-risk species”WLDFRVegetation ContactBranch (OverHanging) | WLDFR | HFTD - Distribution - Tier 3 - 4QU CoRE ¦ 1QU LoRE | Non-Red Flag Warning - Large Fires | Vegetation Contact | Branch (OverHanging) | 2048 | 1.1051e-06 | 607.6134 | 0.00067145 | 2048 | Mitigation | 0.9 | 30 | 0 | esc | 0.066504 | 7.3491e-08 | 0.070223 | 7.76e-08 | 0.066806 | 7.3825e-08 | 0.063625 | 7.031e-08
[120 empty] | 7.3.5.15 Identification and remediation of “at-risk species”WLDFRVegetation ContactBranch (OverHanging) | WLDFR | HFTD - Distribution - Tier 3 - 4QU CoRE ¦ 1QU LoRE | Non-Red Flag Warning - Large Fires | Vegetation Contact | Branch (OverHanging) | 2049 | 1.1051e-06 | 607.6134 | 0.00067145 | 2049 | Mitigation | 0.9 | 30 | 0 | esc | 0.066504 | 7.3491e-08 | 0.070223 | 7.76e-08 | 0.066806 | 7.3825e-08 | 0.063625 | 7.031e-08
[120 empty] | 7.3.5.15 Identification and remediation of “at-risk species”WLDFRVegetation ContactBranch (OverHanging) | WLDFR | HFTD - Distribution - Tier 3 - 4QU CoRE ¦ 1QU LoRE | Non-Red Flag Warning - Large Fires | Vegetation Contact | Branch (OverHanging) | 2050 | 1.1051e-06 | 607.6134 | 0.00067145 | 2050 | Mitigation | 0.9 | 30 | 0 | esc | 0 | 0 | 0.070223 | 7.76e-08 | 0.066806 | 7.3825e-08 | 0.063625 | 7.031e-08
[120 empty] | 7.3.5.15 Identification and remediation of “at-risk species”WLDFRVegetation ContactBranch (OverHanging) | WLDFR | HFTD - Distribution - Tier 3 - 4QU CoRE ¦ 1QU LoRE | Non-Red Flag Warning - Large Fires | Vegetation Contact | Branch (OverHanging) | 2051 | 1.1051e-06 | 607.6134 | 0.00067145 | 2051 | Mitigation | 0.9 | 30 | 0 | esc | 0 | 0 | 0 | 0 | 0.066806 | 7.3825e-08 | 0.063625 | 7.031e-08
[120 empty] | 7.3.5.15 Identification and remediation of “at-risk species”WLDFRVegetation ContactBranch (OverHanging) | WLDFR | HFTD - Distribution - Tier 3 - 4QU CoRE ¦ 1QU LoRE | Non-Red Flag Warning - Large Fires | Vegetation Contact | Branch (OverHanging) | 2052 | 1.1051e-06 | 607.6134 | 0.00067145 | 2052 | Mitigation | 0.9 | 30 | 0 | esc | 0 | 0 | 0 | 0 | 0 | 0 | 0.063625 | 7.031e-08
[120 empty] | 7.3.5.15 Identification and remediation of “at-risk species”WLDFRVegetation ContactFell into (Moderate-Severe defect) | WLDFR | HFTD - Distribution - Tier 3 - 4QU CoRE ¦ 1QU LoRE | Non-Red Flag Warning - Large Fires | Vegetation Contact | Fell into (Moderate-Severe defect) | 2022 | 5.481e-07 | 607.6134 | 0.00033303 | 2022 | Mitigation | 0.95 | 1 | 0 | esc | 0 | 0 | 0 | 0 | 0.070518 | 3.8651e-08 | 0 | 0
[120 empty] | 7.3.5.15 Identification and remediation of “at-risk species”WLDFRVegetation ContactFell into (Moderate-Severe defect) | WLDFR | HFTD - Distribution - Tier 3 - 4QU CoRE ¦ 1QU LoRE | Non-Red Flag Warning - Large Fires | Vegetation Contact | Fell into (Moderate-Severe defect) | 2023 | 5.481e-07 | 607.6134 | 0.00033303 | 2023 | Mitigation | 0.95 | 1 | 0 | esc | 0 | 0 | 0 | 0 | 0 | 0 | 0.06716 | 3.681e-08
[120 empty] | 7.3.5.15 Identification and remediation of “at-risk species”WLDFRVegetation ContactFell into (slight defect) | WLDFR | HFTD - Distribution - Tier 3 - 4QU CoRE ¦ 1QU LoRE | Non-Red Flag Warning - Large Fires | Vegetation Contact | Fell into (slight defect) | 2022 | 7.0678e-07 | 607.6134 | 0.00042945 | 2022 | Mitigation | 0.5 | 1 | 0 | esc | 0 | 0 | 0 | 0 | 0.037115 | 2.6232e-08 | 0 | 0
[120 empty] | 7.3.5.15 Identification and remediation of “at-risk species”WLDFRVegetation ContactFell into (slight defect) | WLDFR | HFTD - Distribution - Tier 3 - 4QU CoRE ¦ 1QU LoRE | Non-Red Flag Warning - Large Fires | Vegetation Contact | Fell into (slight defect) | 2023 | 7.0678e-07 | 607.6134 | 0.00042945 | 2023 | Mitigation | 0.5 | 1 | 0 | esc | 0 | 0 | 0 | 0 | 0 | 0 | 0.035347 | 2.4983e-08
[120 empty] | 7.3.5.15 Identification and remediation of “at-risk species”WLDFRVegetation ContactGrow Into | WLDFR | HFTD - Distribution - Tier 3 - 4QU CoRE ¦ 1QU LoRE | Non-Red Flag Warning - Large Fires | Vegetation Contact | Grow Into | 2022 | 6.121e-08 | 607.6134 | 3.7192e-05 | 2022 | Mitigation | 0.5 | 1 | 0 | esc | 0 | 0 | 0 | 0 | 0.037115 | 2.2718e-09 | 0 | 0
[120 empty] | 7.3.5.15 Identification and remediation of “at-risk species”WLDFRVegetation ContactGrow Into | WLDFR | HFTD - Distribution - Tier 3 - 4QU CoRE ¦ 1QU LoRE | Non-Red Flag Warning - Large Fires | Vegetation Contact | Grow Into | 2023 | 6.121e-08 | 607.6134 | 3.7192e-05 | 2023 | Mitigation | 0.5 | 1 | 0 | esc | 0 | 0 | 0 | 0 | 0 | 0 | 0.035347 | 2.1636e-09
[120 empty] | 7.3.5.15 Identification and remediation of “at-risk species”WLDFRVegetation ContactBranch (Not overhanging, 4-12ft) | WLDFR | HFTD - Distribution - Tier 3 - 4QU CoRE ¦ 1QU LoRE | Non-Red Flag Warning - Small Fires | Vegetation Contact | Branch (Not overhanging, 4-12ft) | 2022 | 2.4507e-05 | 607.6134 | 0.014891 | 2022 | Mitigation | 0.5 | 30 | 0 | esc | 0.036947 | 9.0545e-07 | 0.039013 | 9.5607e-07 | 0.037115 | 9.0956e-07 | 0 | 0
[120 empty] | 7.3.5.15 Identification and remediation of “at-risk species”WLDFRVegetation ContactBranch (Not overhanging, 4-12ft) | WLDFR | HFTD - Distribution - Tier 3 - 4QU CoRE ¦ 1QU LoRE | Non-Red Flag Warning - Small Fires | Vegetation Contact | Branch (Not overhanging, 4-12ft) | 2023 | 2.4507e-05 | 607.6134 | 0.014891 | 2023 | Mitigation | 0.5 | 30 | 0 | esc | 0.036947 | 9.0545e-07 | 0.039013 | 9.5607e-07 | 0.037115 | 9.0956e-07 | 0.035347 | 8.6625e-07
[120 empty] | 7.3.5.15 Identification and remediation of “at-risk species”WLDFRVegetation ContactBranch (Not overhanging, 4-12ft) | WLDFR | HFTD - Distribution - Tier 3 - 4QU CoRE ¦ 1QU LoRE | Non-Red Flag Warning - Small Fires | Vegetation Contact | Branch (Not overhanging, 4-12ft) | 2024 | 2.4507e-05 | 607.6134 | 0.014891 | 2024 | Mitigation | 0.5 | 30 | 0 | esc | 0.036947 | 9.0545e-07 | 0.039013 | 9.5607e-07 | 0.037115 | 9.0956e-07 | 0.035347 | 8.6625e-07
[120 empty] | 7.3.5.15 Identification and remediation of “at-risk species”WLDFRVegetation ContactBranch (Not overhanging, 4-12ft) | WLDFR | HFTD - Distribution - Tier 3 - 4QU CoRE ¦ 1QU LoRE | Non-Red Flag Warning - Small Fires | Vegetation Contact | Branch (Not overhanging, 4-12ft) | 2025 | 2.4507e-05 | 607.6134 | 0.014891 | 2025 | Mitigation | 0.5 | 30 | 0 | esc | 0.036947 | 9.0545e-07 | 0.039013 | 9.5607e-07 | 0.037115 | 9.0956e-07 | 0.035347 | 8.6625e-07
[120 empty] | 7.3.5.15 Identification and remediation of “at-risk species”WLDFRVegetation ContactBranch (Not overhanging, 4-12ft) | WLDFR | HFTD - Distribution - Tier 3 - 4QU CoRE ¦ 1QU LoRE | Non-Red Flag Warning - Small Fires | Vegetation Contact | Branch (Not overhanging, 4-12ft) | 2026 | 2.4507e-05 | 607.6134 | 0.014891 | 2026 | Mitigation | 0.5 | 30 | 0 | esc | 0.036947 | 9.0545e-07 | 0.039013 | 9.5607e-07 | 0.037115 | 9.0956e-07 | 0.035347 | 8.6625e-07
[120 empty] | 7.3.5.15 Identification and remediation of “at-risk species”WLDFRVegetation ContactBranch (Not overhanging, 4-12ft) | WLDFR | HFTD - Distribution - Tier 3 - 4QU CoRE ¦ 1QU LoRE | Non-Red Flag Warning - Small Fires | Vegetation Contact | Branch (Not overhanging, 4-12ft) | 2027 | 2.4507e-05 | 607.6134 | 0.014891 | 2027 | Mitigation | 0.5 | 30 | 0 | esc | 0.036947 | 9.0545e-07 | 0.039013 | 9.5607e-07 | 0.037115 | 9.0956e-07 | 0.035347 | 8.6625e-07
[120 empty] | 7.3.5.15 Identification and remediation of “at-risk species”WLDFRVegetation ContactBranch (Not overhanging, 4-12ft) | WLDFR | HFTD - Distribution - Tier 3 - 4QU CoRE ¦ 1QU LoRE | Non-Red Flag Warning - Small Fires | Vegetation Contact | Branch (Not overhanging, 4-12ft) | 2028 | 2.4507e-05 | 607.6134 | 0.014891 | 2028 | Mitigation | 0.5 | 30 | 0 | esc | 0.036947 | 9.0545e-07 | 0.039013 | 9.5607e-07 | 0.037115 | 9.0956e-07 | 0.035347 | 8.6625e-07
[120 empty] | 7.3.5.15 Identification and remediation of “at-risk species”WLDFRVegetation ContactBranch (Not overhanging, 4-12ft) | WLDFR | HFTD - Distribution - Tier 3 - 4QU CoRE ¦ 1QU LoRE | Non-Red Flag Warning - Small Fires | Vegetation Contact | Branch (Not overhanging, 4-12ft) | 2029 | 2.4507e-05 | 607.6134 | 0.014891 | 2029 | Mitigation | 0.5 | 30 | 0 | esc | 0.036947 | 9.0545e-07 | 0.039013 | 9.5607e-07 | 0.037115 | 9.0956e-07 | 0.035347 | 8.6625e-07
[120 empty] | 7.3.5.15 Identification and remediation of “at-risk species”WLDFRVegetation ContactBranch (Not overhanging, 4-12ft) | WLDFR | HFTD - Distribution - Tier 3 - 4QU CoRE ¦ 1QU LoRE | Non-Red Flag Warning - Small Fires | Vegetation Contact | Branch (Not overhanging, 4-12ft) | 2030 | 2.4507e-05 | 607.6134 | 0.014891 | 2030 | Mitigation | 0.5 | 30 | 0 | esc | 0.036947 | 9.0545e-07 | 0.039013 | 9.5607e-07 | 0.037115 | 9.0956e-07 | 0.035347 | 8.6625e-07
[120 empty] | 7.3.5.15 Identification and remediation of “at-risk species”WLDFRVegetation ContactBranch (Not overhanging, 4-12ft) | WLDFR | HFTD - Distribution - Tier 3 - 4QU CoRE ¦ 1QU LoRE | Non-Red Flag Warning - Small Fires | Vegetation Contact | Branch (Not overhanging, 4-12ft) | 2031 | 2.4507e-05 | 607.6134 | 0.014891 | 2031 | Mitigation | 0.5 | 30 | 0 | esc | 0.036947 | 9.0545e-07 | 0.039013 | 9.5607e-07 | 0.037115 | 9.0956e-07 | 0.035347 | 8.6625e-07
[120 empty] | 7.3.5.15 Identification and remediation of “at-risk species”WLDFRVegetation ContactBranch (Not overhanging, 4-12ft) | WLDFR | HFTD - Distribution - Tier 3 - 4QU CoRE ¦ 1QU LoRE | Non-Red Flag Warning - Small Fires | Vegetation Contact | Branch (Not overhanging, 4-12ft) | 2032 | 2.4507e-05 | 607.6134 | 0.014891 | 2032 | Mitigation | 0.5 | 30 | 0 | esc | 0.036947 | 9.0545e-07 | 0.039013 | 9.5607e-07 | 0.037115 | 9.0956e-07 | 0.035347 | 8.6625e-07
[120 empty] | 7.3.5.15 Identification and remediation of “at-risk species”WLDFRVegetation ContactBranch (Not overhanging, 4-12ft) | WLDFR | HFTD - Distribution - Tier 3 - 4QU CoRE ¦ 1QU LoRE | Non-Red Flag Warning - Small Fires | Vegetation Contact | Branch (Not overhanging, 4-12ft) | 2033 | 2.4507e-05 | 607.6134 | 0.014891 | 2033 | Mitigation | 0.5 | 30 | 0 | esc | 0.036947 | 9.0545e-07 | 0.039013 | 9.5607e-07 | 0.037115 | 9.0956e-07 | 0.035347 | 8.6625e-07
[120 empty] | 7.3.5.15 Identification and remediation of “at-risk species”WLDFRVegetation ContactBranch (Not overhanging, 4-12ft) | WLDFR | HFTD - Distribution - Tier 3 - 4QU CoRE ¦ 1QU LoRE | Non-Red Flag Warning - Small Fires | Vegetation Contact | Branch (Not overhanging, 4-12ft) | 2034 | 2.4507e-05 | 607.6134 | 0.014891 | 2034 | Mitigation | 0.5 | 30 | 0 | esc | 0.036947 | 9.0545e-07 | 0.039013 | 9.5607e-07 | 0.037115 | 9.0956e-07 | 0.035347 | 8.6625e-07
[120 empty] | 7.3.5.15 Identification and remediation of “at-risk species”WLDFRVegetation ContactBranch (Not overhanging, 4-12ft) | WLDFR | HFTD - Distribution - Tier 3 - 4QU CoRE ¦ 1QU LoRE | Non-Red Flag Warning - Small Fires | Vegetation Contact | Branch (Not overhanging, 4-12ft) | 2035 | 2.4507e-05 | 607.6134 | 0.014891 | 2035 | Mitigation | 0.5 | 30 | 0 | esc | 0.036947 | 9.0545e-07 | 0.039013 | 9.5607e-07 | 0.037115 | 9.0956e-07 | 0.035347 | 8.6625e-07
[120 empty] | 7.3.5.15 Identification and remediation of “at-risk species”WLDFRVegetation ContactBranch (Not overhanging, 4-12ft) | WLDFR | HFTD - Distribution - Tier 3 - 4QU CoRE ¦ 1QU LoRE | Non-Red Flag Warning - Small Fires | Vegetation Contact | Branch (Not overhanging, 4-12ft) | 2036 | 2.4507e-05 | 607.6134 | 0.014891 | 2036 | Mitigation | 0.5 | 30 | 0 | esc | 0.036947 | 9.0545e-07 | 0.039013 | 9.5607e-07 | 0.037115 | 9.0956e-07 | 0.035347 | 8.6625e-07
[120 empty] | 7.3.5.15 Identification and remediation of “at-risk species”WLDFRVegetation ContactBranch (Not overhanging, 4-12ft) | WLDFR | HFTD - Distribution - Tier 3 - 4QU CoRE ¦ 1QU LoRE | Non-Red Flag Warning - Small Fires | Vegetation Contact | Branch (Not overhanging, 4-12ft) | 2037 | 2.4507e-05 | 607.6134 | 0.014891 | 2037 | Mitigation | 0.5 | 30 | 0 | esc | 0.036947 | 9.0545e-07 | 0.039013 | 9.5607e-07 | 0.037115 | 9.0956e-07 | 0.035347 | 8.6625e-07
[120 empty] | 7.3.5.15 Identification and remediation of “at-risk species”WLDFRVegetation ContactBranch (Not overhanging, 4-12ft) | WLDFR | HFTD - Distribution - Tier 3 - 4QU CoRE ¦ 1QU LoRE | Non-Red Flag Warning - Small Fires | Vegetation Contact | Branch (Not overhanging, 4-12ft) | 2038 | 2.4507e-05 | 607.6134 | 0.014891 | 2038 | Mitigation | 0.5 | 30 | 0 | esc | 0.036947 | 9.0545e-07 | 0.039013 | 9.5607e-07 | 0.037115 | 9.0956e-07 | 0.035347 | 8.6625e-07
[120 empty] | 7.3.5.15 Identification and remediation of “at-risk species”WLDFRVegetation ContactBranch (Not overhanging, 4-12ft) | WLDFR | HFTD - Distribution - Tier 3 - 4QU CoRE ¦ 1QU LoRE | Non-Red Flag Warning - Small Fires | Vegetation Contact | Branch (Not overhanging, 4-12ft) | 2039 | 2.4507e-05 | 607.6134 | 0.014891 | 2039 | Mitigation | 0.5 | 30 | 0 | esc | 0.036947 | 9.0545e-07 | 0.039013 | 9.5607e-07 | 0.037115 | 9.0956e-07 | 0.035347 | 8.6625e-07
[120 empty] | 7.3.5.15 Identification and remediation of “at-risk species”WLDFRVegetation ContactBranch (Not overhanging, 4-12ft) | WLDFR | HFTD - Distribution - Tier 3 - 4QU CoRE ¦ 1QU LoRE | Non-Red Flag Warning - Small Fires | Vegetation Contact | Branch (Not overhanging, 4-12ft) | 2040 | 2.4507e-05 | 607.6134 | 0.014891 | 2040 | Mitigation | 0.5 | 30 | 0 | esc | 0.036947 | 9.0545e-07 | 0.039013 | 9.5607e-07 | 0.037115 | 9.0956e-07 | 0.035347 | 8.6625e-07
[120 empty] | 7.3.5.15 Identification and remediation of “at-risk species”WLDFRVegetation ContactBranch (Not overhanging, 4-12ft) | WLDFR | HFTD - Distribution - Tier 3 - 4QU CoRE ¦ 1QU LoRE | Non-Red Flag Warning - Small Fires | Vegetation Contact | Branch (Not overhanging, 4-12ft) | 2041 | 2.4507e-05 | 607.6134 | 0.014891 | 2041 | Mitigation | 0.5 | 30 | 0 | esc | 0.036947 | 9.0545e-07 | 0.039013 | 9.5607e-07 | 0.037115 | 9.0956e-07 | 0.035347 | 8.6625e-07
[120 empty] | 7.3.5.15 Identification and remediation of “at-risk species”WLDFRVegetation ContactBranch (Not overhanging, 4-12ft) | WLDFR | HFTD - Distribution - Tier 3 - 4QU CoRE ¦ 1QU LoRE | Non-Red Flag Warning - Small Fires | Vegetation Contact | Branch (Not overhanging, 4-12ft) | 2042 | 2.4507e-05 | 607.6134 | 0.014891 | 2042 | Mitigation | 0.5 | 30 | 0 | esc | 0.036947 | 9.0545e-07 | 0.039013 | 9.5607e-07 | 0.037115 | 9.0956e-07 | 0.035347 | 8.6625e-07
[120 empty] | 7.3.5.15 Identification and remediation of “at-risk species”WLDFRVegetation ContactBranch (Not overhanging, 4-12ft) | WLDFR | HFTD - Distribution - Tier 3 - 4QU CoRE ¦ 1QU LoRE | Non-Red Flag Warning - Small Fires | Vegetation Contact | Branch (Not overhanging, 4-12ft) | 2043 | 2.4507e-05 | 607.6134 | 0.014891 | 2043 | Mitigation | 0.5 | 30 | 0 | esc | 0.036947 | 9.0545e-07 | 0.039013 | 9.5607e-07 | 0.037115 | 9.0956e-07 | 0.035347 | 8.6625e-07
[120 empty] | 7.3.5.15 Identification and remediation of “at-risk species”WLDFRVegetation ContactBranch (Not overhanging, 4-12ft) | WLDFR | HFTD - Distribution - Tier 3 - 4QU CoRE ¦ 1QU LoRE | Non-Red Flag Warning - Small Fires | Vegetation Contact | Branch (Not overhanging, 4-12ft) | 2044 | 2.4507e-05 | 607.6134 | 0.014891 | 2044 | Mitigation | 0.5 | 30 | 0 | esc | 0.036947 | 9.0545e-07 | 0.039013 | 9.5607e-07 | 0.037115 | 9.0956e-07 | 0.035347 | 8.6625e-07
[120 empty] | 7.3.5.15 Identification and remediation of “at-risk species”WLDFRVegetation ContactBranch (Not overhanging, 4-12ft) | WLDFR | HFTD - Distribution - Tier 3 - 4QU CoRE ¦ 1QU LoRE | Non-Red Flag Warning - Small Fires | Vegetation Contact | Branch (Not overhanging, 4-12ft) | 2045 | 2.4507e-05 | 607.6134 | 0.014891 | 2045 | Mitigation | 0.5 | 30 | 0 | esc | 0.036947 | 9.0545e-07 | 0.039013 | 9.5607e-07 | 0.037115 | 9.0956e-07 | 0.035347 | 8.6625e-07
[120 empty] | 7.3.5.15 Identification and remediation of “at-risk species”WLDFRVegetation ContactBranch (Not overhanging, 4-12ft) | WLDFR | HFTD - Distribution - Tier 3 - 4QU CoRE ¦ 1QU LoRE | Non-Red Flag Warning - Small Fires | Vegetation Contact | Branch (Not overhanging, 4-12ft) | 2046 | 2.4507e-05 | 607.6134 | 0.014891 | 2046 | Mitigation | 0.5 | 30 | 0 | esc | 0.036947 | 9.0545e-07 | 0.039013 | 9.5607e-07 | 0.037115 | 9.0956e-07 | 0.035347 | 8.6625e-07
[120 empty] | 7.3.5.15 Identification and remediation of “at-risk species”WLDFRVegetation ContactBranch (Not overhanging, 4-12ft) | WLDFR | HFTD - Distribution - Tier 3 - 4QU CoRE ¦ 1QU LoRE | Non-Red Flag Warning - Small Fires | Vegetation Contact | Branch (Not overhanging, 4-12ft) | 2047 | 2.4507e-05 | 607.6134 | 0.014891 | 2047 | Mitigation | 0.5 | 30 | 0 | esc | 0.036947 | 9.0545e-07 | 0.039013 | 9.5607e-07 | 0.037115 | 9.0956e-07 | 0.035347 | 8.6625e-07
[120 empty] | 7.3.5.15 Identification and remediation of “at-risk species”WLDFRVegetation ContactBranch (Not overhanging, 4-12ft) | WLDFR | HFTD - Distribution - Tier 3 - 4QU CoRE ¦ 1QU LoRE | Non-Red Flag Warning - Small Fires | Vegetation Contact | Branch (Not overhanging, 4-12ft) | 2048 | 2.4507e-05 | 607.6134 | 0.014891 | 2048 | Mitigation | 0.5 | 30 | 0 | esc | 0.036947 | 9.0545e-07 | 0.039013 | 9.5607e-07 | 0.037115 | 9.0956e-07 | 0.035347 | 8.6625e-07
[120 empty] | 7.3.5.15 Identification and remediation of “at-risk species”WLDFRVegetation ContactBranch (Not overhanging, 4-12ft) | WLDFR | HFTD - Distribution - Tier 3 - 4QU CoRE ¦ 1QU LoRE | Non-Red Flag Warning - Small Fires | Vegetation Contact | Branch (Not overhanging, 4-12ft) | 2049 | 2.4507e-05 | 607.6134 | 0.014891 | 2049 | Mitigation | 0.5 | 30 | 0 | esc | 0.036947 | 9.0545e-07 | 0.039013 | 9.5607e-07 | 0.037115 | 9.0956e-07 | 0.035347 | 8.6625e-07
[120 empty] | 7.3.5.15 Identification and remediation of “at-risk species”WLDFRVegetation ContactBranch (Not overhanging, 4-12ft) | WLDFR | HFTD - Distribution - Tier 3 - 4QU CoRE ¦ 1QU LoRE | Non-Red Flag Warning - Small Fires | Vegetation Contact | Branch (Not overhanging, 4-12ft) | 2050 | 2.4507e-05 | 607.6134 | 0.014891 | 2050 | Mitigation | 0.5 | 30 | 0 | esc | 0 | 0 | 0.039013 | 9.5607e-07 | 0.037115 | 9.0956e-07 | 0.035347 | 8.6625e-07
[120 empty] | 7.3.5.15 Identification and remediation of “at-risk species”WLDFRVegetation ContactBranch (Not overhanging, 4-12ft) | WLDFR | HFTD - Distribution - Tier 3 - 4QU CoRE ¦ 1QU LoRE | Non-Red Flag Warning - Small Fires | Vegetation Contact | Branch (Not overhanging, 4-12ft) | 2051 | 2.4507e-05 | 607.6134 | 0.014891 | 2051 | Mitigation | 0.5 | 30 | 0 | esc | 0 | 0 | 0 | 0 | 0.037115 | 9.0956e-07 | 0.035347 | 8.6625e-07
[120 empty] | 7.3.5.15 Identification and remediation of “at-risk species”WLDFRVegetation ContactBranch (Not overhanging, 4-12ft) | WLDFR | HFTD - Distribution - Tier 3 - 4QU CoRE ¦ 1QU LoRE | Non-Red Flag Warning - Small Fires | Vegetation Contact | Branch (Not overhanging, 4-12ft) | 2052 | 2.4507e-05 | 607.6134 | 0.014891 | 2052 | Mitigation | 0.5 | 30 | 0 | esc | 0 | 0 | 0 | 0 | 0 | 0 | 0.035347 | 8.6625e-07
[120 empty] | 7.3.5.15 Identification and remediation of “at-risk species”WLDFRVegetation ContactBranch (Not overhanging, within 4ft) | WLDFR | HFTD - Distribution - Tier 3 - 4QU CoRE ¦ 1QU LoRE | Non-Red Flag Warning - Small Fires | Vegetation Contact | Branch (Not overhanging, within 4ft) | 2022 | 1.0477e-05 | 607.6134 | 0.0063659 | 2022 | Mitigation | 0.9 | 30 | 0 | esc | 0.066504 | 6.9675e-07 | 0.070223 | 7.3571e-07 | 0.066806 | 6.9992e-07 | 0 | 0
[120 empty] | 7.3.5.15 Identification and remediation of “at-risk species”WLDFRVegetation ContactBranch (Not overhanging, within 4ft) | WLDFR | HFTD - Distribution - Tier 3 - 4QU CoRE ¦ 1QU LoRE | Non-Red Flag Warning - Small Fires | Vegetation Contact | Branch (Not overhanging, within 4ft) | 2023 | 1.0477e-05 | 607.6134 | 0.0063659 | 2023 | Mitigation | 0.9 | 30 | 0 | esc | 0.066504 | 6.9675e-07 | 0.070223 | 7.3571e-07 | 0.066806 | 6.9992e-07 | 0.063625 | 6.6659e-07
[120 empty] | 7.3.5.15 Identification and remediation of “at-risk species”WLDFRVegetation ContactBranch (Not overhanging, within 4ft) | WLDFR | HFTD - Distribution - Tier 3 - 4QU CoRE ¦ 1QU LoRE | Non-Red Flag Warning - Small Fires | Vegetation Contact | Branch (Not overhanging, within 4ft) | 2024 | 1.0477e-05 | 607.6134 | 0.0063659 | 2024 | Mitigation | 0.9 | 30 | 0 | esc | 0.066504 | 6.9675e-07 | 0.070223 | 7.3571e-07 | 0.066806 | 6.9992e-07 | 0.063625 | 6.6659e-07
[120 empty] | 7.3.5.15 Identification and remediation of “at-risk species”WLDFRVegetation ContactBranch (Not overhanging, within 4ft) | WLDFR | HFTD - Distribution - Tier 3 - 4QU CoRE ¦ 1QU LoRE | Non-Red Flag Warning - Small Fires | Vegetation Contact | Branch (Not overhanging, within 4ft) | 2025 | 1.0477e-05 | 607.6134 | 0.0063659 | 2025 | Mitigation | 0.9 | 30 | 0 | esc | 0.066504 | 6.9675e-07 | 0.070223 | 7.3571e-07 | 0.066806 | 6.9992e-07 | 0.063625 | 6.6659e-07
[120 empty] | 7.3.5.15 Identification and remediation of “at-risk species”WLDFRVegetation ContactBranch (Not overhanging, within 4ft) | WLDFR | HFTD - Distribution - Tier 3 - 4QU CoRE ¦ 1QU LoRE | Non-Red Flag Warning - Small Fires | Vegetation Contact | Branch (Not overhanging, within 4ft) | 2026 | 1.0477e-05 | 607.6134 | 0.0063659 | 2026 | Mitigation | 0.9 | 30 | 0 | esc | 0.066504 | 6.9675e-07 | 0.070223 | 7.3571e-07 | 0.066806 | 6.9992e-07 | 0.063625 | 6.6659e-07
[120 empty] | 7.3.5.15 Identification and remediation of “at-risk species”WLDFRVegetation ContactBranch (Not overhanging, within 4ft) | WLDFR | HFTD - Distribution - Tier 3 - 4QU CoRE ¦ 1QU LoRE | Non-Red Flag Warning - Small Fires | Vegetation Contact | Branch (Not overhanging, within 4ft) | 2027 | 1.0477e-05 | 607.6134 | 0.0063659 | 2027 | Mitigation | 0.9 | 30 | 0 | esc | 0.066504 | 6.9675e-07 | 0.070223 | 7.3571e-07 | 0.066806 | 6.9992e-07 | 0.063625 | 6.6659e-07
[120 empty] | 7.3.5.15 Identification and remediation of “at-risk species”WLDFRVegetation ContactBranch (Not overhanging, within 4ft) | WLDFR | HFTD - Distribution - Tier 3 - 4QU CoRE ¦ 1QU LoRE | Non-Red Flag Warning - Small Fires | Vegetation Contact | Branch (Not overhanging, within 4ft) | 2028 | 1.0477e-05 | 607.6134 | 0.0063659 | 2028 | Mitigation | 0.9 | 30 | 0 | esc | 0.066504 | 6.9675e-07 | 0.070223 | 7.3571e-07 | 0.066806 | 6.9992e-07 | 0.063625 | 6.6659e-07
[120 empty] | 7.3.5.15 Identification and remediation of “at-risk species”WLDFRVegetation ContactBranch (Not overhanging, within 4ft) | WLDFR | HFTD - Distribution - Tier 3 - 4QU CoRE ¦ 1QU LoRE | Non-Red Flag Warning - Small Fires | Vegetation Contact | Branch (Not overhanging, within 4ft) | 2029 | 1.0477e-05 | 607.6134 | 0.0063659 | 2029 | Mitigation | 0.9 | 30 | 0 | esc | 0.066504 | 6.9675e-07 | 0.070223 | 7.3571e-07 | 0.066806 | 6.9992e-07 | 0.063625 | 6.6659e-07
[120 empty] | 7.3.5.15 Identification and remediation of “at-risk species”WLDFRVegetation ContactBranch (Not overhanging, within 4ft) | WLDFR | HFTD - Distribution - Tier 3 - 4QU CoRE ¦ 1QU LoRE | Non-Red Flag Warning - Small Fires | Vegetation Contact | Branch (Not overhanging, within 4ft) | 2030 | 1.0477e-05 | 607.6134 | 0.0063659 | 2030 | Mitigation | 0.9 | 30 | 0 | esc | 0.066504 | 6.9675e-07 | 0.070223 | 7.3571e-07 | 0.066806 | 6.9992e-07 | 0.063625 | 6.6659e-07
[120 empty] | 7.3.5.15 Identification and remediation of “at-risk species”WLDFRVegetation ContactBranch (Not overhanging, within 4ft) | WLDFR | HFTD - Distribution - Tier 3 - 4QU CoRE ¦ 1QU LoRE | Non-Red Flag Warning - Small Fires | Vegetation Contact | Branch (Not overhanging, within 4ft) | 2031 | 1.0477e-05 | 607.6134 | 0.0063659 | 2031 | Mitigation | 0.9 | 30 | 0 | esc | 0.066504 | 6.9675e-07 | 0.070223 | 7.3571e-07 | 0.066806 | 6.9992e-07 | 0.063625 | 6.6659e-07
[120 empty] | 7.3.5.15 Identification and remediation of “at-risk species”WLDFRVegetation ContactBranch (Not overhanging, within 4ft) | WLDFR | HFTD - Distribution - Tier 3 - 4QU CoRE ¦ 1QU LoRE | Non-Red Flag Warning - Small Fires | Vegetation Contact | Branch (Not overhanging, within 4ft) | 2032 | 1.0477e-05 | 607.6134 | 0.0063659 | 2032 | Mitigation | 0.9 | 30 | 0 | esc | 0.066504 | 6.9675e-07 | 0.070223 | 7.3571e-07 | 0.066806 | 6.9992e-07 | 0.063625 | 6.6659e-07
[120 empty] | 7.3.5.15 Identification and remediation of “at-risk species”WLDFRVegetation ContactBranch (Not overhanging, within 4ft) | WLDFR | HFTD - Distribution - Tier 3 - 4QU CoRE ¦ 1QU LoRE | Non-Red Flag Warning - Small Fires | Vegetation Contact | Branch (Not overhanging, within 4ft) | 2033 | 1.0477e-05 | 607.6134 | 0.0063659 | 2033 | Mitigation | 0.9 | 30 | 0 | esc | 0.066504 | 6.9675e-07 | 0.070223 | 7.3571e-07 | 0.066806 | 6.9992e-07 | 0.063625 | 6.6659e-07
[120 empty] | 7.3.5.15 Identification and remediation of “at-risk species”WLDFRVegetation ContactBranch (Not overhanging, within 4ft) | WLDFR | HFTD - Distribution - Tier 3 - 4QU CoRE ¦ 1QU LoRE | Non-Red Flag Warning - Small Fires | Vegetation Contact | Branch (Not overhanging, within 4ft) | 2034 | 1.0477e-05 | 607.6134 | 0.0063659 | 2034 | Mitigation | 0.9 | 30 | 0 | esc | 0.066504 | 6.9675e-07 | 0.070223 | 7.3571e-07 | 0.066806 | 6.9992e-07 | 0.063625 | 6.6659e-07
[120 empty] | 7.3.5.15 Identification and remediation of “at-risk species”WLDFRVegetation ContactBranch (Not overhanging, within 4ft) | WLDFR | HFTD - Distribution - Tier 3 - 4QU CoRE ¦ 1QU LoRE | Non-Red Flag Warning - Small Fires | Vegetation Contact | Branch (Not overhanging, within 4ft) | 2035 | 1.0477e-05 | 607.6134 | 0.0063659 | 2035 | Mitigation | 0.9 | 30 | 0 | esc | 0.066504 | 6.9675e-07 | 0.070223 | 7.3571e-07 | 0.066806 | 6.9992e-07 | 0.063625 | 6.6659e-07
[120 empty] | 7.3.5.15 Identification and remediation of “at-risk species”WLDFRVegetation ContactBranch (Not overhanging, within 4ft) | WLDFR | HFTD - Distribution - Tier 3 - 4QU CoRE ¦ 1QU LoRE | Non-Red Flag Warning - Small Fires | Vegetation Contact | Branch (Not overhanging, within 4ft) | 2036 | 1.0477e-05 | 607.6134 | 0.0063659 | 2036 | Mitigation | 0.9 | 30 | 0 | esc | 0.066504 | 6.9675e-07 | 0.070223 | 7.3571e-07 | 0.066806 | 6.9992e-07 | 0.063625 | 6.6659e-07
[120 empty] | 7.3.5.15 Identification and remediation of “at-risk species”WLDFRVegetation ContactBranch (Not overhanging, within 4ft) | WLDFR | HFTD - Distribution - Tier 3 - 4QU CoRE ¦ 1QU LoRE | Non-Red Flag Warning - Small Fires | Vegetation Contact | Branch (Not overhanging, within 4ft) | 2037 | 1.0477e-05 | 607.6134 | 0.0063659 | 2037 | Mitigation | 0.9 | 30 | 0 | esc | 0.066504 | 6.9675e-07 | 0.070223 | 7.3571e-07 | 0.066806 | 6.9992e-07 | 0.063625 | 6.6659e-07
[120 empty] | 7.3.5.15 Identification and remediation of “at-risk species”WLDFRVegetation ContactBranch (Not overhanging, within 4ft) | WLDFR | HFTD - Distribution - Tier 3 - 4QU CoRE ¦ 1QU LoRE | Non-Red Flag Warning - Small Fires | Vegetation Contact | Branch (Not overhanging, within 4ft) | 2038 | 1.0477e-05 | 607.6134 | 0.0063659 | 2038 | Mitigation | 0.9 | 30 | 0 | esc | 0.066504 | 6.9675e-07 | 0.070223 | 7.3571e-07 | 0.066806 | 6.9992e-07 | 0.063625 | 6.6659e-07
[120 empty] | 7.3.5.15 Identification and remediation of “at-risk species”WLDFRVegetation ContactBranch (Not overhanging, within 4ft) | WLDFR | HFTD - Distribution - Tier 3 - 4QU CoRE ¦ 1QU LoRE | Non-Red Flag Warning - Small Fires | Vegetation Contact | Branch (Not overhanging, within 4ft) | 2039 | 1.0477e-05 | 607.6134 | 0.0063659 | 2039 | Mitigation | 0.9 | 30 | 0 | esc | 0.066504 | 6.9675e-07 | 0.070223 | 7.3571e-07 | 0.066806 | 6.9992e-07 | 0.063625 | 6.6659e-07
[120 empty] | 7.3.5.15 Identification and remediation of “at-risk species”WLDFRVegetation ContactBranch (Not overhanging, within 4ft) | WLDFR | HFTD - Distribution - Tier 3 - 4QU CoRE ¦ 1QU LoRE | Non-Red Flag Warning - Small Fires | Vegetation Contact | Branch (Not overhanging, within 4ft) | 2040 | 1.0477e-05 | 607.6134 | 0.0063659 | 2040 | Mitigation | 0.9 | 30 | 0 | esc | 0.066504 | 6.9675e-07 | 0.070223 | 7.3571e-07 | 0.066806 | 6.9992e-07 | 0.063625 | 6.6659e-07
[120 empty] | 7.3.5.15 Identification and remediation of “at-risk species”WLDFRVegetation ContactBranch (Not overhanging, within 4ft) | WLDFR | HFTD - Distribution - Tier 3 - 4QU CoRE ¦ 1QU LoRE | Non-Red Flag Warning - Small Fires | Vegetation Contact | Branch (Not overhanging, within 4ft) | 2041 | 1.0477e-05 | 607.6134 | 0.0063659 | 2041 | Mitigation | 0.9 | 30 | 0 | esc | 0.066504 | 6.9675e-07 | 0.070223 | 7.3571e-07 | 0.066806 | 6.9992e-07 | 0.063625 | 6.6659e-07
[120 empty] | 7.3.5.15 Identification and remediation of “at-risk species”WLDFRVegetation ContactBranch (Not overhanging, within 4ft) | WLDFR | HFTD - Distribution - Tier 3 - 4QU CoRE ¦ 1QU LoRE | Non-Red Flag Warning - Small Fires | Vegetation Contact | Branch (Not overhanging, within 4ft) | 2042 | 1.0477e-05 | 607.6134 | 0.0063659 | 2042 | Mitigation | 0.9 | 30 | 0 | esc | 0.066504 | 6.9675e-07 | 0.070223 | 7.3571e-07 | 0.066806 | 6.9992e-07 | 0.063625 | 6.6659e-07
[120 empty] | 7.3.5.15 Identification and remediation of “at-risk species”WLDFRVegetation ContactBranch (Not overhanging, within 4ft) | WLDFR | HFTD - Distribution - Tier 3 - 4QU CoRE ¦ 1QU LoRE | Non-Red Flag Warning - Small Fires | Vegetation Contact | Branch (Not overhanging, within 4ft) | 2043 | 1.0477e-05 | 607.6134 | 0.0063659 | 2043 | Mitigation | 0.9 | 30 | 0 | esc | 0.066504 | 6.9675e-07 | 0.070223 | 7.3571e-07 | 0.066806 | 6.9992e-07 | 0.063625 | 6.6659e-07
[120 empty] | 7.3.5.15 Identification and remediation of “at-risk species”WLDFRVegetation ContactBranch (Not overhanging, within 4ft) | WLDFR | HFTD - Distribution - Tier 3 - 4QU CoRE ¦ 1QU LoRE | Non-Red Flag Warning - Small Fires | Vegetation Contact | Branch (Not overhanging, within 4ft) | 2044 | 1.0477e-05 | 607.6134 | 0.0063659 | 2044 | Mitigation | 0.9 | 30 | 0 | esc | 0.066504 | 6.9675e-07 | 0.070223 | 7.3571e-07 | 0.066806 | 6.9992e-07 | 0.063625 | 6.6659e-07
[120 empty] | 7.3.5.15 Identification and remediation of “at-risk species”WLDFRVegetation ContactBranch (Not overhanging, within 4ft) | WLDFR | HFTD - Distribution - Tier 3 - 4QU CoRE ¦ 1QU LoRE | Non-Red Flag Warning - Small Fires | Vegetation Contact | Branch (Not overhanging, within 4ft) | 2045 | 1.0477e-05 | 607.6134 | 0.0063659 | 2045 | Mitigation | 0.9 | 30 | 0 | esc | 0.066504 | 6.9675e-07 | 0.070223 | 7.3571e-07 | 0.066806 | 6.9992e-07 | 0.063625 | 6.6659e-07
[120 empty] | 7.3.5.15 Identification and remediation of “at-risk species”WLDFRVegetation ContactBranch (Not overhanging, within 4ft) | WLDFR | HFTD - Distribution - Tier 3 - 4QU CoRE ¦ 1QU LoRE | Non-Red Flag Warning - Small Fires | Vegetation Contact | Branch (Not overhanging, within 4ft) | 2046 | 1.0477e-05 | 607.6134 | 0.0063659 | 2046 | Mitigation | 0.9 | 30 | 0 | esc | 0.066504 | 6.9675e-07 | 0.070223 | 7.3571e-07 | 0.066806 | 6.9992e-07 | 0.063625 | 6.6659e-07
[120 empty] | 7.3.5.15 Identification and remediation of “at-risk species”WLDFRVegetation ContactBranch (Not overhanging, within 4ft) | WLDFR | HFTD - Distribution - Tier 3 - 4QU CoRE ¦ 1QU LoRE | Non-Red Flag Warning - Small Fires | Vegetation Contact | Branch (Not overhanging, within 4ft) | 2047 | 1.0477e-05 | 607.6134 | 0.0063659 | 2047 | Mitigation | 0.9 | 30 | 0 | esc | 0.066504 | 6.9675e-07 | 0.070223 | 7.3571e-07 | 0.066806 | 6.9992e-07 | 0.063625 | 6.6659e-07
[120 empty] | 7.3.5.15 Identification and remediation of “at-risk species”WLDFRVegetation ContactBranch (Not overhanging, within 4ft) | WLDFR | HFTD - Distribution - Tier 3 - 4QU CoRE ¦ 1QU LoRE | Non-Red Flag Warning - Small Fires | Vegetation Contact | Branch (Not overhanging, within 4ft) | 2048 | 1.0477e-05 | 607.6134 | 0.0063659 | 2048 | Mitigation | 0.9 | 30 | 0 | esc | 0.066504 | 6.9675e-07 | 0.070223 | 7.3571e-07 | 0.066806 | 6.9992e-07 | 0.063625 | 6.6659e-07
[120 empty] | 7.3.5.15 Identification and remediation of “at-risk species”WLDFRVegetation ContactBranch (Not overhanging, within 4ft) | WLDFR | HFTD - Distribution - Tier 3 - 4QU CoRE ¦ 1QU LoRE | Non-Red Flag Warning - Small Fires | Vegetation Contact | Branch (Not overhanging, within 4ft) | 2049 | 1.0477e-05 | 607.6134 | 0.0063659 | 2049 | Mitigation | 0.9 | 30 | 0 | esc | 0.066504 | 6.9675e-07 | 0.070223 | 7.3571e-07 | 0.066806 | 6.9992e-07 | 0.063625 | 6.6659e-07
[120 empty] | 7.3.5.15 Identification and remediation of “at-risk species”WLDFRVegetation ContactBranch (Not overhanging, within 4ft) | WLDFR | HFTD - Distribution - Tier 3 - 4QU CoRE ¦ 1QU LoRE | Non-Red Flag Warning - Small Fires | Vegetation Contact | Branch (Not overhanging, within 4ft) | 2050 | 1.0477e-05 | 607.6134 | 0.0063659 | 2050 | Mitigation | 0.9 | 30 | 0 | esc | 0 | 0 | 0.070223 | 7.3571e-07 | 0.066806 | 6.9992e-07 | 0.063625 | 6.6659e-07
[120 empty] | 7.3.5.15 Identification and remediation of “at-risk species”WLDFRVegetation ContactBranch (Not overhanging, within 4ft) | WLDFR | HFTD - Distribution - Tier 3 - 4QU CoRE ¦ 1QU LoRE | Non-Red Flag Warning - Small Fires | Vegetation Contact | Branch (Not overhanging, within 4ft) | 2051 | 1.0477e-05 | 607.6134 | 0.0063659 | 2051 | Mitigation | 0.9 | 30 | 0 | esc | 0 | 0 | 0 | 0 | 0.066806 | 6.9992e-07 | 0.063625 | 6.6659e-07
[120 empty] | 7.3.5.15 Identification and remediation of “at-risk species”WLDFRVegetation ContactBranch (Not overhanging, within 4ft) | WLDFR | HFTD - Distribution - Tier 3 - 4QU CoRE ¦ 1QU LoRE | Non-Red Flag Warning - Small Fires | Vegetation Contact | Branch (Not overhanging, within 4ft) | 2052 | 1.0477e-05 | 607.6134 | 0.0063659 | 2052 | Mitigation | 0.9 | 30 | 0 | esc | 0 | 0 | 0 | 0 | 0 | 0 | 0.063625 | 6.6659e-07
[120 empty] | 7.3.5.15 Identification and remediation of “at-risk species”WLDFRVegetation ContactBranch (OverHanging) | WLDFR | HFTD - Distribution - Tier 3 - 4QU CoRE ¦ 1QU LoRE | Non-Red Flag Warning - Small Fires | Vegetation Contact | Branch (OverHanging) | 2022 | 0.00046618 | 607.6134 | 0.28326 | 2022 | Mitigation | 0.9 | 30 | 0 | esc | 0.066504 | 3.1003e-05 | 0.070223 | 3.2737e-05 | 0.066806 | 3.1144e-05 | 0 | 0
[120 empty] | 7.3.5.15 Identification and remediation of “at-risk species”WLDFRVegetation ContactBranch (OverHanging) | WLDFR | HFTD - Distribution - Tier 3 - 4QU CoRE ¦ 1QU LoRE | Non-Red Flag Warning - Small Fires | Vegetation Contact | Branch (OverHanging) | 2023 | 0.00046618 | 607.6134 | 0.28326 | 2023 | Mitigation | 0.9 | 30 | 0 | esc | 0.066504 | 3.1003e-05 | 0.070223 | 3.2737e-05 | 0.066806 | 3.1144e-05 | 0.063625 | 2.9661e-05
[120 empty] | 7.3.5.15 Identification and remediation of “at-risk species”WLDFRVegetation ContactBranch (OverHanging) | WLDFR | HFTD - Distribution - Tier 3 - 4QU CoRE ¦ 1QU LoRE | Non-Red Flag Warning - Small Fires | Vegetation Contact | Branch (OverHanging) | 2024 | 0.00046618 | 607.6134 | 0.28326 | 2024 | Mitigation | 0.9 | 30 | 0 | esc | 0.066504 | 3.1003e-05 | 0.070223 | 3.2737e-05 | 0.066806 | 3.1144e-05 | 0.063625 | 2.9661e-05
[120 empty] | 7.3.5.15 Identification and remediation of “at-risk species”WLDFRVegetation ContactBranch (OverHanging) | WLDFR | HFTD - Distribution - Tier 3 - 4QU CoRE ¦ 1QU LoRE | Non-Red Flag Warning - Small Fires | Vegetation Contact | Branch (OverHanging) | 2025 | 0.00046618 | 607.6134 | 0.28326 | 2025 | Mitigation | 0.9 | 30 | 0 | esc | 0.066504 | 3.1003e-05 | 0.070223 | 3.2737e-05 | 0.066806 | 3.1144e-05 | 0.063625 | 2.9661e-05
[120 empty] | 7.3.5.15 Identification and remediation of “at-risk species”WLDFRVegetation ContactBranch (OverHanging) | WLDFR | HFTD - Distribution - Tier 3 - 4QU CoRE ¦ 1QU LoRE | Non-Red Flag Warning - Small Fires | Vegetation Contact | Branch (OverHanging) | 2026 | 0.00046618 | 607.6134 | 0.28326 | 2026 | Mitigation | 0.9 | 30 | 0 | esc | 0.066504 | 3.1003e-05 | 0.070223 | 3.2737e-05 | 0.066806 | 3.1144e-05 | 0.063625 | 2.9661e-05
[120 empty] | 7.3.5.15 Identification and remediation of “at-risk species”WLDFRVegetation ContactBranch (OverHanging) | WLDFR | HFTD - Distribution - Tier 3 - 4QU CoRE ¦ 1QU LoRE | Non-Red Flag Warning - Small Fires | Vegetation Contact | Branch (OverHanging) | 2027 | 0.00046618 | 607.6134 | 0.28326 | 2027 | Mitigation | 0.9 | 30 | 0 | esc | 0.066504 | 3.1003e-05 | 0.070223 | 3.2737e-05 | 0.066806 | 3.1144e-05 | 0.063625 | 2.9661e-05
[120 empty] | 7.3.5.15 Identification and remediation of “at-risk species”WLDFRVegetation ContactBranch (OverHanging) | WLDFR | HFTD - Distribution - Tier 3 - 4QU CoRE ¦ 1QU LoRE | Non-Red Flag Warning - Small Fires | Vegetation Contact | Branch (OverHanging) | 2028 | 0.00046618 | 607.6134 | 0.28326 | 2028 | Mitigation | 0.9 | 30 | 0 | esc | 0.066504 | 3.1003e-05 | 0.070223 | 3.2737e-05 | 0.066806 | 3.1144e-05 | 0.063625 | 2.9661e-05
[120 empty] | 7.3.5.15 Identification and remediation of “at-risk species”WLDFRVegetation ContactBranch (OverHanging) | WLDFR | HFTD - Distribution - Tier 3 - 4QU CoRE ¦ 1QU LoRE | Non-Red Flag Warning - Small Fires | Vegetation Contact | Branch (OverHanging) | 2029 | 0.00046618 | 607.6134 | 0.28326 | 2029 | Mitigation | 0.9 | 30 | 0 | esc | 0.066504 | 3.1003e-05 | 0.070223 | 3.2737e-05 | 0.066806 | 3.1144e-05 | 0.063625 | 2.9661e-05
[120 empty] | 7.3.5.15 Identification and remediation of “at-risk species”WLDFRVegetation ContactBranch (OverHanging) | WLDFR | HFTD - Distribution - Tier 3 - 4QU CoRE ¦ 1QU LoRE | Non-Red Flag Warning - Small Fires | Vegetation Contact | Branch (OverHanging) | 2030 | 0.00046618 | 607.6134 | 0.28326 | 2030 | Mitigation | 0.9 | 30 | 0 | esc | 0.066504 | 3.1003e-05 | 0.070223 | 3.2737e-05 | 0.066806 | 3.1144e-05 | 0.063625 | 2.9661e-05
[120 empty] | 7.3.5.15 Identification and remediation of “at-risk species”WLDFRVegetation ContactBranch (OverHanging) | WLDFR | HFTD - Distribution - Tier 3 - 4QU CoRE ¦ 1QU LoRE | Non-Red Flag Warning - Small Fires | Vegetation Contact | Branch (OverHanging) | 2031 | 0.00046618 | 607.6134 | 0.28326 | 2031 | Mitigation | 0.9 | 30 | 0 | esc | 0.066504 | 3.1003e-05 | 0.070223 | 3.2737e-05 | 0.066806 | 3.1144e-05 | 0.063625 | 2.9661e-05
[120 empty] | 7.3.5.15 Identification and remediation of “at-risk species”WLDFRVegetation ContactBranch (OverHanging) | WLDFR | HFTD - Distribution - Tier 3 - 4QU CoRE ¦ 1QU LoRE | Non-Red Flag Warning - Small Fires | Vegetation Contact | Branch (OverHanging) | 2032 | 0.00046618 | 607.6134 | 0.28326 | 2032 | Mitigation | 0.9 | 30 | 0 | esc | 0.066504 | 3.1003e-05 | 0.070223 | 3.2737e-05 | 0.066806 | 3.1144e-05 | 0.063625 | 2.9661e-05
[120 empty] | 7.3.5.15 Identification and remediation of “at-risk species”WLDFRVegetation ContactBranch (OverHanging) | WLDFR | HFTD - Distribution - Tier 3 - 4QU CoRE ¦ 1QU LoRE | Non-Red Flag Warning - Small Fires | Vegetation Contact | Branch (OverHanging) | 2033 | 0.00046618 | 607.6134 | 0.28326 | 2033 | Mitigation | 0.9 | 30 | 0 | esc | 0.066504 | 3.1003e-05 | 0.070223 | 3.2737e-05 | 0.066806 | 3.1144e-05 | 0.063625 | 2.9661e-05
[120 empty] | 7.3.5.15 Identification and remediation of “at-risk species”WLDFRVegetation ContactBranch (OverHanging) | WLDFR | HFTD - Distribution - Tier 3 - 4QU CoRE ¦ 1QU LoRE | Non-Red Flag Warning - Small Fires | Vegetation Contact | Branch (OverHanging) | 2034 | 0.00046618 | 607.6134 | 0.28326 | 2034 | Mitigation | 0.9 | 30 | 0 | esc | 0.066504 | 3.1003e-05 | 0.070223 | 3.2737e-05 | 0.066806 | 3.1144e-05 | 0.063625 | 2.9661e-05
[120 empty] | 7.3.5.15 Identification and remediation of “at-risk species”WLDFRVegetation ContactBranch (OverHanging) | WLDFR | HFTD - Distribution - Tier 3 - 4QU CoRE ¦ 1QU LoRE | Non-Red Flag Warning - Small Fires | Vegetation Contact | Branch (OverHanging) | 2035 | 0.00046618 | 607.6134 | 0.28326 | 2035 | Mitigation | 0.9 | 30 | 0 | esc | 0.066504 | 3.1003e-05 | 0.070223 | 3.2737e-05 | 0.066806 | 3.1144e-05 | 0.063625 | 2.9661e-05
[120 empty] | 7.3.5.15 Identification and remediation of “at-risk species”WLDFRVegetation ContactBranch (OverHanging) | WLDFR | HFTD - Distribution - Tier 3 - 4QU CoRE ¦ 1QU LoRE | Non-Red Flag Warning - Small Fires | Vegetation Contact | Branch (OverHanging) | 2036 | 0.00046618 | 607.6134 | 0.28326 | 2036 | Mitigation | 0.9 | 30 | 0 | esc | 0.066504 | 3.1003e-05 | 0.070223 | 3.2737e-05 | 0.066806 | 3.1144e-05 | 0.063625 | 2.9661e-05
[120 empty] | 7.3.5.15 Identification and remediation of “at-risk species”WLDFRVegetation ContactBranch (OverHanging) | WLDFR | HFTD - Distribution - Tier 3 - 4QU CoRE ¦ 1QU LoRE | Non-Red Flag Warning - Small Fires | Vegetation Contact | Branch (OverHanging) | 2037 | 0.00046618 | 607.6134 | 0.28326 | 2037 | Mitigation | 0.9 | 30 | 0 | esc | 0.066504 | 3.1003e-05 | 0.070223 | 3.2737e-05 | 0.066806 | 3.1144e-05 | 0.063625 | 2.9661e-05
[120 empty] | 7.3.5.15 Identification and remediation of “at-risk species”WLDFRVegetation ContactBranch (OverHanging) | WLDFR | HFTD - Distribution - Tier 3 - 4QU CoRE ¦ 1QU LoRE | Non-Red Flag Warning - Small Fires | Vegetation Contact | Branch (OverHanging) | 2038 | 0.00046618 | 607.6134 | 0.28326 | 2038 | Mitigation | 0.9 | 30 | 0 | esc | 0.066504 | 3.1003e-05 | 0.070223 | 3.2737e-05 | 0.066806 | 3.1144e-05 | 0.063625 | 2.9661e-05
[120 empty] | 7.3.5.15 Identification and remediation of “at-risk species”WLDFRVegetation ContactBranch (OverHanging) | WLDFR | HFTD - Distribution - Tier 3 - 4QU CoRE ¦ 1QU LoRE | Non-Red Flag Warning - Small Fires | Vegetation Contact | Branch (OverHanging) | 2039 | 0.00046618 | 607.6134 | 0.28326 | 2039 | Mitigation | 0.9 | 30 | 0 | esc | 0.066504 | 3.1003e-05 | 0.070223 | 3.2737e-05 | 0.066806 | 3.1144e-05 | 0.063625 | 2.9661e-05
[120 empty] | 7.3.5.15 Identification and remediation of “at-risk species”WLDFRVegetation ContactBranch (OverHanging) | WLDFR | HFTD - Distribution - Tier 3 - 4QU CoRE ¦ 1QU LoRE | Non-Red Flag Warning - Small Fires | Vegetation Contact | Branch (OverHanging) | 2040 | 0.00046618 | 607.6134 | 0.28326 | 2040 | Mitigation | 0.9 | 30 | 0 | esc | 0.066504 | 3.1003e-05 | 0.070223 | 3.2737e-05 | 0.066806 | 3.1144e-05 | 0.063625 | 2.9661e-05
[120 empty] | 7.3.5.15 Identification and remediation of “at-risk species”WLDFRVegetation ContactBranch (OverHanging) | WLDFR | HFTD - Distribution - Tier 3 - 4QU CoRE ¦ 1QU LoRE | Non-Red Flag Warning - Small Fires | Vegetation Contact | Branch (OverHanging) | 2041 | 0.00046618 | 607.6134 | 0.28326 | 2041 | Mitigation | 0.9 | 30 | 0 | esc | 0.066504 | 3.1003e-05 | 0.070223 | 3.2737e-05 | 0.066806 | 3.1144e-05 | 0.063625 | 2.9661e-05
[120 empty] | 7.3.5.15 Identification and remediation of “at-risk species”WLDFRVegetation ContactBranch (OverHanging) | WLDFR | HFTD - Distribution - Tier 3 - 4QU CoRE ¦ 1QU LoRE | Non-Red Flag Warning - Small Fires | Vegetation Contact | Branch (OverHanging) | 2042 | 0.00046618 | 607.6134 | 0.28326 | 2042 | Mitigation | 0.9 | 30 | 0 | esc | 0.066504 | 3.1003e-05 | 0.070223 | 3.2737e-05 | 0.066806 | 3.1144e-05 | 0.063625 | 2.9661e-05
[120 empty] | 7.3.5.15 Identification and remediation of “at-risk species”WLDFRVegetation ContactBranch (OverHanging) | WLDFR | HFTD - Distribution - Tier 3 - 4QU CoRE ¦ 1QU LoRE | Non-Red Flag Warning - Small Fires | Vegetation Contact | Branch (OverHanging) | 2043 | 0.00046618 | 607.6134 | 0.28326 | 2043 | Mitigation | 0.9 | 30 | 0 | esc | 0.066504 | 3.1003e-05 | 0.070223 | 3.2737e-05 | 0.066806 | 3.1144e-05 | 0.063625 | 2.9661e-05
[120 empty] | 7.3.5.15 Identification and remediation of “at-risk species”WLDFRVegetation ContactBranch (OverHanging) | WLDFR | HFTD - Distribution - Tier 3 - 4QU CoRE ¦ 1QU LoRE | Non-Red Flag Warning - Small Fires | Vegetation Contact | Branch (OverHanging) | 2044 | 0.00046618 | 607.6134 | 0.28326 | 2044 | Mitigation | 0.9 | 30 | 0 | esc | 0.066504 | 3.1003e-05 | 0.070223 | 3.2737e-05 | 0.066806 | 3.1144e-05 | 0.063625 | 2.9661e-05
[120 empty] | 7.3.5.15 Identification and remediation of “at-risk species”WLDFRVegetation ContactBranch (OverHanging) | WLDFR | HFTD - Distribution - Tier 3 - 4QU CoRE ¦ 1QU LoRE | Non-Red Flag Warning - Small Fires | Vegetation Contact | Branch (OverHanging) | 2045 | 0.00046618 | 607.6134 | 0.28326 | 2045 | Mitigation | 0.9 | 30 | 0 | esc | 0.066504 | 3.1003e-05 | 0.070223 | 3.2737e-05 | 0.066806 | 3.1144e-05 | 0.063625 | 2.9661e-05
[120 empty] | 7.3.5.15 Identification and remediation of “at-risk species”WLDFRVegetation ContactBranch (OverHanging) | WLDFR | HFTD - Distribution - Tier 3 - 4QU CoRE ¦ 1QU LoRE | Non-Red Flag Warning - Small Fires | Vegetation Contact | Branch (OverHanging) | 2046 | 0.00046618 | 607.6134 | 0.28326 | 2046 | Mitigation | 0.9 | 30 | 0 | esc | 0.066504 | 3.1003e-05 | 0.070223 | 3.2737e-05 | 0.066806 | 3.1144e-05 | 0.063625 | 2.9661e-05
[120 empty] | 7.3.5.15 Identification and remediation of “at-risk species”WLDFRVegetation ContactBranch (OverHanging) | WLDFR | HFTD - Distribution - Tier 3 - 4QU CoRE ¦ 1QU LoRE | Non-Red Flag Warning - Small Fires | Vegetation Contact | Branch (OverHanging) | 2047 | 0.00046618 | 607.6134 | 0.28326 | 2047 | Mitigation | 0.9 | 30 | 0 | esc | 0.066504 | 3.1003e-05 | 0.070223 | 3.2737e-05 | 0.066806 | 3.1144e-05 | 0.063625 | 2.9661e-05
[120 empty] | 7.3.5.15 Identification and remediation of “at-risk species”WLDFRVegetation ContactBranch (OverHanging) | WLDFR | HFTD - Distribution - Tier 3 - 4QU CoRE ¦ 1QU LoRE | Non-Red Flag Warning - Small Fires | Vegetation Contact | Branch (OverHanging) | 2048 | 0.00046618 | 607.6134 | 0.28326 | 2048 | Mitigation | 0.9 | 30 | 0 | esc | 0.066504 | 3.1003e-05 | 0.070223 | 3.2737e-05 | 0.066806 | 3.1144e-05 | 0.063625 | 2.9661e-05
[120 empty] | 7.3.5.15 Identification and remediation of “at-risk species”WLDFRVegetation ContactBranch (OverHanging) | WLDFR | HFTD - Distribution - Tier 3 - 4QU CoRE ¦ 1QU LoRE | Non-Red Flag Warning - Small Fires | Vegetation Contact | Branch (OverHanging) | 2049 | 0.00046618 | 607.6134 | 0.28326 | 2049 | Mitigation | 0.9 | 30 | 0 | esc | 0.066504 | 3.1003e-05 | 0.070223 | 3.2737e-05 | 0.066806 | 3.1144e-05 | 0.063625 | 2.9661e-05
[120 empty] | 7.3.5.15 Identification and remediation of “at-risk species”WLDFRVegetation ContactBranch (OverHanging) | WLDFR | HFTD - Distribution - Tier 3 - 4QU CoRE ¦ 1QU LoRE | Non-Red Flag Warning - Small Fires | Vegetation Contact | Branch (OverHanging) | 2050 | 0.00046618 | 607.6134 | 0.28326 | 2050 | Mitigation | 0.9 | 30 | 0 | esc | 0 | 0 | 0.070223 | 3.2737e-05 | 0.066806 | 3.1144e-05 | 0.063625 | 2.9661e-05
[120 empty] | 7.3.5.15 Identification and remediation of “at-risk species”WLDFRVegetation ContactBranch (OverHanging) | WLDFR | HFTD - Distribution - Tier 3 - 4QU CoRE ¦ 1QU LoRE | Non-Red Flag Warning - Small Fires | Vegetation Contact | Branch (OverHanging) | 2051 | 0.00046618 | 607.6134 | 0.28326 | 2051 | Mitigation | 0.9 | 30 | 0 | esc | 0 | 0 | 0 | 0 | 0.066806 | 3.1144e-05 | 0.063625 | 2.9661e-05
[120 empty] | 7.3.5.15 Identification and remediation of “at-risk species”WLDFRVegetation ContactBranch (OverHanging) | WLDFR | HFTD - Distribution - Tier 3 - 4QU CoRE ¦ 1QU LoRE | Non-Red Flag Warning - Small Fires | Vegetation Contact | Branch (OverHanging) | 2052 | 0.00046618 | 607.6134 | 0.28326 | 2052 | Mitigation | 0.9 | 30 | 0 | esc | 0 | 0 | 0 | 0 | 0 | 0 | 0.063625 | 2.9661e-05
[120 empty] | 7.3.5.15 Identification and remediation of “at-risk species”WLDFRVegetation ContactFell into (Moderate-Severe defect) | WLDFR | HFTD - Distribution - Tier 3 - 4QU CoRE ¦ 1QU LoRE | Non-Red Flag Warning - Small Fires | Vegetation Contact | Fell into (Moderate-Severe defect) | 2022 | 0.00022662 | 607.6134 | 0.13769 | 2022 | Mitigation | 0.95 | 1 | 0 | esc | 0 | 0 | 0 | 0 | 0.070518 | 1.598e-05 | 0 | 0
[120 empty] | 7.3.5.15 Identification and remediation of “at-risk species”WLDFRVegetation ContactFell into (Moderate-Severe defect) | WLDFR | HFTD - Distribution - Tier 3 - 4QU CoRE ¦ 1QU LoRE | Non-Red Flag Warning - Small Fires | Vegetation Contact | Fell into (Moderate-Severe defect) | 2023 | 0.00022662 | 607.6134 | 0.13769 | 2023 | Mitigation | 0.95 | 1 | 0 | esc | 0 | 0 | 0 | 0 | 0 | 0 | 0.06716 | 1.5219e-05
[120 empty] | 7.3.5.15 Identification and remediation of “at-risk species”WLDFRVegetation ContactFell into (slight defect) | WLDFR | HFTD - Distribution - Tier 3 - 4QU CoRE ¦ 1QU LoRE | Non-Red Flag Warning - Small Fires | Vegetation Contact | Fell into (slight defect) | 2022 | 0.00029223 | 607.6134 | 0.17756 | 2022 | Mitigation | 0.5 | 1 | 0 | esc | 0 | 0 | 0 | 0 | 0.037115 | 1.0846e-05 | 0 | 0
[120 empty] | 7.3.5.15 Identification and remediation of “at-risk species”WLDFRVegetation ContactFell into (slight defect) | WLDFR | HFTD - Distribution - Tier 3 - 4QU CoRE ¦ 1QU LoRE | Non-Red Flag Warning - Small Fires | Vegetation Contact | Fell into (slight defect) | 2023 | 0.00029223 | 607.6134 | 0.17756 | 2023 | Mitigation | 0.5 | 1 | 0 | esc | 0 | 0 | 0 | 0 | 0 | 0 | 0.035347 | 1.0329e-05
[120 empty] | 7.3.5.15 Identification and remediation of “at-risk species”WLDFRVegetation ContactGrow Into | WLDFR | HFTD - Distribution - Tier 3 - 4QU CoRE ¦ 1QU LoRE | Non-Red Flag Warning - Small Fires | Vegetation Contact | Grow Into | 2022 | 2.5307e-05 | 607.6134 | 0.015377 | 2022 | Mitigation | 0.5 | 1 | 0 | esc | 0 | 0 | 0 | 0 | 0.037115 | 9.3927e-07 | 0 | 0
[120 empty] | 7.3.5.15 Identification and remediation of “at-risk species”WLDFRVegetation ContactGrow Into | WLDFR | HFTD - Distribution - Tier 3 - 4QU CoRE ¦ 1QU LoRE | Non-Red Flag Warning - Small Fires | Vegetation Contact | Grow Into | 2023 | 2.5307e-05 | 607.6134 | 0.015377 | 2023 | Mitigation | 0.5 | 1 | 0 | esc | 0 | 0 | 0 | 0 | 0 | 0 | 0.035347 | 8.9454e-07
[120 empty] | 7.3.5.15 Identification and remediation of “at-risk species”WLDFRVegetation ContactBranch (Not overhanging, 4-12ft) | WLDFR | HFTD - Distribution - Tier 3 - 4QU CoRE ¦ 1QU LoRE | Red Flag Warning - Catastrophic Fires | Vegetation Contact | Branch (Not overhanging, 4-12ft) | 2022 | 1.5265e-07 | 607.6134 | 9.2751e-05 | 2022 | Mitigation | 0.5 | 30 | 0 | esc | 0.036947 | 5.6398e-09 | 0.039013 | 5.9552e-09 | 0.037115 | 5.6655e-09 | 0 | 0
[120 empty] | 7.3.5.15 Identification and remediation of “at-risk species”WLDFRVegetation ContactBranch (Not overhanging, 4-12ft) | WLDFR | HFTD - Distribution - Tier 3 - 4QU CoRE ¦ 1QU LoRE | Red Flag Warning - Catastrophic Fires | Vegetation Contact | Branch (Not overhanging, 4-12ft) | 2023 | 1.5265e-07 | 607.6134 | 9.2751e-05 | 2023 | Mitigation | 0.5 | 30 | 0 | esc | 0.036947 | 5.6398e-09 | 0.039013 | 5.9552e-09 | 0.037115 | 5.6655e-09 | 0.035347 | 5.3957e-09
[120 empty] | 7.3.5.15 Identification and remediation of “at-risk species”WLDFRVegetation ContactBranch (Not overhanging, 4-12ft) | WLDFR | HFTD - Distribution - Tier 3 - 4QU CoRE ¦ 1QU LoRE | Red Flag Warning - Catastrophic Fires | Vegetation Contact | Branch (Not overhanging, 4-12ft) | 2024 | 1.5265e-07 | 607.6134 | 9.2751e-05 | 2024 | Mitigation | 0.5 | 30 | 0 | esc | 0.036947 | 5.6398e-09 | 0.039013 | 5.9552e-09 | 0.037115 | 5.6655e-09 | 0.035347 | 5.3957e-09
[120 empty] | 7.3.5.15 Identification and remediation of “at-risk species”WLDFRVegetation ContactBranch (Not overhanging, 4-12ft) | WLDFR | HFTD - Distribution - Tier 3 - 4QU CoRE ¦ 1QU LoRE | Red Flag Warning - Catastrophic Fires | Vegetation Contact | Branch (Not overhanging, 4-12ft) | 2025 | 1.5265e-07 | 607.6134 | 9.2751e-05 | 2025 | Mitigation | 0.5 | 30 | 0 | esc | 0.036947 | 5.6398e-09 | 0.039013 | 5.9552e-09 | 0.037115 | 5.6655e-09 | 0.035347 | 5.3957e-09
[120 empty] | 7.3.5.15 Identification and remediation of “at-risk species”WLDFRVegetation ContactBranch (Not overhanging, 4-12ft) | WLDFR | HFTD - Distribution - Tier 3 - 4QU CoRE ¦ 1QU LoRE | Red Flag Warning - Catastrophic Fires | Vegetation Contact | Branch (Not overhanging, 4-12ft) | 2026 | 1.5265e-07 | 607.6134 | 9.2751e-05 | 2026 | Mitigation | 0.5 | 30 | 0 | esc | 0.036947 | 5.6398e-09 | 0.039013 | 5.9552e-09 | 0.037115 | 5.6655e-09 | 0.035347 | 5.3957e-09
[120 empty] | 7.3.5.15 Identification and remediation of “at-risk species”WLDFRVegetation ContactBranch (Not overhanging, 4-12ft) | WLDFR | HFTD - Distribution - Tier 3 - 4QU CoRE ¦ 1QU LoRE | Red Flag Warning - Catastrophic Fires | Vegetation Contact | Branch (Not overhanging, 4-12ft) | 2027 | 1.5265e-07 | 607.6134 | 9.2751e-05 | 2027 | Mitigation | 0.5 | 30 | 0 | esc | 0.036947 | 5.6398e-09 | 0.039013 | 5.9552e-09 | 0.037115 | 5.6655e-09 | 0.035347 | 5.3957e-09
[120 empty] | 7.3.5.15 Identification and remediation of “at-risk species”WLDFRVegetation ContactBranch (Not overhanging, 4-12ft) | WLDFR | HFTD - Distribution - Tier 3 - 4QU CoRE ¦ 1QU LoRE | Red Flag Warning - Catastrophic Fires | Vegetation Contact | Branch (Not overhanging, 4-12ft) | 2028 | 1.5265e-07 | 607.6134 | 9.2751e-05 | 2028 | Mitigation | 0.5 | 30 | 0 | esc | 0.036947 | 5.6398e-09 | 0.039013 | 5.9552e-09 | 0.037115 | 5.6655e-09 | 0.035347 | 5.3957e-09
[120 empty] | 7.3.5.15 Identification and remediation of “at-risk species”WLDFRVegetation ContactBranch (Not overhanging, 4-12ft) | WLDFR | HFTD - Distribution - Tier 3 - 4QU CoRE ¦ 1QU LoRE | Red Flag Warning - Catastrophic Fires | Vegetation Contact | Branch (Not overhanging, 4-12ft) | 2029 | 1.5265e-07 | 607.6134 | 9.2751e-05 | 2029 | Mitigation | 0.5 | 30 | 0 | esc | 0.036947 | 5.6398e-09 | 0.039013 | 5.9552e-09 | 0.037115 | 5.6655e-09 | 0.035347 | 5.3957e-09
[120 empty] | 7.3.5.15 Identification and remediation of “at-risk species”WLDFRVegetation ContactBranch (Not overhanging, 4-12ft) | WLDFR | HFTD - Distribution - Tier 3 - 4QU CoRE ¦ 1QU LoRE | Red Flag Warning - Catastrophic Fires | Vegetation Contact | Branch (Not overhanging, 4-12ft) | 2030 | 1.5265e-07 | 607.6134 | 9.2751e-05 | 2030 | Mitigation | 0.5 | 30 | 0 | esc | 0.036947 | 5.6398e-09 | 0.039013 | 5.9552e-09 | 0.037115 | 5.6655e-09 | 0.035347 | 5.3957e-09
[120 empty] | 7.3.5.15 Identification and remediation of “at-risk species”WLDFRVegetation ContactBranch (Not overhanging, 4-12ft) | WLDFR | HFTD - Distribution - Tier 3 - 4QU CoRE ¦ 1QU LoRE | Red Flag Warning - Catastrophic Fires | Vegetation Contact | Branch (Not overhanging, 4-12ft) | 2031 | 1.5265e-07 | 607.6134 | 9.2751e-05 | 2031 | Mitigation | 0.5 | 30 | 0 | esc | 0.036947 | 5.6398e-09 | 0.039013 | 5.9552e-09 | 0.037115 | 5.6655e-09 | 0.035347 | 5.3957e-09
[120 empty] | 7.3.5.15 Identification and remediation of “at-risk species”WLDFRVegetation ContactBranch (Not overhanging, 4-12ft) | WLDFR | HFTD - Distribution - Tier 3 - 4QU CoRE ¦ 1QU LoRE | Red Flag Warning - Catastrophic Fires | Vegetation Contact | Branch (Not overhanging, 4-12ft) | 2032 | 1.5265e-07 | 607.6134 | 9.2751e-05 | 2032 | Mitigation | 0.5 | 30 | 0 | esc | 0.036947 | 5.6398e-09 | 0.039013 | 5.9552e-09 | 0.037115 | 5.6655e-09 | 0.035347 | 5.3957e-09
[120 empty] | 7.3.5.15 Identification and remediation of “at-risk species”WLDFRVegetation ContactBranch (Not overhanging, 4-12ft) | WLDFR | HFTD - Distribution - Tier 3 - 4QU CoRE ¦ 1QU LoRE | Red Flag Warning - Catastrophic Fires | Vegetation Contact | Branch (Not overhanging, 4-12ft) | 2033 | 1.5265e-07 | 607.6134 | 9.2751e-05 | 2033 | Mitigation | 0.5 | 30 | 0 | esc | 0.036947 | 5.6398e-09 | 0.039013 | 5.9552e-09 | 0.037115 | 5.6655e-09 | 0.035347 | 5.3957e-09
[120 empty] | 7.3.5.15 Identification and remediation of “at-risk species”WLDFRVegetation ContactBranch (Not overhanging, 4-12ft) | WLDFR | HFTD - Distribution - Tier 3 - 4QU CoRE ¦ 1QU LoRE | Red Flag Warning - Catastrophic Fires | Vegetation Contact | Branch (Not overhanging, 4-12ft) | 2034 | 1.5265e-07 | 607.6134 | 9.2751e-05 | 2034 | Mitigation | 0.5 | 30 | 0 | esc | 0.036947 | 5.6398e-09 | 0.039013 | 5.9552e-09 | 0.037115 | 5.6655e-09 | 0.035347 | 5.3957e-09
[120 empty] | 7.3.5.15 Identification and remediation of “at-risk species”WLDFRVegetation ContactBranch (Not overhanging, 4-12ft) | WLDFR | HFTD - Distribution - Tier 3 - 4QU CoRE ¦ 1QU LoRE | Red Flag Warning - Catastrophic Fires | Vegetation Contact | Branch (Not overhanging, 4-12ft) | 2035 | 1.5265e-07 | 607.6134 | 9.2751e-05 | 2035 | Mitigation | 0.5 | 30 | 0 | esc | 0.036947 | 5.6398e-09 | 0.039013 | 5.9552e-09 | 0.037115 | 5.6655e-09 | 0.035347 | 5.3957e-09
[120 empty] | 7.3.5.15 Identification and remediation of “at-risk species”WLDFRVegetation ContactBranch (Not overhanging, 4-12ft) | WLDFR | HFTD - Distribution - Tier 3 - 4QU CoRE ¦ 1QU LoRE | Red Flag Warning - Catastrophic Fires | Vegetation Contact | Branch (Not overhanging, 4-12ft) | 2036 | 1.5265e-07 | 607.6134 | 9.2751e-05 | 2036 | Mitigation | 0.5 | 30 | 0 | esc | 0.036947 | 5.6398e-09 | 0.039013 | 5.9552e-09 | 0.037115 | 5.6655e-09 | 0.035347 | 5.3957e-09
[120 empty] | 7.3.5.15 Identification and remediation of “at-risk species”WLDFRVegetation ContactBranch (Not overhanging, 4-12ft) | WLDFR | HFTD - Distribution - Tier 3 - 4QU CoRE ¦ 1QU LoRE | Red Flag Warning - Catastrophic Fires | Vegetation Contact | Branch (Not overhanging, 4-12ft) | 2037 | 1.5265e-07 | 607.6134 | 9.2751e-05 | 2037 | Mitigation | 0.5 | 30 | 0 | esc | 0.036947 | 5.6398e-09 | 0.039013 | 5.9552e-09 | 0.037115 | 5.6655e-09 | 0.035347 | 5.3957e-09
[120 empty] | 7.3.5.15 Identification and remediation of “at-risk species”WLDFRVegetation ContactBranch (Not overhanging, 4-12ft) | WLDFR | HFTD - Distribution - Tier 3 - 4QU CoRE ¦ 1QU LoRE | Red Flag Warning - Catastrophic Fires | Vegetation Contact | Branch (Not overhanging, 4-12ft) | 2038 | 1.5265e-07 | 607.6134 | 9.2751e-05 | 2038 | Mitigation | 0.5 | 30 | 0 | esc | 0.036947 | 5.6398e-09 | 0.039013 | 5.9552e-09 | 0.037115 | 5.6655e-09 | 0.035347 | 5.3957e-09
[120 empty] | 7.3.5.15 Identification and remediation of “at-risk species”WLDFRVegetation ContactBranch (Not overhanging, 4-12ft) | WLDFR | HFTD - Distribution - Tier 3 - 4QU CoRE ¦ 1QU LoRE | Red Flag Warning - Catastrophic Fires | Vegetation Contact | Branch (Not overhanging, 4-12ft) | 2039 | 1.5265e-07 | 607.6134 | 9.2751e-05 | 2039 | Mitigation | 0.5 | 30 | 0 | esc | 0.036947 | 5.6398e-09 | 0.039013 | 5.9552e-09 | 0.037115 | 5.6655e-09 | 0.035347 | 5.3957e-09
[120 empty] | 7.3.5.15 Identification and remediation of “at-risk species”WLDFRVegetation ContactBranch (Not overhanging, 4-12ft) | WLDFR | HFTD - Distribution - Tier 3 - 4QU CoRE ¦ 1QU LoRE | Red Flag Warning - Catastrophic Fires | Vegetation Contact | Branch (Not overhanging, 4-12ft) | 2040 | 1.5265e-07 | 607.6134 | 9.2751e-05 | 2040 | Mitigation | 0.5 | 30 | 0 | esc | 0.036947 | 5.6398e-09 | 0.039013 | 5.9552e-09 | 0.037115 | 5.6655e-09 | 0.035347 | 5.3957e-09
[120 empty] | 7.3.5.15 Identification and remediation of “at-risk species”WLDFRVegetation ContactBranch (Not overhanging, 4-12ft) | WLDFR | HFTD - Distribution - Tier 3 - 4QU CoRE ¦ 1QU LoRE | Red Flag Warning - Catastrophic Fires | Vegetation Contact | Branch (Not overhanging, 4-12ft) | 2041 | 1.5265e-07 | 607.6134 | 9.2751e-05 | 2041 | Mitigation | 0.5 | 30 | 0 | esc | 0.036947 | 5.6398e-09 | 0.039013 | 5.9552e-09 | 0.037115 | 5.6655e-09 | 0.035347 | 5.3957e-09
[120 empty] | 7.3.5.15 Identification and remediation of “at-risk species”WLDFRVegetation ContactBranch (Not overhanging, 4-12ft) | WLDFR | HFTD - Distribution - Tier 3 - 4QU CoRE ¦ 1QU LoRE | Red Flag Warning - Catastrophic Fires | Vegetation Contact | Branch (Not overhanging, 4-12ft) | 2042 | 1.5265e-07 | 607.6134 | 9.2751e-05 | 2042 | Mitigation | 0.5 | 30 | 0 | esc | 0.036947 | 5.6398e-09 | 0.039013 | 5.9552e-09 | 0.037115 | 5.6655e-09 | 0.035347 | 5.3957e-09
[120 empty] | 7.3.5.15 Identification and remediation of “at-risk species”WLDFRVegetation ContactBranch (Not overhanging, 4-12ft) | WLDFR | HFTD - Distribution - Tier 3 - 4QU CoRE ¦ 1QU LoRE | Red Flag Warning - Catastrophic Fires | Vegetation Contact | Branch (Not overhanging, 4-12ft) | 2043 | 1.5265e-07 | 607.6134 | 9.2751e-05 | 2043 | Mitigation | 0.5 | 30 | 0 | esc | 0.036947 | 5.6398e-09 | 0.039013 | 5.9552e-09 | 0.037115 | 5.6655e-09 | 0.035347 | 5.3957e-09
[120 empty] | 7.3.5.15 Identification and remediation of “at-risk species”WLDFRVegetation ContactBranch (Not overhanging, 4-12ft) | WLDFR | HFTD - Distribution - Tier 3 - 4QU CoRE ¦ 1QU LoRE | Red Flag Warning - Catastrophic Fires | Vegetation Contact | Branch (Not overhanging, 4-12ft) | 2044 | 1.5265e-07 | 607.6134 | 9.2751e-05 | 2044 | Mitigation | 0.5 | 30 | 0 | esc | 0.036947 | 5.6398e-09 | 0.039013 | 5.9552e-09 | 0.037115 | 5.6655e-09 | 0.035347 | 5.3957e-09
[120 empty] | 7.3.5.15 Identification and remediation of “at-risk species”WLDFRVegetation ContactBranch (Not overhanging, 4-12ft) | WLDFR | HFTD - Distribution - Tier 3 - 4QU CoRE ¦ 1QU LoRE | Red Flag Warning - Catastrophic Fires | Vegetation Contact | Branch (Not overhanging, 4-12ft) | 2045 | 1.5265e-07 | 607.6134 | 9.2751e-05 | 2045 | Mitigation | 0.5 | 30 | 0 | esc | 0.036947 | 5.6398e-09 | 0.039013 | 5.9552e-09 | 0.037115 | 5.6655e-09 | 0.035347 | 5.3957e-09
[120 empty] | 7.3.5.15 Identification and remediation of “at-risk species”WLDFRVegetation ContactBranch (Not overhanging, 4-12ft) | WLDFR | HFTD - Distribution - Tier 3 - 4QU CoRE ¦ 1QU LoRE | Red Flag Warning - Catastrophic Fires | Vegetation Contact | Branch (Not overhanging, 4-12ft) | 2046 | 1.5265e-07 | 607.6134 | 9.2751e-05 | 2046 | Mitigation | 0.5 | 30 | 0 | esc | 0.036947 | 5.6398e-09 | 0.039013 | 5.9552e-09 | 0.037115 | 5.6655e-09 | 0.035347 | 5.3957e-09
[120 empty] | 7.3.5.15 Identification and remediation of “at-risk species”WLDFRVegetation ContactBranch (Not overhanging, 4-12ft) | WLDFR | HFTD - Distribution - Tier 3 - 4QU CoRE ¦ 1QU LoRE | Red Flag Warning - Catastrophic Fires | Vegetation Contact | Branch (Not overhanging, 4-12ft) | 2047 | 1.5265e-07 | 607.6134 | 9.2751e-05 | 2047 | Mitigation | 0.5 | 30 | 0 | esc | 0.036947 | 5.6398e-09 | 0.039013 | 5.9552e-09 | 0.037115 | 5.6655e-09 | 0.035347 | 5.3957e-09
[120 empty] | 7.3.5.15 Identification and remediation of “at-risk species”WLDFRVegetation ContactBranch (Not overhanging, 4-12ft) | WLDFR | HFTD - Distribution - Tier 3 - 4QU CoRE ¦ 1QU LoRE | Red Flag Warning - Catastrophic Fires | Vegetation Contact | Branch (Not overhanging, 4-12ft) | 2048 | 1.5265e-07 | 607.6134 | 9.2751e-05 | 2048 | Mitigation | 0.5 | 30 | 0 | esc | 0.036947 | 5.6398e-09 | 0.039013 | 5.9552e-09 | 0.037115 | 5.6655e-09 | 0.035347 | 5.3957e-09
[120 empty] | 7.3.5.15 Identification and remediation of “at-risk species”WLDFRVegetation ContactBranch (Not overhanging, 4-12ft) | WLDFR | HFTD - Distribution - Tier 3 - 4QU CoRE ¦ 1QU LoRE | Red Flag Warning - Catastrophic Fires | Vegetation Contact | Branch (Not overhanging, 4-12ft) | 2049 | 1.5265e-07 | 607.6134 | 9.2751e-05 | 2049 | Mitigation | 0.5 | 30 | 0 | esc | 0.036947 | 5.6398e-09 | 0.039013 | 5.9552e-09 | 0.037115 | 5.6655e-09 | 0.035347 | 5.3957e-09
[120 empty] | 7.3.5.15 Identification and remediation of “at-risk species”WLDFRVegetation ContactBranch (Not overhanging, 4-12ft) | WLDFR | HFTD - Distribution - Tier 3 - 4QU CoRE ¦ 1QU LoRE | Red Flag Warning - Catastrophic Fires | Vegetation Contact | Branch (Not overhanging, 4-12ft) | 2050 | 1.5265e-07 | 607.6134 | 9.2751e-05 | 2050 | Mitigation | 0.5 | 30 | 0 | esc | 0 | 0 | 0.039013 | 5.9552e-09 | 0.037115 | 5.6655e-09 | 0.035347 | 5.3957e-09
[120 empty] | 7.3.5.15 Identification and remediation of “at-risk species”WLDFRVegetation ContactBranch (Not overhanging, 4-12ft) | WLDFR | HFTD - Distribution - Tier 3 - 4QU CoRE ¦ 1QU LoRE | Red Flag Warning - Catastrophic Fires | Vegetation Contact | Branch (Not overhanging, 4-12ft) | 2051 | 1.5265e-07 | 607.6134 | 9.2751e-05 | 2051 | Mitigation | 0.5 | 30 | 0 | esc | 0 | 0 | 0 | 0 | 0.037115 | 5.6655e-09 | 0.035347 | 5.3957e-09
[120 empty] | 7.3.5.15 Identification and remediation of “at-risk species”WLDFRVegetation ContactBranch (Not overhanging, 4-12ft) | WLDFR | HFTD - Distribution - Tier 3 - 4QU CoRE ¦ 1QU LoRE | Red Flag Warning - Catastrophic Fires | Vegetation Contact | Branch (Not overhanging, 4-12ft) | 2052 | 1.5265e-07 | 607.6134 | 9.2751e-05 | 2052 | Mitigation | 0.5 | 30 | 0 | esc | 0 | 0 | 0 | 0 | 0 | 0 | 0.035347 | 5.3957e-09
[120 empty] | 7.3.5.15 Identification and remediation of “at-risk species”WLDFRVegetation ContactBranch (Not overhanging, within 4ft) | WLDFR | HFTD - Distribution - Tier 3 - 4QU CoRE ¦ 1QU LoRE | Red Flag Warning - Catastrophic Fires | Vegetation Contact | Branch (Not overhanging, within 4ft) | 2022 | 3.6927e-08 | 607.6134 | 2.2437e-05 | 2022 | Mitigation | 0.9 | 30 | 0 | esc | 0.066504 | 2.4558e-09 | 0.070223 | 2.5931e-09 | 0.066806 | 2.4669e-09 | 0 | 0
[120 empty] | 7.3.5.15 Identification and remediation of “at-risk species”WLDFRVegetation ContactBranch (Not overhanging, within 4ft) | WLDFR | HFTD - Distribution - Tier 3 - 4QU CoRE ¦ 1QU LoRE | Red Flag Warning - Catastrophic Fires | Vegetation Contact | Branch (Not overhanging, within 4ft) | 2023 | 3.6927e-08 | 607.6134 | 2.2437e-05 | 2023 | Mitigation | 0.9 | 30 | 0 | esc | 0.066504 | 2.4558e-09 | 0.070223 | 2.5931e-09 | 0.066806 | 2.4669e-09 | 0.063625 | 2.3495e-09
[120 empty] | 7.3.5.15 Identification and remediation of “at-risk species”WLDFRVegetation ContactBranch (Not overhanging, within 4ft) | WLDFR | HFTD - Distribution - Tier 3 - 4QU CoRE ¦ 1QU LoRE | Red Flag Warning - Catastrophic Fires | Vegetation Contact | Branch (Not overhanging, within 4ft) | 2024 | 3.6927e-08 | 607.6134 | 2.2437e-05 | 2024 | Mitigation | 0.9 | 30 | 0 | esc | 0.066504 | 2.4558e-09 | 0.070223 | 2.5931e-09 | 0.066806 | 2.4669e-09 | 0.063625 | 2.3495e-09
[120 empty] | 7.3.5.15 Identification and remediation of “at-risk species”WLDFRVegetation ContactBranch (Not overhanging, within 4ft) | WLDFR | HFTD - Distribution - Tier 3 - 4QU CoRE ¦ 1QU LoRE | Red Flag Warning - Catastrophic Fires | Vegetation Contact | Branch (Not overhanging, within 4ft) | 2025 | 3.6927e-08 | 607.6134 | 2.2437e-05 | 2025 | Mitigation | 0.9 | 30 | 0 | esc | 0.066504 | 2.4558e-09 | 0.070223 | 2.5931e-09 | 0.066806 | 2.4669e-09 | 0.063625 | 2.3495e-09
[120 empty] | 7.3.5.15 Identification and remediation of “at-risk species”WLDFRVegetation ContactBranch (Not overhanging, within 4ft) | WLDFR | HFTD - Distribution - Tier 3 - 4QU CoRE ¦ 1QU LoRE | Red Flag Warning - Catastrophic Fires | Vegetation Contact | Branch (Not overhanging, within 4ft) | 2026 | 3.6927e-08 | 607.6134 | 2.2437e-05 | 2026 | Mitigation | 0.9 | 30 | 0 | esc | 0.066504 | 2.4558e-09 | 0.070223 | 2.5931e-09 | 0.066806 | 2.4669e-09 | 0.063625 | 2.3495e-09
[120 empty] | 7.3.5.15 Identification and remediation of “at-risk species”WLDFRVegetation ContactBranch (Not overhanging, within 4ft) | WLDFR | HFTD - Distribution - Tier 3 - 4QU CoRE ¦ 1QU LoRE | Red Flag Warning - Catastrophic Fires | Vegetation Contact | Branch (Not overhanging, within 4ft) | 2027 | 3.6927e-08 | 607.6134 | 2.2437e-05 | 2027 | Mitigation | 0.9 | 30 | 0 | esc | 0.066504 | 2.4558e-09 | 0.070223 | 2.5931e-09 | 0.066806 | 2.4669e-09 | 0.063625 | 2.3495e-09
[120 empty] | 7.3.5.15 Identification and remediation of “at-risk species”WLDFRVegetation ContactBranch (Not overhanging, within 4ft) | WLDFR | HFTD - Distribution - Tier 3 - 4QU CoRE ¦ 1QU LoRE | Red Flag Warning - Catastrophic Fires | Vegetation Contact | Branch (Not overhanging, within 4ft) | 2028 | 3.6927e-08 | 607.6134 | 2.2437e-05 | 2028 | Mitigation | 0.9 | 30 | 0 | esc | 0.066504 | 2.4558e-09 | 0.070223 | 2.5931e-09 | 0.066806 | 2.4669e-09 | 0.063625 | 2.3495e-09
[120 empty] | 7.3.5.15 Identification and remediation of “at-risk species”WLDFRVegetation ContactBranch (Not overhanging, within 4ft) | WLDFR | HFTD - Distribution - Tier 3 - 4QU CoRE ¦ 1QU LoRE | Red Flag Warning - Catastrophic Fires | Vegetation Contact | Branch (Not overhanging, within 4ft) | 2029 | 3.6927e-08 | 607.6134 | 2.2437e-05 | 2029 | Mitigation | 0.9 | 30 | 0 | esc | 0.066504 | 2.4558e-09 | 0.070223 | 2.5931e-09 | 0.066806 | 2.4669e-09 | 0.063625 | 2.3495e-09
[120 empty] | 7.3.5.15 Identification and remediation of “at-risk species”WLDFRVegetation ContactBranch (Not overhanging, within 4ft) | WLDFR | HFTD - Distribution - Tier 3 - 4QU CoRE ¦ 1QU LoRE | Red Flag Warning - Catastrophic Fires | Vegetation Contact | Branch (Not overhanging, within 4ft) | 2030 | 3.6927e-08 | 607.6134 | 2.2437e-05 | 2030 | Mitigation | 0.9 | 30 | 0 | esc | 0.066504 | 2.4558e-09 | 0.070223 | 2.5931e-09 | 0.066806 | 2.4669e-09 | 0.063625 | 2.3495e-09
[120 empty] | 7.3.5.15 Identification and remediation of “at-risk species”WLDFRVegetation ContactBranch (Not overhanging, within 4ft) | WLDFR | HFTD - Distribution - Tier 3 - 4QU CoRE ¦ 1QU LoRE | Red Flag Warning - Catastrophic Fires | Vegetation Contact | Branch (Not overhanging, within 4ft) | 2031 | 3.6927e-08 | 607.6134 | 2.2437e-05 | 2031 | Mitigation | 0.9 | 30 | 0 | esc | 0.066504 | 2.4558e-09 | 0.070223 | 2.5931e-09 | 0.066806 | 2.4669e-09 | 0.063625 | 2.3495e-09
[120 empty] | 7.3.5.15 Identification and remediation of “at-risk species”WLDFRVegetation ContactBranch (Not overhanging, within 4ft) | WLDFR | HFTD - Distribution - Tier 3 - 4QU CoRE ¦ 1QU LoRE | Red Flag Warning - Catastrophic Fires | Vegetation Contact | Branch (Not overhanging, within 4ft) | 2032 | 3.6927e-08 | 607.6134 | 2.2437e-05 | 2032 | Mitigation | 0.9 | 30 | 0 | esc | 0.066504 | 2.4558e-09 | 0.070223 | 2.5931e-09 | 0.066806 | 2.4669e-09 | 0.063625 | 2.3495e-09
[120 empty] | 7.3.5.15 Identification and remediation of “at-risk species”WLDFRVegetation ContactBranch (Not overhanging, within 4ft) | WLDFR | HFTD - Distribution - Tier 3 - 4QU CoRE ¦ 1QU LoRE | Red Flag Warning - Catastrophic Fires | Vegetation Contact | Branch (Not overhanging, within 4ft) | 2033 | 3.6927e-08 | 607.6134 | 2.2437e-05 | 2033 | Mitigation | 0.9 | 30 | 0 | esc | 0.066504 | 2.4558e-09 | 0.070223 | 2.5931e-09 | 0.066806 | 2.4669e-09 | 0.063625 | 2.3495e-09
[120 empty] | 7.3.5.15 Identification and remediation of “at-risk species”WLDFRVegetation ContactBranch (Not overhanging, within 4ft) | WLDFR | HFTD - Distribution - Tier 3 - 4QU CoRE ¦ 1QU LoRE | Red Flag Warning - Catastrophic Fires | Vegetation Contact | Branch (Not overhanging, within 4ft) | 2034 | 3.6927e-08 | 607.6134 | 2.2437e-05 | 2034 | Mitigation | 0.9 | 30 | 0 | esc | 0.066504 | 2.4558e-09 | 0.070223 | 2.5931e-09 | 0.066806 | 2.4669e-09 | 0.063625 | 2.3495e-09
[120 empty] | 7.3.5.15 Identification and remediation of “at-risk species”WLDFRVegetation ContactBranch (Not overhanging, within 4ft) | WLDFR | HFTD - Distribution - Tier 3 - 4QU CoRE ¦ 1QU LoRE | Red Flag Warning - Catastrophic Fires | Vegetation Contact | Branch (Not overhanging, within 4ft) | 2035 | 3.6927e-08 | 607.6134 | 2.2437e-05 | 2035 | Mitigation | 0.9 | 30 | 0 | esc | 0.066504 | 2.4558e-09 | 0.070223 | 2.5931e-09 | 0.066806 | 2.4669e-09 | 0.063625 | 2.3495e-09
[120 empty] | 7.3.5.15 Identification and remediation of “at-risk species”WLDFRVegetation ContactBranch (Not overhanging, within 4ft) | WLDFR | HFTD - Distribution - Tier 3 - 4QU CoRE ¦ 1QU LoRE | Red Flag Warning - Catastrophic Fires | Vegetation Contact | Branch (Not overhanging, within 4ft) | 2036 | 3.6927e-08 | 607.6134 | 2.2437e-05 | 2036 | Mitigation | 0.9 | 30 | 0 | esc | 0.066504 | 2.4558e-09 | 0.070223 | 2.5931e-09 | 0.066806 | 2.4669e-09 | 0.063625 | 2.3495e-09
[120 empty] | 7.3.5.15 Identification and remediation of “at-risk species”WLDFRVegetation ContactBranch (Not overhanging, within 4ft) | WLDFR | HFTD - Distribution - Tier 3 - 4QU CoRE ¦ 1QU LoRE | Red Flag Warning - Catastrophic Fires | Vegetation Contact | Branch (Not overhanging, within 4ft) | 2037 | 3.6927e-08 | 607.6134 | 2.2437e-05 | 2037 | Mitigation | 0.9 | 30 | 0 | esc | 0.066504 | 2.4558e-09 | 0.070223 | 2.5931e-09 | 0.066806 | 2.4669e-09 | 0.063625 | 2.3495e-09
[120 empty] | 7.3.5.15 Identification and remediation of “at-risk species”WLDFRVegetation ContactBranch (Not overhanging, within 4ft) | WLDFR | HFTD - Distribution - Tier 3 - 4QU CoRE ¦ 1QU LoRE | Red Flag Warning - Catastrophic Fires | Vegetation Contact | Branch (Not overhanging, within 4ft) | 2038 | 3.6927e-08 | 607.6134 | 2.2437e-05 | 2038 | Mitigation | 0.9 | 30 | 0 | esc | 0.066504 | 2.4558e-09 | 0.070223 | 2.5931e-09 | 0.066806 | 2.4669e-09 | 0.063625 | 2.3495e-09
[120 empty] | 7.3.5.15 Identification and remediation of “at-risk species”WLDFRVegetation ContactBranch (Not overhanging, within 4ft) | WLDFR | HFTD - Distribution - Tier 3 - 4QU CoRE ¦ 1QU LoRE | Red Flag Warning - Catastrophic Fires | Vegetation Contact | Branch (Not overhanging, within 4ft) | 2039 | 3.6927e-08 | 607.6134 | 2.2437e-05 | 2039 | Mitigation | 0.9 | 30 | 0 | esc | 0.066504 | 2.4558e-09 | 0.070223 | 2.5931e-09 | 0.066806 | 2.4669e-09 | 0.063625 | 2.3495e-09
[120 empty] | 7.3.5.15 Identification and remediation of “at-risk species”WLDFRVegetation ContactBranch (Not overhanging, within 4ft) | WLDFR | HFTD - Distribution - Tier 3 - 4QU CoRE ¦ 1QU LoRE | Red Flag Warning - Catastrophic Fires | Vegetation Contact | Branch (Not overhanging, within 4ft) | 2040 | 3.6927e-08 | 607.6134 | 2.2437e-05 | 2040 | Mitigation | 0.9 | 30 | 0 | esc | 0.066504 | 2.4558e-09 | 0.070223 | 2.5931e-09 | 0.066806 | 2.4669e-09 | 0.063625 | 2.3495e-09
[120 empty] | 7.3.5.15 Identification and remediation of “at-risk species”WLDFRVegetation ContactBranch (Not overhanging, within 4ft) | WLDFR | HFTD - Distribution - Tier 3 - 4QU CoRE ¦ 1QU LoRE | Red Flag Warning - Catastrophic Fires | Vegetation Contact | Branch (Not overhanging, within 4ft) | 2041 | 3.6927e-08 | 607.6134 | 2.2437e-05 | 2041 | Mitigation | 0.9 | 30 | 0 | esc | 0.066504 | 2.4558e-09 | 0.070223 | 2.5931e-09 | 0.066806 | 2.4669e-09 | 0.063625 | 2.3495e-09
[120 empty] | 7.3.5.15 Identification and remediation of “at-risk species”WLDFRVegetation ContactBranch (Not overhanging, within 4ft) | WLDFR | HFTD - Distribution - Tier 3 - 4QU CoRE ¦ 1QU LoRE | Red Flag Warning - Catastrophic Fires | Vegetation Contact | Branch (Not overhanging, within 4ft) | 2042 | 3.6927e-08 | 607.6134 | 2.2437e-05 | 2042 | Mitigation | 0.9 | 30 | 0 | esc | 0.066504 | 2.4558e-09 | 0.070223 | 2.5931e-09 | 0.066806 | 2.4669e-09 | 0.063625 | 2.3495e-09
[120 empty] | 7.3.5.15 Identification and remediation of “at-risk species”WLDFRVegetation ContactBranch (Not overhanging, within 4ft) | WLDFR | HFTD - Distribution - Tier 3 - 4QU CoRE ¦ 1QU LoRE | Red Flag Warning - Catastrophic Fires | Vegetation Contact | Branch (Not overhanging, within 4ft) | 2043 | 3.6927e-08 | 607.6134 | 2.2437e-05 | 2043 | Mitigation | 0.9 | 30 | 0 | esc | 0.066504 | 2.4558e-09 | 0.070223 | 2.5931e-09 | 0.066806 | 2.4669e-09 | 0.063625 | 2.3495e-09
[120 empty] | 7.3.5.15 Identification and remediation of “at-risk species”WLDFRVegetation ContactBranch (Not overhanging, within 4ft) | WLDFR | HFTD - Distribution - Tier 3 - 4QU CoRE ¦ 1QU LoRE | Red Flag Warning - Catastrophic Fires | Vegetation Contact | Branch (Not overhanging, within 4ft) | 2044 | 3.6927e-08 | 607.6134 | 2.2437e-05 | 2044 | Mitigation | 0.9 | 30 | 0 | esc | 0.066504 | 2.4558e-09 | 0.070223 | 2.5931e-09 | 0.066806 | 2.4669e-09 | 0.063625 | 2.3495e-09
[120 empty] | 7.3.5.15 Identification and remediation of “at-risk species”WLDFRVegetation ContactBranch (Not overhanging, within 4ft) | WLDFR | HFTD - Distribution - Tier 3 - 4QU CoRE ¦ 1QU LoRE | Red Flag Warning - Catastrophic Fires | Vegetation Contact | Branch (Not overhanging, within 4ft) | 2045 | 3.6927e-08 | 607.6134 | 2.2437e-05 | 2045 | Mitigation | 0.9 | 30 | 0 | esc | 0.066504 | 2.4558e-09 | 0.070223 | 2.5931e-09 | 0.066806 | 2.4669e-09 | 0.063625 | 2.3495e-09
[120 empty] | 7.3.5.15 Identification and remediation of “at-risk species”WLDFRVegetation ContactBranch (Not overhanging, within 4ft) | WLDFR | HFTD - Distribution - Tier 3 - 4QU CoRE ¦ 1QU LoRE | Red Flag Warning - Catastrophic Fires | Vegetation Contact | Branch (Not overhanging, within 4ft) | 2046 | 3.6927e-08 | 607.6134 | 2.2437e-05 | 2046 | Mitigation | 0.9 | 30 | 0 | esc | 0.066504 | 2.4558e-09 | 0.070223 | 2.5931e-09 | 0.066806 | 2.4669e-09 | 0.063625 | 2.3495e-09
[120 empty] | 7.3.5.15 Identification and remediation of “at-risk species”WLDFRVegetation ContactBranch (Not overhanging, within 4ft) | WLDFR | HFTD - Distribution - Tier 3 - 4QU CoRE ¦ 1QU LoRE | Red Flag Warning - Catastrophic Fires | Vegetation Contact | Branch (Not overhanging, within 4ft) | 2047 | 3.6927e-08 | 607.6134 | 2.2437e-05 | 2047 | Mitigation | 0.9 | 30 | 0 | esc | 0.066504 | 2.4558e-09 | 0.070223 | 2.5931e-09 | 0.066806 | 2.4669e-09 | 0.063625 | 2.3495e-09
[120 empty] | 7.3.5.15 Identification and remediation of “at-risk species”WLDFRVegetation ContactBranch (Not overhanging, within 4ft) | WLDFR | HFTD - Distribution - Tier 3 - 4QU CoRE ¦ 1QU LoRE | Red Flag Warning - Catastrophic Fires | Vegetation Contact | Branch (Not overhanging, within 4ft) | 2048 | 3.6927e-08 | 607.6134 | 2.2437e-05 | 2048 | Mitigation | 0.9 | 30 | 0 | esc | 0.066504 | 2.4558e-09 | 0.070223 | 2.5931e-09 | 0.066806 | 2.4669e-09 | 0.063625 | 2.3495e-09
[120 empty] | 7.3.5.15 Identification and remediation of “at-risk species”WLDFRVegetation ContactBranch (Not overhanging, within 4ft) | WLDFR | HFTD - Distribution - Tier 3 - 4QU CoRE ¦ 1QU LoRE | Red Flag Warning - Catastrophic Fires | Vegetation Contact | Branch (Not overhanging, within 4ft) | 2049 | 3.6927e-08 | 607.6134 | 2.2437e-05 | 2049 | Mitigation | 0.9 | 30 | 0 | esc | 0.066504 | 2.4558e-09 | 0.070223 | 2.5931e-09 | 0.066806 | 2.4669e-09 | 0.063625 | 2.3495e-09
[120 empty] | 7.3.5.15 Identification and remediation of “at-risk species”WLDFRVegetation ContactBranch (Not overhanging, within 4ft) | WLDFR | HFTD - Distribution - Tier 3 - 4QU CoRE ¦ 1QU LoRE | Red Flag Warning - Catastrophic Fires | Vegetation Contact | Branch (Not overhanging, within 4ft) | 2050 | 3.6927e-08 | 607.6134 | 2.2437e-05 | 2050 | Mitigation | 0.9 | 30 | 0 | esc | 0 | 0 | 0.070223 | 2.5931e-09 | 0.066806 | 2.4669e-09 | 0.063625 | 2.3495e-09
[120 empty] | 7.3.5.15 Identification and remediation of “at-risk species”WLDFRVegetation ContactBranch (Not overhanging, within 4ft) | WLDFR | HFTD - Distribution - Tier 3 - 4QU CoRE ¦ 1QU LoRE | Red Flag Warning - Catastrophic Fires | Vegetation Contact | Branch (Not overhanging, within 4ft) | 2051 | 3.6927e-08 | 607.6134 | 2.2437e-05 | 2051 | Mitigation | 0.9 | 30 | 0 | esc | 0 | 0 | 0 | 0 | 0.066806 | 2.4669e-09 | 0.063625 | 2.3495e-09
[120 empty] | 7.3.5.15 Identification and remediation of “at-risk species”WLDFRVegetation ContactBranch (Not overhanging, within 4ft) | WLDFR | HFTD - Distribution - Tier 3 - 4QU CoRE ¦ 1QU LoRE | Red Flag Warning - Catastrophic Fires | Vegetation Contact | Branch (Not overhanging, within 4ft) | 2052 | 3.6927e-08 | 607.6134 | 2.2437e-05 | 2052 | Mitigation | 0.9 | 30 | 0 | esc | 0 | 0 | 0 | 0 | 0 | 0 | 0.063625 | 2.3495e-09
[120 empty] | 7.3.5.15 Identification and remediation of “at-risk species”WLDFRVegetation ContactBranch (OverHanging) | WLDFR | HFTD - Distribution - Tier 3 - 4QU CoRE ¦ 1QU LoRE | Red Flag Warning - Catastrophic Fires | Vegetation Contact | Branch (OverHanging) | 2022 | 2.1763e-06 | 607.6134 | 0.0013223 | 2022 | Mitigation | 0.9 | 30 | 0 | esc | 0.066504 | 1.4473e-07 | 0.070223 | 1.5282e-07 | 0.066806 | 1.4539e-07 | 0 | 0
[120 empty] | 7.3.5.15 Identification and remediation of “at-risk species”WLDFRVegetation ContactBranch (OverHanging) | WLDFR | HFTD - Distribution - Tier 3 - 4QU CoRE ¦ 1QU LoRE | Red Flag Warning - Catastrophic Fires | Vegetation Contact | Branch (OverHanging) | 2023 | 2.1763e-06 | 607.6134 | 0.0013223 | 2023 | Mitigation | 0.9 | 30 | 0 | esc | 0.066504 | 1.4473e-07 | 0.070223 | 1.5282e-07 | 0.066806 | 1.4539e-07 | 0.063625 | 1.3846e-07
[120 empty] | 7.3.5.15 Identification and remediation of “at-risk species”WLDFRVegetation ContactBranch (OverHanging) | WLDFR | HFTD - Distribution - Tier 3 - 4QU CoRE ¦ 1QU LoRE | Red Flag Warning - Catastrophic Fires | Vegetation Contact | Branch (OverHanging) | 2024 | 2.1763e-06 | 607.6134 | 0.0013223 | 2024 | Mitigation | 0.9 | 30 | 0 | esc | 0.066504 | 1.4473e-07 | 0.070223 | 1.5282e-07 | 0.066806 | 1.4539e-07 | 0.063625 | 1.3846e-07
[120 empty] | 7.3.5.15 Identification and remediation of “at-risk species”WLDFRVegetation ContactBranch (OverHanging) | WLDFR | HFTD - Distribution - Tier 3 - 4QU CoRE ¦ 1QU LoRE | Red Flag Warning - Catastrophic Fires | Vegetation Contact | Branch (OverHanging) | 2025 | 2.1763e-06 | 607.6134 | 0.0013223 | 2025 | Mitigation | 0.9 | 30 | 0 | esc | 0.066504 | 1.4473e-07 | 0.070223 | 1.5282e-07 | 0.066806 | 1.4539e-07 | 0.063625 | 1.3846e-07
[120 empty] | 7.3.5.15 Identification and remediation of “at-risk species”WLDFRVegetation ContactBranch (OverHanging) | WLDFR | HFTD - Distribution - Tier 3 - 4QU CoRE ¦ 1QU LoRE | Red Flag Warning - Catastrophic Fires | Vegetation Contact | Branch (OverHanging) | 2026 | 2.1763e-06 | 607.6134 | 0.0013223 | 2026 | Mitigation | 0.9 | 30 | 0 | esc | 0.066504 | 1.4473e-07 | 0.070223 | 1.5282e-07 | 0.066806 | 1.4539e-07 | 0.063625 | 1.3846e-07
[120 empty] | 7.3.5.15 Identification and remediation of “at-risk species”WLDFRVegetation ContactBranch (OverHanging) | WLDFR | HFTD - Distribution - Tier 3 - 4QU CoRE ¦ 1QU LoRE | Red Flag Warning - Catastrophic Fires | Vegetation Contact | Branch (OverHanging) | 2027 | 2.1763e-06 | 607.6134 | 0.0013223 | 2027 | Mitigation | 0.9 | 30 | 0 | esc | 0.066504 | 1.4473e-07 | 0.070223 | 1.5282e-07 | 0.066806 | 1.4539e-07 | 0.063625 | 1.3846e-07
[120 empty] | 7.3.5.15 Identification and remediation of “at-risk species”WLDFRVegetation ContactBranch (OverHanging) | WLDFR | HFTD - Distribution - Tier 3 - 4QU CoRE ¦ 1QU LoRE | Red Flag Warning - Catastrophic Fires | Vegetation Contact | Branch (OverHanging) | 2028 | 2.1763e-06 | 607.6134 | 0.0013223 | 2028 | Mitigation | 0.9 | 30 | 0 | esc | 0.066504 | 1.4473e-07 | 0.070223 | 1.5282e-07 | 0.066806 | 1.4539e-07 | 0.063625 | 1.3846e-07
[120 empty] | 7.3.5.15 Identification and remediation of “at-risk species”WLDFRVegetation ContactBranch (OverHanging) | WLDFR | HFTD - Distribution - Tier 3 - 4QU CoRE ¦ 1QU LoRE | Red Flag Warning - Catastrophic Fires | Vegetation Contact | Branch (OverHanging) | 2029 | 2.1763e-06 | 607.6134 | 0.0013223 | 2029 | Mitigation | 0.9 | 30 | 0 | esc | 0.066504 | 1.4473e-07 | 0.070223 | 1.5282e-07 | 0.066806 | 1.4539e-07 | 0.063625 | 1.3846e-07
[120 empty] | 7.3.5.15 Identification and remediation of “at-risk species”WLDFRVegetation ContactBranch (OverHanging) | WLDFR | HFTD - Distribution - Tier 3 - 4QU CoRE ¦ 1QU LoRE | Red Flag Warning - Catastrophic Fires | Vegetation Contact | Branch (OverHanging) | 2030 | 2.1763e-06 | 607.6134 | 0.0013223 | 2030 | Mitigation | 0.9 | 30 | 0 | esc | 0.066504 | 1.4473e-07 | 0.070223 | 1.5282e-07 | 0.066806 | 1.4539e-07 | 0.063625 | 1.3846e-07
[120 empty] | 7.3.5.15 Identification and remediation of “at-risk species”WLDFRVegetation ContactBranch (OverHanging) | WLDFR | HFTD - Distribution - Tier 3 - 4QU CoRE ¦ 1QU LoRE | Red Flag Warning - Catastrophic Fires | Vegetation Contact | Branch (OverHanging) | 2031 | 2.1763e-06 | 607.6134 | 0.0013223 | 2031 | Mitigation | 0.9 | 30 | 0 | esc | 0.066504 | 1.4473e-07 | 0.070223 | 1.5282e-07 | 0.066806 | 1.4539e-07 | 0.063625 | 1.3846e-07
[120 empty] | 7.3.5.15 Identification and remediation of “at-risk species”WLDFRVegetation ContactBranch (OverHanging) | WLDFR | HFTD - Distribution - Tier 3 - 4QU CoRE ¦ 1QU LoRE | Red Flag Warning - Catastrophic Fires | Vegetation Contact | Branch (OverHanging) | 2032 | 2.1763e-06 | 607.6134 | 0.0013223 | 2032 | Mitigation | 0.9 | 30 | 0 | esc | 0.066504 | 1.4473e-07 | 0.070223 | 1.5282e-07 | 0.066806 | 1.4539e-07 | 0.063625 | 1.3846e-07
[120 empty] | 7.3.5.15 Identification and remediation of “at-risk species”WLDFRVegetation ContactBranch (OverHanging) | WLDFR | HFTD - Distribution - Tier 3 - 4QU CoRE ¦ 1QU LoRE | Red Flag Warning - Catastrophic Fires | Vegetation Contact | Branch (OverHanging) | 2033 | 2.1763e-06 | 607.6134 | 0.0013223 | 2033 | Mitigation | 0.9 | 30 | 0 | esc | 0.066504 | 1.4473e-07 | 0.070223 | 1.5282e-07 | 0.066806 | 1.4539e-07 | 0.063625 | 1.3846e-07
[120 empty] | 7.3.5.15 Identification and remediation of “at-risk species”WLDFRVegetation ContactBranch (OverHanging) | WLDFR | HFTD - Distribution - Tier 3 - 4QU CoRE ¦ 1QU LoRE | Red Flag Warning - Catastrophic Fires | Vegetation Contact | Branch (OverHanging) | 2034 | 2.1763e-06 | 607.6134 | 0.0013223 | 2034 | Mitigation | 0.9 | 30 | 0 | esc | 0.066504 | 1.4473e-07 | 0.070223 | 1.5282e-07 | 0.066806 | 1.4539e-07 | 0.063625 | 1.3846e-07
[120 empty] | 7.3.5.15 Identification and remediation of “at-risk species”WLDFRVegetation ContactBranch (OverHanging) | WLDFR | HFTD - Distribution - Tier 3 - 4QU CoRE ¦ 1QU LoRE | Red Flag Warning - Catastrophic Fires | Vegetation Contact | Branch (OverHanging) | 2035 | 2.1763e-06 | 607.6134 | 0.0013223 | 2035 | Mitigation | 0.9 | 30 | 0 | esc | 0.066504 | 1.4473e-07 | 0.070223 | 1.5282e-07 | 0.066806 | 1.4539e-07 | 0.063625 | 1.3846e-07
[120 empty] | 7.3.5.15 Identification and remediation of “at-risk species”WLDFRVegetation ContactBranch (OverHanging) | WLDFR | HFTD - Distribution - Tier 3 - 4QU CoRE ¦ 1QU LoRE | Red Flag Warning - Catastrophic Fires | Vegetation Contact | Branch (OverHanging) | 2036 | 2.1763e-06 | 607.6134 | 0.0013223 | 2036 | Mitigation | 0.9 | 30 | 0 | esc | 0.066504 | 1.4473e-07 | 0.070223 | 1.5282e-07 | 0.066806 | 1.4539e-07 | 0.063625 | 1.3846e-07
[120 empty] | 7.3.5.15 Identification and remediation of “at-risk species”WLDFRVegetation ContactBranch (OverHanging) | WLDFR | HFTD - Distribution - Tier 3 - 4QU CoRE ¦ 1QU LoRE | Red Flag Warning - Catastrophic Fires | Vegetation Contact | Branch (OverHanging) | 2037 | 2.1763e-06 | 607.6134 | 0.0013223 | 2037 | Mitigation | 0.9 | 30 | 0 | esc | 0.066504 | 1.4473e-07 | 0.070223 | 1.5282e-07 | 0.066806 | 1.4539e-07 | 0.063625 | 1.3846e-07
[120 empty] | 7.3.5.15 Identification and remediation of “at-risk species”WLDFRVegetation ContactBranch (OverHanging) | WLDFR | HFTD - Distribution - Tier 3 - 4QU CoRE ¦ 1QU LoRE | Red Flag Warning - Catastrophic Fires | Vegetation Contact | Branch (OverHanging) | 2038 | 2.1763e-06 | 607.6134 | 0.0013223 | 2038 | Mitigation | 0.9 | 30 | 0 | esc | 0.066504 | 1.4473e-07 | 0.070223 | 1.5282e-07 | 0.066806 | 1.4539e-07 | 0.063625 | 1.3846e-07
[120 empty] | 7.3.5.15 Identification and remediation of “at-risk species”WLDFRVegetation ContactBranch (OverHanging) | WLDFR | HFTD - Distribution - Tier 3 - 4QU CoRE ¦ 1QU LoRE | Red Flag Warning - Catastrophic Fires | Vegetation Contact | Branch (OverHanging) | 2039 | 2.1763e-06 | 607.6134 | 0.0013223 | 2039 | Mitigation | 0.9 | 30 | 0 | esc | 0.066504 | 1.4473e-07 | 0.070223 | 1.5282e-07 | 0.066806 | 1.4539e-07 | 0.063625 | 1.3846e-07
[120 empty] | 7.3.5.15 Identification and remediation of “at-risk species”WLDFRVegetation ContactBranch (OverHanging) | WLDFR | HFTD - Distribution - Tier 3 - 4QU CoRE ¦ 1QU LoRE | Red Flag Warning - Catastrophic Fires | Vegetation Contact | Branch (OverHanging) | 2040 | 2.1763e-06 | 607.6134 | 0.0013223 | 2040 | Mitigation | 0.9 | 30 | 0 | esc | 0.066504 | 1.4473e-07 | 0.070223 | 1.5282e-07 | 0.066806 | 1.4539e-07 | 0.063625 | 1.3846e-07
[120 empty] | 7.3.5.15 Identification and remediation of “at-risk species”WLDFRVegetation ContactBranch (OverHanging) | WLDFR | HFTD - Distribution - Tier 3 - 4QU CoRE ¦ 1QU LoRE | Red Flag Warning - Catastrophic Fires | Vegetation Contact | Branch (OverHanging) | 2041 | 2.1763e-06 | 607.6134 | 0.0013223 | 2041 | Mitigation | 0.9 | 30 | 0 | esc | 0.066504 | 1.4473e-07 | 0.070223 | 1.5282e-07 | 0.066806 | 1.4539e-07 | 0.063625 | 1.3846e-07
[120 empty] | 7.3.5.15 Identification and remediation of “at-risk species”WLDFRVegetation ContactBranch (OverHanging) | WLDFR | HFTD - Distribution - Tier 3 - 4QU CoRE ¦ 1QU LoRE | Red Flag Warning - Catastrophic Fires | Vegetation Contact | Branch (OverHanging) | 2042 | 2.1763e-06 | 607.6134 | 0.0013223 | 2042 | Mitigation | 0.9 | 30 | 0 | esc | 0.066504 | 1.4473e-07 | 0.070223 | 1.5282e-07 | 0.066806 | 1.4539e-07 | 0.063625 | 1.3846e-07
[120 empty] | 7.3.5.15 Identification and remediation of “at-risk species”WLDFRVegetation ContactBranch (OverHanging) | WLDFR | HFTD - Distribution - Tier 3 - 4QU CoRE ¦ 1QU LoRE | Red Flag Warning - Catastrophic Fires | Vegetation Contact | Branch (OverHanging) | 2043 | 2.1763e-06 | 607.6134 | 0.0013223 | 2043 | Mitigation | 0.9 | 30 | 0 | esc | 0.066504 | 1.4473e-07 | 0.070223 | 1.5282e-07 | 0.066806 | 1.4539e-07 | 0.063625 | 1.3846e-07
[120 empty] | 7.3.5.15 Identification and remediation of “at-risk species”WLDFRVegetation ContactBranch (OverHanging) | WLDFR | HFTD - Distribution - Tier 3 - 4QU CoRE ¦ 1QU LoRE | Red Flag Warning - Catastrophic Fires | Vegetation Contact | Branch (OverHanging) | 2044 | 2.1763e-06 | 607.6134 | 0.0013223 | 2044 | Mitigation | 0.9 | 30 | 0 | esc | 0.066504 | 1.4473e-07 | 0.070223 | 1.5282e-07 | 0.066806 | 1.4539e-07 | 0.063625 | 1.3846e-07
[120 empty] | 7.3.5.15 Identification and remediation of “at-risk species”WLDFRVegetation ContactBranch (OverHanging) | WLDFR | HFTD - Distribution - Tier 3 - 4QU CoRE ¦ 1QU LoRE | Red Flag Warning - Catastrophic Fires | Vegetation Contact | Branch (OverHanging) | 2045 | 2.1763e-06 | 607.6134 | 0.0013223 | 2045 | Mitigation | 0.9 | 30 | 0 | esc | 0.066504 | 1.4473e-07 | 0.070223 | 1.5282e-07 | 0.066806 | 1.4539e-07 | 0.063625 | 1.3846e-07
[120 empty] | 7.3.5.15 Identification and remediation of “at-risk species”WLDFRVegetation ContactBranch (OverHanging) | WLDFR | HFTD - Distribution - Tier 3 - 4QU CoRE ¦ 1QU LoRE | Red Flag Warning - Catastrophic Fires | Vegetation Contact | Branch (OverHanging) | 2046 | 2.1763e-06 | 607.6134 | 0.0013223 | 2046 | Mitigation | 0.9 | 30 | 0 | esc | 0.066504 | 1.4473e-07 | 0.070223 | 1.5282e-07 | 0.066806 | 1.4539e-07 | 0.063625 | 1.3846e-07
[120 empty] | 7.3.5.15 Identification and remediation of “at-risk species”WLDFRVegetation ContactBranch (OverHanging) | WLDFR | HFTD - Distribution - Tier 3 - 4QU CoRE ¦ 1QU LoRE | Red Flag Warning - Catastrophic Fires | Vegetation Contact | Branch (OverHanging) | 2047 | 2.1763e-06 | 607.6134 | 0.0013223 | 2047 | Mitigation | 0.9 | 30 | 0 | esc | 0.066504 | 1.4473e-07 | 0.070223 | 1.5282e-07 | 0.066806 | 1.4539e-07 | 0.063625 | 1.3846e-07
[120 empty] | 7.3.5.15 Identification and remediation of “at-risk species”WLDFRVegetation ContactBranch (OverHanging) | WLDFR | HFTD - Distribution - Tier 3 - 4QU CoRE ¦ 1QU LoRE | Red Flag Warning - Catastrophic Fires | Vegetation Contact | Branch (OverHanging) | 2048 | 2.1763e-06 | 607.6134 | 0.0013223 | 2048 | Mitigation | 0.9 | 30 | 0 | esc | 0.066504 | 1.4473e-07 | 0.070223 | 1.5282e-07 | 0.066806 | 1.4539e-07 | 0.063625 | 1.3846e-07
[120 empty] | 7.3.5.15 Identification and remediation of “at-risk species”WLDFRVegetation ContactBranch (OverHanging) | WLDFR | HFTD - Distribution - Tier 3 - 4QU CoRE ¦ 1QU LoRE | Red Flag Warning - Catastrophic Fires | Vegetation Contact | Branch (OverHanging) | 2049 | 2.1763e-06 | 607.6134 | 0.0013223 | 2049 | Mitigation | 0.9 | 30 | 0 | esc | 0.066504 | 1.4473e-07 | 0.070223 | 1.5282e-07 | 0.066806 | 1.4539e-07 | 0.063625 | 1.3846e-07
[120 empty] | 7.3.5.15 Identification and remediation of “at-risk species”WLDFRVegetation ContactBranch (OverHanging) | WLDFR | HFTD - Distribution - Tier 3 - 4QU CoRE ¦ 1QU LoRE | Red Flag Warning - Catastrophic Fires | Vegetation Contact | Branch (OverHanging) | 2050 | 2.1763e-06 | 607.6134 | 0.0013223 | 2050 | Mitigation | 0.9 | 30 | 0 | esc | 0 | 0 | 0.070223 | 1.5282e-07 | 0.066806 | 1.4539e-07 | 0.063625 | 1.3846e-07
[120 empty] | 7.3.5.15 Identification and remediation of “at-risk species”WLDFRVegetation ContactBranch (OverHanging) | WLDFR | HFTD - Distribution - Tier 3 - 4QU CoRE ¦ 1QU LoRE | Red Flag Warning - Catastrophic Fires | Vegetation Contact | Branch (OverHanging) | 2051 | 2.1763e-06 | 607.6134 | 0.0013223 | 2051 | Mitigation | 0.9 | 30 | 0 | esc | 0 | 0 | 0 | 0 | 0.066806 | 1.4539e-07 | 0.063625 | 1.3846e-07
[120 empty] | 7.3.5.15 Identification and remediation of “at-risk species”WLDFRVegetation ContactBranch (OverHanging) | WLDFR | HFTD - Distribution - Tier 3 - 4QU CoRE ¦ 1QU LoRE | Red Flag Warning - Catastrophic Fires | Vegetation Contact | Branch (OverHanging) | 2052 | 2.1763e-06 | 607.6134 | 0.0013223 | 2052 | Mitigation | 0.9 | 30 | 0 | esc | 0 | 0 | 0 | 0 | 0 | 0 | 0.063625 | 1.3846e-07
[120 empty] | 7.3.5.15 Identification and remediation of “at-risk species”WLDFRVegetation ContactFell into (Moderate-Severe defect) | WLDFR | HFTD - Distribution - Tier 3 - 4QU CoRE ¦ 1QU LoRE | Red Flag Warning - Catastrophic Fires | Vegetation Contact | Fell into (Moderate-Severe defect) | 2022 | 6.8521e-07 | 607.6134 | 0.00041634 | 2022 | Mitigation | 0.95 | 1 | 0 | esc | 0 | 0 | 0 | 0 | 0.070518 | 4.8319e-08 | 0 | 0
[120 empty] | 7.3.5.15 Identification and remediation of “at-risk species”WLDFRVegetation ContactFell into (Moderate-Severe defect) | WLDFR | HFTD - Distribution - Tier 3 - 4QU CoRE ¦ 1QU LoRE | Red Flag Warning - Catastrophic Fires | Vegetation Contact | Fell into (Moderate-Severe defect) | 2023 | 6.8521e-07 | 607.6134 | 0.00041634 | 2023 | Mitigation | 0.95 | 1 | 0 | esc | 0 | 0 | 0 | 0 | 0 | 0 | 0.06716 | 4.6018e-08
[120 empty] | 7.3.5.15 Identification and remediation of “at-risk species”WLDFRVegetation ContactFell into (slight defect) | WLDFR | HFTD - Distribution - Tier 3 - 4QU CoRE ¦ 1QU LoRE | Red Flag Warning - Catastrophic Fires | Vegetation Contact | Fell into (slight defect) | 2022 | 7.5893e-07 | 607.6134 | 0.00046114 | 2022 | Mitigation | 0.5 | 1 | 0 | esc | 0 | 0 | 0 | 0 | 0.037115 | 2.8167e-08 | 0 | 0
[120 empty] | 7.3.5.15 Identification and remediation of “at-risk species”WLDFRVegetation ContactFell into (slight defect) | WLDFR | HFTD - Distribution - Tier 3 - 4QU CoRE ¦ 1QU LoRE | Red Flag Warning - Catastrophic Fires | Vegetation Contact | Fell into (slight defect) | 2023 | 7.5893e-07 | 607.6134 | 0.00046114 | 2023 | Mitigation | 0.5 | 1 | 0 | esc | 0 | 0 | 0 | 0 | 0 | 0 | 0.035347 | 2.6826e-08
[120 empty] | 7.3.5.15 Identification and remediation of “at-risk species”WLDFRVegetation ContactGrow Into | WLDFR | HFTD - Distribution - Tier 3 - 4QU CoRE ¦ 1QU LoRE | Red Flag Warning - Catastrophic Fires | Vegetation Contact | Grow Into | 2022 | 7.9962e-08 | 607.6134 | 4.8586e-05 | 2022 | Mitigation | 0.5 | 1 | 0 | esc | 0 | 0 | 0 | 0 | 0.037115 | 2.9677e-09 | 0 | 0
[120 empty] | 7.3.5.15 Identification and remediation of “at-risk species”WLDFRVegetation ContactGrow Into | WLDFR | HFTD - Distribution - Tier 3 - 4QU CoRE ¦ 1QU LoRE | Red Flag Warning - Catastrophic Fires | Vegetation Contact | Grow Into | 2023 | 7.9962e-08 | 607.6134 | 4.8586e-05 | 2023 | Mitigation | 0.5 | 1 | 0 | esc | 0 | 0 | 0 | 0 | 0 | 0 | 0.035347 | 2.8264e-09
[120 empty] | 7.3.5.15 Identification and remediation of “at-risk species”WLDFRVegetation ContactBranch (Not overhanging, 4-12ft) | WLDFR | HFTD - Distribution - Tier 3 - 4QU CoRE ¦ 1QU LoRE | Red Flag Warning - Destructive Fires | Vegetation Contact | Branch (Not overhanging, 4-12ft) | 2022 | 2.1072e-08 | 607.6134 | 1.2803e-05 | 2022 | Mitigation | 0.5 | 30 | 0 | esc | 0.036947 | 7.7853e-10 | 0.039013 | 8.2205e-10 | 0.037115 | 7.8206e-10 | 0 | 0
[120 empty] | 7.3.5.15 Identification and remediation of “at-risk species”WLDFRVegetation ContactBranch (Not overhanging, 4-12ft) | WLDFR | HFTD - Distribution - Tier 3 - 4QU CoRE ¦ 1QU LoRE | Red Flag Warning - Destructive Fires | Vegetation Contact | Branch (Not overhanging, 4-12ft) | 2023 | 2.1072e-08 | 607.6134 | 1.2803e-05 | 2023 | Mitigation | 0.5 | 30 | 0 | esc | 0.036947 | 7.7853e-10 | 0.039013 | 8.2205e-10 | 0.037115 | 7.8206e-10 | 0.035347 | 7.4482e-10
[120 empty] | 7.3.5.15 Identification and remediation of “at-risk species”WLDFRVegetation ContactBranch (Not overhanging, 4-12ft) | WLDFR | HFTD - Distribution - Tier 3 - 4QU CoRE ¦ 1QU LoRE | Red Flag Warning - Destructive Fires | Vegetation Contact | Branch (Not overhanging, 4-12ft) | 2024 | 2.1072e-08 | 607.6134 | 1.2803e-05 | 2024 | Mitigation | 0.5 | 30 | 0 | esc | 0.036947 | 7.7853e-10 | 0.039013 | 8.2205e-10 | 0.037115 | 7.8206e-10 | 0.035347 | 7.4482e-10
[120 empty] | 7.3.5.15 Identification and remediation of “at-risk species”WLDFRVegetation ContactBranch (Not overhanging, 4-12ft) | WLDFR | HFTD - Distribution - Tier 3 - 4QU CoRE ¦ 1QU LoRE | Red Flag Warning - Destructive Fires | Vegetation Contact | Branch (Not overhanging, 4-12ft) | 2025 | 2.1072e-08 | 607.6134 | 1.2803e-05 | 2025 | Mitigation | 0.5 | 30 | 0 | esc | 0.036947 | 7.7853e-10 | 0.039013 | 8.2205e-10 | 0.037115 | 7.8206e-10 | 0.035347 | 7.4482e-10
[120 empty] | 7.3.5.15 Identification and remediation of “at-risk species”WLDFRVegetation ContactBranch (Not overhanging, 4-12ft) | WLDFR | HFTD - Distribution - Tier 3 - 4QU CoRE ¦ 1QU LoRE | Red Flag Warning - Destructive Fires | Vegetation Contact | Branch (Not overhanging, 4-12ft) | 2026 | 2.1072e-08 | 607.6134 | 1.2803e-05 | 2026 | Mitigation | 0.5 | 30 | 0 | esc | 0.036947 | 7.7853e-10 | 0.039013 | 8.2205e-10 | 0.037115 | 7.8206e-10 | 0.035347 | 7.4482e-10
[120 empty] | 7.3.5.15 Identification and remediation of “at-risk species”WLDFRVegetation ContactBranch (Not overhanging, 4-12ft) | WLDFR | HFTD - Distribution - Tier 3 - 4QU CoRE ¦ 1QU LoRE | Red Flag Warning - Destructive Fires | Vegetation Contact | Branch (Not overhanging, 4-12ft) | 2027 | 2.1072e-08 | 607.6134 | 1.2803e-05 | 2027 | Mitigation | 0.5 | 30 | 0 | esc | 0.036947 | 7.7853e-10 | 0.039013 | 8.2205e-10 | 0.037115 | 7.8206e-10 | 0.035347 | 7.4482e-10
[120 empty] | 7.3.5.15 Identification and remediation of “at-risk species”WLDFRVegetation ContactBranch (Not overhanging, 4-12ft) | WLDFR | HFTD - Distribution - Tier 3 - 4QU CoRE ¦ 1QU LoRE | Red Flag Warning - Destructive Fires | Vegetation Contact | Branch (Not overhanging, 4-12ft) | 2028 | 2.1072e-08 | 607.6134 | 1.2803e-05 | 2028 | Mitigation | 0.5 | 30 | 0 | esc | 0.036947 | 7.7853e-10 | 0.039013 | 8.2205e-10 | 0.037115 | 7.8206e-10 | 0.035347 | 7.4482e-10
[120 empty] | 7.3.5.15 Identification and remediation of “at-risk species”WLDFRVegetation ContactBranch (Not overhanging, 4-12ft) | WLDFR | HFTD - Distribution - Tier 3 - 4QU CoRE ¦ 1QU LoRE | Red Flag Warning - Destructive Fires | Vegetation Contact | Branch (Not overhanging, 4-12ft) | 2029 | 2.1072e-08 | 607.6134 | 1.2803e-05 | 2029 | Mitigation | 0.5 | 30 | 0 | esc | 0.036947 | 7.7853e-10 | 0.039013 | 8.2205e-10 | 0.037115 | 7.8206e-10 | 0.035347 | 7.4482e-10
[120 empty] | 7.3.5.15 Identification and remediation of “at-risk species”WLDFRVegetation ContactBranch (Not overhanging, 4-12ft) | WLDFR | HFTD - Distribution - Tier 3 - 4QU CoRE ¦ 1QU LoRE | Red Flag Warning - Destructive Fires | Vegetation Contact | Branch (Not overhanging, 4-12ft) | 2030 | 2.1072e-08 | 607.6134 | 1.2803e-05 | 2030 | Mitigation | 0.5 | 30 | 0 | esc | 0.036947 | 7.7853e-10 | 0.039013 | 8.2205e-10 | 0.037115 | 7.8206e-10 | 0.035347 | 7.4482e-10
[120 empty] | 7.3.5.15 Identification and remediation of “at-risk species”WLDFRVegetation ContactBranch (Not overhanging, 4-12ft) | WLDFR | HFTD - Distribution - Tier 3 - 4QU CoRE ¦ 1QU LoRE | Red Flag Warning - Destructive Fires | Vegetation Contact | Branch (Not overhanging, 4-12ft) | 2031 | 2.1072e-08 | 607.6134 | 1.2803e-05 | 2031 | Mitigation | 0.5 | 30 | 0 | esc | 0.036947 | 7.7853e-10 | 0.039013 | 8.2205e-10 | 0.037115 | 7.8206e-10 | 0.035347 | 7.4482e-10
[120 empty] | 7.3.5.15 Identification and remediation of “at-risk species”WLDFRVegetation ContactBranch (Not overhanging, 4-12ft) | WLDFR | HFTD - Distribution - Tier 3 - 4QU CoRE ¦ 1QU LoRE | Red Flag Warning - Destructive Fires | Vegetation Contact | Branch (Not overhanging, 4-12ft) | 2032 | 2.1072e-08 | 607.6134 | 1.2803e-05 | 2032 | Mitigation | 0.5 | 30 | 0 | esc | 0.036947 | 7.7853e-10 | 0.039013 | 8.2205e-10 | 0.037115 | 7.8206e-10 | 0.035347 | 7.4482e-10
[120 empty] | 7.3.5.15 Identification and remediation of “at-risk species”WLDFRVegetation ContactBranch (Not overhanging, 4-12ft) | WLDFR | HFTD - Distribution - Tier 3 - 4QU CoRE ¦ 1QU LoRE | Red Flag Warning - Destructive Fires | Vegetation Contact | Branch (Not overhanging, 4-12ft) | 2033 | 2.1072e-08 | 607.6134 | 1.2803e-05 | 2033 | Mitigation | 0.5 | 30 | 0 | esc | 0.036947 | 7.7853e-10 | 0.039013 | 8.2205e-10 | 0.037115 | 7.8206e-10 | 0.035347 | 7.4482e-10
[120 empty] | 7.3.5.15 Identification and remediation of “at-risk species”WLDFRVegetation ContactBranch (Not overhanging, 4-12ft) | WLDFR | HFTD - Distribution - Tier 3 - 4QU CoRE ¦ 1QU LoRE | Red Flag Warning - Destructive Fires | Vegetation Contact | Branch (Not overhanging, 4-12ft) | 2034 | 2.1072e-08 | 607.6134 | 1.2803e-05 | 2034 | Mitigation | 0.5 | 30 | 0 | esc | 0.036947 | 7.7853e-10 | 0.039013 | 8.2205e-10 | 0.037115 | 7.8206e-10 | 0.035347 | 7.4482e-10
[120 empty] | 7.3.5.15 Identification and remediation of “at-risk species”WLDFRVegetation ContactBranch (Not overhanging, 4-12ft) | WLDFR | HFTD - Distribution - Tier 3 - 4QU CoRE ¦ 1QU LoRE | Red Flag Warning - Destructive Fires | Vegetation Contact | Branch (Not overhanging, 4-12ft) | 2035 | 2.1072e-08 | 607.6134 | 1.2803e-05 | 2035 | Mitigation | 0.5 | 30 | 0 | esc | 0.036947 | 7.7853e-10 | 0.039013 | 8.2205e-10 | 0.037115 | 7.8206e-10 | 0.035347 | 7.4482e-10
[120 empty] | 7.3.5.15 Identification and remediation of “at-risk species”WLDFRVegetation ContactBranch (Not overhanging, 4-12ft) | WLDFR | HFTD - Distribution - Tier 3 - 4QU CoRE ¦ 1QU LoRE | Red Flag Warning - Destructive Fires | Vegetation Contact | Branch (Not overhanging, 4-12ft) | 2036 | 2.1072e-08 | 607.6134 | 1.2803e-05 | 2036 | Mitigation | 0.5 | 30 | 0 | esc | 0.036947 | 7.7853e-10 | 0.039013 | 8.2205e-10 | 0.037115 | 7.8206e-10 | 0.035347 | 7.4482e-10
[120 empty] | 7.3.5.15 Identification and remediation of “at-risk species”WLDFRVegetation ContactBranch (Not overhanging, 4-12ft) | WLDFR | HFTD - Distribution - Tier 3 - 4QU CoRE ¦ 1QU LoRE | Red Flag Warning - Destructive Fires | Vegetation Contact | Branch (Not overhanging, 4-12ft) | 2037 | 2.1072e-08 | 607.6134 | 1.2803e-05 | 2037 | Mitigation | 0.5 | 30 | 0 | esc | 0.036947 | 7.7853e-10 | 0.039013 | 8.2205e-10 | 0.037115 | 7.8206e-10 | 0.035347 | 7.4482e-10
[120 empty] | 7.3.5.15 Identification and remediation of “at-risk species”WLDFRVegetation ContactBranch (Not overhanging, 4-12ft) | WLDFR | HFTD - Distribution - Tier 3 - 4QU CoRE ¦ 1QU LoRE | Red Flag Warning - Destructive Fires | Vegetation Contact | Branch (Not overhanging, 4-12ft) | 2038 | 2.1072e-08 | 607.6134 | 1.2803e-05 | 2038 | Mitigation | 0.5 | 30 | 0 | esc | 0.036947 | 7.7853e-10 | 0.039013 | 8.2205e-10 | 0.037115 | 7.8206e-10 | 0.035347 | 7.4482e-10
[120 empty] | 7.3.5.15 Identification and remediation of “at-risk species”WLDFRVegetation ContactBranch (Not overhanging, 4-12ft) | WLDFR | HFTD - Distribution - Tier 3 - 4QU CoRE ¦ 1QU LoRE | Red Flag Warning - Destructive Fires | Vegetation Contact | Branch (Not overhanging, 4-12ft) | 2039 | 2.1072e-08 | 607.6134 | 1.2803e-05 | 2039 | Mitigation | 0.5 | 30 | 0 | esc | 0.036947 | 7.7853e-10 | 0.039013 | 8.2205e-10 | 0.037115 | 7.8206e-10 | 0.035347 | 7.4482e-10
[120 empty] | 7.3.5.15 Identification and remediation of “at-risk species”WLDFRVegetation ContactBranch (Not overhanging, 4-12ft) | WLDFR | HFTD - Distribution - Tier 3 - 4QU CoRE ¦ 1QU LoRE | Red Flag Warning - Destructive Fires | Vegetation Contact | Branch (Not overhanging, 4-12ft) | 2040 | 2.1072e-08 | 607.6134 | 1.2803e-05 | 2040 | Mitigation | 0.5 | 30 | 0 | esc | 0.036947 | 7.7853e-10 | 0.039013 | 8.2205e-10 | 0.037115 | 7.8206e-10 | 0.035347 | 7.4482e-10
[120 empty] | 7.3.5.15 Identification and remediation of “at-risk species”WLDFRVegetation ContactBranch (Not overhanging, 4-12ft) | WLDFR | HFTD - Distribution - Tier 3 - 4QU CoRE ¦ 1QU LoRE | Red Flag Warning - Destructive Fires | Vegetation Contact | Branch (Not overhanging, 4-12ft) | 2041 | 2.1072e-08 | 607.6134 | 1.2803e-05 | 2041 | Mitigation | 0.5 | 30 | 0 | esc | 0.036947 | 7.7853e-10 | 0.039013 | 8.2205e-10 | 0.037115 | 7.8206e-10 | 0.035347 | 7.4482e-10
[120 empty] | 7.3.5.15 Identification and remediation of “at-risk species”WLDFRVegetation ContactBranch (Not overhanging, 4-12ft) | WLDFR | HFTD - Distribution - Tier 3 - 4QU CoRE ¦ 1QU LoRE | Red Flag Warning - Destructive Fires | Vegetation Contact | Branch (Not overhanging, 4-12ft) | 2042 | 2.1072e-08 | 607.6134 | 1.2803e-05 | 2042 | Mitigation | 0.5 | 30 | 0 | esc | 0.036947 | 7.7853e-10 | 0.039013 | 8.2205e-10 | 0.037115 | 7.8206e-10 | 0.035347 | 7.4482e-10
[120 empty] | 7.3.5.15 Identification and remediation of “at-risk species”WLDFRVegetation ContactBranch (Not overhanging, 4-12ft) | WLDFR | HFTD - Distribution - Tier 3 - 4QU CoRE ¦ 1QU LoRE | Red Flag Warning - Destructive Fires | Vegetation Contact | Branch (Not overhanging, 4-12ft) | 2043 | 2.1072e-08 | 607.6134 | 1.2803e-05 | 2043 | Mitigation | 0.5 | 30 | 0 | esc | 0.036947 | 7.7853e-10 | 0.039013 | 8.2205e-10 | 0.037115 | 7.8206e-10 | 0.035347 | 7.4482e-10
[120 empty] | 7.3.5.15 Identification and remediation of “at-risk species”WLDFRVegetation ContactBranch (Not overhanging, 4-12ft) | WLDFR | HFTD - Distribution - Tier 3 - 4QU CoRE ¦ 1QU LoRE | Red Flag Warning - Destructive Fires | Vegetation Contact | Branch (Not overhanging, 4-12ft) | 2044 | 2.1072e-08 | 607.6134 | 1.2803e-05 | 2044 | Mitigation | 0.5 | 30 | 0 | esc | 0.036947 | 7.7853e-10 | 0.039013 | 8.2205e-10 | 0.037115 | 7.8206e-10 | 0.035347 | 7.4482e-10
[120 empty] | 7.3.5.15 Identification and remediation of “at-risk species”WLDFRVegetation ContactBranch (Not overhanging, 4-12ft) | WLDFR | HFTD - Distribution - Tier 3 - 4QU CoRE ¦ 1QU LoRE | Red Flag Warning - Destructive Fires | Vegetation Contact | Branch (Not overhanging, 4-12ft) | 2045 | 2.1072e-08 | 607.6134 | 1.2803e-05 | 2045 | Mitigation | 0.5 | 30 | 0 | esc | 0.036947 | 7.7853e-10 | 0.039013 | 8.2205e-10 | 0.037115 | 7.8206e-10 | 0.035347 | 7.4482e-10
[120 empty] | 7.3.5.15 Identification and remediation of “at-risk species”WLDFRVegetation ContactBranch (Not overhanging, 4-12ft) | WLDFR | HFTD - Distribution - Tier 3 - 4QU CoRE ¦ 1QU LoRE | Red Flag Warning - Destructive Fires | Vegetation Contact | Branch (Not overhanging, 4-12ft) | 2046 | 2.1072e-08 | 607.6134 | 1.2803e-05 | 2046 | Mitigation | 0.5 | 30 | 0 | esc | 0.036947 | 7.7853e-10 | 0.039013 | 8.2205e-10 | 0.037115 | 7.8206e-10 | 0.035347 | 7.4482e-10
[120 empty] | 7.3.5.15 Identification and remediation of “at-risk species”WLDFRVegetation ContactBranch (Not overhanging, 4-12ft) | WLDFR | HFTD - Distribution - Tier 3 - 4QU CoRE ¦ 1QU LoRE | Red Flag Warning - Destructive Fires | Vegetation Contact | Branch (Not overhanging, 4-12ft) | 2047 | 2.1072e-08 | 607.6134 | 1.2803e-05 | 2047 | Mitigation | 0.5 | 30 | 0 | esc | 0.036947 | 7.7853e-10 | 0.039013 | 8.2205e-10 | 0.037115 | 7.8206e-10 | 0.035347 | 7.4482e-10
[120 empty] | 7.3.5.15 Identification and remediation of “at-risk species”WLDFRVegetation ContactBranch (Not overhanging, 4-12ft) | WLDFR | HFTD - Distribution - Tier 3 - 4QU CoRE ¦ 1QU LoRE | Red Flag Warning - Destructive Fires | Vegetation Contact | Branch (Not overhanging, 4-12ft) | 2048 | 2.1072e-08 | 607.6134 | 1.2803e-05 | 2048 | Mitigation | 0.5 | 30 | 0 | esc | 0.036947 | 7.7853e-10 | 0.039013 | 8.2205e-10 | 0.037115 | 7.8206e-10 | 0.035347 | 7.4482e-10
[120 empty] | 7.3.5.15 Identification and remediation of “at-risk species”WLDFRVegetation ContactBranch (Not overhanging, 4-12ft) | WLDFR | HFTD - Distribution - Tier 3 - 4QU CoRE ¦ 1QU LoRE | Red Flag Warning - Destructive Fires | Vegetation Contact | Branch (Not overhanging, 4-12ft) | 2049 | 2.1072e-08 | 607.6134 | 1.2803e-05 | 2049 | Mitigation | 0.5 | 30 | 0 | esc | 0.036947 | 7.7853e-10 | 0.039013 | 8.2205e-10 | 0.037115 | 7.8206e-10 | 0.035347 | 7.4482e-10
[120 empty] | 7.3.5.15 Identification and remediation of “at-risk species”WLDFRVegetation ContactBranch (Not overhanging, 4-12ft) | WLDFR | HFTD - Distribution - Tier 3 - 4QU CoRE ¦ 1QU LoRE | Red Flag Warning - Destructive Fires | Vegetation Contact | Branch (Not overhanging, 4-12ft) | 2050 | 2.1072e-08 | 607.6134 | 1.2803e-05 | 2050 | Mitigation | 0.5 | 30 | 0 | esc | 0 | 0 | 0.039013 | 8.2205e-10 | 0.037115 | 7.8206e-10 | 0.035347 | 7.4482e-10
[120 empty] | 7.3.5.15 Identification and remediation of “at-risk species”WLDFRVegetation ContactBranch (Not overhanging, 4-12ft) | WLDFR | HFTD - Distribution - Tier 3 - 4QU CoRE ¦ 1QU LoRE | Red Flag Warning - Destructive Fires | Vegetation Contact | Branch (Not overhanging, 4-12ft) | 2051 | 2.1072e-08 | 607.6134 | 1.2803e-05 | 2051 | Mitigation | 0.5 | 30 | 0 | esc | 0 | 0 | 0 | 0 | 0.037115 | 7.8206e-10 | 0.035347 | 7.4482e-10
[120 empty] | 7.3.5.15 Identification and remediation of “at-risk species”WLDFRVegetation ContactBranch (Not overhanging, 4-12ft) | WLDFR | HFTD - Distribution - Tier 3 - 4QU CoRE ¦ 1QU LoRE | Red Flag Warning - Destructive Fires | Vegetation Contact | Branch (Not overhanging, 4-12ft) | 2052 | 2.1072e-08 | 607.6134 | 1.2803e-05 | 2052 | Mitigation | 0.5 | 30 | 0 | esc | 0 | 0 | 0 | 0 | 0 | 0 | 0.035347 | 7.4482e-10
[120 empty] | 7.3.5.15 Identification and remediation of “at-risk species”WLDFRVegetation ContactBranch (Not overhanging, within 4ft) | WLDFR | HFTD - Distribution - Tier 3 - 4QU CoRE ¦ 1QU LoRE | Red Flag Warning - Destructive Fires | Vegetation Contact | Branch (Not overhanging, within 4ft) | 2022 | 5.1117e-09 | 607.6134 | 3.1059e-06 | 2022 | Mitigation | 0.9 | 30 | 0 | esc | 0.066504 | 3.3995e-10 | 0.070223 | 3.5895e-10 | 0.066806 | 3.4149e-10 | 0 | 0
[120 empty] | 7.3.5.15 Identification and remediation of “at-risk species”WLDFRVegetation ContactBranch (Not overhanging, within 4ft) | WLDFR | HFTD - Distribution - Tier 3 - 4QU CoRE ¦ 1QU LoRE | Red Flag Warning - Destructive Fires | Vegetation Contact | Branch (Not overhanging, within 4ft) | 2023 | 5.1117e-09 | 607.6134 | 3.1059e-06 | 2023 | Mitigation | 0.9 | 30 | 0 | esc | 0.066504 | 3.3995e-10 | 0.070223 | 3.5895e-10 | 0.066806 | 3.4149e-10 | 0.063625 | 3.2523e-10
[120 empty] | 7.3.5.15 Identification and remediation of “at-risk species”WLDFRVegetation ContactBranch (Not overhanging, within 4ft) | WLDFR | HFTD - Distribution - Tier 3 - 4QU CoRE ¦ 1QU LoRE | Red Flag Warning - Destructive Fires | Vegetation Contact | Branch (Not overhanging, within 4ft) | 2024 | 5.1117e-09 | 607.6134 | 3.1059e-06 | 2024 | Mitigation | 0.9 | 30 | 0 | esc | 0.066504 | 3.3995e-10 | 0.070223 | 3.5895e-10 | 0.066806 | 3.4149e-10 | 0.063625 | 3.2523e-10
[120 empty] | 7.3.5.15 Identification and remediation of “at-risk species”WLDFRVegetation ContactBranch (Not overhanging, within 4ft) | WLDFR | HFTD - Distribution - Tier 3 - 4QU CoRE ¦ 1QU LoRE | Red Flag Warning - Destructive Fires | Vegetation Contact | Branch (Not overhanging, within 4ft) | 2025 | 5.1117e-09 | 607.6134 | 3.1059e-06 | 2025 | Mitigation | 0.9 | 30 | 0 | esc | 0.066504 | 3.3995e-10 | 0.070223 | 3.5895e-10 | 0.066806 | 3.4149e-10 | 0.063625 | 3.2523e-10
[120 empty] | 7.3.5.15 Identification and remediation of “at-risk species”WLDFRVegetation ContactBranch (Not overhanging, within 4ft) | WLDFR | HFTD - Distribution - Tier 3 - 4QU CoRE ¦ 1QU LoRE | Red Flag Warning - Destructive Fires | Vegetation Contact | Branch (Not overhanging, within 4ft) | 2026 | 5.1117e-09 | 607.6134 | 3.1059e-06 | 2026 | Mitigation | 0.9 | 30 | 0 | esc | 0.066504 | 3.3995e-10 | 0.070223 | 3.5895e-10 | 0.066806 | 3.4149e-10 | 0.063625 | 3.2523e-10
[120 empty] | 7.3.5.15 Identification and remediation of “at-risk species”WLDFRVegetation ContactBranch (Not overhanging, within 4ft) | WLDFR | HFTD - Distribution - Tier 3 - 4QU CoRE ¦ 1QU LoRE | Red Flag Warning - Destructive Fires | Vegetation Contact | Branch (Not overhanging, within 4ft) | 2027 | 5.1117e-09 | 607.6134 | 3.1059e-06 | 2027 | Mitigation | 0.9 | 30 | 0 | esc | 0.066504 | 3.3995e-10 | 0.070223 | 3.5895e-10 | 0.066806 | 3.4149e-10 | 0.063625 | 3.2523e-10
[120 empty] | 7.3.5.15 Identification and remediation of “at-risk species”WLDFRVegetation ContactBranch (Not overhanging, within 4ft) | WLDFR | HFTD - Distribution - Tier 3 - 4QU CoRE ¦ 1QU LoRE | Red Flag Warning - Destructive Fires | Vegetation Contact | Branch (Not overhanging, within 4ft) | 2028 | 5.1117e-09 | 607.6134 | 3.1059e-06 | 2028 | Mitigation | 0.9 | 30 | 0 | esc | 0.066504 | 3.3995e-10 | 0.070223 | 3.5895e-10 | 0.066806 | 3.4149e-10 | 0.063625 | 3.2523e-10
[120 empty] | 7.3.5.15 Identification and remediation of “at-risk species”WLDFRVegetation ContactBranch (Not overhanging, within 4ft) | WLDFR | HFTD - Distribution - Tier 3 - 4QU CoRE ¦ 1QU LoRE | Red Flag Warning - Destructive Fires | Vegetation Contact | Branch (Not overhanging, within 4ft) | 2029 | 5.1117e-09 | 607.6134 | 3.1059e-06 | 2029 | Mitigation | 0.9 | 30 | 0 | esc | 0.066504 | 3.3995e-10 | 0.070223 | 3.5895e-10 | 0.066806 | 3.4149e-10 | 0.063625 | 3.2523e-10
[120 empty] | 7.3.5.15 Identification and remediation of “at-risk species”WLDFRVegetation ContactBranch (Not overhanging, within 4ft) | WLDFR | HFTD - Distribution - Tier 3 - 4QU CoRE ¦ 1QU LoRE | Red Flag Warning - Destructive Fires | Vegetation Contact | Branch (Not overhanging, within 4ft) | 2030 | 5.1117e-09 | 607.6134 | 3.1059e-06 | 2030 | Mitigation | 0.9 | 30 | 0 | esc | 0.066504 | 3.3995e-10 | 0.070223 | 3.5895e-10 | 0.066806 | 3.4149e-10 | 0.063625 | 3.2523e-10
[120 empty] | 7.3.5.15 Identification and remediation of “at-risk species”WLDFRVegetation ContactBranch (Not overhanging, within 4ft) | WLDFR | HFTD - Distribution - Tier 3 - 4QU CoRE ¦ 1QU LoRE | Red Flag Warning - Destructive Fires | Vegetation Contact | Branch (Not overhanging, within 4ft) | 2031 | 5.1117e-09 | 607.6134 | 3.1059e-06 | 2031 | Mitigation | 0.9 | 30 | 0 | esc | 0.066504 | 3.3995e-10 | 0.070223 | 3.5895e-10 | 0.066806 | 3.4149e-10 | 0.063625 | 3.2523e-10
[120 empty] | 7.3.5.15 Identification and remediation of “at-risk species”WLDFRVegetation ContactBranch (Not overhanging, within 4ft) | WLDFR | HFTD - Distribution - Tier 3 - 4QU CoRE ¦ 1QU LoRE | Red Flag Warning - Destructive Fires | Vegetation Contact | Branch (Not overhanging, within 4ft) | 2032 | 5.1117e-09 | 607.6134 | 3.1059e-06 | 2032 | Mitigation | 0.9 | 30 | 0 | esc | 0.066504 | 3.3995e-10 | 0.070223 | 3.5895e-10 | 0.066806 | 3.4149e-10 | 0.063625 | 3.2523e-10
[120 empty] | 7.3.5.15 Identification and remediation of “at-risk species”WLDFRVegetation ContactBranch (Not overhanging, within 4ft) | WLDFR | HFTD - Distribution - Tier 3 - 4QU CoRE ¦ 1QU LoRE | Red Flag Warning - Destructive Fires | Vegetation Contact | Branch (Not overhanging, within 4ft) | 2033 | 5.1117e-09 | 607.6134 | 3.1059e-06 | 2033 | Mitigation | 0.9 | 30 | 0 | esc | 0.066504 | 3.3995e-10 | 0.070223 | 3.5895e-10 | 0.066806 | 3.4149e-10 | 0.063625 | 3.2523e-10
[120 empty] | 7.3.5.15 Identification and remediation of “at-risk species”WLDFRVegetation ContactBranch (Not overhanging, within 4ft) | WLDFR | HFTD - Distribution - Tier 3 - 4QU CoRE ¦ 1QU LoRE | Red Flag Warning - Destructive Fires | Vegetation Contact | Branch (Not overhanging, within 4ft) | 2034 | 5.1117e-09 | 607.6134 | 3.1059e-06 | 2034 | Mitigation | 0.9 | 30 | 0 | esc | 0.066504 | 3.3995e-10 | 0.070223 | 3.5895e-10 | 0.066806 | 3.4149e-10 | 0.063625 | 3.2523e-10
[120 empty] | 7.3.5.15 Identification and remediation of “at-risk species”WLDFRVegetation ContactBranch (Not overhanging, within 4ft) | WLDFR | HFTD - Distribution - Tier 3 - 4QU CoRE ¦ 1QU LoRE | Red Flag Warning - Destructive Fires | Vegetation Contact | Branch (Not overhanging, within 4ft) | 2035 | 5.1117e-09 | 607.6134 | 3.1059e-06 | 2035 | Mitigation | 0.9 | 30 | 0 | esc | 0.066504 | 3.3995e-10 | 0.070223 | 3.5895e-10 | 0.066806 | 3.4149e-10 | 0.063625 | 3.2523e-10
[120 empty] | 7.3.5.15 Identification and remediation of “at-risk species”WLDFRVegetation ContactBranch (Not overhanging, within 4ft) | WLDFR | HFTD - Distribution - Tier 3 - 4QU CoRE ¦ 1QU LoRE | Red Flag Warning - Destructive Fires | Vegetation Contact | Branch (Not overhanging, within 4ft) | 2036 | 5.1117e-09 | 607.6134 | 3.1059e-06 | 2036 | Mitigation | 0.9 | 30 | 0 | esc | 0.066504 | 3.3995e-10 | 0.070223 | 3.5895e-10 | 0.066806 | 3.4149e-10 | 0.063625 | 3.2523e-10
[120 empty] | 7.3.5.15 Identification and remediation of “at-risk species”WLDFRVegetation ContactBranch (Not overhanging, within 4ft) | WLDFR | HFTD - Distribution - Tier 3 - 4QU CoRE ¦ 1QU LoRE | Red Flag Warning - Destructive Fires | Vegetation Contact | Branch (Not overhanging, within 4ft) | 2037 | 5.1117e-09 | 607.6134 | 3.1059e-06 | 2037 | Mitigation | 0.9 | 30 | 0 | esc | 0.066504 | 3.3995e-10 | 0.070223 | 3.5895e-10 | 0.066806 | 3.4149e-10 | 0.063625 | 3.2523e-10
[120 empty] | 7.3.5.15 Identification and remediation of “at-risk species”WLDFRVegetation ContactBranch (Not overhanging, within 4ft) | WLDFR | HFTD - Distribution - Tier 3 - 4QU CoRE ¦ 1QU LoRE | Red Flag Warning - Destructive Fires | Vegetation Contact | Branch (Not overhanging, within 4ft) | 2038 | 5.1117e-09 | 607.6134 | 3.1059e-06 | 2038 | Mitigation | 0.9 | 30 | 0 | esc | 0.066504 | 3.3995e-10 | 0.070223 | 3.5895e-10 | 0.066806 | 3.4149e-10 | 0.063625 | 3.2523e-10
[120 empty] | 7.3.5.15 Identification and remediation of “at-risk species”WLDFRVegetation ContactBranch (Not overhanging, within 4ft) | WLDFR | HFTD - Distribution - Tier 3 - 4QU CoRE ¦ 1QU LoRE | Red Flag Warning - Destructive Fires | Vegetation Contact | Branch (Not overhanging, within 4ft) | 2039 | 5.1117e-09 | 607.6134 | 3.1059e-06 | 2039 | Mitigation | 0.9 | 30 | 0 | esc | 0.066504 | 3.3995e-10 | 0.070223 | 3.5895e-10 | 0.066806 | 3.4149e-10 | 0.063625 | 3.2523e-10
[120 empty] | 7.3.5.15 Identification and remediation of “at-risk species”WLDFRVegetation ContactBranch (Not overhanging, within 4ft) | WLDFR | HFTD - Distribution - Tier 3 - 4QU CoRE ¦ 1QU LoRE | Red Flag Warning - Destructive Fires | Vegetation Contact | Branch (Not overhanging, within 4ft) | 2040 | 5.1117e-09 | 607.6134 | 3.1059e-06 | 2040 | Mitigation | 0.9 | 30 | 0 | esc | 0.066504 | 3.3995e-10 | 0.070223 | 3.5895e-10 | 0.066806 | 3.4149e-10 | 0.063625 | 3.2523e-10
[120 empty] | 7.3.5.15 Identification and remediation of “at-risk species”WLDFRVegetation ContactBranch (Not overhanging, within 4ft) | WLDFR | HFTD - Distribution - Tier 3 - 4QU CoRE ¦ 1QU LoRE | Red Flag Warning - Destructive Fires | Vegetation Contact | Branch (Not overhanging, within 4ft) | 2041 | 5.1117e-09 | 607.6134 | 3.1059e-06 | 2041 | Mitigation | 0.9 | 30 | 0 | esc | 0.066504 | 3.3995e-10 | 0.070223 | 3.5895e-10 | 0.066806 | 3.4149e-10 | 0.063625 | 3.2523e-10
[120 empty] | 7.3.5.15 Identification and remediation of “at-risk species”WLDFRVegetation ContactBranch (Not overhanging, within 4ft) | WLDFR | HFTD - Distribution - Tier 3 - 4QU CoRE ¦ 1QU LoRE | Red Flag Warning - Destructive Fires | Vegetation Contact | Branch (Not overhanging, within 4ft) | 2042 | 5.1117e-09 | 607.6134 | 3.1059e-06 | 2042 | Mitigation | 0.9 | 30 | 0 | esc | 0.066504 | 3.3995e-10 | 0.070223 | 3.5895e-10 | 0.066806 | 3.4149e-10 | 0.063625 | 3.2523e-10
[120 empty] | 7.3.5.15 Identification and remediation of “at-risk species”WLDFRVegetation ContactBranch (Not overhanging, within 4ft) | WLDFR | HFTD - Distribution - Tier 3 - 4QU CoRE ¦ 1QU LoRE | Red Flag Warning - Destructive Fires | Vegetation Contact | Branch (Not overhanging, within 4ft) | 2043 | 5.1117e-09 | 607.6134 | 3.1059e-06 | 2043 | Mitigation | 0.9 | 30 | 0 | esc | 0.066504 | 3.3995e-10 | 0.070223 | 3.5895e-10 | 0.066806 | 3.4149e-10 | 0.063625 | 3.2523e-10
[120 empty] | 7.3.5.15 Identification and remediation of “at-risk species”WLDFRVegetation ContactBranch (Not overhanging, within 4ft) | WLDFR | HFTD - Distribution - Tier 3 - 4QU CoRE ¦ 1QU LoRE | Red Flag Warning - Destructive Fires | Vegetation Contact | Branch (Not overhanging, within 4ft) | 2044 | 5.1117e-09 | 607.6134 | 3.1059e-06 | 2044 | Mitigation | 0.9 | 30 | 0 | esc | 0.066504 | 3.3995e-10 | 0.070223 | 3.5895e-10 | 0.066806 | 3.4149e-10 | 0.063625 | 3.2523e-10
[120 empty] | 7.3.5.15 Identification and remediation of “at-risk species”WLDFRVegetation ContactBranch (Not overhanging, within 4ft) | WLDFR | HFTD - Distribution - Tier 3 - 4QU CoRE ¦ 1QU LoRE | Red Flag Warning - Destructive Fires | Vegetation Contact | Branch (Not overhanging, within 4ft) | 2045 | 5.1117e-09 | 607.6134 | 3.1059e-06 | 2045 | Mitigation | 0.9 | 30 | 0 | esc | 0.066504 | 3.3995e-10 | 0.070223 | 3.5895e-10 | 0.066806 | 3.4149e-10 | 0.063625 | 3.2523e-10
[120 empty] | 7.3.5.15 Identification and remediation of “at-risk species”WLDFRVegetation ContactBranch (Not overhanging, within 4ft) | WLDFR | HFTD - Distribution - Tier 3 - 4QU CoRE ¦ 1QU LoRE | Red Flag Warning - Destructive Fires | Vegetation Contact | Branch (Not overhanging, within 4ft) | 2046 | 5.1117e-09 | 607.6134 | 3.1059e-06 | 2046 | Mitigation | 0.9 | 30 | 0 | esc | 0.066504 | 3.3995e-10 | 0.070223 | 3.5895e-10 | 0.066806 | 3.4149e-10 | 0.063625 | 3.2523e-10
[120 empty] | 7.3.5.15 Identification and remediation of “at-risk species”WLDFRVegetation ContactBranch (Not overhanging, within 4ft) | WLDFR | HFTD - Distribution - Tier 3 - 4QU CoRE ¦ 1QU LoRE | Red Flag Warning - Destructive Fires | Vegetation Contact | Branch (Not overhanging, within 4ft) | 2047 | 5.1117e-09 | 607.6134 | 3.1059e-06 | 2047 | Mitigation | 0.9 | 30 | 0 | esc | 0.066504 | 3.3995e-10 | 0.070223 | 3.5895e-10 | 0.066806 | 3.4149e-10 | 0.063625 | 3.2523e-10
[120 empty] | 7.3.5.15 Identification and remediation of “at-risk species”WLDFRVegetation ContactBranch (Not overhanging, within 4ft) | WLDFR | HFTD - Distribution - Tier 3 - 4QU CoRE ¦ 1QU LoRE | Red Flag Warning - Destructive Fires | Vegetation Contact | Branch (Not overhanging, within 4ft) | 2048 | 5.1117e-09 | 607.6134 | 3.1059e-06 | 2048 | Mitigation | 0.9 | 30 | 0 | esc | 0.066504 | 3.3995e-10 | 0.070223 | 3.5895e-10 | 0.066806 | 3.4149e-10 | 0.063625 | 3.2523e-10
[120 empty] | 7.3.5.15 Identification and remediation of “at-risk species”WLDFRVegetation ContactBranch (Not overhanging, within 4ft) | WLDFR | HFTD - Distribution - Tier 3 - 4QU CoRE ¦ 1QU LoRE | Red Flag Warning - Destructive Fires | Vegetation Contact | Branch (Not overhanging, within 4ft) | 2049 | 5.1117e-09 | 607.6134 | 3.1059e-06 | 2049 | Mitigation | 0.9 | 30 | 0 | esc | 0.066504 | 3.3995e-10 | 0.070223 | 3.5895e-10 | 0.066806 | 3.4149e-10 | 0.063625 | 3.2523e-10
[120 empty] | 7.3.5.15 Identification and remediation of “at-risk species”WLDFRVegetation ContactBranch (Not overhanging, within 4ft) | WLDFR | HFTD - Distribution - Tier 3 - 4QU CoRE ¦ 1QU LoRE | Red Flag Warning - Destructive Fires | Vegetation Contact | Branch (Not overhanging, within 4ft) | 2050 | 5.1117e-09 | 607.6134 | 3.1059e-06 | 2050 | Mitigation | 0.9 | 30 | 0 | esc | 0 | 0 | 0.070223 | 3.5895e-10 | 0.066806 | 3.4149e-10 | 0.063625 | 3.2523e-10
[120 empty] | 7.3.5.15 Identification and remediation of “at-risk species”WLDFRVegetation ContactBranch (Not overhanging, within 4ft) | WLDFR | HFTD - Distribution - Tier 3 - 4QU CoRE ¦ 1QU LoRE | Red Flag Warning - Destructive Fires | Vegetation Contact | Branch (Not overhanging, within 4ft) | 2051 | 5.1117e-09 | 607.6134 | 3.1059e-06 | 2051 | Mitigation | 0.9 | 30 | 0 | esc | 0 | 0 | 0 | 0 | 0.066806 | 3.4149e-10 | 0.063625 | 3.2523e-10
[120 empty] | 7.3.5.15 Identification and remediation of “at-risk species”WLDFRVegetation ContactBranch (Not overhanging, within 4ft) | WLDFR | HFTD - Distribution - Tier 3 - 4QU CoRE ¦ 1QU LoRE | Red Flag Warning - Destructive Fires | Vegetation Contact | Branch (Not overhanging, within 4ft) | 2052 | 5.1117e-09 | 607.6134 | 3.1059e-06 | 2052 | Mitigation | 0.9 | 30 | 0 | esc | 0 | 0 | 0 | 0 | 0 | 0 | 0.063625 | 3.2523e-10
[120 empty] | 7.3.5.15 Identification and remediation of “at-risk species”WLDFRVegetation ContactBranch (OverHanging) | WLDFR | HFTD - Distribution - Tier 3 - 4QU CoRE ¦ 1QU LoRE | Red Flag Warning - Destructive Fires | Vegetation Contact | Branch (OverHanging) | 2022 | 3.0126e-07 | 607.6134 | 0.00018305 | 2022 | Mitigation | 0.9 | 30 | 0 | esc | 0.066504 | 2.0035e-08 | 0.070223 | 2.1155e-08 | 0.066806 | 2.0126e-08 | 0 | 0
[120 empty] | 7.3.5.15 Identification and remediation of “at-risk species”WLDFRVegetation ContactBranch (OverHanging) | WLDFR | HFTD - Distribution - Tier 3 - 4QU CoRE ¦ 1QU LoRE | Red Flag Warning - Destructive Fires | Vegetation Contact | Branch (OverHanging) | 2023 | 3.0126e-07 | 607.6134 | 0.00018305 | 2023 | Mitigation | 0.9 | 30 | 0 | esc | 0.066504 | 2.0035e-08 | 0.070223 | 2.1155e-08 | 0.066806 | 2.0126e-08 | 0.063625 | 1.9167e-08
[120 empty] | 7.3.5.15 Identification and remediation of “at-risk species”WLDFRVegetation ContactBranch (OverHanging) | WLDFR | HFTD - Distribution - Tier 3 - 4QU CoRE ¦ 1QU LoRE | Red Flag Warning - Destructive Fires | Vegetation Contact | Branch (OverHanging) | 2024 | 3.0126e-07 | 607.6134 | 0.00018305 | 2024 | Mitigation | 0.9 | 30 | 0 | esc | 0.066504 | 2.0035e-08 | 0.070223 | 2.1155e-08 | 0.066806 | 2.0126e-08 | 0.063625 | 1.9167e-08
[120 empty] | 7.3.5.15 Identification and remediation of “at-risk species”WLDFRVegetation ContactBranch (OverHanging) | WLDFR | HFTD - Distribution - Tier 3 - 4QU CoRE ¦ 1QU LoRE | Red Flag Warning - Destructive Fires | Vegetation Contact | Branch (OverHanging) | 2025 | 3.0126e-07 | 607.6134 | 0.00018305 | 2025 | Mitigation | 0.9 | 30 | 0 | esc | 0.066504 | 2.0035e-08 | 0.070223 | 2.1155e-08 | 0.066806 | 2.0126e-08 | 0.063625 | 1.9167e-08
[120 empty] | 7.3.5.15 Identification and remediation of “at-risk species”WLDFRVegetation ContactBranch (OverHanging) | WLDFR | HFTD - Distribution - Tier 3 - 4QU CoRE ¦ 1QU LoRE | Red Flag Warning - Destructive Fires | Vegetation Contact | Branch (OverHanging) | 2026 | 3.0126e-07 | 607.6134 | 0.00018305 | 2026 | Mitigation | 0.9 | 30 | 0 | esc | 0.066504 | 2.0035e-08 | 0.070223 | 2.1155e-08 | 0.066806 | 2.0126e-08 | 0.063625 | 1.9167e-08
[120 empty] | 7.3.5.15 Identification and remediation of “at-risk species”WLDFRVegetation ContactBranch (OverHanging) | WLDFR | HFTD - Distribution - Tier 3 - 4QU CoRE ¦ 1QU LoRE | Red Flag Warning - Destructive Fires | Vegetation Contact | Branch (OverHanging) | 2027 | 3.0126e-07 | 607.6134 | 0.00018305 | 2027 | Mitigation | 0.9 | 30 | 0 | esc | 0.066504 | 2.0035e-08 | 0.070223 | 2.1155e-08 | 0.066806 | 2.0126e-08 | 0.063625 | 1.9167e-08
[120 empty] | 7.3.5.15 Identification and remediation of “at-risk species”WLDFRVegetation ContactBranch (OverHanging) | WLDFR | HFTD - Distribution - Tier 3 - 4QU CoRE ¦ 1QU LoRE | Red Flag Warning - Destructive Fires | Vegetation Contact | Branch (OverHanging) | 2028 | 3.0126e-07 | 607.6134 | 0.00018305 | 2028 | Mitigation | 0.9 | 30 | 0 | esc | 0.066504 | 2.0035e-08 | 0.070223 | 2.1155e-08 | 0.066806 | 2.0126e-08 | 0.063625 | 1.9167e-08
[120 empty] | 7.3.5.15 Identification and remediation of “at-risk species”WLDFRVegetation ContactBranch (OverHanging) | WLDFR | HFTD - Distribution - Tier 3 - 4QU CoRE ¦ 1QU LoRE | Red Flag Warning - Destructive Fires | Vegetation Contact | Branch (OverHanging) | 2029 | 3.0126e-07 | 607.6134 | 0.00018305 | 2029 | Mitigation | 0.9 | 30 | 0 | esc | 0.066504 | 2.0035e-08 | 0.070223 | 2.1155e-08 | 0.066806 | 2.0126e-08 | 0.063625 | 1.9167e-08
[120 empty] | 7.3.5.15 Identification and remediation of “at-risk species”WLDFRVegetation ContactBranch (OverHanging) | WLDFR | HFTD - Distribution - Tier 3 - 4QU CoRE ¦ 1QU LoRE | Red Flag Warning - Destructive Fires | Vegetation Contact | Branch (OverHanging) | 2030 | 3.0126e-07 | 607.6134 | 0.00018305 | 2030 | Mitigation | 0.9 | 30 | 0 | esc | 0.066504 | 2.0035e-08 | 0.070223 | 2.1155e-08 | 0.066806 | 2.0126e-08 | 0.063625 | 1.9167e-08
[120 empty] | 7.3.5.15 Identification and remediation of “at-risk species”WLDFRVegetation ContactBranch (OverHanging) | WLDFR | HFTD - Distribution - Tier 3 - 4QU CoRE ¦ 1QU LoRE | Red Flag Warning - Destructive Fires | Vegetation Contact | Branch (OverHanging) | 2031 | 3.0126e-07 | 607.6134 | 0.00018305 | 2031 | Mitigation | 0.9 | 30 | 0 | esc | 0.066504 | 2.0035e-08 | 0.070223 | 2.1155e-08 | 0.066806 | 2.0126e-08 | 0.063625 | 1.9167e-08
[120 empty] | 7.3.5.15 Identification and remediation of “at-risk species”WLDFRVegetation ContactBranch (OverHanging) | WLDFR | HFTD - Distribution - Tier 3 - 4QU CoRE ¦ 1QU LoRE | Red Flag Warning - Destructive Fires | Vegetation Contact | Branch (OverHanging) | 2032 | 3.0126e-07 | 607.6134 | 0.00018305 | 2032 | Mitigation | 0.9 | 30 | 0 | esc | 0.066504 | 2.0035e-08 | 0.070223 | 2.1155e-08 | 0.066806 | 2.0126e-08 | 0.063625 | 1.9167e-08
[120 empty] | 7.3.5.15 Identification and remediation of “at-risk species”WLDFRVegetation ContactBranch (OverHanging) | WLDFR | HFTD - Distribution - Tier 3 - 4QU CoRE ¦ 1QU LoRE | Red Flag Warning - Destructive Fires | Vegetation Contact | Branch (OverHanging) | 2033 | 3.0126e-07 | 607.6134 | 0.00018305 | 2033 | Mitigation | 0.9 | 30 | 0 | esc | 0.066504 | 2.0035e-08 | 0.070223 | 2.1155e-08 | 0.066806 | 2.0126e-08 | 0.063625 | 1.9167e-08
[120 empty] | 7.3.5.15 Identification and remediation of “at-risk species”WLDFRVegetation ContactBranch (OverHanging) | WLDFR | HFTD - Distribution - Tier 3 - 4QU CoRE ¦ 1QU LoRE | Red Flag Warning - Destructive Fires | Vegetation Contact | Branch (OverHanging) | 2034 | 3.0126e-07 | 607.6134 | 0.00018305 | 2034 | Mitigation | 0.9 | 30 | 0 | esc | 0.066504 | 2.0035e-08 | 0.070223 | 2.1155e-08 | 0.066806 | 2.0126e-08 | 0.063625 | 1.9167e-08
[120 empty] | 7.3.5.15 Identification and remediation of “at-risk species”WLDFRVegetation ContactBranch (OverHanging) | WLDFR | HFTD - Distribution - Tier 3 - 4QU CoRE ¦ 1QU LoRE | Red Flag Warning - Destructive Fires | Vegetation Contact | Branch (OverHanging) | 2035 | 3.0126e-07 | 607.6134 | 0.00018305 | 2035 | Mitigation | 0.9 | 30 | 0 | esc | 0.066504 | 2.0035e-08 | 0.070223 | 2.1155e-08 | 0.066806 | 2.0126e-08 | 0.063625 | 1.9167e-08
[120 empty] | 7.3.5.15 Identification and remediation of “at-risk species”WLDFRVegetation ContactBranch (OverHanging) | WLDFR | HFTD - Distribution - Tier 3 - 4QU CoRE ¦ 1QU LoRE | Red Flag Warning - Destructive Fires | Vegetation Contact | Branch (OverHanging) | 2036 | 3.0126e-07 | 607.6134 | 0.00018305 | 2036 | Mitigation | 0.9 | 30 | 0 | esc | 0.066504 | 2.0035e-08 | 0.070223 | 2.1155e-08 | 0.066806 | 2.0126e-08 | 0.063625 | 1.9167e-08
[120 empty] | 7.3.5.15 Identification and remediation of “at-risk species”WLDFRVegetation ContactBranch (OverHanging) | WLDFR | HFTD - Distribution - Tier 3 - 4QU CoRE ¦ 1QU LoRE | Red Flag Warning - Destructive Fires | Vegetation Contact | Branch (OverHanging) | 2037 | 3.0126e-07 | 607.6134 | 0.00018305 | 2037 | Mitigation | 0.9 | 30 | 0 | esc | 0.066504 | 2.0035e-08 | 0.070223 | 2.1155e-08 | 0.066806 | 2.0126e-08 | 0.063625 | 1.9167e-08
[120 empty] | 7.3.5.15 Identification and remediation of “at-risk species”WLDFRVegetation ContactBranch (OverHanging) | WLDFR | HFTD - Distribution - Tier 3 - 4QU CoRE ¦ 1QU LoRE | Red Flag Warning - Destructive Fires | Vegetation Contact | Branch (OverHanging) | 2038 | 3.0126e-07 | 607.6134 | 0.00018305 | 2038 | Mitigation | 0.9 | 30 | 0 | esc | 0.066504 | 2.0035e-08 | 0.070223 | 2.1155e-08 | 0.066806 | 2.0126e-08 | 0.063625 | 1.9167e-08
[120 empty] | 7.3.5.15 Identification and remediation of “at-risk species”WLDFRVegetation ContactBranch (OverHanging) | WLDFR | HFTD - Distribution - Tier 3 - 4QU CoRE ¦ 1QU LoRE | Red Flag Warning - Destructive Fires | Vegetation Contact | Branch (OverHanging) | 2039 | 3.0126e-07 | 607.6134 | 0.00018305 | 2039 | Mitigation | 0.9 | 30 | 0 | esc | 0.066504 | 2.0035e-08 | 0.070223 | 2.1155e-08 | 0.066806 | 2.0126e-08 | 0.063625 | 1.9167e-08
[120 empty] | 7.3.5.15 Identification and remediation of “at-risk species”WLDFRVegetation ContactBranch (OverHanging) | WLDFR | HFTD - Distribution - Tier 3 - 4QU CoRE ¦ 1QU LoRE | Red Flag Warning - Destructive Fires | Vegetation Contact | Branch (OverHanging) | 2040 | 3.0126e-07 | 607.6134 | 0.00018305 | 2040 | Mitigation | 0.9 | 30 | 0 | esc | 0.066504 | 2.0035e-08 | 0.070223 | 2.1155e-08 | 0.066806 | 2.0126e-08 | 0.063625 | 1.9167e-08
[120 empty] | 7.3.5.15 Identification and remediation of “at-risk species”WLDFRVegetation ContactBranch (OverHanging) | WLDFR | HFTD - Distribution - Tier 3 - 4QU CoRE ¦ 1QU LoRE | Red Flag Warning - Destructive Fires | Vegetation Contact | Branch (OverHanging) | 2041 | 3.0126e-07 | 607.6134 | 0.00018305 | 2041 | Mitigation | 0.9 | 30 | 0 | esc | 0.066504 | 2.0035e-08 | 0.070223 | 2.1155e-08 | 0.066806 | 2.0126e-08 | 0.063625 | 1.9167e-08
[120 empty] | 7.3.5.15 Identification and remediation of “at-risk species”WLDFRVegetation ContactBranch (OverHanging) | WLDFR | HFTD - Distribution - Tier 3 - 4QU CoRE ¦ 1QU LoRE | Red Flag Warning - Destructive Fires | Vegetation Contact | Branch (OverHanging) | 2042 | 3.0126e-07 | 607.6134 | 0.00018305 | 2042 | Mitigation | 0.9 | 30 | 0 | esc | 0.066504 | 2.0035e-08 | 0.070223 | 2.1155e-08 | 0.066806 | 2.0126e-08 | 0.063625 | 1.9167e-08
[120 empty] | 7.3.5.15 Identification and remediation of “at-risk species”WLDFRVegetation ContactBranch (OverHanging) | WLDFR | HFTD - Distribution - Tier 3 - 4QU CoRE ¦ 1QU LoRE | Red Flag Warning - Destructive Fires | Vegetation Contact | Branch (OverHanging) | 2043 | 3.0126e-07 | 607.6134 | 0.00018305 | 2043 | Mitigation | 0.9 | 30 | 0 | esc | 0.066504 | 2.0035e-08 | 0.070223 | 2.1155e-08 | 0.066806 | 2.0126e-08 | 0.063625 | 1.9167e-08
[120 empty] | 7.3.5.15 Identification and remediation of “at-risk species”WLDFRVegetation ContactBranch (OverHanging) | WLDFR | HFTD - Distribution - Tier 3 - 4QU CoRE ¦ 1QU LoRE | Red Flag Warning - Destructive Fires | Vegetation Contact | Branch (OverHanging) | 2044 | 3.0126e-07 | 607.6134 | 0.00018305 | 2044 | Mitigation | 0.9 | 30 | 0 | esc | 0.066504 | 2.0035e-08 | 0.070223 | 2.1155e-08 | 0.066806 | 2.0126e-08 | 0.063625 | 1.9167e-08
[120 empty] | 7.3.5.15 Identification and remediation of “at-risk species”WLDFRVegetation ContactBranch (OverHanging) | WLDFR | HFTD - Distribution - Tier 3 - 4QU CoRE ¦ 1QU LoRE | Red Flag Warning - Destructive Fires | Vegetation Contact | Branch (OverHanging) | 2045 | 3.0126e-07 | 607.6134 | 0.00018305 | 2045 | Mitigation | 0.9 | 30 | 0 | esc | 0.066504 | 2.0035e-08 | 0.070223 | 2.1155e-08 | 0.066806 | 2.0126e-08 | 0.063625 | 1.9167e-08
[120 empty] | 7.3.5.15 Identification and remediation of “at-risk species”WLDFRVegetation ContactBranch (OverHanging) | WLDFR | HFTD - Distribution - Tier 3 - 4QU CoRE ¦ 1QU LoRE | Red Flag Warning - Destructive Fires | Vegetation Contact | Branch (OverHanging) | 2046 | 3.0126e-07 | 607.6134 | 0.00018305 | 2046 | Mitigation | 0.9 | 30 | 0 | esc | 0.066504 | 2.0035e-08 | 0.070223 | 2.1155e-08 | 0.066806 | 2.0126e-08 | 0.063625 | 1.9167e-08
[120 empty] | 7.3.5.15 Identification and remediation of “at-risk species”WLDFRVegetation ContactBranch (OverHanging) | WLDFR | HFTD - Distribution - Tier 3 - 4QU CoRE ¦ 1QU LoRE | Red Flag Warning - Destructive Fires | Vegetation Contact | Branch (OverHanging) | 2047 | 3.0126e-07 | 607.6134 | 0.00018305 | 2047 | Mitigation | 0.9 | 30 | 0 | esc | 0.066504 | 2.0035e-08 | 0.070223 | 2.1155e-08 | 0.066806 | 2.0126e-08 | 0.063625 | 1.9167e-08
[120 empty] | 7.3.5.15 Identification and remediation of “at-risk species”WLDFRVegetation ContactBranch (OverHanging) | WLDFR | HFTD - Distribution - Tier 3 - 4QU CoRE ¦ 1QU LoRE | Red Flag Warning - Destructive Fires | Vegetation Contact | Branch (OverHanging) | 2048 | 3.0126e-07 | 607.6134 | 0.00018305 | 2048 | Mitigation | 0.9 | 30 | 0 | esc | 0.066504 | 2.0035e-08 | 0.070223 | 2.1155e-08 | 0.066806 | 2.0126e-08 | 0.063625 | 1.9167e-08
[120 empty] | 7.3.5.15 Identification and remediation of “at-risk species”WLDFRVegetation ContactBranch (OverHanging) | WLDFR | HFTD - Distribution - Tier 3 - 4QU CoRE ¦ 1QU LoRE | Red Flag Warning - Destructive Fires | Vegetation Contact | Branch (OverHanging) | 2049 | 3.0126e-07 | 607.6134 | 0.00018305 | 2049 | Mitigation | 0.9 | 30 | 0 | esc | 0.066504 | 2.0035e-08 | 0.070223 | 2.1155e-08 | 0.066806 | 2.0126e-08 | 0.063625 | 1.9167e-08
[120 empty] | 7.3.5.15 Identification and remediation of “at-risk species”WLDFRVegetation ContactBranch (OverHanging) | WLDFR | HFTD - Distribution - Tier 3 - 4QU CoRE ¦ 1QU LoRE | Red Flag Warning - Destructive Fires | Vegetation Contact | Branch (OverHanging) | 2050 | 3.0126e-07 | 607.6134 | 0.00018305 | 2050 | Mitigation | 0.9 | 30 | 0 | esc | 0 | 0 | 0.070223 | 2.1155e-08 | 0.066806 | 2.0126e-08 | 0.063625 | 1.9167e-08
[120 empty] | 7.3.5.15 Identification and remediation of “at-risk species”WLDFRVegetation ContactBranch (OverHanging) | WLDFR | HFTD - Distribution - Tier 3 - 4QU CoRE ¦ 1QU LoRE | Red Flag Warning - Destructive Fires | Vegetation Contact | Branch (OverHanging) | 2051 | 3.0126e-07 | 607.6134 | 0.00018305 | 2051 | Mitigation | 0.9 | 30 | 0 | esc | 0 | 0 | 0 | 0 | 0.066806 | 2.0126e-08 | 0.063625 | 1.9167e-08
[120 empty] | 7.3.5.15 Identification and remediation of “at-risk species”WLDFRVegetation ContactBranch (OverHanging) | WLDFR | HFTD - Distribution - Tier 3 - 4QU CoRE ¦ 1QU LoRE | Red Flag Warning - Destructive Fires | Vegetation Contact | Branch (OverHanging) | 2052 | 3.0126e-07 | 607.6134 | 0.00018305 | 2052 | Mitigation | 0.9 | 30 | 0 | esc | 0 | 0 | 0 | 0 | 0 | 0 | 0.063625 | 1.9167e-08
[120 empty] | 7.3.5.15 Identification and remediation of “at-risk species”WLDFRVegetation ContactFell into (Moderate-Severe defect) | WLDFR | HFTD - Distribution - Tier 3 - 4QU CoRE ¦ 1QU LoRE | Red Flag Warning - Destructive Fires | Vegetation Contact | Fell into (Moderate-Severe defect) | 2022 | 9.4308e-08 | 607.6134 | 5.7303e-05 | 2022 | Mitigation | 0.95 | 1 | 0 | esc | 0 | 0 | 0 | 0 | 0.070518 | 6.6504e-09 | 0 | 0
[120 empty] | 7.3.5.15 Identification and remediation of “at-risk species”WLDFRVegetation ContactFell into (Moderate-Severe defect) | WLDFR | HFTD - Distribution - Tier 3 - 4QU CoRE ¦ 1QU LoRE | Red Flag Warning - Destructive Fires | Vegetation Contact | Fell into (Moderate-Severe defect) | 2023 | 9.4308e-08 | 607.6134 | 5.7303e-05 | 2023 | Mitigation | 0.95 | 1 | 0 | esc | 0 | 0 | 0 | 0 | 0 | 0 | 0.06716 | 6.3337e-09
[120 empty] | 7.3.5.15 Identification and remediation of “at-risk species”WLDFRVegetation ContactFell into (slight defect) | WLDFR | HFTD - Distribution - Tier 3 - 4QU CoRE ¦ 1QU LoRE | Red Flag Warning - Destructive Fires | Vegetation Contact | Fell into (slight defect) | 2022 | 1.0445e-07 | 607.6134 | 6.3468e-05 | 2022 | Mitigation | 0.5 | 1 | 0 | esc | 0 | 0 | 0 | 0 | 0.037115 | 3.8768e-09 | 0 | 0
[120 empty] | 7.3.5.15 Identification and remediation of “at-risk species”WLDFRVegetation ContactFell into (slight defect) | WLDFR | HFTD - Distribution - Tier 3 - 4QU CoRE ¦ 1QU LoRE | Red Flag Warning - Destructive Fires | Vegetation Contact | Fell into (slight defect) | 2023 | 1.0445e-07 | 607.6134 | 6.3468e-05 | 2023 | Mitigation | 0.5 | 1 | 0 | esc | 0 | 0 | 0 | 0 | 0 | 0 | 0.035347 | 3.6922e-09
[120 empty] | 7.3.5.15 Identification and remediation of “at-risk species”WLDFRVegetation ContactGrow Into | WLDFR | HFTD - Distribution - Tier 3 - 4QU CoRE ¦ 1QU LoRE | Red Flag Warning - Destructive Fires | Vegetation Contact | Grow Into | 2022 | 1.1005e-08 | 607.6134 | 6.687e-06 | 2022 | Mitigation | 0.5 | 1 | 0 | esc | 0 | 0 | 0 | 0 | 0.037115 | 4.0846e-10 | 0 | 0
[120 empty] | 7.3.5.15 Identification and remediation of “at-risk species”WLDFRVegetation ContactGrow Into | WLDFR | HFTD - Distribution - Tier 3 - 4QU CoRE ¦ 1QU LoRE | Red Flag Warning - Destructive Fires | Vegetation Contact | Grow Into | 2023 | 1.1005e-08 | 607.6134 | 6.687e-06 | 2023 | Mitigation | 0.5 | 1 | 0 | esc | 0 | 0 | 0 | 0 | 0 | 0 | 0.035347 | 3.8901e-10
[120 empty] | 7.3.5.15 Identification and remediation of “at-risk species”WLDFRVegetation ContactBranch (Not overhanging, 4-12ft) | WLDFR | HFTD - Distribution - Tier 3 - 4QU CoRE ¦ 1QU LoRE | Red Flag Warning - Large Fires | Vegetation Contact | Branch (Not overhanging, 4-12ft) | 2022 | 2.6373e-07 | 607.6134 | 0.00016025 | 2022 | Mitigation | 0.5 | 30 | 0 | esc | 0.036947 | 9.7441e-09 | 0.039013 | 1.0289e-08 | 0.037115 | 9.7884e-09 | 0 | 0
[120 empty] | 7.3.5.15 Identification and remediation of “at-risk species”WLDFRVegetation ContactBranch (Not overhanging, 4-12ft) | WLDFR | HFTD - Distribution - Tier 3 - 4QU CoRE ¦ 1QU LoRE | Red Flag Warning - Large Fires | Vegetation Contact | Branch (Not overhanging, 4-12ft) | 2023 | 2.6373e-07 | 607.6134 | 0.00016025 | 2023 | Mitigation | 0.5 | 30 | 0 | esc | 0.036947 | 9.7441e-09 | 0.039013 | 1.0289e-08 | 0.037115 | 9.7884e-09 | 0.035347 | 9.3222e-09
[120 empty] | 7.3.5.15 Identification and remediation of “at-risk species”WLDFRVegetation ContactBranch (Not overhanging, 4-12ft) | WLDFR | HFTD - Distribution - Tier 3 - 4QU CoRE ¦ 1QU LoRE | Red Flag Warning - Large Fires | Vegetation Contact | Branch (Not overhanging, 4-12ft) | 2024 | 2.6373e-07 | 607.6134 | 0.00016025 | 2024 | Mitigation | 0.5 | 30 | 0 | esc | 0.036947 | 9.7441e-09 | 0.039013 | 1.0289e-08 | 0.037115 | 9.7884e-09 | 0.035347 | 9.3222e-09
[120 empty] | 7.3.5.15 Identification and remediation of “at-risk species”WLDFRVegetation ContactBranch (Not overhanging, 4-12ft) | WLDFR | HFTD - Distribution - Tier 3 - 4QU CoRE ¦ 1QU LoRE | Red Flag Warning - Large Fires | Vegetation Contact | Branch (Not overhanging, 4-12ft) | 2025 | 2.6373e-07 | 607.6134 | 0.00016025 | 2025 | Mitigation | 0.5 | 30 | 0 | esc | 0.036947 | 9.7441e-09 | 0.039013 | 1.0289e-08 | 0.037115 | 9.7884e-09 | 0.035347 | 9.3222e-09
[120 empty] | 7.3.5.15 Identification and remediation of “at-risk species”WLDFRVegetation ContactBranch (Not overhanging, 4-12ft) | WLDFR | HFTD - Distribution - Tier 3 - 4QU CoRE ¦ 1QU LoRE | Red Flag Warning - Large Fires | Vegetation Contact | Branch (Not overhanging, 4-12ft) | 2026 | 2.6373e-07 | 607.6134 | 0.00016025 | 2026 | Mitigation | 0.5 | 30 | 0 | esc | 0.036947 | 9.7441e-09 | 0.039013 | 1.0289e-08 | 0.037115 | 9.7884e-09 | 0.035347 | 9.3222e-09
[120 empty] | 7.3.5.15 Identification and remediation of “at-risk species”WLDFRVegetation ContactBranch (Not overhanging, 4-12ft) | WLDFR | HFTD - Distribution - Tier 3 - 4QU CoRE ¦ 1QU LoRE | Red Flag Warning - Large Fires | Vegetation Contact | Branch (Not overhanging, 4-12ft) | 2027 | 2.6373e-07 | 607.6134 | 0.00016025 | 2027 | Mitigation | 0.5 | 30 | 0 | esc | 0.036947 | 9.7441e-09 | 0.039013 | 1.0289e-08 | 0.037115 | 9.7884e-09 | 0.035347 | 9.3222e-09
[120 empty] | 7.3.5.15 Identification and remediation of “at-risk species”WLDFRVegetation ContactBranch (Not overhanging, 4-12ft) | WLDFR | HFTD - Distribution - Tier 3 - 4QU CoRE ¦ 1QU LoRE | Red Flag Warning - Large Fires | Vegetation Contact | Branch (Not overhanging, 4-12ft) | 2028 | 2.6373e-07 | 607.6134 | 0.00016025 | 2028 | Mitigation | 0.5 | 30 | 0 | esc | 0.036947 | 9.7441e-09 | 0.039013 | 1.0289e-08 | 0.037115 | 9.7884e-09 | 0.035347 | 9.3222e-09
[120 empty] | 7.3.5.15 Identification and remediation of “at-risk species”WLDFRVegetation ContactBranch (Not overhanging, 4-12ft) | WLDFR | HFTD - Distribution - Tier 3 - 4QU CoRE ¦ 1QU LoRE | Red Flag Warning - Large Fires | Vegetation Contact | Branch (Not overhanging, 4-12ft) | 2029 | 2.6373e-07 | 607.6134 | 0.00016025 | 2029 | Mitigation | 0.5 | 30 | 0 | esc | 0.036947 | 9.7441e-09 | 0.039013 | 1.0289e-08 | 0.037115 | 9.7884e-09 | 0.035347 | 9.3222e-09
[120 empty] | 7.3.5.15 Identification and remediation of “at-risk species”WLDFRVegetation ContactBranch (Not overhanging, 4-12ft) | WLDFR | HFTD - Distribution - Tier 3 - 4QU CoRE ¦ 1QU LoRE | Red Flag Warning - Large Fires | Vegetation Contact | Branch (Not overhanging, 4-12ft) | 2030 | 2.6373e-07 | 607.6134 | 0.00016025 | 2030 | Mitigation | 0.5 | 30 | 0 | esc | 0.036947 | 9.7441e-09 | 0.039013 | 1.0289e-08 | 0.037115 | 9.7884e-09 | 0.035347 | 9.3222e-09
[120 empty] | 7.3.5.15 Identification and remediation of “at-risk species”WLDFRVegetation ContactBranch (Not overhanging, 4-12ft) | WLDFR | HFTD - Distribution - Tier 3 - 4QU CoRE ¦ 1QU LoRE | Red Flag Warning - Large Fires | Vegetation Contact | Branch (Not overhanging, 4-12ft) | 2031 | 2.6373e-07 | 607.6134 | 0.00016025 | 2031 | Mitigation | 0.5 | 30 | 0 | esc | 0.036947 | 9.7441e-09 | 0.039013 | 1.0289e-08 | 0.037115 | 9.7884e-09 | 0.035347 | 9.3222e-09
[120 empty] | 7.3.5.15 Identification and remediation of “at-risk species”WLDFRVegetation ContactBranch (Not overhanging, 4-12ft) | WLDFR | HFTD - Distribution - Tier 3 - 4QU CoRE ¦ 1QU LoRE | Red Flag Warning - Large Fires | Vegetation Contact | Branch (Not overhanging, 4-12ft) | 2032 | 2.6373e-07 | 607.6134 | 0.00016025 | 2032 | Mitigation | 0.5 | 30 | 0 | esc | 0.036947 | 9.7441e-09 | 0.039013 | 1.0289e-08 | 0.037115 | 9.7884e-09 | 0.035347 | 9.3222e-09
[120 empty] | 7.3.5.15 Identification and remediation of “at-risk species”WLDFRVegetation ContactBranch (Not overhanging, 4-12ft) | WLDFR | HFTD - Distribution - Tier 3 - 4QU CoRE ¦ 1QU LoRE | Red Flag Warning - Large Fires | Vegetation Contact | Branch (Not overhanging, 4-12ft) | 2033 | 2.6373e-07 | 607.6134 | 0.00016025 | 2033 | Mitigation | 0.5 | 30 | 0 | esc | 0.036947 | 9.7441e-09 | 0.039013 | 1.0289e-08 | 0.037115 | 9.7884e-09 | 0.035347 | 9.3222e-09
[120 empty] | 7.3.5.15 Identification and remediation of “at-risk species”WLDFRVegetation ContactBranch (Not overhanging, 4-12ft) | WLDFR | HFTD - Distribution - Tier 3 - 4QU CoRE ¦ 1QU LoRE | Red Flag Warning - Large Fires | Vegetation Contact | Branch (Not overhanging, 4-12ft) | 2034 | 2.6373e-07 | 607.6134 | 0.00016025 | 2034 | Mitigation | 0.5 | 30 | 0 | esc | 0.036947 | 9.7441e-09 | 0.039013 | 1.0289e-08 | 0.037115 | 9.7884e-09 | 0.035347 | 9.3222e-09
[120 empty] | 7.3.5.15 Identification and remediation of “at-risk species”WLDFRVegetation ContactBranch (Not overhanging, 4-12ft) | WLDFR | HFTD - Distribution - Tier 3 - 4QU CoRE ¦ 1QU LoRE | Red Flag Warning - Large Fires | Vegetation Contact | Branch (Not overhanging, 4-12ft) | 2035 | 2.6373e-07 | 607.6134 | 0.00016025 | 2035 | Mitigation | 0.5 | 30 | 0 | esc | 0.036947 | 9.7441e-09 | 0.039013 | 1.0289e-08 | 0.037115 | 9.7884e-09 | 0.035347 | 9.3222e-09
[120 empty] | 7.3.5.15 Identification and remediation of “at-risk species”WLDFRVegetation ContactBranch (Not overhanging, 4-12ft) | WLDFR | HFTD - Distribution - Tier 3 - 4QU CoRE ¦ 1QU LoRE | Red Flag Warning - Large Fires | Vegetation Contact | Branch (Not overhanging, 4-12ft) | 2036 | 2.6373e-07 | 607.6134 | 0.00016025 | 2036 | Mitigation | 0.5 | 30 | 0 | esc | 0.036947 | 9.7441e-09 | 0.039013 | 1.0289e-08 | 0.037115 | 9.7884e-09 | 0.035347 | 9.3222e-09
[120 empty] | 7.3.5.15 Identification and remediation of “at-risk species”WLDFRVegetation ContactBranch (Not overhanging, 4-12ft) | WLDFR | HFTD - Distribution - Tier 3 - 4QU CoRE ¦ 1QU LoRE | Red Flag Warning - Large Fires | Vegetation Contact | Branch (Not overhanging, 4-12ft) | 2037 | 2.6373e-07 | 607.6134 | 0.00016025 | 2037 | Mitigation | 0.5 | 30 | 0 | esc | 0.036947 | 9.7441e-09 | 0.039013 | 1.0289e-08 | 0.037115 | 9.7884e-09 | 0.035347 | 9.3222e-09
[120 empty] | 7.3.5.15 Identification and remediation of “at-risk species”WLDFRVegetation ContactBranch (Not overhanging, 4-12ft) | WLDFR | HFTD - Distribution - Tier 3 - 4QU CoRE ¦ 1QU LoRE | Red Flag Warning - Large Fires | Vegetation Contact | Branch (Not overhanging, 4-12ft) | 2038 | 2.6373e-07 | 607.6134 | 0.00016025 | 2038 | Mitigation | 0.5 | 30 | 0 | esc | 0.036947 | 9.7441e-09 | 0.039013 | 1.0289e-08 | 0.037115 | 9.7884e-09 | 0.035347 | 9.3222e-09
[120 empty] | 7.3.5.15 Identification and remediation of “at-risk species”WLDFRVegetation ContactBranch (Not overhanging, 4-12ft) | WLDFR | HFTD - Distribution - Tier 3 - 4QU CoRE ¦ 1QU LoRE | Red Flag Warning - Large Fires | Vegetation Contact | Branch (Not overhanging, 4-12ft) | 2039 | 2.6373e-07 | 607.6134 | 0.00016025 | 2039 | Mitigation | 0.5 | 30 | 0 | esc | 0.036947 | 9.7441e-09 | 0.039013 | 1.0289e-08 | 0.037115 | 9.7884e-09 | 0.035347 | 9.3222e-09
[120 empty] | 7.3.5.15 Identification and remediation of “at-risk species”WLDFRVegetation ContactBranch (Not overhanging, 4-12ft) | WLDFR | HFTD - Distribution - Tier 3 - 4QU CoRE ¦ 1QU LoRE | Red Flag Warning - Large Fires | Vegetation Contact | Branch (Not overhanging, 4-12ft) | 2040 | 2.6373e-07 | 607.6134 | 0.00016025 | 2040 | Mitigation | 0.5 | 30 | 0 | esc | 0.036947 | 9.7441e-09 | 0.039013 | 1.0289e-08 | 0.037115 | 9.7884e-09 | 0.035347 | 9.3222e-09
[120 empty] | 7.3.5.15 Identification and remediation of “at-risk species”WLDFRVegetation ContactBranch (Not overhanging, 4-12ft) | WLDFR | HFTD - Distribution - Tier 3 - 4QU CoRE ¦ 1QU LoRE | Red Flag Warning - Large Fires | Vegetation Contact | Branch (Not overhanging, 4-12ft) | 2041 | 2.6373e-07 | 607.6134 | 0.00016025 | 2041 | Mitigation | 0.5 | 30 | 0 | esc | 0.036947 | 9.7441e-09 | 0.039013 | 1.0289e-08 | 0.037115 | 9.7884e-09 | 0.035347 | 9.3222e-09
[120 empty] | 7.3.5.15 Identification and remediation of “at-risk species”WLDFRVegetation ContactBranch (Not overhanging, 4-12ft) | WLDFR | HFTD - Distribution - Tier 3 - 4QU CoRE ¦ 1QU LoRE | Red Flag Warning - Large Fires | Vegetation Contact | Branch (Not overhanging, 4-12ft) | 2042 | 2.6373e-07 | 607.6134 | 0.00016025 | 2042 | Mitigation | 0.5 | 30 | 0 | esc | 0.036947 | 9.7441e-09 | 0.039013 | 1.0289e-08 | 0.037115 | 9.7884e-09 | 0.035347 | 9.3222e-09
[120 empty] | 7.3.5.15 Identification and remediation of “at-risk species”WLDFRVegetation ContactBranch (Not overhanging, 4-12ft) | WLDFR | HFTD - Distribution - Tier 3 - 4QU CoRE ¦ 1QU LoRE | Red Flag Warning - Large Fires | Vegetation Contact | Branch (Not overhanging, 4-12ft) | 2043 | 2.6373e-07 | 607.6134 | 0.00016025 | 2043 | Mitigation | 0.5 | 30 | 0 | esc | 0.036947 | 9.7441e-09 | 0.039013 | 1.0289e-08 | 0.037115 | 9.7884e-09 | 0.035347 | 9.3222e-09
[120 empty] | 7.3.5.15 Identification and remediation of “at-risk species”WLDFRVegetation ContactBranch (Not overhanging, 4-12ft) | WLDFR | HFTD - Distribution - Tier 3 - 4QU CoRE ¦ 1QU LoRE | Red Flag Warning - Large Fires | Vegetation Contact | Branch (Not overhanging, 4-12ft) | 2044 | 2.6373e-07 | 607.6134 | 0.00016025 | 2044 | Mitigation | 0.5 | 30 | 0 | esc | 0.036947 | 9.7441e-09 | 0.039013 | 1.0289e-08 | 0.037115 | 9.7884e-09 | 0.035347 | 9.3222e-09
[120 empty] | 7.3.5.15 Identification and remediation of “at-risk species”WLDFRVegetation ContactBranch (Not overhanging, 4-12ft) | WLDFR | HFTD - Distribution - Tier 3 - 4QU CoRE ¦ 1QU LoRE | Red Flag Warning - Large Fires | Vegetation Contact | Branch (Not overhanging, 4-12ft) | 2045 | 2.6373e-07 | 607.6134 | 0.00016025 | 2045 | Mitigation | 0.5 | 30 | 0 | esc | 0.036947 | 9.7441e-09 | 0.039013 | 1.0289e-08 | 0.037115 | 9.7884e-09 | 0.035347 | 9.3222e-09
[120 empty] | 7.3.5.15 Identification and remediation of “at-risk species”WLDFRVegetation ContactBranch (Not overhanging, 4-12ft) | WLDFR | HFTD - Distribution - Tier 3 - 4QU CoRE ¦ 1QU LoRE | Red Flag Warning - Large Fires | Vegetation Contact | Branch (Not overhanging, 4-12ft) | 2046 | 2.6373e-07 | 607.6134 | 0.00016025 | 2046 | Mitigation | 0.5 | 30 | 0 | esc | 0.036947 | 9.7441e-09 | 0.039013 | 1.0289e-08 | 0.037115 | 9.7884e-09 | 0.035347 | 9.3222e-09
[120 empty] | 7.3.5.15 Identification and remediation of “at-risk species”WLDFRVegetation ContactBranch (Not overhanging, 4-12ft) | WLDFR | HFTD - Distribution - Tier 3 - 4QU CoRE ¦ 1QU LoRE | Red Flag Warning - Large Fires | Vegetation Contact | Branch (Not overhanging, 4-12ft) | 2047 | 2.6373e-07 | 607.6134 | 0.00016025 | 2047 | Mitigation | 0.5 | 30 | 0 | esc | 0.036947 | 9.7441e-09 | 0.039013 | 1.0289e-08 | 0.037115 | 9.7884e-09 | 0.035347 | 9.3222e-09
[120 empty] | 7.3.5.15 Identification and remediation of “at-risk species”WLDFRVegetation ContactBranch (Not overhanging, 4-12ft) | WLDFR | HFTD - Distribution - Tier 3 - 4QU CoRE ¦ 1QU LoRE | Red Flag Warning - Large Fires | Vegetation Contact | Branch (Not overhanging, 4-12ft) | 2048 | 2.6373e-07 | 607.6134 | 0.00016025 | 2048 | Mitigation | 0.5 | 30 | 0 | esc | 0.036947 | 9.7441e-09 | 0.039013 | 1.0289e-08 | 0.037115 | 9.7884e-09 | 0.035347 | 9.3222e-09
[120 empty] | 7.3.5.15 Identification and remediation of “at-risk species”WLDFRVegetation ContactBranch (Not overhanging, 4-12ft) | WLDFR | HFTD - Distribution - Tier 3 - 4QU CoRE ¦ 1QU LoRE | Red Flag Warning - Large Fires | Vegetation Contact | Branch (Not overhanging, 4-12ft) | 2049 | 2.6373e-07 | 607.6134 | 0.00016025 | 2049 | Mitigation | 0.5 | 30 | 0 | esc | 0.036947 | 9.7441e-09 | 0.039013 | 1.0289e-08 | 0.037115 | 9.7884e-09 | 0.035347 | 9.3222e-09
[120 empty] | 7.3.5.15 Identification and remediation of “at-risk species”WLDFRVegetation ContactBranch (Not overhanging, 4-12ft) | WLDFR | HFTD - Distribution - Tier 3 - 4QU CoRE ¦ 1QU LoRE | Red Flag Warning - Large Fires | Vegetation Contact | Branch (Not overhanging, 4-12ft) | 2050 | 2.6373e-07 | 607.6134 | 0.00016025 | 2050 | Mitigation | 0.5 | 30 | 0 | esc | 0 | 0 | 0.039013 | 1.0289e-08 | 0.037115 | 9.7884e-09 | 0.035347 | 9.3222e-09
[120 empty] | 7.3.5.15 Identification and remediation of “at-risk species”WLDFRVegetation ContactBranch (Not overhanging, 4-12ft) | WLDFR | HFTD - Distribution - Tier 3 - 4QU CoRE ¦ 1QU LoRE | Red Flag Warning - Large Fires | Vegetation Contact | Branch (Not overhanging, 4-12ft) | 2051 | 2.6373e-07 | 607.6134 | 0.00016025 | 2051 | Mitigation | 0.5 | 30 | 0 | esc | 0 | 0 | 0 | 0 | 0.037115 | 9.7884e-09 | 0.035347 | 9.3222e-09
[120 empty] | 7.3.5.15 Identification and remediation of “at-risk species”WLDFRVegetation ContactBranch (Not overhanging, 4-12ft) | WLDFR | HFTD - Distribution - Tier 3 - 4QU CoRE ¦ 1QU LoRE | Red Flag Warning - Large Fires | Vegetation Contact | Branch (Not overhanging, 4-12ft) | 2052 | 2.6373e-07 | 607.6134 | 0.00016025 | 2052 | Mitigation | 0.5 | 30 | 0 | esc | 0 | 0 | 0 | 0 | 0 | 0 | 0.035347 | 9.3222e-09
[120 empty] | 7.3.5.15 Identification and remediation of “at-risk species”WLDFRVegetation ContactBranch (Not overhanging, within 4ft) | WLDFR | HFTD - Distribution - Tier 3 - 4QU CoRE ¦ 1QU LoRE | Red Flag Warning - Large Fires | Vegetation Contact | Branch (Not overhanging, within 4ft) | 2022 | 6.3808e-08 | 607.6134 | 3.8771e-05 | 2022 | Mitigation | 0.9 | 30 | 0 | esc | 0.066504 | 4.2435e-09 | 0.070223 | 4.4808e-09 | 0.066806 | 4.2628e-09 | 0 | 0
[120 empty] | 7.3.5.15 Identification and remediation of “at-risk species”WLDFRVegetation ContactBranch (Not overhanging, within 4ft) | WLDFR | HFTD - Distribution - Tier 3 - 4QU CoRE ¦ 1QU LoRE | Red Flag Warning - Large Fires | Vegetation Contact | Branch (Not overhanging, within 4ft) | 2023 | 6.3808e-08 | 607.6134 | 3.8771e-05 | 2023 | Mitigation | 0.9 | 30 | 0 | esc | 0.066504 | 4.2435e-09 | 0.070223 | 4.4808e-09 | 0.066806 | 4.2628e-09 | 0.063625 | 4.0598e-09
[120 empty] | 7.3.5.15 Identification and remediation of “at-risk species”WLDFRVegetation ContactBranch (Not overhanging, within 4ft) | WLDFR | HFTD - Distribution - Tier 3 - 4QU CoRE ¦ 1QU LoRE | Red Flag Warning - Large Fires | Vegetation Contact | Branch (Not overhanging, within 4ft) | 2024 | 6.3808e-08 | 607.6134 | 3.8771e-05 | 2024 | Mitigation | 0.9 | 30 | 0 | esc | 0.066504 | 4.2435e-09 | 0.070223 | 4.4808e-09 | 0.066806 | 4.2628e-09 | 0.063625 | 4.0598e-09
[120 empty] | 7.3.5.15 Identification and remediation of “at-risk species”WLDFRVegetation ContactBranch (Not overhanging, within 4ft) | WLDFR | HFTD - Distribution - Tier 3 - 4QU CoRE ¦ 1QU LoRE | Red Flag Warning - Large Fires | Vegetation Contact | Branch (Not overhanging, within 4ft) | 2025 | 6.3808e-08 | 607.6134 | 3.8771e-05 | 2025 | Mitigation | 0.9 | 30 | 0 | esc | 0.066504 | 4.2435e-09 | 0.070223 | 4.4808e-09 | 0.066806 | 4.2628e-09 | 0.063625 | 4.0598e-09
[120 empty] | 7.3.5.15 Identification and remediation of “at-risk species”WLDFRVegetation ContactBranch (Not overhanging, within 4ft) | WLDFR | HFTD - Distribution - Tier 3 - 4QU CoRE ¦ 1QU LoRE | Red Flag Warning - Large Fires | Vegetation Contact | Branch (Not overhanging, within 4ft) | 2026 | 6.3808e-08 | 607.6134 | 3.8771e-05 | 2026 | Mitigation | 0.9 | 30 | 0 | esc | 0.066504 | 4.2435e-09 | 0.070223 | 4.4808e-09 | 0.066806 | 4.2628e-09 | 0.063625 | 4.0598e-09
[120 empty] | 7.3.5.15 Identification and remediation of “at-risk species”WLDFRVegetation ContactBranch (Not overhanging, within 4ft) | WLDFR | HFTD - Distribution - Tier 3 - 4QU CoRE ¦ 1QU LoRE | Red Flag Warning - Large Fires | Vegetation Contact | Branch (Not overhanging, within 4ft) | 2027 | 6.3808e-08 | 607.6134 | 3.8771e-05 | 2027 | Mitigation | 0.9 | 30 | 0 | esc | 0.066504 | 4.2435e-09 | 0.070223 | 4.4808e-09 | 0.066806 | 4.2628e-09 | 0.063625 | 4.0598e-09
[120 empty] | 7.3.5.15 Identification and remediation of “at-risk species”WLDFRVegetation ContactBranch (Not overhanging, within 4ft) | WLDFR | HFTD - Distribution - Tier 3 - 4QU CoRE ¦ 1QU LoRE | Red Flag Warning - Large Fires | Vegetation Contact | Branch (Not overhanging, within 4ft) | 2028 | 6.3808e-08 | 607.6134 | 3.8771e-05 | 2028 | Mitigation | 0.9 | 30 | 0 | esc | 0.066504 | 4.2435e-09 | 0.070223 | 4.4808e-09 | 0.066806 | 4.2628e-09 | 0.063625 | 4.0598e-09
[120 empty] | 7.3.5.15 Identification and remediation of “at-risk species”WLDFRVegetation ContactBranch (Not overhanging, within 4ft) | WLDFR | HFTD - Distribution - Tier 3 - 4QU CoRE ¦ 1QU LoRE | Red Flag Warning - Large Fires | Vegetation Contact | Branch (Not overhanging, within 4ft) | 2029 | 6.3808e-08 | 607.6134 | 3.8771e-05 | 2029 | Mitigation | 0.9 | 30 | 0 | esc | 0.066504 | 4.2435e-09 | 0.070223 | 4.4808e-09 | 0.066806 | 4.2628e-09 | 0.063625 | 4.0598e-09
[120 empty] | 7.3.5.15 Identification and remediation of “at-risk species”WLDFRVegetation ContactBranch (Not overhanging, within 4ft) | WLDFR | HFTD - Distribution - Tier 3 - 4QU CoRE ¦ 1QU LoRE | Red Flag Warning - Large Fires | Vegetation Contact | Branch (Not overhanging, within 4ft) | 2030 | 6.3808e-08 | 607.6134 | 3.8771e-05 | 2030 | Mitigation | 0.9 | 30 | 0 | esc | 0.066504 | 4.2435e-09 | 0.070223 | 4.4808e-09 | 0.066806 | 4.2628e-09 | 0.063625 | 4.0598e-09
[120 empty] | 7.3.5.15 Identification and remediation of “at-risk species”WLDFRVegetation ContactBranch (Not overhanging, within 4ft) | WLDFR | HFTD - Distribution - Tier 3 - 4QU CoRE ¦ 1QU LoRE | Red Flag Warning - Large Fires | Vegetation Contact | Branch (Not overhanging, within 4ft) | 2031 | 6.3808e-08 | 607.6134 | 3.8771e-05 | 2031 | Mitigation | 0.9 | 30 | 0 | esc | 0.066504 | 4.2435e-09 | 0.070223 | 4.4808e-09 | 0.066806 | 4.2628e-09 | 0.063625 | 4.0598e-09
[120 empty] | 7.3.5.15 Identification and remediation of “at-risk species”WLDFRVegetation ContactBranch (Not overhanging, within 4ft) | WLDFR | HFTD - Distribution - Tier 3 - 4QU CoRE ¦ 1QU LoRE | Red Flag Warning - Large Fires | Vegetation Contact | Branch (Not overhanging, within 4ft) | 2032 | 6.3808e-08 | 607.6134 | 3.8771e-05 | 2032 | Mitigation | 0.9 | 30 | 0 | esc | 0.066504 | 4.2435e-09 | 0.070223 | 4.4808e-09 | 0.066806 | 4.2628e-09 | 0.063625 | 4.0598e-09
[120 empty] | 7.3.5.15 Identification and remediation of “at-risk species”WLDFRVegetation ContactBranch (Not overhanging, within 4ft) | WLDFR | HFTD - Distribution - Tier 3 - 4QU CoRE ¦ 1QU LoRE | Red Flag Warning - Large Fires | Vegetation Contact | Branch (Not overhanging, within 4ft) | 2033 | 6.3808e-08 | 607.6134 | 3.8771e-05 | 2033 | Mitigation | 0.9 | 30 | 0 | esc | 0.066504 | 4.2435e-09 | 0.070223 | 4.4808e-09 | 0.066806 | 4.2628e-09 | 0.063625 | 4.0598e-09
[120 empty] | 7.3.5.15 Identification and remediation of “at-risk species”WLDFRVegetation ContactBranch (Not overhanging, within 4ft) | WLDFR | HFTD - Distribution - Tier 3 - 4QU CoRE ¦ 1QU LoRE | Red Flag Warning - Large Fires | Vegetation Contact | Branch (Not overhanging, within 4ft) | 2034 | 6.3808e-08 | 607.6134 | 3.8771e-05 | 2034 | Mitigation | 0.9 | 30 | 0 | esc | 0.066504 | 4.2435e-09 | 0.070223 | 4.4808e-09 | 0.066806 | 4.2628e-09 | 0.063625 | 4.0598e-09
[120 empty] | 7.3.5.15 Identification and remediation of “at-risk species”WLDFRVegetation ContactBranch (Not overhanging, within 4ft) | WLDFR | HFTD - Distribution - Tier 3 - 4QU CoRE ¦ 1QU LoRE | Red Flag Warning - Large Fires | Vegetation Contact | Branch (Not overhanging, within 4ft) | 2035 | 6.3808e-08 | 607.6134 | 3.8771e-05 | 2035 | Mitigation | 0.9 | 30 | 0 | esc | 0.066504 | 4.2435e-09 | 0.070223 | 4.4808e-09 | 0.066806 | 4.2628e-09 | 0.063625 | 4.0598e-09
[120 empty] | 7.3.5.15 Identification and remediation of “at-risk species”WLDFRVegetation ContactBranch (Not overhanging, within 4ft) | WLDFR | HFTD - Distribution - Tier 3 - 4QU CoRE ¦ 1QU LoRE | Red Flag Warning - Large Fires | Vegetation Contact | Branch (Not overhanging, within 4ft) | 2036 | 6.3808e-08 | 607.6134 | 3.8771e-05 | 2036 | Mitigation | 0.9 | 30 | 0 | esc | 0.066504 | 4.2435e-09 | 0.070223 | 4.4808e-09 | 0.066806 | 4.2628e-09 | 0.063625 | 4.0598e-09
[120 empty] | 7.3.5.15 Identification and remediation of “at-risk species”WLDFRVegetation ContactBranch (Not overhanging, within 4ft) | WLDFR | HFTD - Distribution - Tier 3 - 4QU CoRE ¦ 1QU LoRE | Red Flag Warning - Large Fires | Vegetation Contact | Branch (Not overhanging, within 4ft) | 2037 | 6.3808e-08 | 607.6134 | 3.8771e-05 | 2037 | Mitigation | 0.9 | 30 | 0 | esc | 0.066504 | 4.2435e-09 | 0.070223 | 4.4808e-09 | 0.066806 | 4.2628e-09 | 0.063625 | 4.0598e-09
[120 empty] | 7.3.5.15 Identification and remediation of “at-risk species”WLDFRVegetation ContactBranch (Not overhanging, within 4ft) | WLDFR | HFTD - Distribution - Tier 3 - 4QU CoRE ¦ 1QU LoRE | Red Flag Warning - Large Fires | Vegetation Contact | Branch (Not overhanging, within 4ft) | 2038 | 6.3808e-08 | 607.6134 | 3.8771e-05 | 2038 | Mitigation | 0.9 | 30 | 0 | esc | 0.066504 | 4.2435e-09 | 0.070223 | 4.4808e-09 | 0.066806 | 4.2628e-09 | 0.063625 | 4.0598e-09
[120 empty] | 7.3.5.15 Identification and remediation of “at-risk species”WLDFRVegetation ContactBranch (Not overhanging, within 4ft) | WLDFR | HFTD - Distribution - Tier 3 - 4QU CoRE ¦ 1QU LoRE | Red Flag Warning - Large Fires | Vegetation Contact | Branch (Not overhanging, within 4ft) | 2039 | 6.3808e-08 | 607.6134 | 3.8771e-05 | 2039 | Mitigation | 0.9 | 30 | 0 | esc | 0.066504 | 4.2435e-09 | 0.070223 | 4.4808e-09 | 0.066806 | 4.2628e-09 | 0.063625 | 4.0598e-09
[120 empty] | 7.3.5.15 Identification and remediation of “at-risk species”WLDFRVegetation ContactBranch (Not overhanging, within 4ft) | WLDFR | HFTD - Distribution - Tier 3 - 4QU CoRE ¦ 1QU LoRE | Red Flag Warning - Large Fires | Vegetation Contact | Branch (Not overhanging, within 4ft) | 2040 | 6.3808e-08 | 607.6134 | 3.8771e-05 | 2040 | Mitigation | 0.9 | 30 | 0 | esc | 0.066504 | 4.2435e-09 | 0.070223 | 4.4808e-09 | 0.066806 | 4.2628e-09 | 0.063625 | 4.0598e-09
[120 empty] | 7.3.5.15 Identification and remediation of “at-risk species”WLDFRVegetation ContactBranch (Not overhanging, within 4ft) | WLDFR | HFTD - Distribution - Tier 3 - 4QU CoRE ¦ 1QU LoRE | Red Flag Warning - Large Fires | Vegetation Contact | Branch (Not overhanging, within 4ft) | 2041 | 6.3808e-08 | 607.6134 | 3.8771e-05 | 2041 | Mitigation | 0.9 | 30 | 0 | esc | 0.066504 | 4.2435e-09 | 0.070223 | 4.4808e-09 | 0.066806 | 4.2628e-09 | 0.063625 | 4.0598e-09
[120 empty] | 7.3.5.15 Identification and remediation of “at-risk species”WLDFRVegetation ContactBranch (Not overhanging, within 4ft) | WLDFR | HFTD - Distribution - Tier 3 - 4QU CoRE ¦ 1QU LoRE | Red Flag Warning - Large Fires | Vegetation Contact | Branch (Not overhanging, within 4ft) | 2042 | 6.3808e-08 | 607.6134 | 3.8771e-05 | 2042 | Mitigation | 0.9 | 30 | 0 | esc | 0.066504 | 4.2435e-09 | 0.070223 | 4.4808e-09 | 0.066806 | 4.2628e-09 | 0.063625 | 4.0598e-09
[120 empty] | 7.3.5.15 Identification and remediation of “at-risk species”WLDFRVegetation ContactBranch (Not overhanging, within 4ft) | WLDFR | HFTD - Distribution - Tier 3 - 4QU CoRE ¦ 1QU LoRE | Red Flag Warning - Large Fires | Vegetation Contact | Branch (Not overhanging, within 4ft) | 2043 | 6.3808e-08 | 607.6134 | 3.8771e-05 | 2043 | Mitigation | 0.9 | 30 | 0 | esc | 0.066504 | 4.2435e-09 | 0.070223 | 4.4808e-09 | 0.066806 | 4.2628e-09 | 0.063625 | 4.0598e-09
[120 empty] | 7.3.5.15 Identification and remediation of “at-risk species”WLDFRVegetation ContactBranch (Not overhanging, within 4ft) | WLDFR | HFTD - Distribution - Tier 3 - 4QU CoRE ¦ 1QU LoRE | Red Flag Warning - Large Fires | Vegetation Contact | Branch (Not overhanging, within 4ft) | 2044 | 6.3808e-08 | 607.6134 | 3.8771e-05 | 2044 | Mitigation | 0.9 | 30 | 0 | esc | 0.066504 | 4.2435e-09 | 0.070223 | 4.4808e-09 | 0.066806 | 4.2628e-09 | 0.063625 | 4.0598e-09
[120 empty] | 7.3.5.15 Identification and remediation of “at-risk species”WLDFRVegetation ContactBranch (Not overhanging, within 4ft) | WLDFR | HFTD - Distribution - Tier 3 - 4QU CoRE ¦ 1QU LoRE | Red Flag Warning - Large Fires | Vegetation Contact | Branch (Not overhanging, within 4ft) | 2045 | 6.3808e-08 | 607.6134 | 3.8771e-05 | 2045 | Mitigation | 0.9 | 30 | 0 | esc | 0.066504 | 4.2435e-09 | 0.070223 | 4.4808e-09 | 0.066806 | 4.2628e-09 | 0.063625 | 4.0598e-09
[120 empty] | 7.3.5.15 Identification and remediation of “at-risk species”WLDFRVegetation ContactBranch (Not overhanging, within 4ft) | WLDFR | HFTD - Distribution - Tier 3 - 4QU CoRE ¦ 1QU LoRE | Red Flag Warning - Large Fires | Vegetation Contact | Branch (Not overhanging, within 4ft) | 2046 | 6.3808e-08 | 607.6134 | 3.8771e-05 | 2046 | Mitigation | 0.9 | 30 | 0 | esc | 0.066504 | 4.2435e-09 | 0.070223 | 4.4808e-09 | 0.066806 | 4.2628e-09 | 0.063625 | 4.0598e-09
[120 empty] | 7.3.5.15 Identification and remediation of “at-risk species”WLDFRVegetation ContactBranch (Not overhanging, within 4ft) | WLDFR | HFTD - Distribution - Tier 3 - 4QU CoRE ¦ 1QU LoRE | Red Flag Warning - Large Fires | Vegetation Contact | Branch (Not overhanging, within 4ft) | 2047 | 6.3808e-08 | 607.6134 | 3.8771e-05 | 2047 | Mitigation | 0.9 | 30 | 0 | esc | 0.066504 | 4.2435e-09 | 0.070223 | 4.4808e-09 | 0.066806 | 4.2628e-09 | 0.063625 | 4.0598e-09
[120 empty] | 7.3.5.15 Identification and remediation of “at-risk species”WLDFRVegetation ContactBranch (Not overhanging, within 4ft) | WLDFR | HFTD - Distribution - Tier 3 - 4QU CoRE ¦ 1QU LoRE | Red Flag Warning - Large Fires | Vegetation Contact | Branch (Not overhanging, within 4ft) | 2048 | 6.3808e-08 | 607.6134 | 3.8771e-05 | 2048 | Mitigation | 0.9 | 30 | 0 | esc | 0.066504 | 4.2435e-09 | 0.070223 | 4.4808e-09 | 0.066806 | 4.2628e-09 | 0.063625 | 4.0598e-09
[120 empty] | 7.3.5.15 Identification and remediation of “at-risk species”WLDFRVegetation ContactBranch (Not overhanging, within 4ft) | WLDFR | HFTD - Distribution - Tier 3 - 4QU CoRE ¦ 1QU LoRE | Red Flag Warning - Large Fires | Vegetation Contact | Branch (Not overhanging, within 4ft) | 2049 | 6.3808e-08 | 607.6134 | 3.8771e-05 | 2049 | Mitigation | 0.9 | 30 | 0 | esc | 0.066504 | 4.2435e-09 | 0.070223 | 4.4808e-09 | 0.066806 | 4.2628e-09 | 0.063625 | 4.0598e-09
[120 empty] | 7.3.5.15 Identification and remediation of “at-risk species”WLDFRVegetation ContactBranch (Not overhanging, within 4ft) | WLDFR | HFTD - Distribution - Tier 3 - 4QU CoRE ¦ 1QU LoRE | Red Flag Warning - Large Fires | Vegetation Contact | Branch (Not overhanging, within 4ft) | 2050 | 6.3808e-08 | 607.6134 | 3.8771e-05 | 2050 | Mitigation | 0.9 | 30 | 0 | esc | 0 | 0 | 0.070223 | 4.4808e-09 | 0.066806 | 4.2628e-09 | 0.063625 | 4.0598e-09
[120 empty] | 7.3.5.15 Identification and remediation of “at-risk species”WLDFRVegetation ContactBranch (Not overhanging, within 4ft) | WLDFR | HFTD - Distribution - Tier 3 - 4QU CoRE ¦ 1QU LoRE | Red Flag Warning - Large Fires | Vegetation Contact | Branch (Not overhanging, within 4ft) | 2051 | 6.3808e-08 | 607.6134 | 3.8771e-05 | 2051 | Mitigation | 0.9 | 30 | 0 | esc | 0 | 0 | 0 | 0 | 0.066806 | 4.2628e-09 | 0.063625 | 4.0598e-09
[120 empty] | 7.3.5.15 Identification and remediation of “at-risk species”WLDFRVegetation ContactBranch (Not overhanging, within 4ft) | WLDFR | HFTD - Distribution - Tier 3 - 4QU CoRE ¦ 1QU LoRE | Red Flag Warning - Large Fires | Vegetation Contact | Branch (Not overhanging, within 4ft) | 2052 | 6.3808e-08 | 607.6134 | 3.8771e-05 | 2052 | Mitigation | 0.9 | 30 | 0 | esc | 0 | 0 | 0 | 0 | 0 | 0 | 0.063625 | 4.0598e-09
[120 empty] | 7.3.5.15 Identification and remediation of “at-risk species”WLDFRVegetation ContactBranch (OverHanging) | WLDFR | HFTD - Distribution - Tier 3 - 4QU CoRE ¦ 1QU LoRE | Red Flag Warning - Large Fires | Vegetation Contact | Branch (OverHanging) | 2022 | 3.7613e-06 | 607.6134 | 0.0022854 | 2022 | Mitigation | 0.9 | 30 | 0 | esc | 0.066504 | 2.5014e-07 | 0.070223 | 2.6413e-07 | 0.066806 | 2.5128e-07 | 0 | 0
[120 empty] | 7.3.5.15 Identification and remediation of “at-risk species”WLDFRVegetation ContactBranch (OverHanging) | WLDFR | HFTD - Distribution - Tier 3 - 4QU CoRE ¦ 1QU LoRE | Red Flag Warning - Large Fires | Vegetation Contact | Branch (OverHanging) | 2023 | 3.7613e-06 | 607.6134 | 0.0022854 | 2023 | Mitigation | 0.9 | 30 | 0 | esc | 0.066504 | 2.5014e-07 | 0.070223 | 2.6413e-07 | 0.066806 | 2.5128e-07 | 0.063625 | 2.3931e-07
[120 empty] | 7.3.5.15 Identification and remediation of “at-risk species”WLDFRVegetation ContactBranch (OverHanging) | WLDFR | HFTD - Distribution - Tier 3 - 4QU CoRE ¦ 1QU LoRE | Red Flag Warning - Large Fires | Vegetation Contact | Branch (OverHanging) | 2024 | 3.7613e-06 | 607.6134 | 0.0022854 | 2024 | Mitigation | 0.9 | 30 | 0 | esc | 0.066504 | 2.5014e-07 | 0.070223 | 2.6413e-07 | 0.066806 | 2.5128e-07 | 0.063625 | 2.3931e-07
[120 empty] | 7.3.5.15 Identification and remediation of “at-risk species”WLDFRVegetation ContactBranch (OverHanging) | WLDFR | HFTD - Distribution - Tier 3 - 4QU CoRE ¦ 1QU LoRE | Red Flag Warning - Large Fires | Vegetation Contact | Branch (OverHanging) | 2025 | 3.7613e-06 | 607.6134 | 0.0022854 | 2025 | Mitigation | 0.9 | 30 | 0 | esc | 0.066504 | 2.5014e-07 | 0.070223 | 2.6413e-07 | 0.066806 | 2.5128e-07 | 0.063625 | 2.3931e-07
[120 empty] | 7.3.5.15 Identification and remediation of “at-risk species”WLDFRVegetation ContactBranch (OverHanging) | WLDFR | HFTD - Distribution - Tier 3 - 4QU CoRE ¦ 1QU LoRE | Red Flag Warning - Large Fires | Vegetation Contact | Branch (OverHanging) | 2026 | 3.7613e-06 | 607.6134 | 0.0022854 | 2026 | Mitigation | 0.9 | 30 | 0 | esc | 0.066504 | 2.5014e-07 | 0.070223 | 2.6413e-07 | 0.066806 | 2.5128e-07 | 0.063625 | 2.3931e-07
[120 empty] | 7.3.5.15 Identification and remediation of “at-risk species”WLDFRVegetation ContactBranch (OverHanging) | WLDFR | HFTD - Distribution - Tier 3 - 4QU CoRE ¦ 1QU LoRE | Red Flag Warning - Large Fires | Vegetation Contact | Branch (OverHanging) | 2027 | 3.7613e-06 | 607.6134 | 0.0022854 | 2027 | Mitigation | 0.9 | 30 | 0 | esc | 0.066504 | 2.5014e-07 | 0.070223 | 2.6413e-07 | 0.066806 | 2.5128e-07 | 0.063625 | 2.3931e-07
[120 empty] | 7.3.5.15 Identification and remediation of “at-risk species”WLDFRVegetation ContactBranch (OverHanging) | WLDFR | HFTD - Distribution - Tier 3 - 4QU CoRE ¦ 1QU LoRE | Red Flag Warning - Large Fires | Vegetation Contact | Branch (OverHanging) | 2028 | 3.7613e-06 | 607.6134 | 0.0022854 | 2028 | Mitigation | 0.9 | 30 | 0 | esc | 0.066504 | 2.5014e-07 | 0.070223 | 2.6413e-07 | 0.066806 | 2.5128e-07 | 0.063625 | 2.3931e-07
[120 empty] | 7.3.5.15 Identification and remediation of “at-risk species”WLDFRVegetation ContactBranch (OverHanging) | WLDFR | HFTD - Distribution - Tier 3 - 4QU CoRE ¦ 1QU LoRE | Red Flag Warning - Large Fires | Vegetation Contact | Branch (OverHanging) | 2029 | 3.7613e-06 | 607.6134 | 0.0022854 | 2029 | Mitigation | 0.9 | 30 | 0 | esc | 0.066504 | 2.5014e-07 | 0.070223 | 2.6413e-07 | 0.066806 | 2.5128e-07 | 0.063625 | 2.3931e-07
[120 empty] | 7.3.5.15 Identification and remediation of “at-risk species”WLDFRVegetation ContactBranch (OverHanging) | WLDFR | HFTD - Distribution - Tier 3 - 4QU CoRE ¦ 1QU LoRE | Red Flag Warning - Large Fires | Vegetation Contact | Branch (OverHanging) | 2030 | 3.7613e-06 | 607.6134 | 0.0022854 | 2030 | Mitigation | 0.9 | 30 | 0 | esc | 0.066504 | 2.5014e-07 | 0.070223 | 2.6413e-07 | 0.066806 | 2.5128e-07 | 0.063625 | 2.3931e-07
[120 empty] | 7.3.5.15 Identification and remediation of “at-risk species”WLDFRVegetation ContactBranch (OverHanging) | WLDFR | HFTD - Distribution - Tier 3 - 4QU CoRE ¦ 1QU LoRE | Red Flag Warning - Large Fires | Vegetation Contact | Branch (OverHanging) | 2031 | 3.7613e-06 | 607.6134 | 0.0022854 | 2031 | Mitigation | 0.9 | 30 | 0 | esc | 0.066504 | 2.5014e-07 | 0.070223 | 2.6413e-07 | 0.066806 | 2.5128e-07 | 0.063625 | 2.3931e-07
[120 empty] | 7.3.5.15 Identification and remediation of “at-risk species”WLDFRVegetation ContactBranch (OverHanging) | WLDFR | HFTD - Distribution - Tier 3 - 4QU CoRE ¦ 1QU LoRE | Red Flag Warning - Large Fires | Vegetation Contact | Branch (OverHanging) | 2032 | 3.7613e-06 | 607.6134 | 0.0022854 | 2032 | Mitigation | 0.9 | 30 | 0 | esc | 0.066504 | 2.5014e-07 | 0.070223 | 2.6413e-07 | 0.066806 | 2.5128e-07 | 0.063625 | 2.3931e-07
[120 empty] | 7.3.5.15 Identification and remediation of “at-risk species”WLDFRVegetation ContactBranch (OverHanging) | WLDFR | HFTD - Distribution - Tier 3 - 4QU CoRE ¦ 1QU LoRE | Red Flag Warning - Large Fires | Vegetation Contact | Branch (OverHanging) | 2033 | 3.7613e-06 | 607.6134 | 0.0022854 | 2033 | Mitigation | 0.9 | 30 | 0 | esc | 0.066504 | 2.5014e-07 | 0.070223 | 2.6413e-07 | 0.066806 | 2.5128e-07 | 0.063625 | 2.3931e-07
[120 empty] | 7.3.5.15 Identification and remediation of “at-risk species”WLDFRVegetation ContactBranch (OverHanging) | WLDFR | HFTD - Distribution - Tier 3 - 4QU CoRE ¦ 1QU LoRE | Red Flag Warning - Large Fires | Vegetation Contact | Branch (OverHanging) | 2034 | 3.7613e-06 | 607.6134 | 0.0022854 | 2034 | Mitigation | 0.9 | 30 | 0 | esc | 0.066504 | 2.5014e-07 | 0.070223 | 2.6413e-07 | 0.066806 | 2.5128e-07 | 0.063625 | 2.3931e-07
[120 empty] | 7.3.5.15 Identification and remediation of “at-risk species”WLDFRVegetation ContactBranch (OverHanging) | WLDFR | HFTD - Distribution - Tier 3 - 4QU CoRE ¦ 1QU LoRE | Red Flag Warning - Large Fires | Vegetation Contact | Branch (OverHanging) | 2035 | 3.7613e-06 | 607.6134 | 0.0022854 | 2035 | Mitigation | 0.9 | 30 | 0 | esc | 0.066504 | 2.5014e-07 | 0.070223 | 2.6413e-07 | 0.066806 | 2.5128e-07 | 0.063625 | 2.3931e-07
[120 empty] | 7.3.5.15 Identification and remediation of “at-risk species”WLDFRVegetation ContactBranch (OverHanging) | WLDFR | HFTD - Distribution - Tier 3 - 4QU CoRE ¦ 1QU LoRE | Red Flag Warning - Large Fires | Vegetation Contact | Branch (OverHanging) | 2036 | 3.7613e-06 | 607.6134 | 0.0022854 | 2036 | Mitigation | 0.9 | 30 | 0 | esc | 0.066504 | 2.5014e-07 | 0.070223 | 2.6413e-07 | 0.066806 | 2.5128e-07 | 0.063625 | 2.3931e-07
[120 empty] | 7.3.5.15 Identification and remediation of “at-risk species”WLDFRVegetation ContactBranch (OverHanging) | WLDFR | HFTD - Distribution - Tier 3 - 4QU CoRE ¦ 1QU LoRE | Red Flag Warning - Large Fires | Vegetation Contact | Branch (OverHanging) | 2037 | 3.7613e-06 | 607.6134 | 0.0022854 | 2037 | Mitigation | 0.9 | 30 | 0 | esc | 0.066504 | 2.5014e-07 | 0.070223 | 2.6413e-07 | 0.066806 | 2.5128e-07 | 0.063625 | 2.3931e-07
[120 empty] | 7.3.5.15 Identification and remediation of “at-risk species”WLDFRVegetation ContactBranch (OverHanging) | WLDFR | HFTD - Distribution - Tier 3 - 4QU CoRE ¦ 1QU LoRE | Red Flag Warning - Large Fires | Vegetation Contact | Branch (OverHanging) | 2038 | 3.7613e-06 | 607.6134 | 0.0022854 | 2038 | Mitigation | 0.9 | 30 | 0 | esc | 0.066504 | 2.5014e-07 | 0.070223 | 2.6413e-07 | 0.066806 | 2.5128e-07 | 0.063625 | 2.3931e-07
[120 empty] | 7.3.5.15 Identification and remediation of “at-risk species”WLDFRVegetation ContactBranch (OverHanging) | WLDFR | HFTD - Distribution - Tier 3 - 4QU CoRE ¦ 1QU LoRE | Red Flag Warning - Large Fires | Vegetation Contact | Branch (OverHanging) | 2039 | 3.7613e-06 | 607.6134 | 0.0022854 | 2039 | Mitigation | 0.9 | 30 | 0 | esc | 0.066504 | 2.5014e-07 | 0.070223 | 2.6413e-07 | 0.066806 | 2.5128e-07 | 0.063625 | 2.3931e-07
[120 empty] | 7.3.5.15 Identification and remediation of “at-risk species”WLDFRVegetation ContactBranch (OverHanging) | WLDFR | HFTD - Distribution - Tier 3 - 4QU CoRE ¦ 1QU LoRE | Red Flag Warning - Large Fires | Vegetation Contact | Branch (OverHanging) | 2040 | 3.7613e-06 | 607.6134 | 0.0022854 | 2040 | Mitigation | 0.9 | 30 | 0 | esc | 0.066504 | 2.5014e-07 | 0.070223 | 2.6413e-07 | 0.066806 | 2.5128e-07 | 0.063625 | 2.3931e-07
[120 empty] | 7.3.5.15 Identification and remediation of “at-risk species”WLDFRVegetation ContactBranch (OverHanging) | WLDFR | HFTD - Distribution - Tier 3 - 4QU CoRE ¦ 1QU LoRE | Red Flag Warning - Large Fires | Vegetation Contact | Branch (OverHanging) | 2041 | 3.7613e-06 | 607.6134 | 0.0022854 | 2041 | Mitigation | 0.9 | 30 | 0 | esc | 0.066504 | 2.5014e-07 | 0.070223 | 2.6413e-07 | 0.066806 | 2.5128e-07 | 0.063625 | 2.3931e-07
[120 empty] | 7.3.5.15 Identification and remediation of “at-risk species”WLDFRVegetation ContactBranch (OverHanging) | WLDFR | HFTD - Distribution - Tier 3 - 4QU CoRE ¦ 1QU LoRE | Red Flag Warning - Large Fires | Vegetation Contact | Branch (OverHanging) | 2042 | 3.7613e-06 | 607.6134 | 0.0022854 | 2042 | Mitigation | 0.9 | 30 | 0 | esc | 0.066504 | 2.5014e-07 | 0.070223 | 2.6413e-07 | 0.066806 | 2.5128e-07 | 0.063625 | 2.3931e-07
[120 empty] | 7.3.5.15 Identification and remediation of “at-risk species”WLDFRVegetation ContactBranch (OverHanging) | WLDFR | HFTD - Distribution - Tier 3 - 4QU CoRE ¦ 1QU LoRE | Red Flag Warning - Large Fires | Vegetation Contact | Branch (OverHanging) | 2043 | 3.7613e-06 | 607.6134 | 0.0022854 | 2043 | Mitigation | 0.9 | 30 | 0 | esc | 0.066504 | 2.5014e-07 | 0.070223 | 2.6413e-07 | 0.066806 | 2.5128e-07 | 0.063625 | 2.3931e-07
[120 empty] | 7.3.5.15 Identification and remediation of “at-risk species”WLDFRVegetation ContactBranch (OverHanging) | WLDFR | HFTD - Distribution - Tier 3 - 4QU CoRE ¦ 1QU LoRE | Red Flag Warning - Large Fires | Vegetation Contact | Branch (OverHanging) | 2044 | 3.7613e-06 | 607.6134 | 0.0022854 | 2044 | Mitigation | 0.9 | 30 | 0 | esc | 0.066504 | 2.5014e-07 | 0.070223 | 2.6413e-07 | 0.066806 | 2.5128e-07 | 0.063625 | 2.3931e-07
[120 empty] | 7.3.5.15 Identification and remediation of “at-risk species”WLDFRVegetation ContactBranch (OverHanging) | WLDFR | HFTD - Distribution - Tier 3 - 4QU CoRE ¦ 1QU LoRE | Red Flag Warning - Large Fires | Vegetation Contact | Branch (OverHanging) | 2045 | 3.7613e-06 | 607.6134 | 0.0022854 | 2045 | Mitigation | 0.9 | 30 | 0 | esc | 0.066504 | 2.5014e-07 | 0.070223 | 2.6413e-07 | 0.066806 | 2.5128e-07 | 0.063625 | 2.3931e-07
[120 empty] | 7.3.5.15 Identification and remediation of “at-risk species”WLDFRVegetation ContactBranch (OverHanging) | WLDFR | HFTD - Distribution - Tier 3 - 4QU CoRE ¦ 1QU LoRE | Red Flag Warning - Large Fires | Vegetation Contact | Branch (OverHanging) | 2046 | 3.7613e-06 | 607.6134 | 0.0022854 | 2046 | Mitigation | 0.9 | 30 | 0 | esc | 0.066504 | 2.5014e-07 | 0.070223 | 2.6413e-07 | 0.066806 | 2.5128e-07 | 0.063625 | 2.3931e-07
[120 empty] | 7.3.5.15 Identification and remediation of “at-risk species”WLDFRVegetation ContactBranch (OverHanging) | WLDFR | HFTD - Distribution - Tier 3 - 4QU CoRE ¦ 1QU LoRE | Red Flag Warning - Large Fires | Vegetation Contact | Branch (OverHanging) | 2047 | 3.7613e-06 | 607.6134 | 0.0022854 | 2047 | Mitigation | 0.9 | 30 | 0 | esc | 0.066504 | 2.5014e-07 | 0.070223 | 2.6413e-07 | 0.066806 | 2.5128e-07 | 0.063625 | 2.3931e-07
[120 empty] | 7.3.5.15 Identification and remediation of “at-risk species”WLDFRVegetation ContactBranch (OverHanging) | WLDFR | HFTD - Distribution - Tier 3 - 4QU CoRE ¦ 1QU LoRE | Red Flag Warning - Large Fires | Vegetation Contact | Branch (OverHanging) | 2048 | 3.7613e-06 | 607.6134 | 0.0022854 | 2048 | Mitigation | 0.9 | 30 | 0 | esc | 0.066504 | 2.5014e-07 | 0.070223 | 2.6413e-07 | 0.066806 | 2.5128e-07 | 0.063625 | 2.3931e-07
[120 empty] | 7.3.5.15 Identification and remediation of “at-risk species”WLDFRVegetation ContactBranch (OverHanging) | WLDFR | HFTD - Distribution - Tier 3 - 4QU CoRE ¦ 1QU LoRE | Red Flag Warning - Large Fires | Vegetation Contact | Branch (OverHanging) | 2049 | 3.7613e-06 | 607.6134 | 0.0022854 | 2049 | Mitigation | 0.9 | 30 | 0 | esc | 0.066504 | 2.5014e-07 | 0.070223 | 2.6413e-07 | 0.066806 | 2.5128e-07 | 0.063625 | 2.3931e-07
[120 empty] | 7.3.5.15 Identification and remediation of “at-risk species”WLDFRVegetation ContactBranch (OverHanging) | WLDFR | HFTD - Distribution - Tier 3 - 4QU CoRE ¦ 1QU LoRE | Red Flag Warning - Large Fires | Vegetation Contact | Branch (OverHanging) | 2050 | 3.7613e-06 | 607.6134 | 0.0022854 | 2050 | Mitigation | 0.9 | 30 | 0 | esc | 0 | 0 | 0.070223 | 2.6413e-07 | 0.066806 | 2.5128e-07 | 0.063625 | 2.3931e-07
[120 empty] | 7.3.5.15 Identification and remediation of “at-risk species”WLDFRVegetation ContactBranch (OverHanging) | WLDFR | HFTD - Distribution - Tier 3 - 4QU CoRE ¦ 1QU LoRE | Red Flag Warning - Large Fires | Vegetation Contact | Branch (OverHanging) | 2051 | 3.7613e-06 | 607.6134 | 0.0022854 | 2051 | Mitigation | 0.9 | 30 | 0 | esc | 0 | 0 | 0 | 0 | 0.066806 | 2.5128e-07 | 0.063625 | 2.3931e-07
[120 empty] | 7.3.5.15 Identification and remediation of “at-risk species”WLDFRVegetation ContactBranch (OverHanging) | WLDFR | HFTD - Distribution - Tier 3 - 4QU CoRE ¦ 1QU LoRE | Red Flag Warning - Large Fires | Vegetation Contact | Branch (OverHanging) | 2052 | 3.7613e-06 | 607.6134 | 0.0022854 | 2052 | Mitigation | 0.9 | 30 | 0 | esc | 0 | 0 | 0 | 0 | 0 | 0 | 0.063625 | 2.3931e-07
[120 empty] | 7.3.5.15 Identification and remediation of “at-risk species”WLDFRVegetation ContactFell into (Moderate-Severe defect) | WLDFR | HFTD - Distribution - Tier 3 - 4QU CoRE ¦ 1QU LoRE | Red Flag Warning - Large Fires | Vegetation Contact | Fell into (Moderate-Severe defect) | 2022 | 1.1843e-06 | 607.6134 | 0.00071961 | 2022 | Mitigation | 0.95 | 1 | 0 | esc | 0 | 0 | 0 | 0 | 0.070518 | 8.3516e-08 | 0 | 0
[120 empty] | 7.3.5.15 Identification and remediation of “at-risk species”WLDFRVegetation ContactFell into (Moderate-Severe defect) | WLDFR | HFTD - Distribution - Tier 3 - 4QU CoRE ¦ 1QU LoRE | Red Flag Warning - Large Fires | Vegetation Contact | Fell into (Moderate-Severe defect) | 2023 | 1.1843e-06 | 607.6134 | 0.00071961 | 2023 | Mitigation | 0.95 | 1 | 0 | esc | 0 | 0 | 0 | 0 | 0 | 0 | 0.06716 | 7.9539e-08
[120 empty] | 7.3.5.15 Identification and remediation of “at-risk species”WLDFRVegetation ContactFell into (slight defect) | WLDFR | HFTD - Distribution - Tier 3 - 4QU CoRE ¦ 1QU LoRE | Red Flag Warning - Large Fires | Vegetation Contact | Fell into (slight defect) | 2022 | 1.3118e-06 | 607.6134 | 0.00079705 | 2022 | Mitigation | 0.5 | 1 | 0 | esc | 0 | 0 | 0 | 0 | 0.037115 | 4.8686e-08 | 0 | 0
[120 empty] | 7.3.5.15 Identification and remediation of “at-risk species”WLDFRVegetation ContactFell into (slight defect) | WLDFR | HFTD - Distribution - Tier 3 - 4QU CoRE ¦ 1QU LoRE | Red Flag Warning - Large Fires | Vegetation Contact | Fell into (slight defect) | 2023 | 1.3118e-06 | 607.6134 | 0.00079705 | 2023 | Mitigation | 0.5 | 1 | 0 | esc | 0 | 0 | 0 | 0 | 0 | 0 | 0.035347 | 4.6367e-08
[120 empty] | 7.3.5.15 Identification and remediation of “at-risk species”WLDFRVegetation ContactGrow Into | WLDFR | HFTD - Distribution - Tier 3 - 4QU CoRE ¦ 1QU LoRE | Red Flag Warning - Large Fires | Vegetation Contact | Grow Into | 2022 | 1.382e-07 | 607.6134 | 8.3972e-05 | 2022 | Mitigation | 0.5 | 1 | 0 | esc | 0 | 0 | 0 | 0 | 0.037115 | 5.1292e-09 | 0 | 0
[120 empty] | 7.3.5.15 Identification and remediation of “at-risk species”WLDFRVegetation ContactGrow Into | WLDFR | HFTD - Distribution - Tier 3 - 4QU CoRE ¦ 1QU LoRE | Red Flag Warning - Large Fires | Vegetation Contact | Grow Into | 2023 | 1.382e-07 | 607.6134 | 8.3972e-05 | 2023 | Mitigation | 0.5 | 1 | 0 | esc | 0 | 0 | 0 | 0 | 0 | 0 | 0.035347 | 4.885e-09
[120 empty] | 7.3.5.15 Identification and remediation of “at-risk species”WLDFRVegetation ContactBranch (Not overhanging, 4-12ft) | WLDFR | HFTD - Distribution - Tier 3 - 4QU CoRE ¦ 1QU LoRE | Red Flag Warning - Small Fires | Vegetation Contact | Branch (Not overhanging, 4-12ft) | 2022 | 9.9672e-06 | 607.6134 | 0.0060562 | 2022 | Mitigation | 0.5 | 30 | 0 | esc | 0.036947 | 3.6826e-07 | 0.039013 | 3.8884e-07 | 0.037115 | 3.6993e-07 | 0 | 0
[120 empty] | 7.3.5.15 Identification and remediation of “at-risk species”WLDFRVegetation ContactBranch (Not overhanging, 4-12ft) | WLDFR | HFTD - Distribution - Tier 3 - 4QU CoRE ¦ 1QU LoRE | Red Flag Warning - Small Fires | Vegetation Contact | Branch (Not overhanging, 4-12ft) | 2023 | 9.9672e-06 | 607.6134 | 0.0060562 | 2023 | Mitigation | 0.5 | 30 | 0 | esc | 0.036947 | 3.6826e-07 | 0.039013 | 3.8884e-07 | 0.037115 | 3.6993e-07 | 0.035347 | 3.5231e-07
[120 empty] | 7.3.5.15 Identification and remediation of “at-risk species”WLDFRVegetation ContactBranch (Not overhanging, 4-12ft) | WLDFR | HFTD - Distribution - Tier 3 - 4QU CoRE ¦ 1QU LoRE | Red Flag Warning - Small Fires | Vegetation Contact | Branch (Not overhanging, 4-12ft) | 2024 | 9.9672e-06 | 607.6134 | 0.0060562 | 2024 | Mitigation | 0.5 | 30 | 0 | esc | 0.036947 | 3.6826e-07 | 0.039013 | 3.8884e-07 | 0.037115 | 3.6993e-07 | 0.035347 | 3.5231e-07
[120 empty] | 7.3.5.15 Identification and remediation of “at-risk species”WLDFRVegetation ContactBranch (Not overhanging, 4-12ft) | WLDFR | HFTD - Distribution - Tier 3 - 4QU CoRE ¦ 1QU LoRE | Red Flag Warning - Small Fires | Vegetation Contact | Branch (Not overhanging, 4-12ft) | 2025 | 9.9672e-06 | 607.6134 | 0.0060562 | 2025 | Mitigation | 0.5 | 30 | 0 | esc | 0.036947 | 3.6826e-07 | 0.039013 | 3.8884e-07 | 0.037115 | 3.6993e-07 | 0.035347 | 3.5231e-07
[120 empty] | 7.3.5.15 Identification and remediation of “at-risk species”WLDFRVegetation ContactBranch (Not overhanging, 4-12ft) | WLDFR | HFTD - Distribution - Tier 3 - 4QU CoRE ¦ 1QU LoRE | Red Flag Warning - Small Fires | Vegetation Contact | Branch (Not overhanging, 4-12ft) | 2026 | 9.9672e-06 | 607.6134 | 0.0060562 | 2026 | Mitigation | 0.5 | 30 | 0 | esc | 0.036947 | 3.6826e-07 | 0.039013 | 3.8884e-07 | 0.037115 | 3.6993e-07 | 0.035347 | 3.5231e-07
[120 empty] | 7.3.5.15 Identification and remediation of “at-risk species”WLDFRVegetation ContactBranch (Not overhanging, 4-12ft) | WLDFR | HFTD - Distribution - Tier 3 - 4QU CoRE ¦ 1QU LoRE | Red Flag Warning - Small Fires | Vegetation Contact | Branch (Not overhanging, 4-12ft) | 2027 | 9.9672e-06 | 607.6134 | 0.0060562 | 2027 | Mitigation | 0.5 | 30 | 0 | esc | 0.036947 | 3.6826e-07 | 0.039013 | 3.8884e-07 | 0.037115 | 3.6993e-07 | 0.035347 | 3.5231e-07
[120 empty] | 7.3.5.15 Identification and remediation of “at-risk species”WLDFRVegetation ContactBranch (Not overhanging, 4-12ft) | WLDFR | HFTD - Distribution - Tier 3 - 4QU CoRE ¦ 1QU LoRE | Red Flag Warning - Small Fires | Vegetation Contact | Branch (Not overhanging, 4-12ft) | 2028 | 9.9672e-06 | 607.6134 | 0.0060562 | 2028 | Mitigation | 0.5 | 30 | 0 | esc | 0.036947 | 3.6826e-07 | 0.039013 | 3.8884e-07 | 0.037115 | 3.6993e-07 | 0.035347 | 3.5231e-07
[120 empty] | 7.3.5.15 Identification and remediation of “at-risk species”WLDFRVegetation ContactBranch (Not overhanging, 4-12ft) | WLDFR | HFTD - Distribution - Tier 3 - 4QU CoRE ¦ 1QU LoRE | Red Flag Warning - Small Fires | Vegetation Contact | Branch (Not overhanging, 4-12ft) | 2029 | 9.9672e-06 | 607.6134 | 0.0060562 | 2029 | Mitigation | 0.5 | 30 | 0 | esc | 0.036947 | 3.6826e-07 | 0.039013 | 3.8884e-07 | 0.037115 | 3.6993e-07 | 0.035347 | 3.5231e-07
[120 empty] | 7.3.5.15 Identification and remediation of “at-risk species”WLDFRVegetation ContactBranch (Not overhanging, 4-12ft) | WLDFR | HFTD - Distribution - Tier 3 - 4QU CoRE ¦ 1QU LoRE | Red Flag Warning - Small Fires | Vegetation Contact | Branch (Not overhanging, 4-12ft) | 2030 | 9.9672e-06 | 607.6134 | 0.0060562 | 2030 | Mitigation | 0.5 | 30 | 0 | esc | 0.036947 | 3.6826e-07 | 0.039013 | 3.8884e-07 | 0.037115 | 3.6993e-07 | 0.035347 | 3.5231e-07
[120 empty] | 7.3.5.15 Identification and remediation of “at-risk species”WLDFRVegetation ContactBranch (Not overhanging, 4-12ft) | WLDFR | HFTD - Distribution - Tier 3 - 4QU CoRE ¦ 1QU LoRE | Red Flag Warning - Small Fires | Vegetation Contact | Branch (Not overhanging, 4-12ft) | 2031 | 9.9672e-06 | 607.6134 | 0.0060562 | 2031 | Mitigation | 0.5 | 30 | 0 | esc | 0.036947 | 3.6826e-07 | 0.039013 | 3.8884e-07 | 0.037115 | 3.6993e-07 | 0.035347 | 3.5231e-07
[120 empty] | 7.3.5.15 Identification and remediation of “at-risk species”WLDFRVegetation ContactBranch (Not overhanging, 4-12ft) | WLDFR | HFTD - Distribution - Tier 3 - 4QU CoRE ¦ 1QU LoRE | Red Flag Warning - Small Fires | Vegetation Contact | Branch (Not overhanging, 4-12ft) | 2032 | 9.9672e-06 | 607.6134 | 0.0060562 | 2032 | Mitigation | 0.5 | 30 | 0 | esc | 0.036947 | 3.6826e-07 | 0.039013 | 3.8884e-07 | 0.037115 | 3.6993e-07 | 0.035347 | 3.5231e-07
[120 empty] | 7.3.5.15 Identification and remediation of “at-risk species”WLDFRVegetation ContactBranch (Not overhanging, 4-12ft) | WLDFR | HFTD - Distribution - Tier 3 - 4QU CoRE ¦ 1QU LoRE | Red Flag Warning - Small Fires | Vegetation Contact | Branch (Not overhanging, 4-12ft) | 2033 | 9.9672e-06 | 607.6134 | 0.0060562 | 2033 | Mitigation | 0.5 | 30 | 0 | esc | 0.036947 | 3.6826e-07 | 0.039013 | 3.8884e-07 | 0.037115 | 3.6993e-07 | 0.035347 | 3.5231e-07
[120 empty] | 7.3.5.15 Identification and remediation of “at-risk species”WLDFRVegetation ContactBranch (Not overhanging, 4-12ft) | WLDFR | HFTD - Distribution - Tier 3 - 4QU CoRE ¦ 1QU LoRE | Red Flag Warning - Small Fires | Vegetation Contact | Branch (Not overhanging, 4-12ft) | 2034 | 9.9672e-06 | 607.6134 | 0.0060562 | 2034 | Mitigation | 0.5 | 30 | 0 | esc | 0.036947 | 3.6826e-07 | 0.039013 | 3.8884e-07 | 0.037115 | 3.6993e-07 | 0.035347 | 3.5231e-07
[120 empty] | 7.3.5.15 Identification and remediation of “at-risk species”WLDFRVegetation ContactBranch (Not overhanging, 4-12ft) | WLDFR | HFTD - Distribution - Tier 3 - 4QU CoRE ¦ 1QU LoRE | Red Flag Warning - Small Fires | Vegetation Contact | Branch (Not overhanging, 4-12ft) | 2035 | 9.9672e-06 | 607.6134 | 0.0060562 | 2035 | Mitigation | 0.5 | 30 | 0 | esc | 0.036947 | 3.6826e-07 | 0.039013 | 3.8884e-07 | 0.037115 | 3.6993e-07 | 0.035347 | 3.5231e-07
[120 empty] | 7.3.5.15 Identification and remediation of “at-risk species”WLDFRVegetation ContactBranch (Not overhanging, 4-12ft) | WLDFR | HFTD - Distribution - Tier 3 - 4QU CoRE ¦ 1QU LoRE | Red Flag Warning - Small Fires | Vegetation Contact | Branch (Not overhanging, 4-12ft) | 2036 | 9.9672e-06 | 607.6134 | 0.0060562 | 2036 | Mitigation | 0.5 | 30 | 0 | esc | 0.036947 | 3.6826e-07 | 0.039013 | 3.8884e-07 | 0.037115 | 3.6993e-07 | 0.035347 | 3.5231e-07
[120 empty] | 7.3.5.15 Identification and remediation of “at-risk species”WLDFRVegetation ContactBranch (Not overhanging, 4-12ft) | WLDFR | HFTD - Distribution - Tier 3 - 4QU CoRE ¦ 1QU LoRE | Red Flag Warning - Small Fires | Vegetation Contact | Branch (Not overhanging, 4-12ft) | 2037 | 9.9672e-06 | 607.6134 | 0.0060562 | 2037 | Mitigation | 0.5 | 30 | 0 | esc | 0.036947 | 3.6826e-07 | 0.039013 | 3.8884e-07 | 0.037115 | 3.6993e-07 | 0.035347 | 3.5231e-07
[120 empty] | 7.3.5.15 Identification and remediation of “at-risk species”WLDFRVegetation ContactBranch (Not overhanging, 4-12ft) | WLDFR | HFTD - Distribution - Tier 3 - 4QU CoRE ¦ 1QU LoRE | Red Flag Warning - Small Fires | Vegetation Contact | Branch (Not overhanging, 4-12ft) | 2038 | 9.9672e-06 | 607.6134 | 0.0060562 | 2038 | Mitigation | 0.5 | 30 | 0 | esc | 0.036947 | 3.6826e-07 | 0.039013 | 3.8884e-07 | 0.037115 | 3.6993e-07 | 0.035347 | 3.5231e-07
[120 empty] | 7.3.5.15 Identification and remediation of “at-risk species”WLDFRVegetation ContactBranch (Not overhanging, 4-12ft) | WLDFR | HFTD - Distribution - Tier 3 - 4QU CoRE ¦ 1QU LoRE | Red Flag Warning - Small Fires | Vegetation Contact | Branch (Not overhanging, 4-12ft) | 2039 | 9.9672e-06 | 607.6134 | 0.0060562 | 2039 | Mitigation | 0.5 | 30 | 0 | esc | 0.036947 | 3.6826e-07 | 0.039013 | 3.8884e-07 | 0.037115 | 3.6993e-07 | 0.035347 | 3.5231e-07
[120 empty] | 7.3.5.15 Identification and remediation of “at-risk species”WLDFRVegetation ContactBranch (Not overhanging, 4-12ft) | WLDFR | HFTD - Distribution - Tier 3 - 4QU CoRE ¦ 1QU LoRE | Red Flag Warning - Small Fires | Vegetation Contact | Branch (Not overhanging, 4-12ft) | 2040 | 9.9672e-06 | 607.6134 | 0.0060562 | 2040 | Mitigation | 0.5 | 30 | 0 | esc | 0.036947 | 3.6826e-07 | 0.039013 | 3.8884e-07 | 0.037115 | 3.6993e-07 | 0.035347 | 3.5231e-07
[120 empty] | 7.3.5.15 Identification and remediation of “at-risk species”WLDFRVegetation ContactBranch (Not overhanging, 4-12ft) | WLDFR | HFTD - Distribution - Tier 3 - 4QU CoRE ¦ 1QU LoRE | Red Flag Warning - Small Fires | Vegetation Contact | Branch (Not overhanging, 4-12ft) | 2041 | 9.9672e-06 | 607.6134 | 0.0060562 | 2041 | Mitigation | 0.5 | 30 | 0 | esc | 0.036947 | 3.6826e-07 | 0.039013 | 3.8884e-07 | 0.037115 | 3.6993e-07 | 0.035347 | 3.5231e-07
[120 empty] | 7.3.5.15 Identification and remediation of “at-risk species”WLDFRVegetation ContactBranch (Not overhanging, 4-12ft) | WLDFR | HFTD - Distribution - Tier 3 - 4QU CoRE ¦ 1QU LoRE | Red Flag Warning - Small Fires | Vegetation Contact | Branch (Not overhanging, 4-12ft) | 2042 | 9.9672e-06 | 607.6134 | 0.0060562 | 2042 | Mitigation | 0.5 | 30 | 0 | esc | 0.036947 | 3.6826e-07 | 0.039013 | 3.8884e-07 | 0.037115 | 3.6993e-07 | 0.035347 | 3.5231e-07
[120 empty] | 7.3.5.15 Identification and remediation of “at-risk species”WLDFRVegetation ContactBranch (Not overhanging, 4-12ft) | WLDFR | HFTD - Distribution - Tier 3 - 4QU CoRE ¦ 1QU LoRE | Red Flag Warning - Small Fires | Vegetation Contact | Branch (Not overhanging, 4-12ft) | 2043 | 9.9672e-06 | 607.6134 | 0.0060562 | 2043 | Mitigation | 0.5 | 30 | 0 | esc | 0.036947 | 3.6826e-07 | 0.039013 | 3.8884e-07 | 0.037115 | 3.6993e-07 | 0.035347 | 3.5231e-07
[120 empty] | 7.3.5.15 Identification and remediation of “at-risk species”WLDFRVegetation ContactBranch (Not overhanging, 4-12ft) | WLDFR | HFTD - Distribution - Tier 3 - 4QU CoRE ¦ 1QU LoRE | Red Flag Warning - Small Fires | Vegetation Contact | Branch (Not overhanging, 4-12ft) | 2044 | 9.9672e-06 | 607.6134 | 0.0060562 | 2044 | Mitigation | 0.5 | 30 | 0 | esc | 0.036947 | 3.6826e-07 | 0.039013 | 3.8884e-07 | 0.037115 | 3.6993e-07 | 0.035347 | 3.5231e-07
[120 empty] | 7.3.5.15 Identification and remediation of “at-risk species”WLDFRVegetation ContactBranch (Not overhanging, 4-12ft) | WLDFR | HFTD - Distribution - Tier 3 - 4QU CoRE ¦ 1QU LoRE | Red Flag Warning - Small Fires | Vegetation Contact | Branch (Not overhanging, 4-12ft) | 2045 | 9.9672e-06 | 607.6134 | 0.0060562 | 2045 | Mitigation | 0.5 | 30 | 0 | esc | 0.036947 | 3.6826e-07 | 0.039013 | 3.8884e-07 | 0.037115 | 3.6993e-07 | 0.035347 | 3.5231e-07
[120 empty] | 7.3.5.15 Identification and remediation of “at-risk species”WLDFRVegetation ContactBranch (Not overhanging, 4-12ft) | WLDFR | HFTD - Distribution - Tier 3 - 4QU CoRE ¦ 1QU LoRE | Red Flag Warning - Small Fires | Vegetation Contact | Branch (Not overhanging, 4-12ft) | 2046 | 9.9672e-06 | 607.6134 | 0.0060562 | 2046 | Mitigation | 0.5 | 30 | 0 | esc | 0.036947 | 3.6826e-07 | 0.039013 | 3.8884e-07 | 0.037115 | 3.6993e-07 | 0.035347 | 3.5231e-07
[120 empty] | 7.3.5.15 Identification and remediation of “at-risk species”WLDFRVegetation ContactBranch (Not overhanging, 4-12ft) | WLDFR | HFTD - Distribution - Tier 3 - 4QU CoRE ¦ 1QU LoRE | Red Flag Warning - Small Fires | Vegetation Contact | Branch (Not overhanging, 4-12ft) | 2047 | 9.9672e-06 | 607.6134 | 0.0060562 | 2047 | Mitigation | 0.5 | 30 | 0 | esc | 0.036947 | 3.6826e-07 | 0.039013 | 3.8884e-07 | 0.037115 | 3.6993e-07 | 0.035347 | 3.5231e-07
[120 empty] | 7.3.5.15 Identification and remediation of “at-risk species”WLDFRVegetation ContactBranch (Not overhanging, 4-12ft) | WLDFR | HFTD - Distribution - Tier 3 - 4QU CoRE ¦ 1QU LoRE | Red Flag Warning - Small Fires | Vegetation Contact | Branch (Not overhanging, 4-12ft) | 2048 | 9.9672e-06 | 607.6134 | 0.0060562 | 2048 | Mitigation | 0.5 | 30 | 0 | esc | 0.036947 | 3.6826e-07 | 0.039013 | 3.8884e-07 | 0.037115 | 3.6993e-07 | 0.035347 | 3.5231e-07
[120 empty] | 7.3.5.15 Identification and remediation of “at-risk species”WLDFRVegetation ContactBranch (Not overhanging, 4-12ft) | WLDFR | HFTD - Distribution - Tier 3 - 4QU CoRE ¦ 1QU LoRE | Red Flag Warning - Small Fires | Vegetation Contact | Branch (Not overhanging, 4-12ft) | 2049 | 9.9672e-06 | 607.6134 | 0.0060562 | 2049 | Mitigation | 0.5 | 30 | 0 | esc | 0.036947 | 3.6826e-07 | 0.039013 | 3.8884e-07 | 0.037115 | 3.6993e-07 | 0.035347 | 3.5231e-07
[120 empty] | 7.3.5.15 Identification and remediation of “at-risk species”WLDFRVegetation ContactBranch (Not overhanging, 4-12ft) | WLDFR | HFTD - Distribution - Tier 3 - 4QU CoRE ¦ 1QU LoRE | Red Flag Warning - Small Fires | Vegetation Contact | Branch (Not overhanging, 4-12ft) | 2050 | 9.9672e-06 | 607.6134 | 0.0060562 | 2050 | Mitigation | 0.5 | 30 | 0 | esc | 0 | 0 | 0.039013 | 3.8884e-07 | 0.037115 | 3.6993e-07 | 0.035347 | 3.5231e-07
[120 empty] | 7.3.5.15 Identification and remediation of “at-risk species”WLDFRVegetation ContactBranch (Not overhanging, 4-12ft) | WLDFR | HFTD - Distribution - Tier 3 - 4QU CoRE ¦ 1QU LoRE | Red Flag Warning - Small Fires | Vegetation Contact | Branch (Not overhanging, 4-12ft) | 2051 | 9.9672e-06 | 607.6134 | 0.0060562 | 2051 | Mitigation | 0.5 | 30 | 0 | esc | 0 | 0 | 0 | 0 | 0.037115 | 3.6993e-07 | 0.035347 | 3.5231e-07
[120 empty] | 7.3.5.15 Identification and remediation of “at-risk species”WLDFRVegetation ContactBranch (Not overhanging, 4-12ft) | WLDFR | HFTD - Distribution - Tier 3 - 4QU CoRE ¦ 1QU LoRE | Red Flag Warning - Small Fires | Vegetation Contact | Branch (Not overhanging, 4-12ft) | 2052 | 9.9672e-06 | 607.6134 | 0.0060562 | 2052 | Mitigation | 0.5 | 30 | 0 | esc | 0 | 0 | 0 | 0 | 0 | 0 | 0.035347 | 3.5231e-07
[120 empty] | 7.3.5.15 Identification and remediation of “at-risk species”WLDFRVegetation ContactBranch (Not overhanging, within 4ft) | WLDFR | HFTD - Distribution - Tier 3 - 4QU CoRE ¦ 1QU LoRE | Red Flag Warning - Small Fires | Vegetation Contact | Branch (Not overhanging, within 4ft) | 2022 | 2.4352e-06 | 607.6134 | 0.0014797 | 2022 | Mitigation | 0.9 | 30 | 0 | esc | 0.066504 | 1.6195e-07 | 0.070223 | 1.7101e-07 | 0.066806 | 1.6269e-07 | 0 | 0
[120 empty] | 7.3.5.15 Identification and remediation of “at-risk species”WLDFRVegetation ContactBranch (Not overhanging, within 4ft) | WLDFR | HFTD - Distribution - Tier 3 - 4QU CoRE ¦ 1QU LoRE | Red Flag Warning - Small Fires | Vegetation Contact | Branch (Not overhanging, within 4ft) | 2023 | 2.4352e-06 | 607.6134 | 0.0014797 | 2023 | Mitigation | 0.9 | 30 | 0 | esc | 0.066504 | 1.6195e-07 | 0.070223 | 1.7101e-07 | 0.066806 | 1.6269e-07 | 0.063625 | 1.5494e-07
[120 empty] | 7.3.5.15 Identification and remediation of “at-risk species”WLDFRVegetation ContactBranch (Not overhanging, within 4ft) | WLDFR | HFTD - Distribution - Tier 3 - 4QU CoRE ¦ 1QU LoRE | Red Flag Warning - Small Fires | Vegetation Contact | Branch (Not overhanging, within 4ft) | 2024 | 2.4352e-06 | 607.6134 | 0.0014797 | 2024 | Mitigation | 0.9 | 30 | 0 | esc | 0.066504 | 1.6195e-07 | 0.070223 | 1.7101e-07 | 0.066806 | 1.6269e-07 | 0.063625 | 1.5494e-07
[120 empty] | 7.3.5.15 Identification and remediation of “at-risk species”WLDFRVegetation ContactBranch (Not overhanging, within 4ft) | WLDFR | HFTD - Distribution - Tier 3 - 4QU CoRE ¦ 1QU LoRE | Red Flag Warning - Small Fires | Vegetation Contact | Branch (Not overhanging, within 4ft) | 2025 | 2.4352e-06 | 607.6134 | 0.0014797 | 2025 | Mitigation | 0.9 | 30 | 0 | esc | 0.066504 | 1.6195e-07 | 0.070223 | 1.7101e-07 | 0.066806 | 1.6269e-07 | 0.063625 | 1.5494e-07
[120 empty] | 7.3.5.15 Identification and remediation of “at-risk species”WLDFRVegetation ContactBranch (Not overhanging, within 4ft) | WLDFR | HFTD - Distribution - Tier 3 - 4QU CoRE ¦ 1QU LoRE | Red Flag Warning - Small Fires | Vegetation Contact | Branch (Not overhanging, within 4ft) | 2026 | 2.4352e-06 | 607.6134 | 0.0014797 | 2026 | Mitigation | 0.9 | 30 | 0 | esc | 0.066504 | 1.6195e-07 | 0.070223 | 1.7101e-07 | 0.066806 | 1.6269e-07 | 0.063625 | 1.5494e-07
[120 empty] | 7.3.5.15 Identification and remediation of “at-risk species”WLDFRVegetation ContactBranch (Not overhanging, within 4ft) | WLDFR | HFTD - Distribution - Tier 3 - 4QU CoRE ¦ 1QU LoRE | Red Flag Warning - Small Fires | Vegetation Contact | Branch (Not overhanging, within 4ft) | 2027 | 2.4352e-06 | 607.6134 | 0.0014797 | 2027 | Mitigation | 0.9 | 30 | 0 | esc | 0.066504 | 1.6195e-07 | 0.070223 | 1.7101e-07 | 0.066806 | 1.6269e-07 | 0.063625 | 1.5494e-07
[120 empty] | 7.3.5.15 Identification and remediation of “at-risk species”WLDFRVegetation ContactBranch (Not overhanging, within 4ft) | WLDFR | HFTD - Distribution - Tier 3 - 4QU CoRE ¦ 1QU LoRE | Red Flag Warning - Small Fires | Vegetation Contact | Branch (Not overhanging, within 4ft) | 2028 | 2.4352e-06 | 607.6134 | 0.0014797 | 2028 | Mitigation | 0.9 | 30 | 0 | esc | 0.066504 | 1.6195e-07 | 0.070223 | 1.7101e-07 | 0.066806 | 1.6269e-07 | 0.063625 | 1.5494e-07
[120 empty] | 7.3.5.15 Identification and remediation of “at-risk species”WLDFRVegetation ContactBranch (Not overhanging, within 4ft) | WLDFR | HFTD - Distribution - Tier 3 - 4QU CoRE ¦ 1QU LoRE | Red Flag Warning - Small Fires | Vegetation Contact | Branch (Not overhanging, within 4ft) | 2029 | 2.4352e-06 | 607.6134 | 0.0014797 | 2029 | Mitigation | 0.9 | 30 | 0 | esc | 0.066504 | 1.6195e-07 | 0.070223 | 1.7101e-07 | 0.066806 | 1.6269e-07 | 0.063625 | 1.5494e-07
[120 empty] | 7.3.5.15 Identification and remediation of “at-risk species”WLDFRVegetation ContactBranch (Not overhanging, within 4ft) | WLDFR | HFTD - Distribution - Tier 3 - 4QU CoRE ¦ 1QU LoRE | Red Flag Warning - Small Fires | Vegetation Contact | Branch (Not overhanging, within 4ft) | 2030 | 2.4352e-06 | 607.6134 | 0.0014797 | 2030 | Mitigation | 0.9 | 30 | 0 | esc | 0.066504 | 1.6195e-07 | 0.070223 | 1.7101e-07 | 0.066806 | 1.6269e-07 | 0.063625 | 1.5494e-07
[120 empty] | 7.3.5.15 Identification and remediation of “at-risk species”WLDFRVegetation ContactBranch (Not overhanging, within 4ft) | WLDFR | HFTD - Distribution - Tier 3 - 4QU CoRE ¦ 1QU LoRE | Red Flag Warning - Small Fires | Vegetation Contact | Branch (Not overhanging, within 4ft) | 2031 | 2.4352e-06 | 607.6134 | 0.0014797 | 2031 | Mitigation | 0.9 | 30 | 0 | esc | 0.066504 | 1.6195e-07 | 0.070223 | 1.7101e-07 | 0.066806 | 1.6269e-07 | 0.063625 | 1.5494e-07
[120 empty] | 7.3.5.15 Identification and remediation of “at-risk species”WLDFRVegetation ContactBranch (Not overhanging, within 4ft) | WLDFR | HFTD - Distribution - Tier 3 - 4QU CoRE ¦ 1QU LoRE | Red Flag Warning - Small Fires | Vegetation Contact | Branch (Not overhanging, within 4ft) | 2032 | 2.4352e-06 | 607.6134 | 0.0014797 | 2032 | Mitigation | 0.9 | 30 | 0 | esc | 0.066504 | 1.6195e-07 | 0.070223 | 1.7101e-07 | 0.066806 | 1.6269e-07 | 0.063625 | 1.5494e-07
[120 empty] | 7.3.5.15 Identification and remediation of “at-risk species”WLDFRVegetation ContactBranch (Not overhanging, within 4ft) | WLDFR | HFTD - Distribution - Tier 3 - 4QU CoRE ¦ 1QU LoRE | Red Flag Warning - Small Fires | Vegetation Contact | Branch (Not overhanging, within 4ft) | 2033 | 2.4352e-06 | 607.6134 | 0.0014797 | 2033 | Mitigation | 0.9 | 30 | 0 | esc | 0.066504 | 1.6195e-07 | 0.070223 | 1.7101e-07 | 0.066806 | 1.6269e-07 | 0.063625 | 1.5494e-07
[120 empty] | 7.3.5.15 Identification and remediation of “at-risk species”WLDFRVegetation ContactBranch (Not overhanging, within 4ft) | WLDFR | HFTD - Distribution - Tier 3 - 4QU CoRE ¦ 1QU LoRE | Red Flag Warning - Small Fires | Vegetation Contact | Branch (Not overhanging, within 4ft) | 2034 | 2.4352e-06 | 607.6134 | 0.0014797 | 2034 | Mitigation | 0.9 | 30 | 0 | esc | 0.066504 | 1.6195e-07 | 0.070223 | 1.7101e-07 | 0.066806 | 1.6269e-07 | 0.063625 | 1.5494e-07
[120 empty] | 7.3.5.15 Identification and remediation of “at-risk species”WLDFRVegetation ContactBranch (Not overhanging, within 4ft) | WLDFR | HFTD - Distribution - Tier 3 - 4QU CoRE ¦ 1QU LoRE | Red Flag Warning - Small Fires | Vegetation Contact | Branch (Not overhanging, within 4ft) | 2035 | 2.4352e-06 | 607.6134 | 0.0014797 | 2035 | Mitigation | 0.9 | 30 | 0 | esc | 0.066504 | 1.6195e-07 | 0.070223 | 1.7101e-07 | 0.066806 | 1.6269e-07 | 0.063625 | 1.5494e-07
[120 empty] | 7.3.5.15 Identification and remediation of “at-risk species”WLDFRVegetation ContactBranch (Not overhanging, within 4ft) | WLDFR | HFTD - Distribution - Tier 3 - 4QU CoRE ¦ 1QU LoRE | Red Flag Warning - Small Fires | Vegetation Contact | Branch (Not overhanging, within 4ft) | 2036 | 2.4352e-06 | 607.6134 | 0.0014797 | 2036 | Mitigation | 0.9 | 30 | 0 | esc | 0.066504 | 1.6195e-07 | 0.070223 | 1.7101e-07 | 0.066806 | 1.6269e-07 | 0.063625 | 1.5494e-07
[120 empty] | 7.3.5.15 Identification and remediation of “at-risk species”WLDFRVegetation ContactBranch (Not overhanging, within 4ft) | WLDFR | HFTD - Distribution - Tier 3 - 4QU CoRE ¦ 1QU LoRE | Red Flag Warning - Small Fires | Vegetation Contact | Branch (Not overhanging, within 4ft) | 2037 | 2.4352e-06 | 607.6134 | 0.0014797 | 2037 | Mitigation | 0.9 | 30 | 0 | esc | 0.066504 | 1.6195e-07 | 0.070223 | 1.7101e-07 | 0.066806 | 1.6269e-07 | 0.063625 | 1.5494e-07
[120 empty] | 7.3.5.15 Identification and remediation of “at-risk species”WLDFRVegetation ContactBranch (Not overhanging, within 4ft) | WLDFR | HFTD - Distribution - Tier 3 - 4QU CoRE ¦ 1QU LoRE | Red Flag Warning - Small Fires | Vegetation Contact | Branch (Not overhanging, within 4ft) | 2038 | 2.4352e-06 | 607.6134 | 0.0014797 | 2038 | Mitigation | 0.9 | 30 | 0 | esc | 0.066504 | 1.6195e-07 | 0.070223 | 1.7101e-07 | 0.066806 | 1.6269e-07 | 0.063625 | 1.5494e-07
[120 empty] | 7.3.5.15 Identification and remediation of “at-risk species”WLDFRVegetation ContactBranch (Not overhanging, within 4ft) | WLDFR | HFTD - Distribution - Tier 3 - 4QU CoRE ¦ 1QU LoRE | Red Flag Warning - Small Fires | Vegetation Contact | Branch (Not overhanging, within 4ft) | 2039 | 2.4352e-06 | 607.6134 | 0.0014797 | 2039 | Mitigation | 0.9 | 30 | 0 | esc | 0.066504 | 1.6195e-07 | 0.070223 | 1.7101e-07 | 0.066806 | 1.6269e-07 | 0.063625 | 1.5494e-07
[120 empty] | 7.3.5.15 Identification and remediation of “at-risk species”WLDFRVegetation ContactBranch (Not overhanging, within 4ft) | WLDFR | HFTD - Distribution - Tier 3 - 4QU CoRE ¦ 1QU LoRE | Red Flag Warning - Small Fires | Vegetation Contact | Branch (Not overhanging, within 4ft) | 2040 | 2.4352e-06 | 607.6134 | 0.0014797 | 2040 | Mitigation | 0.9 | 30 | 0 | esc | 0.066504 | 1.6195e-07 | 0.070223 | 1.7101e-07 | 0.066806 | 1.6269e-07 | 0.063625 | 1.5494e-07
[120 empty] | 7.3.5.15 Identification and remediation of “at-risk species”WLDFRVegetation ContactBranch (Not overhanging, within 4ft) | WLDFR | HFTD - Distribution - Tier 3 - 4QU CoRE ¦ 1QU LoRE | Red Flag Warning - Small Fires | Vegetation Contact | Branch (Not overhanging, within 4ft) | 2041 | 2.4352e-06 | 607.6134 | 0.0014797 | 2041 | Mitigation | 0.9 | 30 | 0 | esc | 0.066504 | 1.6195e-07 | 0.070223 | 1.7101e-07 | 0.066806 | 1.6269e-07 | 0.063625 | 1.5494e-07
[120 empty] | 7.3.5.15 Identification and remediation of “at-risk species”WLDFRVegetation ContactBranch (Not overhanging, within 4ft) | WLDFR | HFTD - Distribution - Tier 3 - 4QU CoRE ¦ 1QU LoRE | Red Flag Warning - Small Fires | Vegetation Contact | Branch (Not overhanging, within 4ft) | 2042 | 2.4352e-06 | 607.6134 | 0.0014797 | 2042 | Mitigation | 0.9 | 30 | 0 | esc | 0.066504 | 1.6195e-07 | 0.070223 | 1.7101e-07 | 0.066806 | 1.6269e-07 | 0.063625 | 1.5494e-07
[120 empty] | 7.3.5.15 Identification and remediation of “at-risk species”WLDFRVegetation ContactBranch (Not overhanging, within 4ft) | WLDFR | HFTD - Distribution - Tier 3 - 4QU CoRE ¦ 1QU LoRE | Red Flag Warning - Small Fires | Vegetation Contact | Branch (Not overhanging, within 4ft) | 2043 | 2.4352e-06 | 607.6134 | 0.0014797 | 2043 | Mitigation | 0.9 | 30 | 0 | esc | 0.066504 | 1.6195e-07 | 0.070223 | 1.7101e-07 | 0.066806 | 1.6269e-07 | 0.063625 | 1.5494e-07
[120 empty] | 7.3.5.15 Identification and remediation of “at-risk species”WLDFRVegetation ContactBranch (Not overhanging, within 4ft) | WLDFR | HFTD - Distribution - Tier 3 - 4QU CoRE ¦ 1QU LoRE | Red Flag Warning - Small Fires | Vegetation Contact | Branch (Not overhanging, within 4ft) | 2044 | 2.4352e-06 | 607.6134 | 0.0014797 | 2044 | Mitigation | 0.9 | 30 | 0 | esc | 0.066504 | 1.6195e-07 | 0.070223 | 1.7101e-07 | 0.066806 | 1.6269e-07 | 0.063625 | 1.5494e-07
[120 empty] | 7.3.5.15 Identification and remediation of “at-risk species”WLDFRVegetation ContactBranch (Not overhanging, within 4ft) | WLDFR | HFTD - Distribution - Tier 3 - 4QU CoRE ¦ 1QU LoRE | Red Flag Warning - Small Fires | Vegetation Contact | Branch (Not overhanging, within 4ft) | 2045 | 2.4352e-06 | 607.6134 | 0.0014797 | 2045 | Mitigation | 0.9 | 30 | 0 | esc | 0.066504 | 1.6195e-07 | 0.070223 | 1.7101e-07 | 0.066806 | 1.6269e-07 | 0.063625 | 1.5494e-07
[120 empty] | 7.3.5.15 Identification and remediation of “at-risk species”WLDFRVegetation ContactBranch (Not overhanging, within 4ft) | WLDFR | HFTD - Distribution - Tier 3 - 4QU CoRE ¦ 1QU LoRE | Red Flag Warning - Small Fires | Vegetation Contact | Branch (Not overhanging, within 4ft) | 2046 | 2.4352e-06 | 607.6134 | 0.0014797 | 2046 | Mitigation | 0.9 | 30 | 0 | esc | 0.066504 | 1.6195e-07 | 0.070223 | 1.7101e-07 | 0.066806 | 1.6269e-07 | 0.063625 | 1.5494e-07
[120 empty] | 7.3.5.15 Identification and remediation of “at-risk species”WLDFRVegetation ContactBranch (Not overhanging, within 4ft) | WLDFR | HFTD - Distribution - Tier 3 - 4QU CoRE ¦ 1QU LoRE | Red Flag Warning - Small Fires | Vegetation Contact | Branch (Not overhanging, within 4ft) | 2047 | 2.4352e-06 | 607.6134 | 0.0014797 | 2047 | Mitigation | 0.9 | 30 | 0 | esc | 0.066504 | 1.6195e-07 | 0.070223 | 1.7101e-07 | 0.066806 | 1.6269e-07 | 0.063625 | 1.5494e-07
[120 empty] | 7.3.5.15 Identification and remediation of “at-risk species”WLDFRVegetation ContactBranch (Not overhanging, within 4ft) | WLDFR | HFTD - Distribution - Tier 3 - 4QU CoRE ¦ 1QU LoRE | Red Flag Warning - Small Fires | Vegetation Contact | Branch (Not overhanging, within 4ft) | 2048 | 2.4352e-06 | 607.6134 | 0.0014797 | 2048 | Mitigation | 0.9 | 30 | 0 | esc | 0.066504 | 1.6195e-07 | 0.070223 | 1.7101e-07 | 0.066806 | 1.6269e-07 | 0.063625 | 1.5494e-07
[120 empty] | 7.3.5.15 Identification and remediation of “at-risk species”WLDFRVegetation ContactBranch (Not overhanging, within 4ft) | WLDFR | HFTD - Distribution - Tier 3 - 4QU CoRE ¦ 1QU LoRE | Red Flag Warning - Small Fires | Vegetation Contact | Branch (Not overhanging, within 4ft) | 2049 | 2.4352e-06 | 607.6134 | 0.0014797 | 2049 | Mitigation | 0.9 | 30 | 0 | esc | 0.066504 | 1.6195e-07 | 0.070223 | 1.7101e-07 | 0.066806 | 1.6269e-07 | 0.063625 | 1.5494e-07
[120 empty] | 7.3.5.15 Identification and remediation of “at-risk species”WLDFRVegetation ContactBranch (Not overhanging, within 4ft) | WLDFR | HFTD - Distribution - Tier 3 - 4QU CoRE ¦ 1QU LoRE | Red Flag Warning - Small Fires | Vegetation Contact | Branch (Not overhanging, within 4ft) | 2050 | 2.4352e-06 | 607.6134 | 0.0014797 | 2050 | Mitigation | 0.9 | 30 | 0 | esc | 0 | 0 | 0.070223 | 1.7101e-07 | 0.066806 | 1.6269e-07 | 0.063625 | 1.5494e-07
[120 empty] | 7.3.5.15 Identification and remediation of “at-risk species”WLDFRVegetation ContactBranch (Not overhanging, within 4ft) | WLDFR | HFTD - Distribution - Tier 3 - 4QU CoRE ¦ 1QU LoRE | Red Flag Warning - Small Fires | Vegetation Contact | Branch (Not overhanging, within 4ft) | 2051 | 2.4352e-06 | 607.6134 | 0.0014797 | 2051 | Mitigation | 0.9 | 30 | 0 | esc | 0 | 0 | 0 | 0 | 0.066806 | 1.6269e-07 | 0.063625 | 1.5494e-07
[120 empty] | 7.3.5.15 Identification and remediation of “at-risk species”WLDFRVegetation ContactBranch (Not overhanging, within 4ft) | WLDFR | HFTD - Distribution - Tier 3 - 4QU CoRE ¦ 1QU LoRE | Red Flag Warning - Small Fires | Vegetation Contact | Branch (Not overhanging, within 4ft) | 2052 | 2.4352e-06 | 607.6134 | 0.0014797 | 2052 | Mitigation | 0.9 | 30 | 0 | esc | 0 | 0 | 0 | 0 | 0 | 0 | 0.063625 | 1.5494e-07
[120 empty] | 7.3.5.15 Identification and remediation of “at-risk species”WLDFRVegetation ContactBranch (OverHanging) | WLDFR | HFTD - Distribution - Tier 3 - 4QU CoRE ¦ 1QU LoRE | Red Flag Warning - Small Fires | Vegetation Contact | Branch (OverHanging) | 2022 | 0.00014356 | 607.6134 | 0.087228 | 2022 | Mitigation | 0.9 | 30 | 0 | esc | 0.066504 | 9.5472e-06 | 0.070223 | 1.0081e-05 | 0.066806 | 9.5906e-06 | 0 | 0
[120 empty] | 7.3.5.15 Identification and remediation of “at-risk species”WLDFRVegetation ContactBranch (OverHanging) | WLDFR | HFTD - Distribution - Tier 3 - 4QU CoRE ¦ 1QU LoRE | Red Flag Warning - Small Fires | Vegetation Contact | Branch (OverHanging) | 2023 | 0.00014356 | 607.6134 | 0.087228 | 2023 | Mitigation | 0.9 | 30 | 0 | esc | 0.066504 | 9.5472e-06 | 0.070223 | 1.0081e-05 | 0.066806 | 9.5906e-06 | 0.063625 | 9.1339e-06
[120 empty] | 7.3.5.15 Identification and remediation of “at-risk species”WLDFRVegetation ContactBranch (OverHanging) | WLDFR | HFTD - Distribution - Tier 3 - 4QU CoRE ¦ 1QU LoRE | Red Flag Warning - Small Fires | Vegetation Contact | Branch (OverHanging) | 2024 | 0.00014356 | 607.6134 | 0.087228 | 2024 | Mitigation | 0.9 | 30 | 0 | esc | 0.066504 | 9.5472e-06 | 0.070223 | 1.0081e-05 | 0.066806 | 9.5906e-06 | 0.063625 | 9.1339e-06
[120 empty] | 7.3.5.15 Identification and remediation of “at-risk species”WLDFRVegetation ContactBranch (OverHanging) | WLDFR | HFTD - Distribution - Tier 3 - 4QU CoRE ¦ 1QU LoRE | Red Flag Warning - Small Fires | Vegetation Contact | Branch (OverHanging) | 2025 | 0.00014356 | 607.6134 | 0.087228 | 2025 | Mitigation | 0.9 | 30 | 0 | esc | 0.066504 | 9.5472e-06 | 0.070223 | 1.0081e-05 | 0.066806 | 9.5906e-06 | 0.063625 | 9.1339e-06
[120 empty] | 7.3.5.15 Identification and remediation of “at-risk species”WLDFRVegetation ContactBranch (OverHanging) | WLDFR | HFTD - Distribution - Tier 3 - 4QU CoRE ¦ 1QU LoRE | Red Flag Warning - Small Fires | Vegetation Contact | Branch (OverHanging) | 2026 | 0.00014356 | 607.6134 | 0.087228 | 2026 | Mitigation | 0.9 | 30 | 0 | esc | 0.066504 | 9.5472e-06 | 0.070223 | 1.0081e-05 | 0.066806 | 9.5906e-06 | 0.063625 | 9.1339e-06
[120 empty] | 7.3.5.15 Identification and remediation of “at-risk species”WLDFRVegetation ContactBranch (OverHanging) | WLDFR | HFTD - Distribution - Tier 3 - 4QU CoRE ¦ 1QU LoRE | Red Flag Warning - Small Fires | Vegetation Contact | Branch (OverHanging) | 2027 | 0.00014356 | 607.6134 | 0.087228 | 2027 | Mitigation | 0.9 | 30 | 0 | esc | 0.066504 | 9.5472e-06 | 0.070223 | 1.0081e-05 | 0.066806 | 9.5906e-06 | 0.063625 | 9.1339e-06
[120 empty] | 7.3.5.15 Identification and remediation of “at-risk species”WLDFRVegetation ContactBranch (OverHanging) | WLDFR | HFTD - Distribution - Tier 3 - 4QU CoRE ¦ 1QU LoRE | Red Flag Warning - Small Fires | Vegetation Contact | Branch (OverHanging) | 2028 | 0.00014356 | 607.6134 | 0.087228 | 2028 | Mitigation | 0.9 | 30 | 0 | esc | 0.066504 | 9.5472e-06 | 0.070223 | 1.0081e-05 | 0.066806 | 9.5906e-06 | 0.063625 | 9.1339e-06
[120 empty] | 7.3.5.15 Identification and remediation of “at-risk species”WLDFRVegetation ContactBranch (OverHanging) | WLDFR | HFTD - Distribution - Tier 3 - 4QU CoRE ¦ 1QU LoRE | Red Flag Warning - Small Fires | Vegetation Contact | Branch (OverHanging) | 2029 | 0.00014356 | 607.6134 | 0.087228 | 2029 | Mitigation | 0.9 | 30 | 0 | esc | 0.066504 | 9.5472e-06 | 0.070223 | 1.0081e-05 | 0.066806 | 9.5906e-06 | 0.063625 | 9.1339e-06
[120 empty] | 7.3.5.15 Identification and remediation of “at-risk species”WLDFRVegetation ContactBranch (OverHanging) | WLDFR | HFTD - Distribution - Tier 3 - 4QU CoRE ¦ 1QU LoRE | Red Flag Warning - Small Fires | Vegetation Contact | Branch (OverHanging) | 2030 | 0.00014356 | 607.6134 | 0.087228 | 2030 | Mitigation | 0.9 | 30 | 0 | esc | 0.066504 | 9.5472e-06 | 0.070223 | 1.0081e-05 | 0.066806 | 9.5906e-06 | 0.063625 | 9.1339e-06
[120 empty] | 7.3.5.15 Identification and remediation of “at-risk species”WLDFRVegetation ContactBranch (OverHanging) | WLDFR | HFTD - Distribution - Tier 3 - 4QU CoRE ¦ 1QU LoRE | Red Flag Warning - Small Fires | Vegetation Contact | Branch (OverHanging) | 2031 | 0.00014356 | 607.6134 | 0.087228 | 2031 | Mitigation | 0.9 | 30 | 0 | esc | 0.066504 | 9.5472e-06 | 0.070223 | 1.0081e-05 | 0.066806 | 9.5906e-06 | 0.063625 | 9.1339e-06
[120 empty] | 7.3.5.15 Identification and remediation of “at-risk species”WLDFRVegetation ContactBranch (OverHanging) | WLDFR | HFTD - Distribution - Tier 3 - 4QU CoRE ¦ 1QU LoRE | Red Flag Warning - Small Fires | Vegetation Contact | Branch (OverHanging) | 2032 | 0.00014356 | 607.6134 | 0.087228 | 2032 | Mitigation | 0.9 | 30 | 0 | esc | 0.066504 | 9.5472e-06 | 0.070223 | 1.0081e-05 | 0.066806 | 9.5906e-06 | 0.063625 | 9.1339e-06
[120 empty] | 7.3.5.15 Identification and remediation of “at-risk species”WLDFRVegetation ContactBranch (OverHanging) | WLDFR | HFTD - Distribution - Tier 3 - 4QU CoRE ¦ 1QU LoRE | Red Flag Warning - Small Fires | Vegetation Contact | Branch (OverHanging) | 2033 | 0.00014356 | 607.6134 | 0.087228 | 2033 | Mitigation | 0.9 | 30 | 0 | esc | 0.066504 | 9.5472e-06 | 0.070223 | 1.0081e-05 | 0.066806 | 9.5906e-06 | 0.063625 | 9.1339e-06
[120 empty] | 7.3.5.15 Identification and remediation of “at-risk species”WLDFRVegetation ContactBranch (OverHanging) | WLDFR | HFTD - Distribution - Tier 3 - 4QU CoRE ¦ 1QU LoRE | Red Flag Warning - Small Fires | Vegetation Contact | Branch (OverHanging) | 2034 | 0.00014356 | 607.6134 | 0.087228 | 2034 | Mitigation | 0.9 | 30 | 0 | esc | 0.066504 | 9.5472e-06 | 0.070223 | 1.0081e-05 | 0.066806 | 9.5906e-06 | 0.063625 | 9.1339e-06
[120 empty] | 7.3.5.15 Identification and remediation of “at-risk species”WLDFRVegetation ContactBranch (OverHanging) | WLDFR | HFTD - Distribution - Tier 3 - 4QU CoRE ¦ 1QU LoRE | Red Flag Warning - Small Fires | Vegetation Contact | Branch (OverHanging) | 2035 | 0.00014356 | 607.6134 | 0.087228 | 2035 | Mitigation | 0.9 | 30 | 0 | esc | 0.066504 | 9.5472e-06 | 0.070223 | 1.0081e-05 | 0.066806 | 9.5906e-06 | 0.063625 | 9.1339e-06
[120 empty] | 7.3.5.15 Identification and remediation of “at-risk species”WLDFRVegetation ContactBranch (OverHanging) | WLDFR | HFTD - Distribution - Tier 3 - 4QU CoRE ¦ 1QU LoRE | Red Flag Warning - Small Fires | Vegetation Contact | Branch (OverHanging) | 2036 | 0.00014356 | 607.6134 | 0.087228 | 2036 | Mitigation | 0.9 | 30 | 0 | esc | 0.066504 | 9.5472e-06 | 0.070223 | 1.0081e-05 | 0.066806 | 9.5906e-06 | 0.063625 | 9.1339e-06
[120 empty] | 7.3.5.15 Identification and remediation of “at-risk species”WLDFRVegetation ContactBranch (OverHanging) | WLDFR | HFTD - Distribution - Tier 3 - 4QU CoRE ¦ 1QU LoRE | Red Flag Warning - Small Fires | Vegetation Contact | Branch (OverHanging) | 2037 | 0.00014356 | 607.6134 | 0.087228 | 2037 | Mitigation | 0.9 | 30 | 0 | esc | 0.066504 | 9.5472e-06 | 0.070223 | 1.0081e-05 | 0.066806 | 9.5906e-06 | 0.063625 | 9.1339e-06
[120 empty] | 7.3.5.15 Identification and remediation of “at-risk species”WLDFRVegetation ContactBranch (OverHanging) | WLDFR | HFTD - Distribution - Tier 3 - 4QU CoRE ¦ 1QU LoRE | Red Flag Warning - Small Fires | Vegetation Contact | Branch (OverHanging) | 2038 | 0.00014356 | 607.6134 | 0.087228 | 2038 | Mitigation | 0.9 | 30 | 0 | esc | 0.066504 | 9.5472e-06 | 0.070223 | 1.0081e-05 | 0.066806 | 9.5906e-06 | 0.063625 | 9.1339e-06
[120 empty] | 7.3.5.15 Identification and remediation of “at-risk species”WLDFRVegetation ContactBranch (OverHanging) | WLDFR | HFTD - Distribution - Tier 3 - 4QU CoRE ¦ 1QU LoRE | Red Flag Warning - Small Fires | Vegetation Contact | Branch (OverHanging) | 2039 | 0.00014356 | 607.6134 | 0.087228 | 2039 | Mitigation | 0.9 | 30 | 0 | esc | 0.066504 | 9.5472e-06 | 0.070223 | 1.0081e-05 | 0.066806 | 9.5906e-06 | 0.063625 | 9.1339e-06
[120 empty] | 7.3.5.15 Identification and remediation of “at-risk species”WLDFRVegetation ContactBranch (OverHanging) | WLDFR | HFTD - Distribution - Tier 3 - 4QU CoRE ¦ 1QU LoRE | Red Flag Warning - Small Fires | Vegetation Contact | Branch (OverHanging) | 2040 | 0.00014356 | 607.6134 | 0.087228 | 2040 | Mitigation | 0.9 | 30 | 0 | esc | 0.066504 | 9.5472e-06 | 0.070223 | 1.0081e-05 | 0.066806 | 9.5906e-06 | 0.063625 | 9.1339e-06
[120 empty] | 7.3.5.15 Identification and remediation of “at-risk species”WLDFRVegetation ContactBranch (OverHanging) | WLDFR | HFTD - Distribution - Tier 3 - 4QU CoRE ¦ 1QU LoRE | Red Flag Warning - Small Fires | Vegetation Contact | Branch (OverHanging) | 2041 | 0.00014356 | 607.6134 | 0.087228 | 2041 | Mitigation | 0.9 | 30 | 0 | esc | 0.066504 | 9.5472e-06 | 0.070223 | 1.0081e-05 | 0.066806 | 9.5906e-06 | 0.063625 | 9.1339e-06
[120 empty] | 7.3.5.15 Identification and remediation of “at-risk species”WLDFRVegetation ContactBranch (OverHanging) | WLDFR | HFTD - Distribution - Tier 3 - 4QU CoRE ¦ 1QU LoRE | Red Flag Warning - Small Fires | Vegetation Contact | Branch (OverHanging) | 2042 | 0.00014356 | 607.6134 | 0.087228 | 2042 | Mitigation | 0.9 | 30 | 0 | esc | 0.066504 | 9.5472e-06 | 0.070223 | 1.0081e-05 | 0.066806 | 9.5906e-06 | 0.063625 | 9.1339e-06
[120 empty] | 7.3.5.15 Identification and remediation of “at-risk species”WLDFRVegetation ContactBranch (OverHanging) | WLDFR | HFTD - Distribution - Tier 3 - 4QU CoRE ¦ 1QU LoRE | Red Flag Warning - Small Fires | Vegetation Contact | Branch (OverHanging) | 2043 | 0.00014356 | 607.6134 | 0.087228 | 2043 | Mitigation | 0.9 | 30 | 0 | esc | 0.066504 | 9.5472e-06 | 0.070223 | 1.0081e-05 | 0.066806 | 9.5906e-06 | 0.063625 | 9.1339e-06
[120 empty] | 7.3.5.15 Identification and remediation of “at-risk species”WLDFRVegetation ContactBranch (OverHanging) | WLDFR | HFTD - Distribution - Tier 3 - 4QU CoRE ¦ 1QU LoRE | Red Flag Warning - Small Fires | Vegetation Contact | Branch (OverHanging) | 2044 | 0.00014356 | 607.6134 | 0.087228 | 2044 | Mitigation | 0.9 | 30 | 0 | esc | 0.066504 | 9.5472e-06 | 0.070223 | 1.0081e-05 | 0.066806 | 9.5906e-06 | 0.063625 | 9.1339e-06
[120 empty] | 7.3.5.15 Identification and remediation of “at-risk species”WLDFRVegetation ContactBranch (OverHanging) | WLDFR | HFTD - Distribution - Tier 3 - 4QU CoRE ¦ 1QU LoRE | Red Flag Warning - Small Fires | Vegetation Contact | Branch (OverHanging) | 2045 | 0.00014356 | 607.6134 | 0.087228 | 2045 | Mitigation | 0.9 | 30 | 0 | esc | 0.066504 | 9.5472e-06 | 0.070223 | 1.0081e-05 | 0.066806 | 9.5906e-06 | 0.063625 | 9.1339e-06
[120 empty] | 7.3.5.15 Identification and remediation of “at-risk species”WLDFRVegetation ContactBranch (OverHanging) | WLDFR | HFTD - Distribution - Tier 3 - 4QU CoRE ¦ 1QU LoRE | Red Flag Warning - Small Fires | Vegetation Contact | Branch (OverHanging) | 2046 | 0.00014356 | 607.6134 | 0.087228 | 2046 | Mitigation | 0.9 | 30 | 0 | esc | 0.066504 | 9.5472e-06 | 0.070223 | 1.0081e-05 | 0.066806 | 9.5906e-06 | 0.063625 | 9.1339e-06
[120 empty] | 7.3.5.15 Identification and remediation of “at-risk species”WLDFRVegetation ContactBranch (OverHanging) | WLDFR | HFTD - Distribution - Tier 3 - 4QU CoRE ¦ 1QU LoRE | Red Flag Warning - Small Fires | Vegetation Contact | Branch (OverHanging) | 2047 | 0.00014356 | 607.6134 | 0.087228 | 2047 | Mitigation | 0.9 | 30 | 0 | esc | 0.066504 | 9.5472e-06 | 0.070223 | 1.0081e-05 | 0.066806 | 9.5906e-06 | 0.063625 | 9.1339e-06
[120 empty] | 7.3.5.15 Identification and remediation of “at-risk species”WLDFRVegetation ContactBranch (OverHanging) | WLDFR | HFTD - Distribution - Tier 3 - 4QU CoRE ¦ 1QU LoRE | Red Flag Warning - Small Fires | Vegetation Contact | Branch (OverHanging) | 2048 | 0.00014356 | 607.6134 | 0.087228 | 2048 | Mitigation | 0.9 | 30 | 0 | esc | 0.066504 | 9.5472e-06 | 0.070223 | 1.0081e-05 | 0.066806 | 9.5906e-06 | 0.063625 | 9.1339e-06
[120 empty] | 7.3.5.15 Identification and remediation of “at-risk species”WLDFRVegetation ContactBranch (OverHanging) | WLDFR | HFTD - Distribution - Tier 3 - 4QU CoRE ¦ 1QU LoRE | Red Flag Warning - Small Fires | Vegetation Contact | Branch (OverHanging) | 2049 | 0.00014356 | 607.6134 | 0.087228 | 2049 | Mitigation | 0.9 | 30 | 0 | esc | 0.066504 | 9.5472e-06 | 0.070223 | 1.0081e-05 | 0.066806 | 9.5906e-06 | 0.063625 | 9.1339e-06
[120 empty] | 7.3.5.15 Identification and remediation of “at-risk species”WLDFRVegetation ContactBranch (OverHanging) | WLDFR | HFTD - Distribution - Tier 3 - 4QU CoRE ¦ 1QU LoRE | Red Flag Warning - Small Fires | Vegetation Contact | Branch (OverHanging) | 2050 | 0.00014356 | 607.6134 | 0.087228 | 2050 | Mitigation | 0.9 | 30 | 0 | esc | 0 | 0 | 0.070223 | 1.0081e-05 | 0.066806 | 9.5906e-06 | 0.063625 | 9.1339e-06
[120 empty] | 7.3.5.15 Identification and remediation of “at-risk species”WLDFRVegetation ContactBranch (OverHanging) | WLDFR | HFTD - Distribution - Tier 3 - 4QU CoRE ¦ 1QU LoRE | Red Flag Warning - Small Fires | Vegetation Contact | Branch (OverHanging) | 2051 | 0.00014356 | 607.6134 | 0.087228 | 2051 | Mitigation | 0.9 | 30 | 0 | esc | 0 | 0 | 0 | 0 | 0.066806 | 9.5906e-06 | 0.063625 | 9.1339e-06
[120 empty] | 7.3.5.15 Identification and remediation of “at-risk species”WLDFRVegetation ContactBranch (OverHanging) | WLDFR | HFTD - Distribution - Tier 3 - 4QU CoRE ¦ 1QU LoRE | Red Flag Warning - Small Fires | Vegetation Contact | Branch (OverHanging) | 2052 | 0.00014356 | 607.6134 | 0.087228 | 2052 | Mitigation | 0.9 | 30 | 0 | esc | 0 | 0 | 0 | 0 | 0 | 0 | 0.063625 | 9.1339e-06
[120 empty] | 7.3.5.15 Identification and remediation of “at-risk species”WLDFRVegetation ContactFell into (Moderate-Severe defect) | WLDFR | HFTD - Distribution - Tier 3 - 4QU CoRE ¦ 1QU LoRE | Red Flag Warning - Small Fires | Vegetation Contact | Fell into (Moderate-Severe defect) | 2022 | 4.4302e-05 | 607.6134 | 0.026919 | 2022 | Mitigation | 0.95 | 1 | 0 | esc | 0 | 0 | 0 | 0 | 0.070518 | 3.1241e-06 | 0 | 0
[120 empty] | 7.3.5.15 Identification and remediation of “at-risk species”WLDFRVegetation ContactFell into (Moderate-Severe defect) | WLDFR | HFTD - Distribution - Tier 3 - 4QU CoRE ¦ 1QU LoRE | Red Flag Warning - Small Fires | Vegetation Contact | Fell into (Moderate-Severe defect) | 2023 | 4.4302e-05 | 607.6134 | 0.026919 | 2023 | Mitigation | 0.95 | 1 | 0 | esc | 0 | 0 | 0 | 0 | 0 | 0 | 0.06716 | 2.9753e-06
[120 empty] | 7.3.5.15 Identification and remediation of “at-risk species”WLDFRVegetation ContactFell into (slight defect) | WLDFR | HFTD - Distribution - Tier 3 - 4QU CoRE ¦ 1QU LoRE | Red Flag Warning - Small Fires | Vegetation Contact | Fell into (slight defect) | 2022 | 4.9069e-05 | 607.6134 | 0.029815 | 2022 | Mitigation | 0.5 | 1 | 0 | esc | 0 | 0 | 0 | 0 | 0.037115 | 1.8212e-06 | 0 | 0
[120 empty] | 7.3.5.15 Identification and remediation of “at-risk species”WLDFRVegetation ContactFell into (slight defect) | WLDFR | HFTD - Distribution - Tier 3 - 4QU CoRE ¦ 1QU LoRE | Red Flag Warning - Small Fires | Vegetation Contact | Fell into (slight defect) | 2023 | 4.9069e-05 | 607.6134 | 0.029815 | 2023 | Mitigation | 0.5 | 1 | 0 | esc | 0 | 0 | 0 | 0 | 0 | 0 | 0.035347 | 1.7345e-06
[120 empty] | 7.3.5.15 Identification and remediation of “at-risk species”WLDFRVegetation ContactGrow Into | WLDFR | HFTD - Distribution - Tier 3 - 4QU CoRE ¦ 1QU LoRE | Red Flag Warning - Small Fires | Vegetation Contact | Grow Into | 2022 | 5.1695e-06 | 607.6134 | 0.0031411 | 2022 | Mitigation | 0.5 | 1 | 0 | esc | 0 | 0 | 0 | 0 | 0.037115 | 1.9186e-07 | 0 | 0
[120 empty] | 7.3.5.15 Identification and remediation of “at-risk species”WLDFRVegetation ContactGrow Into | WLDFR | HFTD - Distribution - Tier 3 - 4QU CoRE ¦ 1QU LoRE | Red Flag Warning - Small Fires | Vegetation Contact | Grow Into | 2023 | 5.1695e-06 | 607.6134 | 0.0031411 | 2023 | Mitigation | 0.5 | 1 | 0 | esc | 0 | 0 | 0 | 0 | 0 | 0 | 0.035347 | 1.8273e-07
[120 empty] | 7.3.5.15 Identification and remediation of “at-risk species”WLDFRCC - Seismic ScenarioSeismic Scenario | WLDFR | HFTD - Distribution - Tier 3 - 4QU CoRE ¦ 1QU LoRE | Seismic - Non-Red Flag Warning - Catastrophic Fires | CC - Seismic Scenario | Seismic Scenario | 2022 | 5.9666e-10 | 607.6134 | 3.6254e-07 | 2022 | Mitigation | 0.082056 | 1 | 0 | esc | 0 | 0 | 0 | 0 | 0.0060909 | 3.6342e-12 | 0 | 0
[120 empty] | 7.3.5.15 Identification and remediation of “at-risk species”WLDFRCC - Seismic ScenarioSeismic Scenario | WLDFR | HFTD - Distribution - Tier 3 - 4QU CoRE ¦ 1QU LoRE | Seismic - Non-Red Flag Warning - Catastrophic Fires | CC - Seismic Scenario | Seismic Scenario | 2023 | 5.9666e-10 | 607.6134 | 3.6254e-07 | 2023 | Mitigation | 0.082056 | 1 | 0 | esc | 0 | 0 | 0 | 0 | 0 | 0 | 0.0058009 | 3.4612e-12
[120 empty] | 7.3.5.15 Identification and remediation of “at-risk species”WLDFRCC - Seismic ScenarioSeismic Scenario | WLDFR | HFTD - Distribution - Tier 3 - 4QU CoRE ¦ 1QU LoRE | Seismic - Red Flag Warning - Catastrophic Fires | CC - Seismic Scenario | Seismic Scenario | 2022 | 2.5728e-08 | 607.6134 | 1.5633e-05 | 2022 | Mitigation | 0.082056 | 1 | 0 | esc | 0 | 0 | 0 | 0 | 0.0060909 | 1.5671e-10 | 0 | 0
[120 empty] | 7.3.5.15 Identification and remediation of “at-risk species”WLDFRCC - Seismic ScenarioSeismic Scenario | WLDFR | HFTD - Distribution - Tier 3 - 4QU CoRE ¦ 1QU LoRE | Seismic - Red Flag Warning - Catastrophic Fires | CC - Seismic Scenario | Seismic Scenario | 2023 | 2.5728e-08 | 607.6134 | 1.5633e-05 | 2023 | Mitigation | 0.082056 | 1 | 0 | esc | 0 | 0 | 0 | 0 | 0 | 0 | 0.0058009 | 1.4924e-10
[120 empty] | 7.3.5.15 Identification and remediation of “at-risk species”WLDFRVegetation ContactBranch (Not overhanging, 4-12ft) | WLDFR | HFTD - Distribution - Tier 3 - 4QU CoRE ¦ 2QU LoRE | Non-Red Flag Warning - Catastrophic Fires | Vegetation Contact | Branch (Not overhanging, 4-12ft) | 2022 | 5.6847e-10 | 572.0063 | 3.2517e-07 | 2022 | Mitigation | 0.5 | 30 | 0 | esc | 0.035588 | 2.0231e-11 | 0.037578 | 2.1362e-11 | 0.037115 | 2.1099e-11 | 0 | 0
[120 empty] | 7.3.5.15 Identification and remediation of “at-risk species”WLDFRVegetation ContactBranch (Not overhanging, 4-12ft) | WLDFR | HFTD - Distribution - Tier 3 - 4QU CoRE ¦ 2QU LoRE | Non-Red Flag Warning - Catastrophic Fires | Vegetation Contact | Branch (Not overhanging, 4-12ft) | 2023 | 5.6847e-10 | 572.0063 | 3.2517e-07 | 2023 | Mitigation | 0.5 | 30 | 0 | esc | 0.035588 | 2.0231e-11 | 0.037578 | 2.1362e-11 | 0.037115 | 2.1099e-11 | 0.035347 | 2.0094e-11
[120 empty] | 7.3.5.15 Identification and remediation of “at-risk species”WLDFRVegetation ContactBranch (Not overhanging, 4-12ft) | WLDFR | HFTD - Distribution - Tier 3 - 4QU CoRE ¦ 2QU LoRE | Non-Red Flag Warning - Catastrophic Fires | Vegetation Contact | Branch (Not overhanging, 4-12ft) | 2024 | 5.6847e-10 | 572.0063 | 3.2517e-07 | 2024 | Mitigation | 0.5 | 30 | 0 | esc | 0.035588 | 2.0231e-11 | 0.037578 | 2.1362e-11 | 0.037115 | 2.1099e-11 | 0.035347 | 2.0094e-11
[120 empty] | 7.3.5.15 Identification and remediation of “at-risk species”WLDFRVegetation ContactBranch (Not overhanging, 4-12ft) | WLDFR | HFTD - Distribution - Tier 3 - 4QU CoRE ¦ 2QU LoRE | Non-Red Flag Warning - Catastrophic Fires | Vegetation Contact | Branch (Not overhanging, 4-12ft) | 2025 | 5.6847e-10 | 572.0063 | 3.2517e-07 | 2025 | Mitigation | 0.5 | 30 | 0 | esc | 0.035588 | 2.0231e-11 | 0.037578 | 2.1362e-11 | 0.037115 | 2.1099e-11 | 0.035347 | 2.0094e-11
[120 empty] | 7.3.5.15 Identification and remediation of “at-risk species”WLDFRVegetation ContactBranch (Not overhanging, 4-12ft) | WLDFR | HFTD - Distribution - Tier 3 - 4QU CoRE ¦ 2QU LoRE | Non-Red Flag Warning - Catastrophic Fires | Vegetation Contact | Branch (Not overhanging, 4-12ft) | 2026 | 5.6847e-10 | 572.0063 | 3.2517e-07 | 2026 | Mitigation | 0.5 | 30 | 0 | esc | 0.035588 | 2.0231e-11 | 0.037578 | 2.1362e-11 | 0.037115 | 2.1099e-11 | 0.035347 | 2.0094e-11
[120 empty] | 7.3.5.15 Identification and remediation of “at-risk species”WLDFRVegetation ContactBranch (Not overhanging, 4-12ft) | WLDFR | HFTD - Distribution - Tier 3 - 4QU CoRE ¦ 2QU LoRE | Non-Red Flag Warning - Catastrophic Fires | Vegetation Contact | Branch (Not overhanging, 4-12ft) | 2027 | 5.6847e-10 | 572.0063 | 3.2517e-07 | 2027 | Mitigation | 0.5 | 30 | 0 | esc | 0.035588 | 2.0231e-11 | 0.037578 | 2.1362e-11 | 0.037115 | 2.1099e-11 | 0.035347 | 2.0094e-11
[120 empty] | 7.3.5.15 Identification and remediation of “at-risk species”WLDFRVegetation ContactBranch (Not overhanging, 4-12ft) | WLDFR | HFTD - Distribution - Tier 3 - 4QU CoRE ¦ 2QU LoRE | Non-Red Flag Warning - Catastrophic Fires | Vegetation Contact | Branch (Not overhanging, 4-12ft) | 2028 | 5.6847e-10 | 572.0063 | 3.2517e-07 | 2028 | Mitigation | 0.5 | 30 | 0 | esc | 0.035588 | 2.0231e-11 | 0.037578 | 2.1362e-11 | 0.037115 | 2.1099e-11 | 0.035347 | 2.0094e-11
[120 empty] | 7.3.5.15 Identification and remediation of “at-risk species”WLDFRVegetation ContactBranch (Not overhanging, 4-12ft) | WLDFR | HFTD - Distribution - Tier 3 - 4QU CoRE ¦ 2QU LoRE | Non-Red Flag Warning - Catastrophic Fires | Vegetation Contact | Branch (Not overhanging, 4-12ft) | 2029 | 5.6847e-10 | 572.0063 | 3.2517e-07 | 2029 | Mitigation | 0.5 | 30 | 0 | esc | 0.035588 | 2.0231e-11 | 0.037578 | 2.1362e-11 | 0.037115 | 2.1099e-11 | 0.035347 | 2.0094e-11
[120 empty] | 7.3.5.15 Identification and remediation of “at-risk species”WLDFRVegetation ContactBranch (Not overhanging, 4-12ft) | WLDFR | HFTD - Distribution - Tier 3 - 4QU CoRE ¦ 2QU LoRE | Non-Red Flag Warning - Catastrophic Fires | Vegetation Contact | Branch (Not overhanging, 4-12ft) | 2030 | 5.6847e-10 | 572.0063 | 3.2517e-07 | 2030 | Mitigation | 0.5 | 30 | 0 | esc | 0.035588 | 2.0231e-11 | 0.037578 | 2.1362e-11 | 0.037115 | 2.1099e-11 | 0.035347 | 2.0094e-11
[120 empty] | 7.3.5.15 Identification and remediation of “at-risk species”WLDFRVegetation ContactBranch (Not overhanging, 4-12ft) | WLDFR | HFTD - Distribution - Tier 3 - 4QU CoRE ¦ 2QU LoRE | Non-Red Flag Warning - Catastrophic Fires | Vegetation Contact | Branch (Not overhanging, 4-12ft) | 2031 | 5.6847e-10 | 572.0063 | 3.2517e-07 | 2031 | Mitigation | 0.5 | 30 | 0 | esc | 0.035588 | 2.0231e-11 | 0.037578 | 2.1362e-11 | 0.037115 | 2.1099e-11 | 0.035347 | 2.0094e-11
[120 empty] | 7.3.5.15 Identification and remediation of “at-risk species”WLDFRVegetation ContactBranch (Not overhanging, 4-12ft) | WLDFR | HFTD - Distribution - Tier 3 - 4QU CoRE ¦ 2QU LoRE | Non-Red Flag Warning - Catastrophic Fires | Vegetation Contact | Branch (Not overhanging, 4-12ft) | 2032 | 5.6847e-10 | 572.0063 | 3.2517e-07 | 2032 | Mitigation | 0.5 | 30 | 0 | esc | 0.035588 | 2.0231e-11 | 0.037578 | 2.1362e-11 | 0.037115 | 2.1099e-11 | 0.035347 | 2.0094e-11
[120 empty] | 7.3.5.15 Identification and remediation of “at-risk species”WLDFRVegetation ContactBranch (Not overhanging, 4-12ft) | WLDFR | HFTD - Distribution - Tier 3 - 4QU CoRE ¦ 2QU LoRE | Non-Red Flag Warning - Catastrophic Fires | Vegetation Contact | Branch (Not overhanging, 4-12ft) | 2033 | 5.6847e-10 | 572.0063 | 3.2517e-07 | 2033 | Mitigation | 0.5 | 30 | 0 | esc | 0.035588 | 2.0231e-11 | 0.037578 | 2.1362e-11 | 0.037115 | 2.1099e-11 | 0.035347 | 2.0094e-11
[120 empty] | 7.3.5.15 Identification and remediation of “at-risk species”WLDFRVegetation ContactBranch (Not overhanging, 4-12ft) | WLDFR | HFTD - Distribution - Tier 3 - 4QU CoRE ¦ 2QU LoRE | Non-Red Flag Warning - Catastrophic Fires | Vegetation Contact | Branch (Not overhanging, 4-12ft) | 2034 | 5.6847e-10 | 572.0063 | 3.2517e-07 | 2034 | Mitigation | 0.5 | 30 | 0 | esc | 0.035588 | 2.0231e-11 | 0.037578 | 2.1362e-11 | 0.037115 | 2.1099e-11 | 0.035347 | 2.0094e-11
[120 empty] | 7.3.5.15 Identification and remediation of “at-risk species”WLDFRVegetation ContactBranch (Not overhanging, 4-12ft) | WLDFR | HFTD - Distribution - Tier 3 - 4QU CoRE ¦ 2QU LoRE | Non-Red Flag Warning - Catastrophic Fires | Vegetation Contact | Branch (Not overhanging, 4-12ft) | 2035 | 5.6847e-10 | 572.0063 | 3.2517e-07 | 2035 | Mitigation | 0.5 | 30 | 0 | esc | 0.035588 | 2.0231e-11 | 0.037578 | 2.1362e-11 | 0.037115 | 2.1099e-11 | 0.035347 | 2.0094e-11
[120 empty] | 7.3.5.15 Identification and remediation of “at-risk species”WLDFRVegetation ContactBranch (Not overhanging, 4-12ft) | WLDFR | HFTD - Distribution - Tier 3 - 4QU CoRE ¦ 2QU LoRE | Non-Red Flag Warning - Catastrophic Fires | Vegetation Contact | Branch (Not overhanging, 4-12ft) | 2036 | 5.6847e-10 | 572.0063 | 3.2517e-07 | 2036 | Mitigation | 0.5 | 30 | 0 | esc | 0.035588 | 2.0231e-11 | 0.037578 | 2.1362e-11 | 0.037115 | 2.1099e-11 | 0.035347 | 2.0094e-11
[120 empty] | 7.3.5.15 Identification and remediation of “at-risk species”WLDFRVegetation ContactBranch (Not overhanging, 4-12ft) | WLDFR | HFTD - Distribution - Tier 3 - 4QU CoRE ¦ 2QU LoRE | Non-Red Flag Warning - Catastrophic Fires | Vegetation Contact | Branch (Not overhanging, 4-12ft) | 2037 | 5.6847e-10 | 572.0063 | 3.2517e-07 | 2037 | Mitigation | 0.5 | 30 | 0 | esc | 0.035588 | 2.0231e-11 | 0.037578 | 2.1362e-11 | 0.037115 | 2.1099e-11 | 0.035347 | 2.0094e-11
[120 empty] | 7.3.5.15 Identification and remediation of “at-risk species”WLDFRVegetation ContactBranch (Not overhanging, 4-12ft) | WLDFR | HFTD - Distribution - Tier 3 - 4QU CoRE ¦ 2QU LoRE | Non-Red Flag Warning - Catastrophic Fires | Vegetation Contact | Branch (Not overhanging, 4-12ft) | 2038 | 5.6847e-10 | 572.0063 | 3.2517e-07 | 2038 | Mitigation | 0.5 | 30 | 0 | esc | 0.035588 | 2.0231e-11 | 0.037578 | 2.1362e-11 | 0.037115 | 2.1099e-11 | 0.035347 | 2.0094e-11
[120 empty] | 7.3.5.15 Identification and remediation of “at-risk species”WLDFRVegetation ContactBranch (Not overhanging, 4-12ft) | WLDFR | HFTD - Distribution - Tier 3 - 4QU CoRE ¦ 2QU LoRE | Non-Red Flag Warning - Catastrophic Fires | Vegetation Contact | Branch (Not overhanging, 4-12ft) | 2039 | 5.6847e-10 | 572.0063 | 3.2517e-07 | 2039 | Mitigation | 0.5 | 30 | 0 | esc | 0.035588 | 2.0231e-11 | 0.037578 | 2.1362e-11 | 0.037115 | 2.1099e-11 | 0.035347 | 2.0094e-11
[120 empty] | 7.3.5.15 Identification and remediation of “at-risk species”WLDFRVegetation ContactBranch (Not overhanging, 4-12ft) | WLDFR | HFTD - Distribution - Tier 3 - 4QU CoRE ¦ 2QU LoRE | Non-Red Flag Warning - Catastrophic Fires | Vegetation Contact | Branch (Not overhanging, 4-12ft) | 2040 | 5.6847e-10 | 572.0063 | 3.2517e-07 | 2040 | Mitigation | 0.5 | 30 | 0 | esc | 0.035588 | 2.0231e-11 | 0.037578 | 2.1362e-11 | 0.037115 | 2.1099e-11 | 0.035347 | 2.0094e-11
[120 empty] | 7.3.5.15 Identification and remediation of “at-risk species”WLDFRVegetation ContactBranch (Not overhanging, 4-12ft) | WLDFR | HFTD - Distribution - Tier 3 - 4QU CoRE ¦ 2QU LoRE | Non-Red Flag Warning - Catastrophic Fires | Vegetation Contact | Branch (Not overhanging, 4-12ft) | 2041 | 5.6847e-10 | 572.0063 | 3.2517e-07 | 2041 | Mitigation | 0.5 | 30 | 0 | esc | 0.035588 | 2.0231e-11 | 0.037578 | 2.1362e-11 | 0.037115 | 2.1099e-11 | 0.035347 | 2.0094e-11
[120 empty] | 7.3.5.15 Identification and remediation of “at-risk species”WLDFRVegetation ContactBranch (Not overhanging, 4-12ft) | WLDFR | HFTD - Distribution - Tier 3 - 4QU CoRE ¦ 2QU LoRE | Non-Red Flag Warning - Catastrophic Fires | Vegetation Contact | Branch (Not overhanging, 4-12ft) | 2042 | 5.6847e-10 | 572.0063 | 3.2517e-07 | 2042 | Mitigation | 0.5 | 30 | 0 | esc | 0.035588 | 2.0231e-11 | 0.037578 | 2.1362e-11 | 0.037115 | 2.1099e-11 | 0.035347 | 2.0094e-11
[120 empty] | 7.3.5.15 Identification and remediation of “at-risk species”WLDFRVegetation ContactBranch (Not overhanging, 4-12ft) | WLDFR | HFTD - Distribution - Tier 3 - 4QU CoRE ¦ 2QU LoRE | Non-Red Flag Warning - Catastrophic Fires | Vegetation Contact | Branch (Not overhanging, 4-12ft) | 2043 | 5.6847e-10 | 572.0063 | 3.2517e-07 | 2043 | Mitigation | 0.5 | 30 | 0 | esc | 0.035588 | 2.0231e-11 | 0.037578 | 2.1362e-11 | 0.037115 | 2.1099e-11 | 0.035347 | 2.0094e-11
[120 empty] | 7.3.5.15 Identification and remediation of “at-risk species”WLDFRVegetation ContactBranch (Not overhanging, 4-12ft) | WLDFR | HFTD - Distribution - Tier 3 - 4QU CoRE ¦ 2QU LoRE | Non-Red Flag Warning - Catastrophic Fires | Vegetation Contact | Branch (Not overhanging, 4-12ft) | 2044 | 5.6847e-10 | 572.0063 | 3.2517e-07 | 2044 | Mitigation | 0.5 | 30 | 0 | esc | 0.035588 | 2.0231e-11 | 0.037578 | 2.1362e-11 | 0.037115 | 2.1099e-11 | 0.035347 | 2.0094e-11
[120 empty] | 7.3.5.15 Identification and remediation of “at-risk species”WLDFRVegetation ContactBranch (Not overhanging, 4-12ft) | WLDFR | HFTD - Distribution - Tier 3 - 4QU CoRE ¦ 2QU LoRE | Non-Red Flag Warning - Catastrophic Fires | Vegetation Contact | Branch (Not overhanging, 4-12ft) | 2045 | 5.6847e-10 | 572.0063 | 3.2517e-07 | 2045 | Mitigation | 0.5 | 30 | 0 | esc | 0.035588 | 2.0231e-11 | 0.037578 | 2.1362e-11 | 0.037115 | 2.1099e-11 | 0.035347 | 2.0094e-11
[120 empty] | 7.3.5.15 Identification and remediation of “at-risk species”WLDFRVegetation ContactBranch (Not overhanging, 4-12ft) | WLDFR | HFTD - Distribution - Tier 3 - 4QU CoRE ¦ 2QU LoRE | Non-Red Flag Warning - Catastrophic Fires | Vegetation Contact | Branch (Not overhanging, 4-12ft) | 2046 | 5.6847e-10 | 572.0063 | 3.2517e-07 | 2046 | Mitigation | 0.5 | 30 | 0 | esc | 0.035588 | 2.0231e-11 | 0.037578 | 2.1362e-11 | 0.037115 | 2.1099e-11 | 0.035347 | 2.0094e-11
[120 empty] | 7.3.5.15 Identification and remediation of “at-risk species”WLDFRVegetation ContactBranch (Not overhanging, 4-12ft) | WLDFR | HFTD - Distribution - Tier 3 - 4QU CoRE ¦ 2QU LoRE | Non-Red Flag Warning - Catastrophic Fires | Vegetation Contact | Branch (Not overhanging, 4-12ft) | 2047 | 5.6847e-10 | 572.0063 | 3.2517e-07 | 2047 | Mitigation | 0.5 | 30 | 0 | esc | 0.035588 | 2.0231e-11 | 0.037578 | 2.1362e-11 | 0.037115 | 2.1099e-11 | 0.035347 | 2.0094e-11
[120 empty] | 7.3.5.15 Identification and remediation of “at-risk species”WLDFRVegetation ContactBranch (Not overhanging, 4-12ft) | WLDFR | HFTD - Distribution - Tier 3 - 4QU CoRE ¦ 2QU LoRE | Non-Red Flag Warning - Catastrophic Fires | Vegetation Contact | Branch (Not overhanging, 4-12ft) | 2048 | 5.6847e-10 | 572.0063 | 3.2517e-07 | 2048 | Mitigation | 0.5 | 30 | 0 | esc | 0.035588 | 2.0231e-11 | 0.037578 | 2.1362e-11 | 0.037115 | 2.1099e-11 | 0.035347 | 2.0094e-11
[120 empty] | 7.3.5.15 Identification and remediation of “at-risk species”WLDFRVegetation ContactBranch (Not overhanging, 4-12ft) | WLDFR | HFTD - Distribution - Tier 3 - 4QU CoRE ¦ 2QU LoRE | Non-Red Flag Warning - Catastrophic Fires | Vegetation Contact | Branch (Not overhanging, 4-12ft) | 2049 | 5.6847e-10 | 572.0063 | 3.2517e-07 | 2049 | Mitigation | 0.5 | 30 | 0 | esc | 0.035588 | 2.0231e-11 | 0.037578 | 2.1362e-11 | 0.037115 | 2.1099e-11 | 0.035347 | 2.0094e-11
[120 empty] | 7.3.5.15 Identification and remediation of “at-risk species”WLDFRVegetation ContactBranch (Not overhanging, 4-12ft) | WLDFR | HFTD - Distribution - Tier 3 - 4QU CoRE ¦ 2QU LoRE | Non-Red Flag Warning - Catastrophic Fires | Vegetation Contact | Branch (Not overhanging, 4-12ft) | 2050 | 5.6847e-10 | 572.0063 | 3.2517e-07 | 2050 | Mitigation | 0.5 | 30 | 0 | esc | 0 | 0 | 0.037578 | 2.1362e-11 | 0.037115 | 2.1099e-11 | 0.035347 | 2.0094e-11
[120 empty] | 7.3.5.15 Identification and remediation of “at-risk species”WLDFRVegetation ContactBranch (Not overhanging, 4-12ft) | WLDFR | HFTD - Distribution - Tier 3 - 4QU CoRE ¦ 2QU LoRE | Non-Red Flag Warning - Catastrophic Fires | Vegetation Contact | Branch (Not overhanging, 4-12ft) | 2051 | 5.6847e-10 | 572.0063 | 3.2517e-07 | 2051 | Mitigation | 0.5 | 30 | 0 | esc | 0 | 0 | 0 | 0 | 0.037115 | 2.1099e-11 | 0.035347 | 2.0094e-11
[120 empty] | 7.3.5.15 Identification and remediation of “at-risk species”WLDFRVegetation ContactBranch (Not overhanging, 4-12ft) | WLDFR | HFTD - Distribution - Tier 3 - 4QU CoRE ¦ 2QU LoRE | Non-Red Flag Warning - Catastrophic Fires | Vegetation Contact | Branch (Not overhanging, 4-12ft) | 2052 | 5.6847e-10 | 572.0063 | 3.2517e-07 | 2052 | Mitigation | 0.5 | 30 | 0 | esc | 0 | 0 | 0 | 0 | 0 | 0 | 0.035347 | 2.0094e-11
[120 empty] | 7.3.5.15 Identification and remediation of “at-risk species”WLDFRVegetation ContactBranch (Not overhanging, within 4ft) | WLDFR | HFTD - Distribution - Tier 3 - 4QU CoRE ¦ 2QU LoRE | Non-Red Flag Warning - Catastrophic Fires | Vegetation Contact | Branch (Not overhanging, within 4ft) | 2022 | 2.4596e-10 | 572.0063 | 1.4069e-07 | 2022 | Mitigation | 0.9 | 30 | 0 | esc | 0.064058 | 1.5756e-11 | 0.06764 | 1.6637e-11 | 0.066806 | 1.6432e-11 | 0 | 0
[120 empty] | 7.3.5.15 Identification and remediation of “at-risk species”WLDFRVegetation ContactBranch (Not overhanging, within 4ft) | WLDFR | HFTD - Distribution - Tier 3 - 4QU CoRE ¦ 2QU LoRE | Non-Red Flag Warning - Catastrophic Fires | Vegetation Contact | Branch (Not overhanging, within 4ft) | 2023 | 2.4596e-10 | 572.0063 | 1.4069e-07 | 2023 | Mitigation | 0.9 | 30 | 0 | esc | 0.064058 | 1.5756e-11 | 0.06764 | 1.6637e-11 | 0.066806 | 1.6432e-11 | 0.063625 | 1.5649e-11
[120 empty] | 7.3.5.15 Identification and remediation of “at-risk species”WLDFRVegetation ContactBranch (Not overhanging, within 4ft) | WLDFR | HFTD - Distribution - Tier 3 - 4QU CoRE ¦ 2QU LoRE | Non-Red Flag Warning - Catastrophic Fires | Vegetation Contact | Branch (Not overhanging, within 4ft) | 2024 | 2.4596e-10 | 572.0063 | 1.4069e-07 | 2024 | Mitigation | 0.9 | 30 | 0 | esc | 0.064058 | 1.5756e-11 | 0.06764 | 1.6637e-11 | 0.066806 | 1.6432e-11 | 0.063625 | 1.5649e-11
[120 empty] | 7.3.5.15 Identification and remediation of “at-risk species”WLDFRVegetation ContactBranch (Not overhanging, within 4ft) | WLDFR | HFTD - Distribution - Tier 3 - 4QU CoRE ¦ 2QU LoRE | Non-Red Flag Warning - Catastrophic Fires | Vegetation Contact | Branch (Not overhanging, within 4ft) | 2025 | 2.4596e-10 | 572.0063 | 1.4069e-07 | 2025 | Mitigation | 0.9 | 30 | 0 | esc | 0.064058 | 1.5756e-11 | 0.06764 | 1.6637e-11 | 0.066806 | 1.6432e-11 | 0.063625 | 1.5649e-11
[120 empty] | 7.3.5.15 Identification and remediation of “at-risk species”WLDFRVegetation ContactBranch (Not overhanging, within 4ft) | WLDFR | HFTD - Distribution - Tier 3 - 4QU CoRE ¦ 2QU LoRE | Non-Red Flag Warning - Catastrophic Fires | Vegetation Contact | Branch (Not overhanging, within 4ft) | 2026 | 2.4596e-10 | 572.0063 | 1.4069e-07 | 2026 | Mitigation | 0.9 | 30 | 0 | esc | 0.064058 | 1.5756e-11 | 0.06764 | 1.6637e-11 | 0.066806 | 1.6432e-11 | 0.063625 | 1.5649e-11
[120 empty] | 7.3.5.15 Identification and remediation of “at-risk species”WLDFRVegetation ContactBranch (Not overhanging, within 4ft) | WLDFR | HFTD - Distribution - Tier 3 - 4QU CoRE ¦ 2QU LoRE | Non-Red Flag Warning - Catastrophic Fires | Vegetation Contact | Branch (Not overhanging, within 4ft) | 2027 | 2.4596e-10 | 572.0063 | 1.4069e-07 | 2027 | Mitigation | 0.9 | 30 | 0 | esc | 0.064058 | 1.5756e-11 | 0.06764 | 1.6637e-11 | 0.066806 | 1.6432e-11 | 0.063625 | 1.5649e-11
[120 empty] | 7.3.5.15 Identification and remediation of “at-risk species”WLDFRVegetation ContactBranch (Not overhanging, within 4ft) | WLDFR | HFTD - Distribution - Tier 3 - 4QU CoRE ¦ 2QU LoRE | Non-Red Flag Warning - Catastrophic Fires | Vegetation Contact | Branch (Not overhanging, within 4ft) | 2028 | 2.4596e-10 | 572.0063 | 1.4069e-07 | 2028 | Mitigation | 0.9 | 30 | 0 | esc | 0.064058 | 1.5756e-11 | 0.06764 | 1.6637e-11 | 0.066806 | 1.6432e-11 | 0.063625 | 1.5649e-11
[120 empty] | 7.3.5.15 Identification and remediation of “at-risk species”WLDFRVegetation ContactBranch (Not overhanging, within 4ft) | WLDFR | HFTD - Distribution - Tier 3 - 4QU CoRE ¦ 2QU LoRE | Non-Red Flag Warning - Catastrophic Fires | Vegetation Contact | Branch (Not overhanging, within 4ft) | 2029 | 2.4596e-10 | 572.0063 | 1.4069e-07 | 2029 | Mitigation | 0.9 | 30 | 0 | esc | 0.064058 | 1.5756e-11 | 0.06764 | 1.6637e-11 | 0.066806 | 1.6432e-11 | 0.063625 | 1.5649e-11
[120 empty] | 7.3.5.15 Identification and remediation of “at-risk species”WLDFRVegetation ContactBranch (Not overhanging, within 4ft) | WLDFR | HFTD - Distribution - Tier 3 - 4QU CoRE ¦ 2QU LoRE | Non-Red Flag Warning - Catastrophic Fires | Vegetation Contact | Branch (Not overhanging, within 4ft) | 2030 | 2.4596e-10 | 572.0063 | 1.4069e-07 | 2030 | Mitigation | 0.9 | 30 | 0 | esc | 0.064058 | 1.5756e-11 | 0.06764 | 1.6637e-11 | 0.066806 | 1.6432e-11 | 0.063625 | 1.5649e-11
[120 empty] | 7.3.5.15 Identification and remediation of “at-risk species”WLDFRVegetation ContactBranch (Not overhanging, within 4ft) | WLDFR | HFTD - Distribution - Tier 3 - 4QU CoRE ¦ 2QU LoRE | Non-Red Flag Warning - Catastrophic Fires | Vegetation Contact | Branch (Not overhanging, within 4ft) | 2031 | 2.4596e-10 | 572.0063 | 1.4069e-07 | 2031 | Mitigation | 0.9 | 30 | 0 | esc | 0.064058 | 1.5756e-11 | 0.06764 | 1.6637e-11 | 0.066806 | 1.6432e-11 | 0.063625 | 1.5649e-11
[120 empty] | 7.3.5.15 Identification and remediation of “at-risk species”WLDFRVegetation ContactBranch (Not overhanging, within 4ft) | WLDFR | HFTD - Distribution - Tier 3 - 4QU CoRE ¦ 2QU LoRE | Non-Red Flag Warning - Catastrophic Fires | Vegetation Contact | Branch (Not overhanging, within 4ft) | 2032 | 2.4596e-10 | 572.0063 | 1.4069e-07 | 2032 | Mitigation | 0.9 | 30 | 0 | esc | 0.064058 | 1.5756e-11 | 0.06764 | 1.6637e-11 | 0.066806 | 1.6432e-11 | 0.063625 | 1.5649e-11
[120 empty] | 7.3.5.15 Identification and remediation of “at-risk species”WLDFRVegetation ContactBranch (Not overhanging, within 4ft) | WLDFR | HFTD - Distribution - Tier 3 - 4QU CoRE ¦ 2QU LoRE | Non-Red Flag Warning - Catastrophic Fires | Vegetation Contact | Branch (Not overhanging, within 4ft) | 2033 | 2.4596e-10 | 572.0063 | 1.4069e-07 | 2033 | Mitigation | 0.9 | 30 | 0 | esc | 0.064058 | 1.5756e-11 | 0.06764 | 1.6637e-11 | 0.066806 | 1.6432e-11 | 0.063625 | 1.5649e-11
[120 empty] | 7.3.5.15 Identification and remediation of “at-risk species”WLDFRVegetation ContactBranch (Not overhanging, within 4ft) | WLDFR | HFTD - Distribution - Tier 3 - 4QU CoRE ¦ 2QU LoRE | Non-Red Flag Warning - Catastrophic Fires | Vegetation Contact | Branch (Not overhanging, within 4ft) | 2034 | 2.4596e-10 | 572.0063 | 1.4069e-07 | 2034 | Mitigation | 0.9 | 30 | 0 | esc | 0.064058 | 1.5756e-11 | 0.06764 | 1.6637e-11 | 0.066806 | 1.6432e-11 | 0.063625 | 1.5649e-11
[120 empty] | 7.3.5.15 Identification and remediation of “at-risk species”WLDFRVegetation ContactBranch (Not overhanging, within 4ft) | WLDFR | HFTD - Distribution - Tier 3 - 4QU CoRE ¦ 2QU LoRE | Non-Red Flag Warning - Catastrophic Fires | Vegetation Contact | Branch (Not overhanging, within 4ft) | 2035 | 2.4596e-10 | 572.0063 | 1.4069e-07 | 2035 | Mitigation | 0.9 | 30 | 0 | esc | 0.064058 | 1.5756e-11 | 0.06764 | 1.6637e-11 | 0.066806 | 1.6432e-11 | 0.063625 | 1.5649e-11
[120 empty] | 7.3.5.15 Identification and remediation of “at-risk species”WLDFRVegetation ContactBranch (Not overhanging, within 4ft) | WLDFR | HFTD - Distribution - Tier 3 - 4QU CoRE ¦ 2QU LoRE | Non-Red Flag Warning - Catastrophic Fires | Vegetation Contact | Branch (Not overhanging, within 4ft) | 2036 | 2.4596e-10 | 572.0063 | 1.4069e-07 | 2036 | Mitigation | 0.9 | 30 | 0 | esc | 0.064058 | 1.5756e-11 | 0.06764 | 1.6637e-11 | 0.066806 | 1.6432e-11 | 0.063625 | 1.5649e-11
[120 empty] | 7.3.5.15 Identification and remediation of “at-risk species”WLDFRVegetation ContactBranch (Not overhanging, within 4ft) | WLDFR | HFTD - Distribution - Tier 3 - 4QU CoRE ¦ 2QU LoRE | Non-Red Flag Warning - Catastrophic Fires | Vegetation Contact | Branch (Not overhanging, within 4ft) | 2037 | 2.4596e-10 | 572.0063 | 1.4069e-07 | 2037 | Mitigation | 0.9 | 30 | 0 | esc | 0.064058 | 1.5756e-11 | 0.06764 | 1.6637e-11 | 0.066806 | 1.6432e-11 | 0.063625 | 1.5649e-11
[120 empty] | 7.3.5.15 Identification and remediation of “at-risk species”WLDFRVegetation ContactBranch (Not overhanging, within 4ft) | WLDFR | HFTD - Distribution - Tier 3 - 4QU CoRE ¦ 2QU LoRE | Non-Red Flag Warning - Catastrophic Fires | Vegetation Contact | Branch (Not overhanging, within 4ft) | 2038 | 2.4596e-10 | 572.0063 | 1.4069e-07 | 2038 | Mitigation | 0.9 | 30 | 0 | esc | 0.064058 | 1.5756e-11 | 0.06764 | 1.6637e-11 | 0.066806 | 1.6432e-11 | 0.063625 | 1.5649e-11
[120 empty] | 7.3.5.15 Identification and remediation of “at-risk species”WLDFRVegetation ContactBranch (Not overhanging, within 4ft) | WLDFR | HFTD - Distribution - Tier 3 - 4QU CoRE ¦ 2QU LoRE | Non-Red Flag Warning - Catastrophic Fires | Vegetation Contact | Branch (Not overhanging, within 4ft) | 2039 | 2.4596e-10 | 572.0063 | 1.4069e-07 | 2039 | Mitigation | 0.9 | 30 | 0 | esc | 0.064058 | 1.5756e-11 | 0.06764 | 1.6637e-11 | 0.066806 | 1.6432e-11 | 0.063625 | 1.5649e-11
[120 empty] | 7.3.5.15 Identification and remediation of “at-risk species”WLDFRVegetation ContactBranch (Not overhanging, within 4ft) | WLDFR | HFTD - Distribution - Tier 3 - 4QU CoRE ¦ 2QU LoRE | Non-Red Flag Warning - Catastrophic Fires | Vegetation Contact | Branch (Not overhanging, within 4ft) | 2040 | 2.4596e-10 | 572.0063 | 1.4069e-07 | 2040 | Mitigation | 0.9 | 30 | 0 | esc | 0.064058 | 1.5756e-11 | 0.06764 | 1.6637e-11 | 0.066806 | 1.6432e-11 | 0.063625 | 1.5649e-11
[120 empty] | 7.3.5.15 Identification and remediation of “at-risk species”WLDFRVegetation ContactBranch (Not overhanging, within 4ft) | WLDFR | HFTD - Distribution - Tier 3 - 4QU CoRE ¦ 2QU LoRE | Non-Red Flag Warning - Catastrophic Fires | Vegetation Contact | Branch (Not overhanging, within 4ft) | 2041 | 2.4596e-10 | 572.0063 | 1.4069e-07 | 2041 | Mitigation | 0.9 | 30 | 0 | esc | 0.064058 | 1.5756e-11 | 0.06764 | 1.6637e-11 | 0.066806 | 1.6432e-11 | 0.063625 | 1.5649e-11
[120 empty] | 7.3.5.15 Identification and remediation of “at-risk species”WLDFRVegetation ContactBranch (Not overhanging, within 4ft) | WLDFR | HFTD - Distribution - Tier 3 - 4QU CoRE ¦ 2QU LoRE | Non-Red Flag Warning - Catastrophic Fires | Vegetation Contact | Branch (Not overhanging, within 4ft) | 2042 | 2.4596e-10 | 572.0063 | 1.4069e-07 | 2042 | Mitigation | 0.9 | 30 | 0 | esc | 0.064058 | 1.5756e-11 | 0.06764 | 1.6637e-11 | 0.066806 | 1.6432e-11 | 0.063625 | 1.5649e-11
[120 empty] | 7.3.5.15 Identification and remediation of “at-risk species”WLDFRVegetation ContactBranch (Not overhanging, within 4ft) | WLDFR | HFTD - Distribution - Tier 3 - 4QU CoRE ¦ 2QU LoRE | Non-Red Flag Warning - Catastrophic Fires | Vegetation Contact | Branch (Not overhanging, within 4ft) | 2043 | 2.4596e-10 | 572.0063 | 1.4069e-07 | 2043 | Mitigation | 0.9 | 30 | 0 | esc | 0.064058 | 1.5756e-11 | 0.06764 | 1.6637e-11 | 0.066806 | 1.6432e-11 | 0.063625 | 1.5649e-11
[120 empty] | 7.3.5.15 Identification and remediation of “at-risk species”WLDFRVegetation ContactBranch (Not overhanging, within 4ft) | WLDFR | HFTD - Distribution - Tier 3 - 4QU CoRE ¦ 2QU LoRE | Non-Red Flag Warning - Catastrophic Fires | Vegetation Contact | Branch (Not overhanging, within 4ft) | 2044 | 2.4596e-10 | 572.0063 | 1.4069e-07 | 2044 | Mitigation | 0.9 | 30 | 0 | esc | 0.064058 | 1.5756e-11 | 0.06764 | 1.6637e-11 | 0.066806 | 1.6432e-11 | 0.063625 | 1.5649e-11
[120 empty] | 7.3.5.15 Identification and remediation of “at-risk species”WLDFRVegetation ContactBranch (Not overhanging, within 4ft) | WLDFR | HFTD - Distribution - Tier 3 - 4QU CoRE ¦ 2QU LoRE | Non-Red Flag Warning - Catastrophic Fires | Vegetation Contact | Branch (Not overhanging, within 4ft) | 2045 | 2.4596e-10 | 572.0063 | 1.4069e-07 | 2045 | Mitigation | 0.9 | 30 | 0 | esc | 0.064058 | 1.5756e-11 | 0.06764 | 1.6637e-11 | 0.066806 | 1.6432e-11 | 0.063625 | 1.5649e-11
[120 empty] | 7.3.5.15 Identification and remediation of “at-risk species”WLDFRVegetation ContactBranch (Not overhanging, within 4ft) | WLDFR | HFTD - Distribution - Tier 3 - 4QU CoRE ¦ 2QU LoRE | Non-Red Flag Warning - Catastrophic Fires | Vegetation Contact | Branch (Not overhanging, within 4ft) | 2046 | 2.4596e-10 | 572.0063 | 1.4069e-07 | 2046 | Mitigation | 0.9 | 30 | 0 | esc | 0.064058 | 1.5756e-11 | 0.06764 | 1.6637e-11 | 0.066806 | 1.6432e-11 | 0.063625 | 1.5649e-11
[120 empty] | 7.3.5.15 Identification and remediation of “at-risk species”WLDFRVegetation ContactBranch (Not overhanging, within 4ft) | WLDFR | HFTD - Distribution - Tier 3 - 4QU CoRE ¦ 2QU LoRE | Non-Red Flag Warning - Catastrophic Fires | Vegetation Contact | Branch (Not overhanging, within 4ft) | 2047 | 2.4596e-10 | 572.0063 | 1.4069e-07 | 2047 | Mitigation | 0.9 | 30 | 0 | esc | 0.064058 | 1.5756e-11 | 0.06764 | 1.6637e-11 | 0.066806 | 1.6432e-11 | 0.063625 | 1.5649e-11
[120 empty] | 7.3.5.15 Identification and remediation of “at-risk species”WLDFRVegetation ContactBranch (Not overhanging, within 4ft) | WLDFR | HFTD - Distribution - Tier 3 - 4QU CoRE ¦ 2QU LoRE | Non-Red Flag Warning - Catastrophic Fires | Vegetation Contact | Branch (Not overhanging, within 4ft) | 2048 | 2.4596e-10 | 572.0063 | 1.4069e-07 | 2048 | Mitigation | 0.9 | 30 | 0 | esc | 0.064058 | 1.5756e-11 | 0.06764 | 1.6637e-11 | 0.066806 | 1.6432e-11 | 0.063625 | 1.5649e-11
[120 empty] | 7.3.5.15 Identification and remediation of “at-risk species”WLDFRVegetation ContactBranch (Not overhanging, within 4ft) | WLDFR | HFTD - Distribution - Tier 3 - 4QU CoRE ¦ 2QU LoRE | Non-Red Flag Warning - Catastrophic Fires | Vegetation Contact | Branch (Not overhanging, within 4ft) | 2049 | 2.4596e-10 | 572.0063 | 1.4069e-07 | 2049 | Mitigation | 0.9 | 30 | 0 | esc | 0.064058 | 1.5756e-11 | 0.06764 | 1.6637e-11 | 0.066806 | 1.6432e-11 | 0.063625 | 1.5649e-11
[120 empty] | 7.3.5.15 Identification and remediation of “at-risk species”WLDFRVegetation ContactBranch (Not overhanging, within 4ft) | WLDFR | HFTD - Distribution - Tier 3 - 4QU CoRE ¦ 2QU LoRE | Non-Red Flag Warning - Catastrophic Fires | Vegetation Contact | Branch (Not overhanging, within 4ft) | 2050 | 2.4596e-10 | 572.0063 | 1.4069e-07 | 2050 | Mitigation | 0.9 | 30 | 0 | esc | 0 | 0 | 0.06764 | 1.6637e-11 | 0.066806 | 1.6432e-11 | 0.063625 | 1.5649e-11
[120 empty] | 7.3.5.15 Identification and remediation of “at-risk species”WLDFRVegetation ContactBranch (Not overhanging, within 4ft) | WLDFR | HFTD - Distribution - Tier 3 - 4QU CoRE ¦ 2QU LoRE | Non-Red Flag Warning - Catastrophic Fires | Vegetation Contact | Branch (Not overhanging, within 4ft) | 2051 | 2.4596e-10 | 572.0063 | 1.4069e-07 | 2051 | Mitigation | 0.9 | 30 | 0 | esc | 0 | 0 | 0 | 0 | 0.066806 | 1.6432e-11 | 0.063625 | 1.5649e-11
[120 empty] | 7.3.5.15 Identification and remediation of “at-risk species”WLDFRVegetation ContactBranch (Not overhanging, within 4ft) | WLDFR | HFTD - Distribution - Tier 3 - 4QU CoRE ¦ 2QU LoRE | Non-Red Flag Warning - Catastrophic Fires | Vegetation Contact | Branch (Not overhanging, within 4ft) | 2052 | 2.4596e-10 | 572.0063 | 1.4069e-07 | 2052 | Mitigation | 0.9 | 30 | 0 | esc | 0 | 0 | 0 | 0 | 0 | 0 | 0.063625 | 1.5649e-11
[120 empty] | 7.3.5.15 Identification and remediation of “at-risk species”WLDFRVegetation ContactBranch (OverHanging) | WLDFR | HFTD - Distribution - Tier 3 - 4QU CoRE ¦ 2QU LoRE | Non-Red Flag Warning - Catastrophic Fires | Vegetation Contact | Branch (OverHanging) | 2022 | 1.1009e-08 | 572.0063 | 6.297e-06 | 2022 | Mitigation | 0.9 | 30 | 0 | esc | 0.064058 | 7.0519e-10 | 0.06764 | 7.4462e-10 | 0.066806 | 7.3544e-10 | 0 | 0
[120 empty] | 7.3.5.15 Identification and remediation of “at-risk species”WLDFRVegetation ContactBranch (OverHanging) | WLDFR | HFTD - Distribution - Tier 3 - 4QU CoRE ¦ 2QU LoRE | Non-Red Flag Warning - Catastrophic Fires | Vegetation Contact | Branch (OverHanging) | 2023 | 1.1009e-08 | 572.0063 | 6.297e-06 | 2023 | Mitigation | 0.9 | 30 | 0 | esc | 0.064058 | 7.0519e-10 | 0.06764 | 7.4462e-10 | 0.066806 | 7.3544e-10 | 0.063625 | 7.0042e-10
[120 empty] | 7.3.5.15 Identification and remediation of “at-risk species”WLDFRVegetation ContactBranch (OverHanging) | WLDFR | HFTD - Distribution - Tier 3 - 4QU CoRE ¦ 2QU LoRE | Non-Red Flag Warning - Catastrophic Fires | Vegetation Contact | Branch (OverHanging) | 2024 | 1.1009e-08 | 572.0063 | 6.297e-06 | 2024 | Mitigation | 0.9 | 30 | 0 | esc | 0.064058 | 7.0519e-10 | 0.06764 | 7.4462e-10 | 0.066806 | 7.3544e-10 | 0.063625 | 7.0042e-10
[120 empty] | 7.3.5.15 Identification and remediation of “at-risk species”WLDFRVegetation ContactBranch (OverHanging) | WLDFR | HFTD - Distribution - Tier 3 - 4QU CoRE ¦ 2QU LoRE | Non-Red Flag Warning - Catastrophic Fires | Vegetation Contact | Branch (OverHanging) | 2025 | 1.1009e-08 | 572.0063 | 6.297e-06 | 2025 | Mitigation | 0.9 | 30 | 0 | esc | 0.064058 | 7.0519e-10 | 0.06764 | 7.4462e-10 | 0.066806 | 7.3544e-10 | 0.063625 | 7.0042e-10
[120 empty] | 7.3.5.15 Identification and remediation of “at-risk species”WLDFRVegetation ContactBranch (OverHanging) | WLDFR | HFTD - Distribution - Tier 3 - 4QU CoRE ¦ 2QU LoRE | Non-Red Flag Warning - Catastrophic Fires | Vegetation Contact | Branch (OverHanging) | 2026 | 1.1009e-08 | 572.0063 | 6.297e-06 | 2026 | Mitigation | 0.9 | 30 | 0 | esc | 0.064058 | 7.0519e-10 | 0.06764 | 7.4462e-10 | 0.066806 | 7.3544e-10 | 0.063625 | 7.0042e-10
[120 empty] | 7.3.5.15 Identification and remediation of “at-risk species”WLDFRVegetation ContactBranch (OverHanging) | WLDFR | HFTD - Distribution - Tier 3 - 4QU CoRE ¦ 2QU LoRE | Non-Red Flag Warning - Catastrophic Fires | Vegetation Contact | Branch (OverHanging) | 2027 | 1.1009e-08 | 572.0063 | 6.297e-06 | 2027 | Mitigation | 0.9 | 30 | 0 | esc | 0.064058 | 7.0519e-10 | 0.06764 | 7.4462e-10 | 0.066806 | 7.3544e-10 | 0.063625 | 7.0042e-10
[120 empty] | 7.3.5.15 Identification and remediation of “at-risk species”WLDFRVegetation ContactBranch (OverHanging) | WLDFR | HFTD - Distribution - Tier 3 - 4QU CoRE ¦ 2QU LoRE | Non-Red Flag Warning - Catastrophic Fires | Vegetation Contact | Branch (OverHanging) | 2028 | 1.1009e-08 | 572.0063 | 6.297e-06 | 2028 | Mitigation | 0.9 | 30 | 0 | esc | 0.064058 | 7.0519e-10 | 0.06764 | 7.4462e-10 | 0.066806 | 7.3544e-10 | 0.063625 | 7.0042e-10
[120 empty] | 7.3.5.15 Identification and remediation of “at-risk species”WLDFRVegetation ContactBranch (OverHanging) | WLDFR | HFTD - Distribution - Tier 3 - 4QU CoRE ¦ 2QU LoRE | Non-Red Flag Warning - Catastrophic Fires | Vegetation Contact | Branch (OverHanging) | 2029 | 1.1009e-08 | 572.0063 | 6.297e-06 | 2029 | Mitigation | 0.9 | 30 | 0 | esc | 0.064058 | 7.0519e-10 | 0.06764 | 7.4462e-10 | 0.066806 | 7.3544e-10 | 0.063625 | 7.0042e-10
[120 empty] | 7.3.5.15 Identification and remediation of “at-risk species”WLDFRVegetation ContactBranch (OverHanging) | WLDFR | HFTD - Distribution - Tier 3 - 4QU CoRE ¦ 2QU LoRE | Non-Red Flag Warning - Catastrophic Fires | Vegetation Contact | Branch (OverHanging) | 2030 | 1.1009e-08 | 572.0063 | 6.297e-06 | 2030 | Mitigation | 0.9 | 30 | 0 | esc | 0.064058 | 7.0519e-10 | 0.06764 | 7.4462e-10 | 0.066806 | 7.3544e-10 | 0.063625 | 7.0042e-10
[120 empty] | 7.3.5.15 Identification and remediation of “at-risk species”WLDFRVegetation ContactBranch (OverHanging) | WLDFR | HFTD - Distribution - Tier 3 - 4QU CoRE ¦ 2QU LoRE | Non-Red Flag Warning - Catastrophic Fires | Vegetation Contact | Branch (OverHanging) | 2031 | 1.1009e-08 | 572.0063 | 6.297e-06 | 2031 | Mitigation | 0.9 | 30 | 0 | esc | 0.064058 | 7.0519e-10 | 0.06764 | 7.4462e-10 | 0.066806 | 7.3544e-10 | 0.063625 | 7.0042e-10
[120 empty] | 7.3.5.15 Identification and remediation of “at-risk species”WLDFRVegetation ContactBranch (OverHanging) | WLDFR | HFTD - Distribution - Tier 3 - 4QU CoRE ¦ 2QU LoRE | Non-Red Flag Warning - Catastrophic Fires | Vegetation Contact | Branch (OverHanging) | 2032 | 1.1009e-08 | 572.0063 | 6.297e-06 | 2032 | Mitigation | 0.9 | 30 | 0 | esc | 0.064058 | 7.0519e-10 | 0.06764 | 7.4462e-10 | 0.066806 | 7.3544e-10 | 0.063625 | 7.0042e-10
[120 empty] | 7.3.5.15 Identification and remediation of “at-risk species”WLDFRVegetation ContactBranch (OverHanging) | WLDFR | HFTD - Distribution - Tier 3 - 4QU CoRE ¦ 2QU LoRE | Non-Red Flag Warning - Catastrophic Fires | Vegetation Contact | Branch (OverHanging) | 2033 | 1.1009e-08 | 572.0063 | 6.297e-06 | 2033 | Mitigation | 0.9 | 30 | 0 | esc | 0.064058 | 7.0519e-10 | 0.06764 | 7.4462e-10 | 0.066806 | 7.3544e-10 | 0.063625 | 7.0042e-10
[120 empty] | 7.3.5.15 Identification and remediation of “at-risk species”WLDFRVegetation ContactBranch (OverHanging) | WLDFR | HFTD - Distribution - Tier 3 - 4QU CoRE ¦ 2QU LoRE | Non-Red Flag Warning - Catastrophic Fires | Vegetation Contact | Branch (OverHanging) | 2034 | 1.1009e-08 | 572.0063 | 6.297e-06 | 2034 | Mitigation | 0.9 | 30 | 0 | esc | 0.064058 | 7.0519e-10 | 0.06764 | 7.4462e-10 | 0.066806 | 7.3544e-10 | 0.063625 | 7.0042e-10
[120 empty] | 7.3.5.15 Identification and remediation of “at-risk species”WLDFRVegetation ContactBranch (OverHanging) | WLDFR | HFTD - Distribution - Tier 3 - 4QU CoRE ¦ 2QU LoRE | Non-Red Flag Warning - Catastrophic Fires | Vegetation Contact | Branch (OverHanging) | 2035 | 1.1009e-08 | 572.0063 | 6.297e-06 | 2035 | Mitigation | 0.9 | 30 | 0 | esc | 0.064058 | 7.0519e-10 | 0.06764 | 7.4462e-10 | 0.066806 | 7.3544e-10 | 0.063625 | 7.0042e-10
[120 empty] | 7.3.5.15 Identification and remediation of “at-risk species”WLDFRVegetation ContactBranch (OverHanging) | WLDFR | HFTD - Distribution - Tier 3 - 4QU CoRE ¦ 2QU LoRE | Non-Red Flag Warning - Catastrophic Fires | Vegetation Contact | Branch (OverHanging) | 2036 | 1.1009e-08 | 572.0063 | 6.297e-06 | 2036 | Mitigation | 0.9 | 30 | 0 | esc | 0.064058 | 7.0519e-10 | 0.06764 | 7.4462e-10 | 0.066806 | 7.3544e-10 | 0.063625 | 7.0042e-10
[120 empty] | 7.3.5.15 Identification and remediation of “at-risk species”WLDFRVegetation ContactBranch (OverHanging) | WLDFR | HFTD - Distribution - Tier 3 - 4QU CoRE ¦ 2QU LoRE | Non-Red Flag Warning - Catastrophic Fires | Vegetation Contact | Branch (OverHanging) | 2037 | 1.1009e-08 | 572.0063 | 6.297e-06 | 2037 | Mitigation | 0.9 | 30 | 0 | esc | 0.064058 | 7.0519e-10 | 0.06764 | 7.4462e-10 | 0.066806 | 7.3544e-10 | 0.063625 | 7.0042e-10
[120 empty] | 7.3.5.15 Identification and remediation of “at-risk species”WLDFRVegetation ContactBranch (OverHanging) | WLDFR | HFTD - Distribution - Tier 3 - 4QU CoRE ¦ 2QU LoRE | Non-Red Flag Warning - Catastrophic Fires | Vegetation Contact | Branch (OverHanging) | 2038 | 1.1009e-08 | 572.0063 | 6.297e-06 | 2038 | Mitigation | 0.9 | 30 | 0 | esc | 0.064058 | 7.0519e-10 | 0.06764 | 7.4462e-10 | 0.066806 | 7.3544e-10 | 0.063625 | 7.0042e-10
[120 empty] | 7.3.5.15 Identification and remediation of “at-risk species”WLDFRVegetation ContactBranch (OverHanging) | WLDFR | HFTD - Distribution - Tier 3 - 4QU CoRE ¦ 2QU LoRE | Non-Red Flag Warning - Catastrophic Fires | Vegetation Contact | Branch (OverHanging) | 2039 | 1.1009e-08 | 572.0063 | 6.297e-06 | 2039 | Mitigation | 0.9 | 30 | 0 | esc | 0.064058 | 7.0519e-10 | 0.06764 | 7.4462e-10 | 0.066806 | 7.3544e-10 | 0.063625 | 7.0042e-10
[120 empty] | 7.3.5.15 Identification and remediation of “at-risk species”WLDFRVegetation ContactBranch (OverHanging) | WLDFR | HFTD - Distribution - Tier 3 - 4QU CoRE ¦ 2QU LoRE | Non-Red Flag Warning - Catastrophic Fires | Vegetation Contact | Branch (OverHanging) | 2040 | 1.1009e-08 | 572.0063 | 6.297e-06 | 2040 | Mitigation | 0.9 | 30 | 0 | esc | 0.064058 | 7.0519e-10 | 0.06764 | 7.4462e-10 | 0.066806 | 7.3544e-10 | 0.063625 | 7.0042e-10
[120 empty] | 7.3.5.15 Identification and remediation of “at-risk species”WLDFRVegetation ContactBranch (OverHanging) | WLDFR | HFTD - Distribution - Tier 3 - 4QU CoRE ¦ 2QU LoRE | Non-Red Flag Warning - Catastrophic Fires | Vegetation Contact | Branch (OverHanging) | 2041 | 1.1009e-08 | 572.0063 | 6.297e-06 | 2041 | Mitigation | 0.9 | 30 | 0 | esc | 0.064058 | 7.0519e-10 | 0.06764 | 7.4462e-10 | 0.066806 | 7.3544e-10 | 0.063625 | 7.0042e-10
[120 empty] | 7.3.5.15 Identification and remediation of “at-risk species”WLDFRVegetation ContactBranch (OverHanging) | WLDFR | HFTD - Distribution - Tier 3 - 4QU CoRE ¦ 2QU LoRE | Non-Red Flag Warning - Catastrophic Fires | Vegetation Contact | Branch (OverHanging) | 2042 | 1.1009e-08 | 572.0063 | 6.297e-06 | 2042 | Mitigation | 0.9 | 30 | 0 | esc | 0.064058 | 7.0519e-10 | 0.06764 | 7.4462e-10 | 0.066806 | 7.3544e-10 | 0.063625 | 7.0042e-10
[120 empty] | 7.3.5.15 Identification and remediation of “at-risk species”WLDFRVegetation ContactBranch (OverHanging) | WLDFR | HFTD - Distribution - Tier 3 - 4QU CoRE ¦ 2QU LoRE | Non-Red Flag Warning - Catastrophic Fires | Vegetation Contact | Branch (OverHanging) | 2043 | 1.1009e-08 | 572.0063 | 6.297e-06 | 2043 | Mitigation | 0.9 | 30 | 0 | esc | 0.064058 | 7.0519e-10 | 0.06764 | 7.4462e-10 | 0.066806 | 7.3544e-10 | 0.063625 | 7.0042e-10
[120 empty] | 7.3.5.15 Identification and remediation of “at-risk species”WLDFRVegetation ContactBranch (OverHanging) | WLDFR | HFTD - Distribution - Tier 3 - 4QU CoRE ¦ 2QU LoRE | Non-Red Flag Warning - Catastrophic Fires | Vegetation Contact | Branch (OverHanging) | 2044 | 1.1009e-08 | 572.0063 | 6.297e-06 | 2044 | Mitigation | 0.9 | 30 | 0 | esc | 0.064058 | 7.0519e-10 | 0.06764 | 7.4462e-10 | 0.066806 | 7.3544e-10 | 0.063625 | 7.0042e-10
[120 empty] | 7.3.5.15 Identification and remediation of “at-risk species”WLDFRVegetation ContactBranch (OverHanging) | WLDFR | HFTD - Distribution - Tier 3 - 4QU CoRE ¦ 2QU LoRE | Non-Red Flag Warning - Catastrophic Fires | Vegetation Contact | Branch (OverHanging) | 2045 | 1.1009e-08 | 572.0063 | 6.297e-06 | 2045 | Mitigation | 0.9 | 30 | 0 | esc | 0.064058 | 7.0519e-10 | 0.06764 | 7.4462e-10 | 0.066806 | 7.3544e-10 | 0.063625 | 7.0042e-10
[120 empty] | 7.3.5.15 Identification and remediation of “at-risk species”WLDFRVegetation ContactBranch (OverHanging) | WLDFR | HFTD - Distribution - Tier 3 - 4QU CoRE ¦ 2QU LoRE | Non-Red Flag Warning - Catastrophic Fires | Vegetation Contact | Branch (OverHanging) | 2046 | 1.1009e-08 | 572.0063 | 6.297e-06 | 2046 | Mitigation | 0.9 | 30 | 0 | esc | 0.064058 | 7.0519e-10 | 0.06764 | 7.4462e-10 | 0.066806 | 7.3544e-10 | 0.063625 | 7.0042e-10
[120 empty] | 7.3.5.15 Identification and remediation of “at-risk species”WLDFRVegetation ContactBranch (OverHanging) | WLDFR | HFTD - Distribution - Tier 3 - 4QU CoRE ¦ 2QU LoRE | Non-Red Flag Warning - Catastrophic Fires | Vegetation Contact | Branch (OverHanging) | 2047 | 1.1009e-08 | 572.0063 | 6.297e-06 | 2047 | Mitigation | 0.9 | 30 | 0 | esc | 0.064058 | 7.0519e-10 | 0.06764 | 7.4462e-10 | 0.066806 | 7.3544e-10 | 0.063625 | 7.0042e-10
[120 empty] | 7.3.5.15 Identification and remediation of “at-risk species”WLDFRVegetation ContactBranch (OverHanging) | WLDFR | HFTD - Distribution - Tier 3 - 4QU CoRE ¦ 2QU LoRE | Non-Red Flag Warning - Catastrophic Fires | Vegetation Contact | Branch (OverHanging) | 2048 | 1.1009e-08 | 572.0063 | 6.297e-06 | 2048 | Mitigation | 0.9 | 30 | 0 | esc | 0.064058 | 7.0519e-10 | 0.06764 | 7.4462e-10 | 0.066806 | 7.3544e-10 | 0.063625 | 7.0042e-10
[120 empty] | 7.3.5.15 Identification and remediation of “at-risk species”WLDFRVegetation ContactBranch (OverHanging) | WLDFR | HFTD - Distribution - Tier 3 - 4QU CoRE ¦ 2QU LoRE | Non-Red Flag Warning - Catastrophic Fires | Vegetation Contact | Branch (OverHanging) | 2049 | 1.1009e-08 | 572.0063 | 6.297e-06 | 2049 | Mitigation | 0.9 | 30 | 0 | esc | 0.064058 | 7.0519e-10 | 0.06764 | 7.4462e-10 | 0.066806 | 7.3544e-10 | 0.063625 | 7.0042e-10
[120 empty] | 7.3.5.15 Identification and remediation of “at-risk species”WLDFRVegetation ContactBranch (OverHanging) | WLDFR | HFTD - Distribution - Tier 3 - 4QU CoRE ¦ 2QU LoRE | Non-Red Flag Warning - Catastrophic Fires | Vegetation Contact | Branch (OverHanging) | 2050 | 1.1009e-08 | 572.0063 | 6.297e-06 | 2050 | Mitigation | 0.9 | 30 | 0 | esc | 0 | 0 | 0.06764 | 7.4462e-10 | 0.066806 | 7.3544e-10 | 0.063625 | 7.0042e-10
[120 empty] | 7.3.5.15 Identification and remediation of “at-risk species”WLDFRVegetation ContactBranch (OverHanging) | WLDFR | HFTD - Distribution - Tier 3 - 4QU CoRE ¦ 2QU LoRE | Non-Red Flag Warning - Catastrophic Fires | Vegetation Contact | Branch (OverHanging) | 2051 | 1.1009e-08 | 572.0063 | 6.297e-06 | 2051 | Mitigation | 0.9 | 30 | 0 | esc | 0 | 0 | 0 | 0 | 0.066806 | 7.3544e-10 | 0.063625 | 7.0042e-10
[120 empty] | 7.3.5.15 Identification and remediation of “at-risk species”WLDFRVegetation ContactBranch (OverHanging) | WLDFR | HFTD - Distribution - Tier 3 - 4QU CoRE ¦ 2QU LoRE | Non-Red Flag Warning - Catastrophic Fires | Vegetation Contact | Branch (OverHanging) | 2052 | 1.1009e-08 | 572.0063 | 6.297e-06 | 2052 | Mitigation | 0.9 | 30 | 0 | esc | 0 | 0 | 0 | 0 | 0 | 0 | 0.063625 | 7.0042e-10
[120 empty] | 7.3.5.15 Identification and remediation of “at-risk species”WLDFRVegetation ContactFell into (Moderate-Severe defect) | WLDFR | HFTD - Distribution - Tier 3 - 4QU CoRE ¦ 2QU LoRE | Non-Red Flag Warning - Catastrophic Fires | Vegetation Contact | Fell into (Moderate-Severe defect) | 2022 | 5.2775e-09 | 572.0063 | 3.0188e-06 | 2022 | Mitigation | 0.95 | 1 | 0 | esc | 0 | 0 | 0 | 0 | 0.070518 | 3.7216e-10 | 0 | 0
[120 empty] | 7.3.5.15 Identification and remediation of “at-risk species”WLDFRVegetation ContactFell into (Moderate-Severe defect) | WLDFR | HFTD - Distribution - Tier 3 - 4QU CoRE ¦ 2QU LoRE | Non-Red Flag Warning - Catastrophic Fires | Vegetation Contact | Fell into (Moderate-Severe defect) | 2023 | 5.2775e-09 | 572.0063 | 3.0188e-06 | 2023 | Mitigation | 0.95 | 1 | 0 | esc | 0 | 0 | 0 | 0 | 0 | 0 | 0.06716 | 3.5444e-10
[120 empty] | 7.3.5.15 Identification and remediation of “at-risk species”WLDFRVegetation ContactFell into (slight defect) | WLDFR | HFTD - Distribution - Tier 3 - 4QU CoRE ¦ 2QU LoRE | Non-Red Flag Warning - Catastrophic Fires | Vegetation Contact | Fell into (slight defect) | 2022 | 6.8091e-09 | 572.0063 | 3.8948e-06 | 2022 | Mitigation | 0.5 | 1 | 0 | esc | 0 | 0 | 0 | 0 | 0.037115 | 2.5272e-10 | 0 | 0
[120 empty] | 7.3.5.15 Identification and remediation of “at-risk species”WLDFRVegetation ContactFell into (slight defect) | WLDFR | HFTD - Distribution - Tier 3 - 4QU CoRE ¦ 2QU LoRE | Non-Red Flag Warning - Catastrophic Fires | Vegetation Contact | Fell into (slight defect) | 2023 | 6.8091e-09 | 572.0063 | 3.8948e-06 | 2023 | Mitigation | 0.5 | 1 | 0 | esc | 0 | 0 | 0 | 0 | 0 | 0 | 0.035347 | 2.4068e-10
[120 empty] | 7.3.5.15 Identification and remediation of “at-risk species”WLDFRVegetation ContactGrow Into | WLDFR | HFTD - Distribution - Tier 3 - 4QU CoRE ¦ 2QU LoRE | Non-Red Flag Warning - Catastrophic Fires | Vegetation Contact | Grow Into | 2022 | 5.8782e-10 | 572.0063 | 3.3624e-07 | 2022 | Mitigation | 0.5 | 1 | 0 | esc | 0 | 0 | 0 | 0 | 0.037115 | 2.1817e-11 | 0 | 0
[120 empty] | 7.3.5.15 Identification and remediation of “at-risk species”WLDFRVegetation ContactGrow Into | WLDFR | HFTD - Distribution - Tier 3 - 4QU CoRE ¦ 2QU LoRE | Non-Red Flag Warning - Catastrophic Fires | Vegetation Contact | Grow Into | 2023 | 5.8782e-10 | 572.0063 | 3.3624e-07 | 2023 | Mitigation | 0.5 | 1 | 0 | esc | 0 | 0 | 0 | 0 | 0 | 0 | 0.035347 | 2.0778e-11
[120 empty] | 7.3.5.15 Identification and remediation of “at-risk species”WLDFRVegetation ContactBranch (Not overhanging, 4-12ft) | WLDFR | HFTD - Distribution - Tier 3 - 4QU CoRE ¦ 2QU LoRE | Non-Red Flag Warning - Destructive Fires | Vegetation Contact | Branch (Not overhanging, 4-12ft) | 2022 | 1.5816e-09 | 572.0063 | 9.047e-07 | 2022 | Mitigation | 0.5 | 30 | 0 | esc | 0.035588 | 5.6287e-11 | 0.037578 | 5.9434e-11 | 0.037115 | 5.8701e-11 | 0 | 0
[120 empty] | 7.3.5.15 Identification and remediation of “at-risk species”WLDFRVegetation ContactBranch (Not overhanging, 4-12ft) | WLDFR | HFTD - Distribution - Tier 3 - 4QU CoRE ¦ 2QU LoRE | Non-Red Flag Warning - Destructive Fires | Vegetation Contact | Branch (Not overhanging, 4-12ft) | 2023 | 1.5816e-09 | 572.0063 | 9.047e-07 | 2023 | Mitigation | 0.5 | 30 | 0 | esc | 0.035588 | 5.6287e-11 | 0.037578 | 5.9434e-11 | 0.037115 | 5.8701e-11 | 0.035347 | 5.5906e-11
[120 empty] | 7.3.5.15 Identification and remediation of “at-risk species”WLDFRVegetation ContactBranch (Not overhanging, 4-12ft) | WLDFR | HFTD - Distribution - Tier 3 - 4QU CoRE ¦ 2QU LoRE | Non-Red Flag Warning - Destructive Fires | Vegetation Contact | Branch (Not overhanging, 4-12ft) | 2024 | 1.5816e-09 | 572.0063 | 9.047e-07 | 2024 | Mitigation | 0.5 | 30 | 0 | esc | 0.035588 | 5.6287e-11 | 0.037578 | 5.9434e-11 | 0.037115 | 5.8701e-11 | 0.035347 | 5.5906e-11
[120 empty] | 7.3.5.15 Identification and remediation of “at-risk species”WLDFRVegetation ContactBranch (Not overhanging, 4-12ft) | WLDFR | HFTD - Distribution - Tier 3 - 4QU CoRE ¦ 2QU LoRE | Non-Red Flag Warning - Destructive Fires | Vegetation Contact | Branch (Not overhanging, 4-12ft) | 2025 | 1.5816e-09 | 572.0063 | 9.047e-07 | 2025 | Mitigation | 0.5 | 30 | 0 | esc | 0.035588 | 5.6287e-11 | 0.037578 | 5.9434e-11 | 0.037115 | 5.8701e-11 | 0.035347 | 5.5906e-11
[120 empty] | 7.3.5.15 Identification and remediation of “at-risk species”WLDFRVegetation ContactBranch (Not overhanging, 4-12ft) | WLDFR | HFTD - Distribution - Tier 3 - 4QU CoRE ¦ 2QU LoRE | Non-Red Flag Warning - Destructive Fires | Vegetation Contact | Branch (Not overhanging, 4-12ft) | 2026 | 1.5816e-09 | 572.0063 | 9.047e-07 | 2026 | Mitigation | 0.5 | 30 | 0 | esc | 0.035588 | 5.6287e-11 | 0.037578 | 5.9434e-11 | 0.037115 | 5.8701e-11 | 0.035347 | 5.5906e-11
[120 empty] | 7.3.5.15 Identification and remediation of “at-risk species”WLDFRVegetation ContactBranch (Not overhanging, 4-12ft) | WLDFR | HFTD - Distribution - Tier 3 - 4QU CoRE ¦ 2QU LoRE | Non-Red Flag Warning - Destructive Fires | Vegetation Contact | Branch (Not overhanging, 4-12ft) | 2027 | 1.5816e-09 | 572.0063 | 9.047e-07 | 2027 | Mitigation | 0.5 | 30 | 0 | esc | 0.035588 | 5.6287e-11 | 0.037578 | 5.9434e-11 | 0.037115 | 5.8701e-11 | 0.035347 | 5.5906e-11
[120 empty] | 7.3.5.15 Identification and remediation of “at-risk species”WLDFRVegetation ContactBranch (Not overhanging, 4-12ft) | WLDFR | HFTD - Distribution - Tier 3 - 4QU CoRE ¦ 2QU LoRE | Non-Red Flag Warning - Destructive Fires | Vegetation Contact | Branch (Not overhanging, 4-12ft) | 2028 | 1.5816e-09 | 572.0063 | 9.047e-07 | 2028 | Mitigation | 0.5 | 30 | 0 | esc | 0.035588 | 5.6287e-11 | 0.037578 | 5.9434e-11 | 0.037115 | 5.8701e-11 | 0.035347 | 5.5906e-11
[120 empty] | 7.3.5.15 Identification and remediation of “at-risk species”WLDFRVegetation ContactBranch (Not overhanging, 4-12ft) | WLDFR | HFTD - Distribution - Tier 3 - 4QU CoRE ¦ 2QU LoRE | Non-Red Flag Warning - Destructive Fires | Vegetation Contact | Branch (Not overhanging, 4-12ft) | 2029 | 1.5816e-09 | 572.0063 | 9.047e-07 | 2029 | Mitigation | 0.5 | 30 | 0 | esc | 0.035588 | 5.6287e-11 | 0.037578 | 5.9434e-11 | 0.037115 | 5.8701e-11 | 0.035347 | 5.5906e-11
[120 empty] | 7.3.5.15 Identification and remediation of “at-risk species”WLDFRVegetation ContactBranch (Not overhanging, 4-12ft) | WLDFR | HFTD - Distribution - Tier 3 - 4QU CoRE ¦ 2QU LoRE | Non-Red Flag Warning - Destructive Fires | Vegetation Contact | Branch (Not overhanging, 4-12ft) | 2030 | 1.5816e-09 | 572.0063 | 9.047e-07 | 2030 | Mitigation | 0.5 | 30 | 0 | esc | 0.035588 | 5.6287e-11 | 0.037578 | 5.9434e-11 | 0.037115 | 5.8701e-11 | 0.035347 | 5.5906e-11
[120 empty] | 7.3.5.15 Identification and remediation of “at-risk species”WLDFRVegetation ContactBranch (Not overhanging, 4-12ft) | WLDFR | HFTD - Distribution - Tier 3 - 4QU CoRE ¦ 2QU LoRE | Non-Red Flag Warning - Destructive Fires | Vegetation Contact | Branch (Not overhanging, 4-12ft) | 2031 | 1.5816e-09 | 572.0063 | 9.047e-07 | 2031 | Mitigation | 0.5 | 30 | 0 | esc | 0.035588 | 5.6287e-11 | 0.037578 | 5.9434e-11 | 0.037115 | 5.8701e-11 | 0.035347 | 5.5906e-11
[120 empty] | 7.3.5.15 Identification and remediation of “at-risk species”WLDFRVegetation ContactBranch (Not overhanging, 4-12ft) | WLDFR | HFTD - Distribution - Tier 3 - 4QU CoRE ¦ 2QU LoRE | Non-Red Flag Warning - Destructive Fires | Vegetation Contact | Branch (Not overhanging, 4-12ft) | 2032 | 1.5816e-09 | 572.0063 | 9.047e-07 | 2032 | Mitigation | 0.5 | 30 | 0 | esc | 0.035588 | 5.6287e-11 | 0.037578 | 5.9434e-11 | 0.037115 | 5.8701e-11 | 0.035347 | 5.5906e-11
[120 empty] | 7.3.5.15 Identification and remediation of “at-risk species”WLDFRVegetation ContactBranch (Not overhanging, 4-12ft) | WLDFR | HFTD - Distribution - Tier 3 - 4QU CoRE ¦ 2QU LoRE | Non-Red Flag Warning - Destructive Fires | Vegetation Contact | Branch (Not overhanging, 4-12ft) | 2033 | 1.5816e-09 | 572.0063 | 9.047e-07 | 2033 | Mitigation | 0.5 | 30 | 0 | esc | 0.035588 | 5.6287e-11 | 0.037578 | 5.9434e-11 | 0.037115 | 5.8701e-11 | 0.035347 | 5.5906e-11
[120 empty] | 7.3.5.15 Identification and remediation of “at-risk species”WLDFRVegetation ContactBranch (Not overhanging, 4-12ft) | WLDFR | HFTD - Distribution - Tier 3 - 4QU CoRE ¦ 2QU LoRE | Non-Red Flag Warning - Destructive Fires | Vegetation Contact | Branch (Not overhanging, 4-12ft) | 2034 | 1.5816e-09 | 572.0063 | 9.047e-07 | 2034 | Mitigation | 0.5 | 30 | 0 | esc | 0.035588 | 5.6287e-11 | 0.037578 | 5.9434e-11 | 0.037115 | 5.8701e-11 | 0.035347 | 5.5906e-11
[120 empty] | 7.3.5.15 Identification and remediation of “at-risk species”WLDFRVegetation ContactBranch (Not overhanging, 4-12ft) | WLDFR | HFTD - Distribution - Tier 3 - 4QU CoRE ¦ 2QU LoRE | Non-Red Flag Warning - Destructive Fires | Vegetation Contact | Branch (Not overhanging, 4-12ft) | 2035 | 1.5816e-09 | 572.0063 | 9.047e-07 | 2035 | Mitigation | 0.5 | 30 | 0 | esc | 0.035588 | 5.6287e-11 | 0.037578 | 5.9434e-11 | 0.037115 | 5.8701e-11 | 0.035347 | 5.5906e-11
[120 empty] | 7.3.5.15 Identification and remediation of “at-risk species”WLDFRVegetation ContactBranch (Not overhanging, 4-12ft) | WLDFR | HFTD - Distribution - Tier 3 - 4QU CoRE ¦ 2QU LoRE | Non-Red Flag Warning - Destructive Fires | Vegetation Contact | Branch (Not overhanging, 4-12ft) | 2036 | 1.5816e-09 | 572.0063 | 9.047e-07 | 2036 | Mitigation | 0.5 | 30 | 0 | esc | 0.035588 | 5.6287e-11 | 0.037578 | 5.9434e-11 | 0.037115 | 5.8701e-11 | 0.035347 | 5.5906e-11
[120 empty] | 7.3.5.15 Identification and remediation of “at-risk species”WLDFRVegetation ContactBranch (Not overhanging, 4-12ft) | WLDFR | HFTD - Distribution - Tier 3 - 4QU CoRE ¦ 2QU LoRE | Non-Red Flag Warning - Destructive Fires | Vegetation Contact | Branch (Not overhanging, 4-12ft) | 2037 | 1.5816e-09 | 572.0063 | 9.047e-07 | 2037 | Mitigation | 0.5 | 30 | 0 | esc | 0.035588 | 5.6287e-11 | 0.037578 | 5.9434e-11 | 0.037115 | 5.8701e-11 | 0.035347 | 5.5906e-11
[120 empty] | 7.3.5.15 Identification and remediation of “at-risk species”WLDFRVegetation ContactBranch (Not overhanging, 4-12ft) | WLDFR | HFTD - Distribution - Tier 3 - 4QU CoRE ¦ 2QU LoRE | Non-Red Flag Warning - Destructive Fires | Vegetation Contact | Branch (Not overhanging, 4-12ft) | 2038 | 1.5816e-09 | 572.0063 | 9.047e-07 | 2038 | Mitigation | 0.5 | 30 | 0 | esc | 0.035588 | 5.6287e-11 | 0.037578 | 5.9434e-11 | 0.037115 | 5.8701e-11 | 0.035347 | 5.5906e-11
[120 empty] | 7.3.5.15 Identification and remediation of “at-risk species”WLDFRVegetation ContactBranch (Not overhanging, 4-12ft) | WLDFR | HFTD - Distribution - Tier 3 - 4QU CoRE ¦ 2QU LoRE | Non-Red Flag Warning - Destructive Fires | Vegetation Contact | Branch (Not overhanging, 4-12ft) | 2039 | 1.5816e-09 | 572.0063 | 9.047e-07 | 2039 | Mitigation | 0.5 | 30 | 0 | esc | 0.035588 | 5.6287e-11 | 0.037578 | 5.9434e-11 | 0.037115 | 5.8701e-11 | 0.035347 | 5.5906e-11
[120 empty] | 7.3.5.15 Identification and remediation of “at-risk species”WLDFRVegetation ContactBranch (Not overhanging, 4-12ft) | WLDFR | HFTD - Distribution - Tier 3 - 4QU CoRE ¦ 2QU LoRE | Non-Red Flag Warning - Destructive Fires | Vegetation Contact | Branch (Not overhanging, 4-12ft) | 2040 | 1.5816e-09 | 572.0063 | 9.047e-07 | 2040 | Mitigation | 0.5 | 30 | 0 | esc | 0.035588 | 5.6287e-11 | 0.037578 | 5.9434e-11 | 0.037115 | 5.8701e-11 | 0.035347 | 5.5906e-11
[120 empty] | 7.3.5.15 Identification and remediation of “at-risk species”WLDFRVegetation ContactBranch (Not overhanging, 4-12ft) | WLDFR | HFTD - Distribution - Tier 3 - 4QU CoRE ¦ 2QU LoRE | Non-Red Flag Warning - Destructive Fires | Vegetation Contact | Branch (Not overhanging, 4-12ft) | 2041 | 1.5816e-09 | 572.0063 | 9.047e-07 | 2041 | Mitigation | 0.5 | 30 | 0 | esc | 0.035588 | 5.6287e-11 | 0.037578 | 5.9434e-11 | 0.037115 | 5.8701e-11 | 0.035347 | 5.5906e-11
[120 empty] | 7.3.5.15 Identification and remediation of “at-risk species”WLDFRVegetation ContactBranch (Not overhanging, 4-12ft) | WLDFR | HFTD - Distribution - Tier 3 - 4QU CoRE ¦ 2QU LoRE | Non-Red Flag Warning - Destructive Fires | Vegetation Contact | Branch (Not overhanging, 4-12ft) | 2042 | 1.5816e-09 | 572.0063 | 9.047e-07 | 2042 | Mitigation | 0.5 | 30 | 0 | esc | 0.035588 | 5.6287e-11 | 0.037578 | 5.9434e-11 | 0.037115 | 5.8701e-11 | 0.035347 | 5.5906e-11
[120 empty] | 7.3.5.15 Identification and remediation of “at-risk species”WLDFRVegetation ContactBranch (Not overhanging, 4-12ft) | WLDFR | HFTD - Distribution - Tier 3 - 4QU CoRE ¦ 2QU LoRE | Non-Red Flag Warning - Destructive Fires | Vegetation Contact | Branch (Not overhanging, 4-12ft) | 2043 | 1.5816e-09 | 572.0063 | 9.047e-07 | 2043 | Mitigation | 0.5 | 30 | 0 | esc | 0.035588 | 5.6287e-11 | 0.037578 | 5.9434e-11 | 0.037115 | 5.8701e-11 | 0.035347 | 5.5906e-11
[120 empty] | 7.3.5.15 Identification and remediation of “at-risk species”WLDFRVegetation ContactBranch (Not overhanging, 4-12ft) | WLDFR | HFTD - Distribution - Tier 3 - 4QU CoRE ¦ 2QU LoRE | Non-Red Flag Warning - Destructive Fires | Vegetation Contact | Branch (Not overhanging, 4-12ft) | 2044 | 1.5816e-09 | 572.0063 | 9.047e-07 | 2044 | Mitigation | 0.5 | 30 | 0 | esc | 0.035588 | 5.6287e-11 | 0.037578 | 5.9434e-11 | 0.037115 | 5.8701e-11 | 0.035347 | 5.5906e-11
[120 empty] | 7.3.5.15 Identification and remediation of “at-risk species”WLDFRVegetation ContactBranch (Not overhanging, 4-12ft) | WLDFR | HFTD - Distribution - Tier 3 - 4QU CoRE ¦ 2QU LoRE | Non-Red Flag Warning - Destructive Fires | Vegetation Contact | Branch (Not overhanging, 4-12ft) | 2045 | 1.5816e-09 | 572.0063 | 9.047e-07 | 2045 | Mitigation | 0.5 | 30 | 0 | esc | 0.035588 | 5.6287e-11 | 0.037578 | 5.9434e-11 | 0.037115 | 5.8701e-11 | 0.035347 | 5.5906e-11
[120 empty] | 7.3.5.15 Identification and remediation of “at-risk species”WLDFRVegetation ContactBranch (Not overhanging, 4-12ft) | WLDFR | HFTD - Distribution - Tier 3 - 4QU CoRE ¦ 2QU LoRE | Non-Red Flag Warning - Destructive Fires | Vegetation Contact | Branch (Not overhanging, 4-12ft) | 2046 | 1.5816e-09 | 572.0063 | 9.047e-07 | 2046 | Mitigation | 0.5 | 30 | 0 | esc | 0.035588 | 5.6287e-11 | 0.037578 | 5.9434e-11 | 0.037115 | 5.8701e-11 | 0.035347 | 5.5906e-11
[120 empty] | 7.3.5.15 Identification and remediation of “at-risk species”WLDFRVegetation ContactBranch (Not overhanging, 4-12ft) | WLDFR | HFTD - Distribution - Tier 3 - 4QU CoRE ¦ 2QU LoRE | Non-Red Flag Warning - Destructive Fires | Vegetation Contact | Branch (Not overhanging, 4-12ft) | 2047 | 1.5816e-09 | 572.0063 | 9.047e-07 | 2047 | Mitigation | 0.5 | 30 | 0 | esc | 0.035588 | 5.6287e-11 | 0.037578 | 5.9434e-11 | 0.037115 | 5.8701e-11 | 0.035347 | 5.5906e-11
[120 empty] | 7.3.5.15 Identification and remediation of “at-risk species”WLDFRVegetation ContactBranch (Not overhanging, 4-12ft) | WLDFR | HFTD - Distribution - Tier 3 - 4QU CoRE ¦ 2QU LoRE | Non-Red Flag Warning - Destructive Fires | Vegetation Contact | Branch (Not overhanging, 4-12ft) | 2048 | 1.5816e-09 | 572.0063 | 9.047e-07 | 2048 | Mitigation | 0.5 | 30 | 0 | esc | 0.035588 | 5.6287e-11 | 0.037578 | 5.9434e-11 | 0.037115 | 5.8701e-11 | 0.035347 | 5.5906e-11
[120 empty] | 7.3.5.15 Identification and remediation of “at-risk species”WLDFRVegetation ContactBranch (Not overhanging, 4-12ft) | WLDFR | HFTD - Distribution - Tier 3 - 4QU CoRE ¦ 2QU LoRE | Non-Red Flag Warning - Destructive Fires | Vegetation Contact | Branch (Not overhanging, 4-12ft) | 2049 | 1.5816e-09 | 572.0063 | 9.047e-07 | 2049 | Mitigation | 0.5 | 30 | 0 | esc | 0.035588 | 5.6287e-11 | 0.037578 | 5.9434e-11 | 0.037115 | 5.8701e-11 | 0.035347 | 5.5906e-11
[120 empty] | 7.3.5.15 Identification and remediation of “at-risk species”WLDFRVegetation ContactBranch (Not overhanging, 4-12ft) | WLDFR | HFTD - Distribution - Tier 3 - 4QU CoRE ¦ 2QU LoRE | Non-Red Flag Warning - Destructive Fires | Vegetation Contact | Branch (Not overhanging, 4-12ft) | 2050 | 1.5816e-09 | 572.0063 | 9.047e-07 | 2050 | Mitigation | 0.5 | 30 | 0 | esc | 0 | 0 | 0.037578 | 5.9434e-11 | 0.037115 | 5.8701e-11 | 0.035347 | 5.5906e-11
[120 empty] | 7.3.5.15 Identification and remediation of “at-risk species”WLDFRVegetation ContactBranch (Not overhanging, 4-12ft) | WLDFR | HFTD - Distribution - Tier 3 - 4QU CoRE ¦ 2QU LoRE | Non-Red Flag Warning - Destructive Fires | Vegetation Contact | Branch (Not overhanging, 4-12ft) | 2051 | 1.5816e-09 | 572.0063 | 9.047e-07 | 2051 | Mitigation | 0.5 | 30 | 0 | esc | 0 | 0 | 0 | 0 | 0.037115 | 5.8701e-11 | 0.035347 | 5.5906e-11
[120 empty] | 7.3.5.15 Identification and remediation of “at-risk species”WLDFRVegetation ContactBranch (Not overhanging, 4-12ft) | WLDFR | HFTD - Distribution - Tier 3 - 4QU CoRE ¦ 2QU LoRE | Non-Red Flag Warning - Destructive Fires | Vegetation Contact | Branch (Not overhanging, 4-12ft) | 2052 | 1.5816e-09 | 572.0063 | 9.047e-07 | 2052 | Mitigation | 0.5 | 30 | 0 | esc | 0 | 0 | 0 | 0 | 0 | 0 | 0.035347 | 5.5906e-11
[120 empty] | 7.3.5.15 Identification and remediation of “at-risk species”WLDFRVegetation ContactBranch (Not overhanging, within 4ft) | WLDFR | HFTD - Distribution - Tier 3 - 4QU CoRE ¦ 2QU LoRE | Non-Red Flag Warning - Destructive Fires | Vegetation Contact | Branch (Not overhanging, within 4ft) | 2022 | 6.8427e-10 | 572.0063 | 3.9141e-07 | 2022 | Mitigation | 0.9 | 30 | 0 | esc | 0.064058 | 4.3833e-11 | 0.06764 | 4.6284e-11 | 0.066806 | 4.5714e-11 | 0 | 0
[120 empty] | 7.3.5.15 Identification and remediation of “at-risk species”WLDFRVegetation ContactBranch (Not overhanging, within 4ft) | WLDFR | HFTD - Distribution - Tier 3 - 4QU CoRE ¦ 2QU LoRE | Non-Red Flag Warning - Destructive Fires | Vegetation Contact | Branch (Not overhanging, within 4ft) | 2023 | 6.8427e-10 | 572.0063 | 3.9141e-07 | 2023 | Mitigation | 0.9 | 30 | 0 | esc | 0.064058 | 4.3833e-11 | 0.06764 | 4.6284e-11 | 0.066806 | 4.5714e-11 | 0.063625 | 4.3537e-11
[120 empty] | 7.3.5.15 Identification and remediation of “at-risk species”WLDFRVegetation ContactBranch (Not overhanging, within 4ft) | WLDFR | HFTD - Distribution - Tier 3 - 4QU CoRE ¦ 2QU LoRE | Non-Red Flag Warning - Destructive Fires | Vegetation Contact | Branch (Not overhanging, within 4ft) | 2024 | 6.8427e-10 | 572.0063 | 3.9141e-07 | 2024 | Mitigation | 0.9 | 30 | 0 | esc | 0.064058 | 4.3833e-11 | 0.06764 | 4.6284e-11 | 0.066806 | 4.5714e-11 | 0.063625 | 4.3537e-11
[120 empty] | 7.3.5.15 Identification and remediation of “at-risk species”WLDFRVegetation ContactBranch (Not overhanging, within 4ft) | WLDFR | HFTD - Distribution - Tier 3 - 4QU CoRE ¦ 2QU LoRE | Non-Red Flag Warning - Destructive Fires | Vegetation Contact | Branch (Not overhanging, within 4ft) | 2025 | 6.8427e-10 | 572.0063 | 3.9141e-07 | 2025 | Mitigation | 0.9 | 30 | 0 | esc | 0.064058 | 4.3833e-11 | 0.06764 | 4.6284e-11 | 0.066806 | 4.5714e-11 | 0.063625 | 4.3537e-11
[120 empty] | 7.3.5.15 Identification and remediation of “at-risk species”WLDFRVegetation ContactBranch (Not overhanging, within 4ft) | WLDFR | HFTD - Distribution - Tier 3 - 4QU CoRE ¦ 2QU LoRE | Non-Red Flag Warning - Destructive Fires | Vegetation Contact | Branch (Not overhanging, within 4ft) | 2026 | 6.8427e-10 | 572.0063 | 3.9141e-07 | 2026 | Mitigation | 0.9 | 30 | 0 | esc | 0.064058 | 4.3833e-11 | 0.06764 | 4.6284e-11 | 0.066806 | 4.5714e-11 | 0.063625 | 4.3537e-11
[120 empty] | 7.3.5.15 Identification and remediation of “at-risk species”WLDFRVegetation ContactBranch (Not overhanging, within 4ft) | WLDFR | HFTD - Distribution - Tier 3 - 4QU CoRE ¦ 2QU LoRE | Non-Red Flag Warning - Destructive Fires | Vegetation Contact | Branch (Not overhanging, within 4ft) | 2027 | 6.8427e-10 | 572.0063 | 3.9141e-07 | 2027 | Mitigation | 0.9 | 30 | 0 | esc | 0.064058 | 4.3833e-11 | 0.06764 | 4.6284e-11 | 0.066806 | 4.5714e-11 | 0.063625 | 4.3537e-11
[120 empty] | 7.3.5.15 Identification and remediation of “at-risk species”WLDFRVegetation ContactBranch (Not overhanging, within 4ft) | WLDFR | HFTD - Distribution - Tier 3 - 4QU CoRE ¦ 2QU LoRE | Non-Red Flag Warning - Destructive Fires | Vegetation Contact | Branch (Not overhanging, within 4ft) | 2028 | 6.8427e-10 | 572.0063 | 3.9141e-07 | 2028 | Mitigation | 0.9 | 30 | 0 | esc | 0.064058 | 4.3833e-11 | 0.06764 | 4.6284e-11 | 0.066806 | 4.5714e-11 | 0.063625 | 4.3537e-11
[120 empty] | 7.3.5.15 Identification and remediation of “at-risk species”WLDFRVegetation ContactBranch (Not overhanging, within 4ft) | WLDFR | HFTD - Distribution - Tier 3 - 4QU CoRE ¦ 2QU LoRE | Non-Red Flag Warning - Destructive Fires | Vegetation Contact | Branch (Not overhanging, within 4ft) | 2029 | 6.8427e-10 | 572.0063 | 3.9141e-07 | 2029 | Mitigation | 0.9 | 30 | 0 | esc | 0.064058 | 4.3833e-11 | 0.06764 | 4.6284e-11 | 0.066806 | 4.5714e-11 | 0.063625 | 4.3537e-11
[120 empty] | 7.3.5.15 Identification and remediation of “at-risk species”WLDFRVegetation ContactBranch (Not overhanging, within 4ft) | WLDFR | HFTD - Distribution - Tier 3 - 4QU CoRE ¦ 2QU LoRE | Non-Red Flag Warning - Destructive Fires | Vegetation Contact | Branch (Not overhanging, within 4ft) | 2030 | 6.8427e-10 | 572.0063 | 3.9141e-07 | 2030 | Mitigation | 0.9 | 30 | 0 | esc | 0.064058 | 4.3833e-11 | 0.06764 | 4.6284e-11 | 0.066806 | 4.5714e-11 | 0.063625 | 4.3537e-11
[120 empty] | 7.3.5.15 Identification and remediation of “at-risk species”WLDFRVegetation ContactBranch (Not overhanging, within 4ft) | WLDFR | HFTD - Distribution - Tier 3 - 4QU CoRE ¦ 2QU LoRE | Non-Red Flag Warning - Destructive Fires | Vegetation Contact | Branch (Not overhanging, within 4ft) | 2031 | 6.8427e-10 | 572.0063 | 3.9141e-07 | 2031 | Mitigation | 0.9 | 30 | 0 | esc | 0.064058 | 4.3833e-11 | 0.06764 | 4.6284e-11 | 0.066806 | 4.5714e-11 | 0.063625 | 4.3537e-11
[120 empty] | 7.3.5.15 Identification and remediation of “at-risk species”WLDFRVegetation ContactBranch (Not overhanging, within 4ft) | WLDFR | HFTD - Distribution - Tier 3 - 4QU CoRE ¦ 2QU LoRE | Non-Red Flag Warning - Destructive Fires | Vegetation Contact | Branch (Not overhanging, within 4ft) | 2032 | 6.8427e-10 | 572.0063 | 3.9141e-07 | 2032 | Mitigation | 0.9 | 30 | 0 | esc | 0.064058 | 4.3833e-11 | 0.06764 | 4.6284e-11 | 0.066806 | 4.5714e-11 | 0.063625 | 4.3537e-11
[120 empty] | 7.3.5.15 Identification and remediation of “at-risk species”WLDFRVegetation ContactBranch (Not overhanging, within 4ft) | WLDFR | HFTD - Distribution - Tier 3 - 4QU CoRE ¦ 2QU LoRE | Non-Red Flag Warning - Destructive Fires | Vegetation Contact | Branch (Not overhanging, within 4ft) | 2033 | 6.8427e-10 | 572.0063 | 3.9141e-07 | 2033 | Mitigation | 0.9 | 30 | 0 | esc | 0.064058 | 4.3833e-11 | 0.06764 | 4.6284e-11 | 0.066806 | 4.5714e-11 | 0.063625 | 4.3537e-11
[120 empty] | 7.3.5.15 Identification and remediation of “at-risk species”WLDFRVegetation ContactBranch (Not overhanging, within 4ft) | WLDFR | HFTD - Distribution - Tier 3 - 4QU CoRE ¦ 2QU LoRE | Non-Red Flag Warning - Destructive Fires | Vegetation Contact | Branch (Not overhanging, within 4ft) | 2034 | 6.8427e-10 | 572.0063 | 3.9141e-07 | 2034 | Mitigation | 0.9 | 30 | 0 | esc | 0.064058 | 4.3833e-11 | 0.06764 | 4.6284e-11 | 0.066806 | 4.5714e-11 | 0.063625 | 4.3537e-11
[120 empty] | 7.3.5.15 Identification and remediation of “at-risk species”WLDFRVegetation ContactBranch (Not overhanging, within 4ft) | WLDFR | HFTD - Distribution - Tier 3 - 4QU CoRE ¦ 2QU LoRE | Non-Red Flag Warning - Destructive Fires | Vegetation Contact | Branch (Not overhanging, within 4ft) | 2035 | 6.8427e-10 | 572.0063 | 3.9141e-07 | 2035 | Mitigation | 0.9 | 30 | 0 | esc | 0.064058 | 4.3833e-11 | 0.06764 | 4.6284e-11 | 0.066806 | 4.5714e-11 | 0.063625 | 4.3537e-11
[120 empty] | 7.3.5.15 Identification and remediation of “at-risk species”WLDFRVegetation ContactBranch (Not overhanging, within 4ft) | WLDFR | HFTD - Distribution - Tier 3 - 4QU CoRE ¦ 2QU LoRE | Non-Red Flag Warning - Destructive Fires | Vegetation Contact | Branch (Not overhanging, within 4ft) | 2036 | 6.8427e-10 | 572.0063 | 3.9141e-07 | 2036 | Mitigation | 0.9 | 30 | 0 | esc | 0.064058 | 4.3833e-11 | 0.06764 | 4.6284e-11 | 0.066806 | 4.5714e-11 | 0.063625 | 4.3537e-11
[120 empty] | 7.3.5.15 Identification and remediation of “at-risk species”WLDFRVegetation ContactBranch (Not overhanging, within 4ft) | WLDFR | HFTD - Distribution - Tier 3 - 4QU CoRE ¦ 2QU LoRE | Non-Red Flag Warning - Destructive Fires | Vegetation Contact | Branch (Not overhanging, within 4ft) | 2037 | 6.8427e-10 | 572.0063 | 3.9141e-07 | 2037 | Mitigation | 0.9 | 30 | 0 | esc | 0.064058 | 4.3833e-11 | 0.06764 | 4.6284e-11 | 0.066806 | 4.5714e-11 | 0.063625 | 4.3537e-11
[120 empty] | 7.3.5.15 Identification and remediation of “at-risk species”WLDFRVegetation ContactBranch (Not overhanging, within 4ft) | WLDFR | HFTD - Distribution - Tier 3 - 4QU CoRE ¦ 2QU LoRE | Non-Red Flag Warning - Destructive Fires | Vegetation Contact | Branch (Not overhanging, within 4ft) | 2038 | 6.8427e-10 | 572.0063 | 3.9141e-07 | 2038 | Mitigation | 0.9 | 30 | 0 | esc | 0.064058 | 4.3833e-11 | 0.06764 | 4.6284e-11 | 0.066806 | 4.5714e-11 | 0.063625 | 4.3537e-11
[120 empty] | 7.3.5.15 Identification and remediation of “at-risk species”WLDFRVegetation ContactBranch (Not overhanging, within 4ft) | WLDFR | HFTD - Distribution - Tier 3 - 4QU CoRE ¦ 2QU LoRE | Non-Red Flag Warning - Destructive Fires | Vegetation Contact | Branch (Not overhanging, within 4ft) | 2039 | 6.8427e-10 | 572.0063 | 3.9141e-07 | 2039 | Mitigation | 0.9 | 30 | 0 | esc | 0.064058 | 4.3833e-11 | 0.06764 | 4.6284e-11 | 0.066806 | 4.5714e-11 | 0.063625 | 4.3537e-11
[120 empty] | 7.3.5.15 Identification and remediation of “at-risk species”WLDFRVegetation ContactBranch (Not overhanging, within 4ft) | WLDFR | HFTD - Distribution - Tier 3 - 4QU CoRE ¦ 2QU LoRE | Non-Red Flag Warning - Destructive Fires | Vegetation Contact | Branch (Not overhanging, within 4ft) | 2040 | 6.8427e-10 | 572.0063 | 3.9141e-07 | 2040 | Mitigation | 0.9 | 30 | 0 | esc | 0.064058 | 4.3833e-11 | 0.06764 | 4.6284e-11 | 0.066806 | 4.5714e-11 | 0.063625 | 4.3537e-11
[120 empty] | 7.3.5.15 Identification and remediation of “at-risk species”WLDFRVegetation ContactBranch (Not overhanging, within 4ft) | WLDFR | HFTD - Distribution - Tier 3 - 4QU CoRE ¦ 2QU LoRE | Non-Red Flag Warning - Destructive Fires | Vegetation Contact | Branch (Not overhanging, within 4ft) | 2041 | 6.8427e-10 | 572.0063 | 3.9141e-07 | 2041 | Mitigation | 0.9 | 30 | 0 | esc | 0.064058 | 4.3833e-11 | 0.06764 | 4.6284e-11 | 0.066806 | 4.5714e-11 | 0.063625 | 4.3537e-11
[120 empty] | 7.3.5.15 Identification and remediation of “at-risk species”WLDFRVegetation ContactBranch (Not overhanging, within 4ft) | WLDFR | HFTD - Distribution - Tier 3 - 4QU CoRE ¦ 2QU LoRE | Non-Red Flag Warning - Destructive Fires | Vegetation Contact | Branch (Not overhanging, within 4ft) | 2042 | 6.8427e-10 | 572.0063 | 3.9141e-07 | 2042 | Mitigation | 0.9 | 30 | 0 | esc | 0.064058 | 4.3833e-11 | 0.06764 | 4.6284e-11 | 0.066806 | 4.5714e-11 | 0.063625 | 4.3537e-11
[120 empty] | 7.3.5.15 Identification and remediation of “at-risk species”WLDFRVegetation ContactBranch (Not overhanging, within 4ft) | WLDFR | HFTD - Distribution - Tier 3 - 4QU CoRE ¦ 2QU LoRE | Non-Red Flag Warning - Destructive Fires | Vegetation Contact | Branch (Not overhanging, within 4ft) | 2043 | 6.8427e-10 | 572.0063 | 3.9141e-07 | 2043 | Mitigation | 0.9 | 30 | 0 | esc | 0.064058 | 4.3833e-11 | 0.06764 | 4.6284e-11 | 0.066806 | 4.5714e-11 | 0.063625 | 4.3537e-11
[120 empty] | 7.3.5.15 Identification and remediation of “at-risk species”WLDFRVegetation ContactBranch (Not overhanging, within 4ft) | WLDFR | HFTD - Distribution - Tier 3 - 4QU CoRE ¦ 2QU LoRE | Non-Red Flag Warning - Destructive Fires | Vegetation Contact | Branch (Not overhanging, within 4ft) | 2044 | 6.8427e-10 | 572.0063 | 3.9141e-07 | 2044 | Mitigation | 0.9 | 30 | 0 | esc | 0.064058 | 4.3833e-11 | 0.06764 | 4.6284e-11 | 0.066806 | 4.5714e-11 | 0.063625 | 4.3537e-11
[120 empty] | 7.3.5.15 Identification and remediation of “at-risk species”WLDFRVegetation ContactBranch (Not overhanging, within 4ft) | WLDFR | HFTD - Distribution - Tier 3 - 4QU CoRE ¦ 2QU LoRE | Non-Red Flag Warning - Destructive Fires | Vegetation Contact | Branch (Not overhanging, within 4ft) | 2045 | 6.8427e-10 | 572.0063 | 3.9141e-07 | 2045 | Mitigation | 0.9 | 30 | 0 | esc | 0.064058 | 4.3833e-11 | 0.06764 | 4.6284e-11 | 0.066806 | 4.5714e-11 | 0.063625 | 4.3537e-11
[120 empty] | 7.3.5.15 Identification and remediation of “at-risk species”WLDFRVegetation ContactBranch (Not overhanging, within 4ft) | WLDFR | HFTD - Distribution - Tier 3 - 4QU CoRE ¦ 2QU LoRE | Non-Red Flag Warning - Destructive Fires | Vegetation Contact | Branch (Not overhanging, within 4ft) | 2046 | 6.8427e-10 | 572.0063 | 3.9141e-07 | 2046 | Mitigation | 0.9 | 30 | 0 | esc | 0.064058 | 4.3833e-11 | 0.06764 | 4.6284e-11 | 0.066806 | 4.5714e-11 | 0.063625 | 4.3537e-11
[120 empty] | 7.3.5.15 Identification and remediation of “at-risk species”WLDFRVegetation ContactBranch (Not overhanging, within 4ft) | WLDFR | HFTD - Distribution - Tier 3 - 4QU CoRE ¦ 2QU LoRE | Non-Red Flag Warning - Destructive Fires | Vegetation Contact | Branch (Not overhanging, within 4ft) | 2047 | 6.8427e-10 | 572.0063 | 3.9141e-07 | 2047 | Mitigation | 0.9 | 30 | 0 | esc | 0.064058 | 4.3833e-11 | 0.06764 | 4.6284e-11 | 0.066806 | 4.5714e-11 | 0.063625 | 4.3537e-11
[120 empty] | 7.3.5.15 Identification and remediation of “at-risk species”WLDFRVegetation ContactBranch (Not overhanging, within 4ft) | WLDFR | HFTD - Distribution - Tier 3 - 4QU CoRE ¦ 2QU LoRE | Non-Red Flag Warning - Destructive Fires | Vegetation Contact | Branch (Not overhanging, within 4ft) | 2048 | 6.8427e-10 | 572.0063 | 3.9141e-07 | 2048 | Mitigation | 0.9 | 30 | 0 | esc | 0.064058 | 4.3833e-11 | 0.06764 | 4.6284e-11 | 0.066806 | 4.5714e-11 | 0.063625 | 4.3537e-11
[120 empty] | 7.3.5.15 Identification and remediation of “at-risk species”WLDFRVegetation ContactBranch (Not overhanging, within 4ft) | WLDFR | HFTD - Distribution - Tier 3 - 4QU CoRE ¦ 2QU LoRE | Non-Red Flag Warning - Destructive Fires | Vegetation Contact | Branch (Not overhanging, within 4ft) | 2049 | 6.8427e-10 | 572.0063 | 3.9141e-07 | 2049 | Mitigation | 0.9 | 30 | 0 | esc | 0.064058 | 4.3833e-11 | 0.06764 | 4.6284e-11 | 0.066806 | 4.5714e-11 | 0.063625 | 4.3537e-11
[120 empty] | 7.3.5.15 Identification and remediation of “at-risk species”WLDFRVegetation ContactBranch (Not overhanging, within 4ft) | WLDFR | HFTD - Distribution - Tier 3 - 4QU CoRE ¦ 2QU LoRE | Non-Red Flag Warning - Destructive Fires | Vegetation Contact | Branch (Not overhanging, within 4ft) | 2050 | 6.8427e-10 | 572.0063 | 3.9141e-07 | 2050 | Mitigation | 0.9 | 30 | 0 | esc | 0 | 0 | 0.06764 | 4.6284e-11 | 0.066806 | 4.5714e-11 | 0.063625 | 4.3537e-11
[120 empty] | 7.3.5.15 Identification and remediation of “at-risk species”WLDFRVegetation ContactBranch (Not overhanging, within 4ft) | WLDFR | HFTD - Distribution - Tier 3 - 4QU CoRE ¦ 2QU LoRE | Non-Red Flag Warning - Destructive Fires | Vegetation Contact | Branch (Not overhanging, within 4ft) | 2051 | 6.8427e-10 | 572.0063 | 3.9141e-07 | 2051 | Mitigation | 0.9 | 30 | 0 | esc | 0 | 0 | 0 | 0 | 0.066806 | 4.5714e-11 | 0.063625 | 4.3537e-11
[120 empty] | 7.3.5.15 Identification and remediation of “at-risk species”WLDFRVegetation ContactBranch (Not overhanging, within 4ft) | WLDFR | HFTD - Distribution - Tier 3 - 4QU CoRE ¦ 2QU LoRE | Non-Red Flag Warning - Destructive Fires | Vegetation Contact | Branch (Not overhanging, within 4ft) | 2052 | 6.8427e-10 | 572.0063 | 3.9141e-07 | 2052 | Mitigation | 0.9 | 30 | 0 | esc | 0 | 0 | 0 | 0 | 0 | 0 | 0.063625 | 4.3537e-11
[120 empty] | 7.3.5.15 Identification and remediation of “at-risk species”WLDFRVegetation ContactBranch (OverHanging) | WLDFR | HFTD - Distribution - Tier 3 - 4QU CoRE ¦ 2QU LoRE | Non-Red Flag Warning - Destructive Fires | Vegetation Contact | Branch (OverHanging) | 2022 | 3.0617e-08 | 572.0063 | 1.7513e-05 | 2022 | Mitigation | 0.9 | 30 | 0 | esc | 0.064058 | 1.9613e-09 | 0.06764 | 2.0709e-09 | 0.066806 | 2.0454e-09 | 0 | 0
[120 empty] | 7.3.5.15 Identification and remediation of “at-risk species”WLDFRVegetation ContactBranch (OverHanging) | WLDFR | HFTD - Distribution - Tier 3 - 4QU CoRE ¦ 2QU LoRE | Non-Red Flag Warning - Destructive Fires | Vegetation Contact | Branch (OverHanging) | 2023 | 3.0617e-08 | 572.0063 | 1.7513e-05 | 2023 | Mitigation | 0.9 | 30 | 0 | esc | 0.064058 | 1.9613e-09 | 0.06764 | 2.0709e-09 | 0.066806 | 2.0454e-09 | 0.063625 | 1.948e-09
[120 empty] | 7.3.5.15 Identification and remediation of “at-risk species”WLDFRVegetation ContactBranch (OverHanging) | WLDFR | HFTD - Distribution - Tier 3 - 4QU CoRE ¦ 2QU LoRE | Non-Red Flag Warning - Destructive Fires | Vegetation Contact | Branch (OverHanging) | 2024 | 3.0617e-08 | 572.0063 | 1.7513e-05 | 2024 | Mitigation | 0.9 | 30 | 0 | esc | 0.064058 | 1.9613e-09 | 0.06764 | 2.0709e-09 | 0.066806 | 2.0454e-09 | 0.063625 | 1.948e-09
[120 empty] | 7.3.5.15 Identification and remediation of “at-risk species”WLDFRVegetation ContactBranch (OverHanging) | WLDFR | HFTD - Distribution - Tier 3 - 4QU CoRE ¦ 2QU LoRE | Non-Red Flag Warning - Destructive Fires | Vegetation Contact | Branch (OverHanging) | 2025 | 3.0617e-08 | 572.0063 | 1.7513e-05 | 2025 | Mitigation | 0.9 | 30 | 0 | esc | 0.064058 | 1.9613e-09 | 0.06764 | 2.0709e-09 | 0.066806 | 2.0454e-09 | 0.063625 | 1.948e-09
[120 empty] | 7.3.5.15 Identification and remediation of “at-risk species”WLDFRVegetation ContactBranch (OverHanging) | WLDFR | HFTD - Distribution - Tier 3 - 4QU CoRE ¦ 2QU LoRE | Non-Red Flag Warning - Destructive Fires | Vegetation Contact | Branch (OverHanging) | 2026 | 3.0617e-08 | 572.0063 | 1.7513e-05 | 2026 | Mitigation | 0.9 | 30 | 0 | esc | 0.064058 | 1.9613e-09 | 0.06764 | 2.0709e-09 | 0.066806 | 2.0454e-09 | 0.063625 | 1.948e-09
[120 empty] | 7.3.5.15 Identification and remediation of “at-risk species”WLDFRVegetation ContactBranch (OverHanging) | WLDFR | HFTD - Distribution - Tier 3 - 4QU CoRE ¦ 2QU LoRE | Non-Red Flag Warning - Destructive Fires | Vegetation Contact | Branch (OverHanging) | 2027 | 3.0617e-08 | 572.0063 | 1.7513e-05 | 2027 | Mitigation | 0.9 | 30 | 0 | esc | 0.064058 | 1.9613e-09 | 0.06764 | 2.0709e-09 | 0.066806 | 2.0454e-09 | 0.063625 | 1.948e-09
[120 empty] | 7.3.5.15 Identification and remediation of “at-risk species”WLDFRVegetation ContactBranch (OverHanging) | WLDFR | HFTD - Distribution - Tier 3 - 4QU CoRE ¦ 2QU LoRE | Non-Red Flag Warning - Destructive Fires | Vegetation Contact | Branch (OverHanging) | 2028 | 3.0617e-08 | 572.0063 | 1.7513e-05 | 2028 | Mitigation | 0.9 | 30 | 0 | esc | 0.064058 | 1.9613e-09 | 0.06764 | 2.0709e-09 | 0.066806 | 2.0454e-09 | 0.063625 | 1.948e-09
[120 empty] | 7.3.5.15 Identification and remediation of “at-risk species”WLDFRVegetation ContactBranch (OverHanging) | WLDFR | HFTD - Distribution - Tier 3 - 4QU CoRE ¦ 2QU LoRE | Non-Red Flag Warning - Destructive Fires | Vegetation Contact | Branch (OverHanging) | 2029 | 3.0617e-08 | 572.0063 | 1.7513e-05 | 2029 | Mitigation | 0.9 | 30 | 0 | esc | 0.064058 | 1.9613e-09 | 0.06764 | 2.0709e-09 | 0.066806 | 2.0454e-09 | 0.063625 | 1.948e-09
[120 empty] | 7.3.5.15 Identification and remediation of “at-risk species”WLDFRVegetation ContactBranch (OverHanging) | WLDFR | HFTD - Distribution - Tier 3 - 4QU CoRE ¦ 2QU LoRE | Non-Red Flag Warning - Destructive Fires | Vegetation Contact | Branch (OverHanging) | 2030 | 3.0617e-08 | 572.0063 | 1.7513e-05 | 2030 | Mitigation | 0.9 | 30 | 0 | esc | 0.064058 | 1.9613e-09 | 0.06764 | 2.0709e-09 | 0.066806 | 2.0454e-09 | 0.063625 | 1.948e-09
[120 empty] | 7.3.5.15 Identification and remediation of “at-risk species”WLDFRVegetation ContactBranch (OverHanging) | WLDFR | HFTD - Distribution - Tier 3 - 4QU CoRE ¦ 2QU LoRE | Non-Red Flag Warning - Destructive Fires | Vegetation Contact | Branch (OverHanging) | 2031 | 3.0617e-08 | 572.0063 | 1.7513e-05 | 2031 | Mitigation | 0.9 | 30 | 0 | esc | 0.064058 | 1.9613e-09 | 0.06764 | 2.0709e-09 | 0.066806 | 2.0454e-09 | 0.063625 | 1.948e-09
[120 empty] | 7.3.5.15 Identification and remediation of “at-risk species”WLDFRVegetation ContactBranch (OverHanging) | WLDFR | HFTD - Distribution - Tier 3 - 4QU CoRE ¦ 2QU LoRE | Non-Red Flag Warning - Destructive Fires | Vegetation Contact | Branch (OverHanging) | 2032 | 3.0617e-08 | 572.0063 | 1.7513e-05 | 2032 | Mitigation | 0.9 | 30 | 0 | esc | 0.064058 | 1.9613e-09 | 0.06764 | 2.0709e-09 | 0.066806 | 2.0454e-09 | 0.063625 | 1.948e-09
[120 empty] | 7.3.5.15 Identification and remediation of “at-risk species”WLDFRVegetation ContactBranch (OverHanging) | WLDFR | HFTD - Distribution - Tier 3 - 4QU CoRE ¦ 2QU LoRE | Non-Red Flag Warning - Destructive Fires | Vegetation Contact | Branch (OverHanging) | 2033 | 3.0617e-08 | 572.0063 | 1.7513e-05 | 2033 | Mitigation | 0.9 | 30 | 0 | esc | 0.064058 | 1.9613e-09 | 0.06764 | 2.0709e-09 | 0.066806 | 2.0454e-09 | 0.063625 | 1.948e-09
[120 empty] | 7.3.5.15 Identification and remediation of “at-risk species”WLDFRVegetation ContactBranch (OverHanging) | WLDFR | HFTD - Distribution - Tier 3 - 4QU CoRE ¦ 2QU LoRE | Non-Red Flag Warning - Destructive Fires | Vegetation Contact | Branch (OverHanging) | 2034 | 3.0617e-08 | 572.0063 | 1.7513e-05 | 2034 | Mitigation | 0.9 | 30 | 0 | esc | 0.064058 | 1.9613e-09 | 0.06764 | 2.0709e-09 | 0.066806 | 2.0454e-09 | 0.063625 | 1.948e-09
[120 empty] | 7.3.5.15 Identification and remediation of “at-risk species”WLDFRVegetation ContactBranch (OverHanging) | WLDFR | HFTD - Distribution - Tier 3 - 4QU CoRE ¦ 2QU LoRE | Non-Red Flag Warning - Destructive Fires | Vegetation Contact | Branch (OverHanging) | 2035 | 3.0617e-08 | 572.0063 | 1.7513e-05 | 2035 | Mitigation | 0.9 | 30 | 0 | esc | 0.064058 | 1.9613e-09 | 0.06764 | 2.0709e-09 | 0.066806 | 2.0454e-09 | 0.063625 | 1.948e-09
[120 empty] | 7.3.5.15 Identification and remediation of “at-risk species”WLDFRVegetation ContactBranch (OverHanging) | WLDFR | HFTD - Distribution - Tier 3 - 4QU CoRE ¦ 2QU LoRE | Non-Red Flag Warning - Destructive Fires | Vegetation Contact | Branch (OverHanging) | 2036 | 3.0617e-08 | 572.0063 | 1.7513e-05 | 2036 | Mitigation | 0.9 | 30 | 0 | esc | 0.064058 | 1.9613e-09 | 0.06764 | 2.0709e-09 | 0.066806 | 2.0454e-09 | 0.063625 | 1.948e-09
[120 empty] | 7.3.5.15 Identification and remediation of “at-risk species”WLDFRVegetation ContactBranch (OverHanging) | WLDFR | HFTD - Distribution - Tier 3 - 4QU CoRE ¦ 2QU LoRE | Non-Red Flag Warning - Destructive Fires | Vegetation Contact | Branch (OverHanging) | 2037 | 3.0617e-08 | 572.0063 | 1.7513e-05 | 2037 | Mitigation | 0.9 | 30 | 0 | esc | 0.064058 | 1.9613e-09 | 0.06764 | 2.0709e-09 | 0.066806 | 2.0454e-09 | 0.063625 | 1.948e-09
[120 empty] | 7.3.5.15 Identification and remediation of “at-risk species”WLDFRVegetation ContactBranch (OverHanging) | WLDFR | HFTD - Distribution - Tier 3 - 4QU CoRE ¦ 2QU LoRE | Non-Red Flag Warning - Destructive Fires | Vegetation Contact | Branch (OverHanging) | 2038 | 3.0617e-08 | 572.0063 | 1.7513e-05 | 2038 | Mitigation | 0.9 | 30 | 0 | esc | 0.064058 | 1.9613e-09 | 0.06764 | 2.0709e-09 | 0.066806 | 2.0454e-09 | 0.063625 | 1.948e-09
[120 empty] | 7.3.5.15 Identification and remediation of “at-risk species”WLDFRVegetation ContactBranch (OverHanging) | WLDFR | HFTD - Distribution - Tier 3 - 4QU CoRE ¦ 2QU LoRE | Non-Red Flag Warning - Destructive Fires | Vegetation Contact | Branch (OverHanging) | 2039 | 3.0617e-08 | 572.0063 | 1.7513e-05 | 2039 | Mitigation | 0.9 | 30 | 0 | esc | 0.064058 | 1.9613e-09 | 0.06764 | 2.0709e-09 | 0.066806 | 2.0454e-09 | 0.063625 | 1.948e-09
[120 empty] | 7.3.5.15 Identification and remediation of “at-risk species”WLDFRVegetation ContactBranch (OverHanging) | WLDFR | HFTD - Distribution - Tier 3 - 4QU CoRE ¦ 2QU LoRE | Non-Red Flag Warning - Destructive Fires | Vegetation Contact | Branch (OverHanging) | 2040 | 3.0617e-08 | 572.0063 | 1.7513e-05 | 2040 | Mitigation | 0.9 | 30 | 0 | esc | 0.064058 | 1.9613e-09 | 0.06764 | 2.0709e-09 | 0.066806 | 2.0454e-09 | 0.063625 | 1.948e-09
[120 empty] | 7.3.5.15 Identification and remediation of “at-risk species”WLDFRVegetation ContactBranch (OverHanging) | WLDFR | HFTD - Distribution - Tier 3 - 4QU CoRE ¦ 2QU LoRE | Non-Red Flag Warning - Destructive Fires | Vegetation Contact | Branch (OverHanging) | 2041 | 3.0617e-08 | 572.0063 | 1.7513e-05 | 2041 | Mitigation | 0.9 | 30 | 0 | esc | 0.064058 | 1.9613e-09 | 0.06764 | 2.0709e-09 | 0.066806 | 2.0454e-09 | 0.063625 | 1.948e-09
[120 empty] | 7.3.5.15 Identification and remediation of “at-risk species”WLDFRVegetation ContactBranch (OverHanging) | WLDFR | HFTD - Distribution - Tier 3 - 4QU CoRE ¦ 2QU LoRE | Non-Red Flag Warning - Destructive Fires | Vegetation Contact | Branch (OverHanging) | 2042 | 3.0617e-08 | 572.0063 | 1.7513e-05 | 2042 | Mitigation | 0.9 | 30 | 0 | esc | 0.064058 | 1.9613e-09 | 0.06764 | 2.0709e-09 | 0.066806 | 2.0454e-09 | 0.063625 | 1.948e-09
[120 empty] | 7.3.5.15 Identification and remediation of “at-risk species”WLDFRVegetation ContactBranch (OverHanging) | WLDFR | HFTD - Distribution - Tier 3 - 4QU CoRE ¦ 2QU LoRE | Non-Red Flag Warning - Destructive Fires | Vegetation Contact | Branch (OverHanging) | 2043 | 3.0617e-08 | 572.0063 | 1.7513e-05 | 2043 | Mitigation | 0.9 | 30 | 0 | esc | 0.064058 | 1.9613e-09 | 0.06764 | 2.0709e-09 | 0.066806 | 2.0454e-09 | 0.063625 | 1.948e-09
[120 empty] | 7.3.5.15 Identification and remediation of “at-risk species”WLDFRVegetation ContactBranch (OverHanging) | WLDFR | HFTD - Distribution - Tier 3 - 4QU CoRE ¦ 2QU LoRE | Non-Red Flag Warning - Destructive Fires | Vegetation Contact | Branch (OverHanging) | 2044 | 3.0617e-08 | 572.0063 | 1.7513e-05 | 2044 | Mitigation | 0.9 | 30 | 0 | esc | 0.064058 | 1.9613e-09 | 0.06764 | 2.0709e-09 | 0.066806 | 2.0454e-09 | 0.063625 | 1.948e-09
[120 empty] | 7.3.5.15 Identification and remediation of “at-risk species”WLDFRVegetation ContactBranch (OverHanging) | WLDFR | HFTD - Distribution - Tier 3 - 4QU CoRE ¦ 2QU LoRE | Non-Red Flag Warning - Destructive Fires | Vegetation Contact | Branch (OverHanging) | 2045 | 3.0617e-08 | 572.0063 | 1.7513e-05 | 2045 | Mitigation | 0.9 | 30 | 0 | esc | 0.064058 | 1.9613e-09 | 0.06764 | 2.0709e-09 | 0.066806 | 2.0454e-09 | 0.063625 | 1.948e-09
[120 empty] | 7.3.5.15 Identification and remediation of “at-risk species”WLDFRVegetation ContactBranch (OverHanging) | WLDFR | HFTD - Distribution - Tier 3 - 4QU CoRE ¦ 2QU LoRE | Non-Red Flag Warning - Destructive Fires | Vegetation Contact | Branch (OverHanging) | 2046 | 3.0617e-08 | 572.0063 | 1.7513e-05 | 2046 | Mitigation | 0.9 | 30 | 0 | esc | 0.064058 | 1.9613e-09 | 0.06764 | 2.0709e-09 | 0.066806 | 2.0454e-09 | 0.063625 | 1.948e-09
[120 empty] | 7.3.5.15 Identification and remediation of “at-risk species”WLDFRVegetation ContactBranch (OverHanging) | WLDFR | HFTD - Distribution - Tier 3 - 4QU CoRE ¦ 2QU LoRE | Non-Red Flag Warning - Destructive Fires | Vegetation Contact | Branch (OverHanging) | 2047 | 3.0617e-08 | 572.0063 | 1.7513e-05 | 2047 | Mitigation | 0.9 | 30 | 0 | esc | 0.064058 | 1.9613e-09 | 0.06764 | 2.0709e-09 | 0.066806 | 2.0454e-09 | 0.063625 | 1.948e-09
[120 empty] | 7.3.5.15 Identification and remediation of “at-risk species”WLDFRVegetation ContactBranch (OverHanging) | WLDFR | HFTD - Distribution - Tier 3 - 4QU CoRE ¦ 2QU LoRE | Non-Red Flag Warning - Destructive Fires | Vegetation Contact | Branch (OverHanging) | 2048 | 3.0617e-08 | 572.0063 | 1.7513e-05 | 2048 | Mitigation | 0.9 | 30 | 0 | esc | 0.064058 | 1.9613e-09 | 0.06764 | 2.0709e-09 | 0.066806 | 2.0454e-09 | 0.063625 | 1.948e-09
[120 empty] | 7.3.5.15 Identification and remediation of “at-risk species”WLDFRVegetation ContactBranch (OverHanging) | WLDFR | HFTD - Distribution - Tier 3 - 4QU CoRE ¦ 2QU LoRE | Non-Red Flag Warning - Destructive Fires | Vegetation Contact | Branch (OverHanging) | 2049 | 3.0617e-08 | 572.0063 | 1.7513e-05 | 2049 | Mitigation | 0.9 | 30 | 0 | esc | 0.064058 | 1.9613e-09 | 0.06764 | 2.0709e-09 | 0.066806 | 2.0454e-09 | 0.063625 | 1.948e-09
[120 empty] | 7.3.5.15 Identification and remediation of “at-risk species”WLDFRVegetation ContactBranch (OverHanging) | WLDFR | HFTD - Distribution - Tier 3 - 4QU CoRE ¦ 2QU LoRE | Non-Red Flag Warning - Destructive Fires | Vegetation Contact | Branch (OverHanging) | 2050 | 3.0617e-08 | 572.0063 | 1.7513e-05 | 2050 | Mitigation | 0.9 | 30 | 0 | esc | 0 | 0 | 0.06764 | 2.0709e-09 | 0.066806 | 2.0454e-09 | 0.063625 | 1.948e-09
[120 empty] | 7.3.5.15 Identification and remediation of “at-risk species”WLDFRVegetation ContactBranch (OverHanging) | WLDFR | HFTD - Distribution - Tier 3 - 4QU CoRE ¦ 2QU LoRE | Non-Red Flag Warning - Destructive Fires | Vegetation Contact | Branch (OverHanging) | 2051 | 3.0617e-08 | 572.0063 | 1.7513e-05 | 2051 | Mitigation | 0.9 | 30 | 0 | esc | 0 | 0 | 0 | 0 | 0.066806 | 2.0454e-09 | 0.063625 | 1.948e-09
[120 empty] | 7.3.5.15 Identification and remediation of “at-risk species”WLDFRVegetation ContactBranch (OverHanging) | WLDFR | HFTD - Distribution - Tier 3 - 4QU CoRE ¦ 2QU LoRE | Non-Red Flag Warning - Destructive Fires | Vegetation Contact | Branch (OverHanging) | 2052 | 3.0617e-08 | 572.0063 | 1.7513e-05 | 2052 | Mitigation | 0.9 | 30 | 0 | esc | 0 | 0 | 0 | 0 | 0 | 0 | 0.063625 | 1.948e-09
[120 empty] | 7.3.5.15 Identification and remediation of “at-risk species”WLDFRVegetation ContactFell into (Moderate-Severe defect) | WLDFR | HFTD - Distribution - Tier 3 - 4QU CoRE ¦ 2QU LoRE | Non-Red Flag Warning - Destructive Fires | Vegetation Contact | Fell into (Moderate-Severe defect) | 2022 | 1.4672e-08 | 572.0063 | 8.3924e-06 | 2022 | Mitigation | 0.95 | 1 | 0 | esc | 0 | 0 | 0 | 0 | 0.070518 | 1.0346e-09 | 0 | 0
[120 empty] | 7.3.5.15 Identification and remediation of “at-risk species”WLDFRVegetation ContactFell into (Moderate-Severe defect) | WLDFR | HFTD - Distribution - Tier 3 - 4QU CoRE ¦ 2QU LoRE | Non-Red Flag Warning - Destructive Fires | Vegetation Contact | Fell into (Moderate-Severe defect) | 2023 | 1.4672e-08 | 572.0063 | 8.3924e-06 | 2023 | Mitigation | 0.95 | 1 | 0 | esc | 0 | 0 | 0 | 0 | 0 | 0 | 0.06716 | 9.8536e-10
[120 empty] | 7.3.5.15 Identification and remediation of “at-risk species”WLDFRVegetation ContactFell into (slight defect) | WLDFR | HFTD - Distribution - Tier 3 - 4QU CoRE ¦ 2QU LoRE | Non-Red Flag Warning - Destructive Fires | Vegetation Contact | Fell into (slight defect) | 2022 | 1.8929e-08 | 572.0063 | 1.0828e-05 | 2022 | Mitigation | 0.5 | 1 | 0 | esc | 0 | 0 | 0 | 0 | 0.037115 | 7.0255e-10 | 0 | 0
[120 empty] | 7.3.5.15 Identification and remediation of “at-risk species”WLDFRVegetation ContactFell into (slight defect) | WLDFR | HFTD - Distribution - Tier 3 - 4QU CoRE ¦ 2QU LoRE | Non-Red Flag Warning - Destructive Fires | Vegetation Contact | Fell into (slight defect) | 2023 | 1.8929e-08 | 572.0063 | 1.0828e-05 | 2023 | Mitigation | 0.5 | 1 | 0 | esc | 0 | 0 | 0 | 0 | 0 | 0 | 0.035347 | 6.691e-10
[120 empty] | 7.3.5.15 Identification and remediation of “at-risk species”WLDFRVegetation ContactGrow Into | WLDFR | HFTD - Distribution - Tier 3 - 4QU CoRE ¦ 2QU LoRE | Non-Red Flag Warning - Destructive Fires | Vegetation Contact | Grow Into | 2022 | 1.6344e-09 | 572.0063 | 9.3488e-07 | 2022 | Mitigation | 0.5 | 1 | 0 | esc | 0 | 0 | 0 | 0 | 0.037115 | 6.066e-11 | 0 | 0
[120 empty] | 7.3.5.15 Identification and remediation of “at-risk species”WLDFRVegetation ContactGrow Into | WLDFR | HFTD - Distribution - Tier 3 - 4QU CoRE ¦ 2QU LoRE | Non-Red Flag Warning - Destructive Fires | Vegetation Contact | Grow Into | 2023 | 1.6344e-09 | 572.0063 | 9.3488e-07 | 2023 | Mitigation | 0.5 | 1 | 0 | esc | 0 | 0 | 0 | 0 | 0 | 0 | 0.035347 | 5.7771e-11
[120 empty] | 7.3.5.15 Identification and remediation of “at-risk species”WLDFRVegetation ContactBranch (Not overhanging, 4-12ft) | WLDFR | HFTD - Distribution - Tier 3 - 4QU CoRE ¦ 2QU LoRE | Non-Red Flag Warning - Large Fires | Vegetation Contact | Branch (Not overhanging, 4-12ft) | 2022 | 4.2897e-08 | 572.0063 | 2.4538e-05 | 2022 | Mitigation | 0.5 | 30 | 0 | esc | 0.035588 | 1.5266e-09 | 0.037578 | 1.612e-09 | 0.037115 | 1.5921e-09 | 0 | 0
[120 empty] | 7.3.5.15 Identification and remediation of “at-risk species”WLDFRVegetation ContactBranch (Not overhanging, 4-12ft) | WLDFR | HFTD - Distribution - Tier 3 - 4QU CoRE ¦ 2QU LoRE | Non-Red Flag Warning - Large Fires | Vegetation Contact | Branch (Not overhanging, 4-12ft) | 2023 | 4.2897e-08 | 572.0063 | 2.4538e-05 | 2023 | Mitigation | 0.5 | 30 | 0 | esc | 0.035588 | 1.5266e-09 | 0.037578 | 1.612e-09 | 0.037115 | 1.5921e-09 | 0.035347 | 1.5163e-09
[120 empty] | 7.3.5.15 Identification and remediation of “at-risk species”WLDFRVegetation ContactBranch (Not overhanging, 4-12ft) | WLDFR | HFTD - Distribution - Tier 3 - 4QU CoRE ¦ 2QU LoRE | Non-Red Flag Warning - Large Fires | Vegetation Contact | Branch (Not overhanging, 4-12ft) | 2024 | 4.2897e-08 | 572.0063 | 2.4538e-05 | 2024 | Mitigation | 0.5 | 30 | 0 | esc | 0.035588 | 1.5266e-09 | 0.037578 | 1.612e-09 | 0.037115 | 1.5921e-09 | 0.035347 | 1.5163e-09
[120 empty] | 7.3.5.15 Identification and remediation of “at-risk species”WLDFRVegetation ContactBranch (Not overhanging, 4-12ft) | WLDFR | HFTD - Distribution - Tier 3 - 4QU CoRE ¦ 2QU LoRE | Non-Red Flag Warning - Large Fires | Vegetation Contact | Branch (Not overhanging, 4-12ft) | 2025 | 4.2897e-08 | 572.0063 | 2.4538e-05 | 2025 | Mitigation | 0.5 | 30 | 0 | esc | 0.035588 | 1.5266e-09 | 0.037578 | 1.612e-09 | 0.037115 | 1.5921e-09 | 0.035347 | 1.5163e-09
[120 empty] | 7.3.5.15 Identification and remediation of “at-risk species”WLDFRVegetation ContactBranch (Not overhanging, 4-12ft) | WLDFR | HFTD - Distribution - Tier 3 - 4QU CoRE ¦ 2QU LoRE | Non-Red Flag Warning - Large Fires | Vegetation Contact | Branch (Not overhanging, 4-12ft) | 2026 | 4.2897e-08 | 572.0063 | 2.4538e-05 | 2026 | Mitigation | 0.5 | 30 | 0 | esc | 0.035588 | 1.5266e-09 | 0.037578 | 1.612e-09 | 0.037115 | 1.5921e-09 | 0.035347 | 1.5163e-09
[120 empty] | 7.3.5.15 Identification and remediation of “at-risk species”WLDFRVegetation ContactBranch (Not overhanging, 4-12ft) | WLDFR | HFTD - Distribution - Tier 3 - 4QU CoRE ¦ 2QU LoRE | Non-Red Flag Warning - Large Fires | Vegetation Contact | Branch (Not overhanging, 4-12ft) | 2027 | 4.2897e-08 | 572.0063 | 2.4538e-05 | 2027 | Mitigation | 0.5 | 30 | 0 | esc | 0.035588 | 1.5266e-09 | 0.037578 | 1.612e-09 | 0.037115 | 1.5921e-09 | 0.035347 | 1.5163e-09
[120 empty] | 7.3.5.15 Identification and remediation of “at-risk species”WLDFRVegetation ContactBranch (Not overhanging, 4-12ft) | WLDFR | HFTD - Distribution - Tier 3 - 4QU CoRE ¦ 2QU LoRE | Non-Red Flag Warning - Large Fires | Vegetation Contact | Branch (Not overhanging, 4-12ft) | 2028 | 4.2897e-08 | 572.0063 | 2.4538e-05 | 2028 | Mitigation | 0.5 | 30 | 0 | esc | 0.035588 | 1.5266e-09 | 0.037578 | 1.612e-09 | 0.037115 | 1.5921e-09 | 0.035347 | 1.5163e-09
[120 empty] | 7.3.5.15 Identification and remediation of “at-risk species”WLDFRVegetation ContactBranch (Not overhanging, 4-12ft) | WLDFR | HFTD - Distribution - Tier 3 - 4QU CoRE ¦ 2QU LoRE | Non-Red Flag Warning - Large Fires | Vegetation Contact | Branch (Not overhanging, 4-12ft) | 2029 | 4.2897e-08 | 572.0063 | 2.4538e-05 | 2029 | Mitigation | 0.5 | 30 | 0 | esc | 0.035588 | 1.5266e-09 | 0.037578 | 1.612e-09 | 0.037115 | 1.5921e-09 | 0.035347 | 1.5163e-09
[120 empty] | 7.3.5.15 Identification and remediation of “at-risk species”WLDFRVegetation ContactBranch (Not overhanging, 4-12ft) | WLDFR | HFTD - Distribution - Tier 3 - 4QU CoRE ¦ 2QU LoRE | Non-Red Flag Warning - Large Fires | Vegetation Contact | Branch (Not overhanging, 4-12ft) | 2030 | 4.2897e-08 | 572.0063 | 2.4538e-05 | 2030 | Mitigation | 0.5 | 30 | 0 | esc | 0.035588 | 1.5266e-09 | 0.037578 | 1.612e-09 | 0.037115 | 1.5921e-09 | 0.035347 | 1.5163e-09
[120 empty] | 7.3.5.15 Identification and remediation of “at-risk species”WLDFRVegetation ContactBranch (Not overhanging, 4-12ft) | WLDFR | HFTD - Distribution - Tier 3 - 4QU CoRE ¦ 2QU LoRE | Non-Red Flag Warning - Large Fires | Vegetation Contact | Branch (Not overhanging, 4-12ft) | 2031 | 4.2897e-08 | 572.0063 | 2.4538e-05 | 2031 | Mitigation | 0.5 | 30 | 0 | esc | 0.035588 | 1.5266e-09 | 0.037578 | 1.612e-09 | 0.037115 | 1.5921e-09 | 0.035347 | 1.5163e-09
[120 empty] | 7.3.5.15 Identification and remediation of “at-risk species”WLDFRVegetation ContactBranch (Not overhanging, 4-12ft) | WLDFR | HFTD - Distribution - Tier 3 - 4QU CoRE ¦ 2QU LoRE | Non-Red Flag Warning - Large Fires | Vegetation Contact | Branch (Not overhanging, 4-12ft) | 2032 | 4.2897e-08 | 572.0063 | 2.4538e-05 | 2032 | Mitigation | 0.5 | 30 | 0 | esc | 0.035588 | 1.5266e-09 | 0.037578 | 1.612e-09 | 0.037115 | 1.5921e-09 | 0.035347 | 1.5163e-09
[120 empty] | 7.3.5.15 Identification and remediation of “at-risk species”WLDFRVegetation ContactBranch (Not overhanging, 4-12ft) | WLDFR | HFTD - Distribution - Tier 3 - 4QU CoRE ¦ 2QU LoRE | Non-Red Flag Warning - Large Fires | Vegetation Contact | Branch (Not overhanging, 4-12ft) | 2033 | 4.2897e-08 | 572.0063 | 2.4538e-05 | 2033 | Mitigation | 0.5 | 30 | 0 | esc | 0.035588 | 1.5266e-09 | 0.037578 | 1.612e-09 | 0.037115 | 1.5921e-09 | 0.035347 | 1.5163e-09
[120 empty] | 7.3.5.15 Identification and remediation of “at-risk species”WLDFRVegetation ContactBranch (Not overhanging, 4-12ft) | WLDFR | HFTD - Distribution - Tier 3 - 4QU CoRE ¦ 2QU LoRE | Non-Red Flag Warning - Large Fires | Vegetation Contact | Branch (Not overhanging, 4-12ft) | 2034 | 4.2897e-08 | 572.0063 | 2.4538e-05 | 2034 | Mitigation | 0.5 | 30 | 0 | esc | 0.035588 | 1.5266e-09 | 0.037578 | 1.612e-09 | 0.037115 | 1.5921e-09 | 0.035347 | 1.5163e-09
[120 empty] | 7.3.5.15 Identification and remediation of “at-risk species”WLDFRVegetation ContactBranch (Not overhanging, 4-12ft) | WLDFR | HFTD - Distribution - Tier 3 - 4QU CoRE ¦ 2QU LoRE | Non-Red Flag Warning - Large Fires | Vegetation Contact | Branch (Not overhanging, 4-12ft) | 2035 | 4.2897e-08 | 572.0063 | 2.4538e-05 | 2035 | Mitigation | 0.5 | 30 | 0 | esc | 0.035588 | 1.5266e-09 | 0.037578 | 1.612e-09 | 0.037115 | 1.5921e-09 | 0.035347 | 1.5163e-09
[120 empty] | 7.3.5.15 Identification and remediation of “at-risk species”WLDFRVegetation ContactBranch (Not overhanging, 4-12ft) | WLDFR | HFTD - Distribution - Tier 3 - 4QU CoRE ¦ 2QU LoRE | Non-Red Flag Warning - Large Fires | Vegetation Contact | Branch (Not overhanging, 4-12ft) | 2036 | 4.2897e-08 | 572.0063 | 2.4538e-05 | 2036 | Mitigation | 0.5 | 30 | 0 | esc | 0.035588 | 1.5266e-09 | 0.037578 | 1.612e-09 | 0.037115 | 1.5921e-09 | 0.035347 | 1.5163e-09
[120 empty] | 7.3.5.15 Identification and remediation of “at-risk species”WLDFRVegetation ContactBranch (Not overhanging, 4-12ft) | WLDFR | HFTD - Distribution - Tier 3 - 4QU CoRE ¦ 2QU LoRE | Non-Red Flag Warning - Large Fires | Vegetation Contact | Branch (Not overhanging, 4-12ft) | 2037 | 4.2897e-08 | 572.0063 | 2.4538e-05 | 2037 | Mitigation | 0.5 | 30 | 0 | esc | 0.035588 | 1.5266e-09 | 0.037578 | 1.612e-09 | 0.037115 | 1.5921e-09 | 0.035347 | 1.5163e-09
[120 empty] | 7.3.5.15 Identification and remediation of “at-risk species”WLDFRVegetation ContactBranch (Not overhanging, 4-12ft) | WLDFR | HFTD - Distribution - Tier 3 - 4QU CoRE ¦ 2QU LoRE | Non-Red Flag Warning - Large Fires | Vegetation Contact | Branch (Not overhanging, 4-12ft) | 2038 | 4.2897e-08 | 572.0063 | 2.4538e-05 | 2038 | Mitigation | 0.5 | 30 | 0 | esc | 0.035588 | 1.5266e-09 | 0.037578 | 1.612e-09 | 0.037115 | 1.5921e-09 | 0.035347 | 1.5163e-09
[120 empty] | 7.3.5.15 Identification and remediation of “at-risk species”WLDFRVegetation ContactBranch (Not overhanging, 4-12ft) | WLDFR | HFTD - Distribution - Tier 3 - 4QU CoRE ¦ 2QU LoRE | Non-Red Flag Warning - Large Fires | Vegetation Contact | Branch (Not overhanging, 4-12ft) | 2039 | 4.2897e-08 | 572.0063 | 2.4538e-05 | 2039 | Mitigation | 0.5 | 30 | 0 | esc | 0.035588 | 1.5266e-09 | 0.037578 | 1.612e-09 | 0.037115 | 1.5921e-09 | 0.035347 | 1.5163e-09
[120 empty] | 7.3.5.15 Identification and remediation of “at-risk species”WLDFRVegetation ContactBranch (Not overhanging, 4-12ft) | WLDFR | HFTD - Distribution - Tier 3 - 4QU CoRE ¦ 2QU LoRE | Non-Red Flag Warning - Large Fires | Vegetation Contact | Branch (Not overhanging, 4-12ft) | 2040 | 4.2897e-08 | 572.0063 | 2.4538e-05 | 2040 | Mitigation | 0.5 | 30 | 0 | esc | 0.035588 | 1.5266e-09 | 0.037578 | 1.612e-09 | 0.037115 | 1.5921e-09 | 0.035347 | 1.5163e-09
[120 empty] | 7.3.5.15 Identification and remediation of “at-risk species”WLDFRVegetation ContactBranch (Not overhanging, 4-12ft) | WLDFR | HFTD - Distribution - Tier 3 - 4QU CoRE ¦ 2QU LoRE | Non-Red Flag Warning - Large Fires | Vegetation Contact | Branch (Not overhanging, 4-12ft) | 2041 | 4.2897e-08 | 572.0063 | 2.4538e-05 | 2041 | Mitigation | 0.5 | 30 | 0 | esc | 0.035588 | 1.5266e-09 | 0.037578 | 1.612e-09 | 0.037115 | 1.5921e-09 | 0.035347 | 1.5163e-09
[120 empty] | 7.3.5.15 Identification and remediation of “at-risk species”WLDFRVegetation ContactBranch (Not overhanging, 4-12ft) | WLDFR | HFTD - Distribution - Tier 3 - 4QU CoRE ¦ 2QU LoRE | Non-Red Flag Warning - Large Fires | Vegetation Contact | Branch (Not overhanging, 4-12ft) | 2042 | 4.2897e-08 | 572.0063 | 2.4538e-05 | 2042 | Mitigation | 0.5 | 30 | 0 | esc | 0.035588 | 1.5266e-09 | 0.037578 | 1.612e-09 | 0.037115 | 1.5921e-09 | 0.035347 | 1.5163e-09
[120 empty] | 7.3.5.15 Identification and remediation of “at-risk species”WLDFRVegetation ContactBranch (Not overhanging, 4-12ft) | WLDFR | HFTD - Distribution - Tier 3 - 4QU CoRE ¦ 2QU LoRE | Non-Red Flag Warning - Large Fires | Vegetation Contact | Branch (Not overhanging, 4-12ft) | 2043 | 4.2897e-08 | 572.0063 | 2.4538e-05 | 2043 | Mitigation | 0.5 | 30 | 0 | esc | 0.035588 | 1.5266e-09 | 0.037578 | 1.612e-09 | 0.037115 | 1.5921e-09 | 0.035347 | 1.5163e-09
[120 empty] | 7.3.5.15 Identification and remediation of “at-risk species”WLDFRVegetation ContactBranch (Not overhanging, 4-12ft) | WLDFR | HFTD - Distribution - Tier 3 - 4QU CoRE ¦ 2QU LoRE | Non-Red Flag Warning - Large Fires | Vegetation Contact | Branch (Not overhanging, 4-12ft) | 2044 | 4.2897e-08 | 572.0063 | 2.4538e-05 | 2044 | Mitigation | 0.5 | 30 | 0 | esc | 0.035588 | 1.5266e-09 | 0.037578 | 1.612e-09 | 0.037115 | 1.5921e-09 | 0.035347 | 1.5163e-09
[120 empty] | 7.3.5.15 Identification and remediation of “at-risk species”WLDFRVegetation ContactBranch (Not overhanging, 4-12ft) | WLDFR | HFTD - Distribution - Tier 3 - 4QU CoRE ¦ 2QU LoRE | Non-Red Flag Warning - Large Fires | Vegetation Contact | Branch (Not overhanging, 4-12ft) | 2045 | 4.2897e-08 | 572.0063 | 2.4538e-05 | 2045 | Mitigation | 0.5 | 30 | 0 | esc | 0.035588 | 1.5266e-09 | 0.037578 | 1.612e-09 | 0.037115 | 1.5921e-09 | 0.035347 | 1.5163e-09
[120 empty] | 7.3.5.15 Identification and remediation of “at-risk species”WLDFRVegetation ContactBranch (Not overhanging, 4-12ft) | WLDFR | HFTD - Distribution - Tier 3 - 4QU CoRE ¦ 2QU LoRE | Non-Red Flag Warning - Large Fires | Vegetation Contact | Branch (Not overhanging, 4-12ft) | 2046 | 4.2897e-08 | 572.0063 | 2.4538e-05 | 2046 | Mitigation | 0.5 | 30 | 0 | esc | 0.035588 | 1.5266e-09 | 0.037578 | 1.612e-09 | 0.037115 | 1.5921e-09 | 0.035347 | 1.5163e-09
[120 empty] | 7.3.5.15 Identification and remediation of “at-risk species”WLDFRVegetation ContactBranch (Not overhanging, 4-12ft) | WLDFR | HFTD - Distribution - Tier 3 - 4QU CoRE ¦ 2QU LoRE | Non-Red Flag Warning - Large Fires | Vegetation Contact | Branch (Not overhanging, 4-12ft) | 2047 | 4.2897e-08 | 572.0063 | 2.4538e-05 | 2047 | Mitigation | 0.5 | 30 | 0 | esc | 0.035588 | 1.5266e-09 | 0.037578 | 1.612e-09 | 0.037115 | 1.5921e-09 | 0.035347 | 1.5163e-09
[120 empty] | 7.3.5.15 Identification and remediation of “at-risk species”WLDFRVegetation ContactBranch (Not overhanging, 4-12ft) | WLDFR | HFTD - Distribution - Tier 3 - 4QU CoRE ¦ 2QU LoRE | Non-Red Flag Warning - Large Fires | Vegetation Contact | Branch (Not overhanging, 4-12ft) | 2048 | 4.2897e-08 | 572.0063 | 2.4538e-05 | 2048 | Mitigation | 0.5 | 30 | 0 | esc | 0.035588 | 1.5266e-09 | 0.037578 | 1.612e-09 | 0.037115 | 1.5921e-09 | 0.035347 | 1.5163e-09
[120 empty] | 7.3.5.15 Identification and remediation of “at-risk species”WLDFRVegetation ContactBranch (Not overhanging, 4-12ft) | WLDFR | HFTD - Distribution - Tier 3 - 4QU CoRE ¦ 2QU LoRE | Non-Red Flag Warning - Large Fires | Vegetation Contact | Branch (Not overhanging, 4-12ft) | 2049 | 4.2897e-08 | 572.0063 | 2.4538e-05 | 2049 | Mitigation | 0.5 | 30 | 0 | esc | 0.035588 | 1.5266e-09 | 0.037578 | 1.612e-09 | 0.037115 | 1.5921e-09 | 0.035347 | 1.5163e-09
[120 empty] | 7.3.5.15 Identification and remediation of “at-risk species”WLDFRVegetation ContactBranch (Not overhanging, 4-12ft) | WLDFR | HFTD - Distribution - Tier 3 - 4QU CoRE ¦ 2QU LoRE | Non-Red Flag Warning - Large Fires | Vegetation Contact | Branch (Not overhanging, 4-12ft) | 2050 | 4.2897e-08 | 572.0063 | 2.4538e-05 | 2050 | Mitigation | 0.5 | 30 | 0 | esc | 0 | 0 | 0.037578 | 1.612e-09 | 0.037115 | 1.5921e-09 | 0.035347 | 1.5163e-09
[120 empty] | 7.3.5.15 Identification and remediation of “at-risk species”WLDFRVegetation ContactBranch (Not overhanging, 4-12ft) | WLDFR | HFTD - Distribution - Tier 3 - 4QU CoRE ¦ 2QU LoRE | Non-Red Flag Warning - Large Fires | Vegetation Contact | Branch (Not overhanging, 4-12ft) | 2051 | 4.2897e-08 | 572.0063 | 2.4538e-05 | 2051 | Mitigation | 0.5 | 30 | 0 | esc | 0 | 0 | 0 | 0 | 0.037115 | 1.5921e-09 | 0.035347 | 1.5163e-09
[120 empty] | 7.3.5.15 Identification and remediation of “at-risk species”WLDFRVegetation ContactBranch (Not overhanging, 4-12ft) | WLDFR | HFTD - Distribution - Tier 3 - 4QU CoRE ¦ 2QU LoRE | Non-Red Flag Warning - Large Fires | Vegetation Contact | Branch (Not overhanging, 4-12ft) | 2052 | 4.2897e-08 | 572.0063 | 2.4538e-05 | 2052 | Mitigation | 0.5 | 30 | 0 | esc | 0 | 0 | 0 | 0 | 0 | 0 | 0.035347 | 1.5163e-09
[120 empty] | 7.3.5.15 Identification and remediation of “at-risk species”WLDFRVegetation ContactBranch (Not overhanging, within 4ft) | WLDFR | HFTD - Distribution - Tier 3 - 4QU CoRE ¦ 2QU LoRE | Non-Red Flag Warning - Large Fires | Vegetation Contact | Branch (Not overhanging, within 4ft) | 2022 | 1.8752e-08 | 572.0063 | 1.0726e-05 | 2022 | Mitigation | 0.9 | 30 | 0 | esc | 0.064058 | 1.2012e-09 | 0.06764 | 1.2684e-09 | 0.066806 | 1.2528e-09 | 0 | 0
[120 empty] | 7.3.5.15 Identification and remediation of “at-risk species”WLDFRVegetation ContactBranch (Not overhanging, within 4ft) | WLDFR | HFTD - Distribution - Tier 3 - 4QU CoRE ¦ 2QU LoRE | Non-Red Flag Warning - Large Fires | Vegetation Contact | Branch (Not overhanging, within 4ft) | 2023 | 1.8752e-08 | 572.0063 | 1.0726e-05 | 2023 | Mitigation | 0.9 | 30 | 0 | esc | 0.064058 | 1.2012e-09 | 0.06764 | 1.2684e-09 | 0.066806 | 1.2528e-09 | 0.063625 | 1.1931e-09
[120 empty] | 7.3.5.15 Identification and remediation of “at-risk species”WLDFRVegetation ContactBranch (Not overhanging, within 4ft) | WLDFR | HFTD - Distribution - Tier 3 - 4QU CoRE ¦ 2QU LoRE | Non-Red Flag Warning - Large Fires | Vegetation Contact | Branch (Not overhanging, within 4ft) | 2024 | 1.8752e-08 | 572.0063 | 1.0726e-05 | 2024 | Mitigation | 0.9 | 30 | 0 | esc | 0.064058 | 1.2012e-09 | 0.06764 | 1.2684e-09 | 0.066806 | 1.2528e-09 | 0.063625 | 1.1931e-09
[120 empty] | 7.3.5.15 Identification and remediation of “at-risk species”WLDFRVegetation ContactBranch (Not overhanging, within 4ft) | WLDFR | HFTD - Distribution - Tier 3 - 4QU CoRE ¦ 2QU LoRE | Non-Red Flag Warning - Large Fires | Vegetation Contact | Branch (Not overhanging, within 4ft) | 2025 | 1.8752e-08 | 572.0063 | 1.0726e-05 | 2025 | Mitigation | 0.9 | 30 | 0 | esc | 0.064058 | 1.2012e-09 | 0.06764 | 1.2684e-09 | 0.066806 | 1.2528e-09 | 0.063625 | 1.1931e-09
[120 empty] | 7.3.5.15 Identification and remediation of “at-risk species”WLDFRVegetation ContactBranch (Not overhanging, within 4ft) | WLDFR | HFTD - Distribution - Tier 3 - 4QU CoRE ¦ 2QU LoRE | Non-Red Flag Warning - Large Fires | Vegetation Contact | Branch (Not overhanging, within 4ft) | 2026 | 1.8752e-08 | 572.0063 | 1.0726e-05 | 2026 | Mitigation | 0.9 | 30 | 0 | esc | 0.064058 | 1.2012e-09 | 0.06764 | 1.2684e-09 | 0.066806 | 1.2528e-09 | 0.063625 | 1.1931e-09
[120 empty] | 7.3.5.15 Identification and remediation of “at-risk species”WLDFRVegetation ContactBranch (Not overhanging, within 4ft) | WLDFR | HFTD - Distribution - Tier 3 - 4QU CoRE ¦ 2QU LoRE | Non-Red Flag Warning - Large Fires | Vegetation Contact | Branch (Not overhanging, within 4ft) | 2027 | 1.8752e-08 | 572.0063 | 1.0726e-05 | 2027 | Mitigation | 0.9 | 30 | 0 | esc | 0.064058 | 1.2012e-09 | 0.06764 | 1.2684e-09 | 0.066806 | 1.2528e-09 | 0.063625 | 1.1931e-09
[120 empty] | 7.3.5.15 Identification and remediation of “at-risk species”WLDFRVegetation ContactBranch (Not overhanging, within 4ft) | WLDFR | HFTD - Distribution - Tier 3 - 4QU CoRE ¦ 2QU LoRE | Non-Red Flag Warning - Large Fires | Vegetation Contact | Branch (Not overhanging, within 4ft) | 2028 | 1.8752e-08 | 572.0063 | 1.0726e-05 | 2028 | Mitigation | 0.9 | 30 | 0 | esc | 0.064058 | 1.2012e-09 | 0.06764 | 1.2684e-09 | 0.066806 | 1.2528e-09 | 0.063625 | 1.1931e-09
[120 empty] | 7.3.5.15 Identification and remediation of “at-risk species”WLDFRVegetation ContactBranch (Not overhanging, within 4ft) | WLDFR | HFTD - Distribution - Tier 3 - 4QU CoRE ¦ 2QU LoRE | Non-Red Flag Warning - Large Fires | Vegetation Contact | Branch (Not overhanging, within 4ft) | 2029 | 1.8752e-08 | 572.0063 | 1.0726e-05 | 2029 | Mitigation | 0.9 | 30 | 0 | esc | 0.064058 | 1.2012e-09 | 0.06764 | 1.2684e-09 | 0.066806 | 1.2528e-09 | 0.063625 | 1.1931e-09
[120 empty] | 7.3.5.15 Identification and remediation of “at-risk species”WLDFRVegetation ContactBranch (Not overhanging, within 4ft) | WLDFR | HFTD - Distribution - Tier 3 - 4QU CoRE ¦ 2QU LoRE | Non-Red Flag Warning - Large Fires | Vegetation Contact | Branch (Not overhanging, within 4ft) | 2030 | 1.8752e-08 | 572.0063 | 1.0726e-05 | 2030 | Mitigation | 0.9 | 30 | 0 | esc | 0.064058 | 1.2012e-09 | 0.06764 | 1.2684e-09 | 0.066806 | 1.2528e-09 | 0.063625 | 1.1931e-09
[120 empty] | 7.3.5.15 Identification and remediation of “at-risk species”WLDFRVegetation ContactBranch (Not overhanging, within 4ft) | WLDFR | HFTD - Distribution - Tier 3 - 4QU CoRE ¦ 2QU LoRE | Non-Red Flag Warning - Large Fires | Vegetation Contact | Branch (Not overhanging, within 4ft) | 2031 | 1.8752e-08 | 572.0063 | 1.0726e-05 | 2031 | Mitigation | 0.9 | 30 | 0 | esc | 0.064058 | 1.2012e-09 | 0.06764 | 1.2684e-09 | 0.066806 | 1.2528e-09 | 0.063625 | 1.1931e-09
[120 empty] | 7.3.5.15 Identification and remediation of “at-risk species”WLDFRVegetation ContactBranch (Not overhanging, within 4ft) | WLDFR | HFTD - Distribution - Tier 3 - 4QU CoRE ¦ 2QU LoRE | Non-Red Flag Warning - Large Fires | Vegetation Contact | Branch (Not overhanging, within 4ft) | 2032 | 1.8752e-08 | 572.0063 | 1.0726e-05 | 2032 | Mitigation | 0.9 | 30 | 0 | esc | 0.064058 | 1.2012e-09 | 0.06764 | 1.2684e-09 | 0.066806 | 1.2528e-09 | 0.063625 | 1.1931e-09
[120 empty] | 7.3.5.15 Identification and remediation of “at-risk species”WLDFRVegetation ContactBranch (Not overhanging, within 4ft) | WLDFR | HFTD - Distribution - Tier 3 - 4QU CoRE ¦ 2QU LoRE | Non-Red Flag Warning - Large Fires | Vegetation Contact | Branch (Not overhanging, within 4ft) | 2033 | 1.8752e-08 | 572.0063 | 1.0726e-05 | 2033 | Mitigation | 0.9 | 30 | 0 | esc | 0.064058 | 1.2012e-09 | 0.06764 | 1.2684e-09 | 0.066806 | 1.2528e-09 | 0.063625 | 1.1931e-09
[120 empty] | 7.3.5.15 Identification and remediation of “at-risk species”WLDFRVegetation ContactBranch (Not overhanging, within 4ft) | WLDFR | HFTD - Distribution - Tier 3 - 4QU CoRE ¦ 2QU LoRE | Non-Red Flag Warning - Large Fires | Vegetation Contact | Branch (Not overhanging, within 4ft) | 2034 | 1.8752e-08 | 572.0063 | 1.0726e-05 | 2034 | Mitigation | 0.9 | 30 | 0 | esc | 0.064058 | 1.2012e-09 | 0.06764 | 1.2684e-09 | 0.066806 | 1.2528e-09 | 0.063625 | 1.1931e-09
[120 empty] | 7.3.5.15 Identification and remediation of “at-risk species”WLDFRVegetation ContactBranch (Not overhanging, within 4ft) | WLDFR | HFTD - Distribution - Tier 3 - 4QU CoRE ¦ 2QU LoRE | Non-Red Flag Warning - Large Fires | Vegetation Contact | Branch (Not overhanging, within 4ft) | 2035 | 1.8752e-08 | 572.0063 | 1.0726e-05 | 2035 | Mitigation | 0.9 | 30 | 0 | esc | 0.064058 | 1.2012e-09 | 0.06764 | 1.2684e-09 | 0.066806 | 1.2528e-09 | 0.063625 | 1.1931e-09
[120 empty] | 7.3.5.15 Identification and remediation of “at-risk species”WLDFRVegetation ContactBranch (Not overhanging, within 4ft) | WLDFR | HFTD - Distribution - Tier 3 - 4QU CoRE ¦ 2QU LoRE | Non-Red Flag Warning - Large Fires | Vegetation Contact | Branch (Not overhanging, within 4ft) | 2036 | 1.8752e-08 | 572.0063 | 1.0726e-05 | 2036 | Mitigation | 0.9 | 30 | 0 | esc | 0.064058 | 1.2012e-09 | 0.06764 | 1.2684e-09 | 0.066806 | 1.2528e-09 | 0.063625 | 1.1931e-09
[120 empty] | 7.3.5.15 Identification and remediation of “at-risk species”WLDFRVegetation ContactBranch (Not overhanging, within 4ft) | WLDFR | HFTD - Distribution - Tier 3 - 4QU CoRE ¦ 2QU LoRE | Non-Red Flag Warning - Large Fires | Vegetation Contact | Branch (Not overhanging, within 4ft) | 2037 | 1.8752e-08 | 572.0063 | 1.0726e-05 | 2037 | Mitigation | 0.9 | 30 | 0 | esc | 0.064058 | 1.2012e-09 | 0.06764 | 1.2684e-09 | 0.066806 | 1.2528e-09 | 0.063625 | 1.1931e-09
[120 empty] | 7.3.5.15 Identification and remediation of “at-risk species”WLDFRVegetation ContactBranch (Not overhanging, within 4ft) | WLDFR | HFTD - Distribution - Tier 3 - 4QU CoRE ¦ 2QU LoRE | Non-Red Flag Warning - Large Fires | Vegetation Contact | Branch (Not overhanging, within 4ft) | 2038 | 1.8752e-08 | 572.0063 | 1.0726e-05 | 2038 | Mitigation | 0.9 | 30 | 0 | esc | 0.064058 | 1.2012e-09 | 0.06764 | 1.2684e-09 | 0.066806 | 1.2528e-09 | 0.063625 | 1.1931e-09
[120 empty] | 7.3.5.15 Identification and remediation of “at-risk species”WLDFRVegetation ContactBranch (Not overhanging, within 4ft) | WLDFR | HFTD - Distribution - Tier 3 - 4QU CoRE ¦ 2QU LoRE | Non-Red Flag Warning - Large Fires | Vegetation Contact | Branch (Not overhanging, within 4ft) | 2039 | 1.8752e-08 | 572.0063 | 1.0726e-05 | 2039 | Mitigation | 0.9 | 30 | 0 | esc | 0.064058 | 1.2012e-09 | 0.06764 | 1.2684e-09 | 0.066806 | 1.2528e-09 | 0.063625 | 1.1931e-09
[120 empty] | 7.3.5.15 Identification and remediation of “at-risk species”WLDFRVegetation ContactBranch (Not overhanging, within 4ft) | WLDFR | HFTD - Distribution - Tier 3 - 4QU CoRE ¦ 2QU LoRE | Non-Red Flag Warning - Large Fires | Vegetation Contact | Branch (Not overhanging, within 4ft) | 2040 | 1.8752e-08 | 572.0063 | 1.0726e-05 | 2040 | Mitigation | 0.9 | 30 | 0 | esc | 0.064058 | 1.2012e-09 | 0.06764 | 1.2684e-09 | 0.066806 | 1.2528e-09 | 0.063625 | 1.1931e-09
[120 empty] | 7.3.5.15 Identification and remediation of “at-risk species”WLDFRVegetation ContactBranch (Not overhanging, within 4ft) | WLDFR | HFTD - Distribution - Tier 3 - 4QU CoRE ¦ 2QU LoRE | Non-Red Flag Warning - Large Fires | Vegetation Contact | Branch (Not overhanging, within 4ft) | 2041 | 1.8752e-08 | 572.0063 | 1.0726e-05 | 2041 | Mitigation | 0.9 | 30 | 0 | esc | 0.064058 | 1.2012e-09 | 0.06764 | 1.2684e-09 | 0.066806 | 1.2528e-09 | 0.063625 | 1.1931e-09
[120 empty] | 7.3.5.15 Identification and remediation of “at-risk species”WLDFRVegetation ContactBranch (Not overhanging, within 4ft) | WLDFR | HFTD - Distribution - Tier 3 - 4QU CoRE ¦ 2QU LoRE | Non-Red Flag Warning - Large Fires | Vegetation Contact | Branch (Not overhanging, within 4ft) | 2042 | 1.8752e-08 | 572.0063 | 1.0726e-05 | 2042 | Mitigation | 0.9 | 30 | 0 | esc | 0.064058 | 1.2012e-09 | 0.06764 | 1.2684e-09 | 0.066806 | 1.2528e-09 | 0.063625 | 1.1931e-09
[120 empty] | 7.3.5.15 Identification and remediation of “at-risk species”WLDFRVegetation ContactBranch (Not overhanging, within 4ft) | WLDFR | HFTD - Distribution - Tier 3 - 4QU CoRE ¦ 2QU LoRE | Non-Red Flag Warning - Large Fires | Vegetation Contact | Branch (Not overhanging, within 4ft) | 2043 | 1.8752e-08 | 572.0063 | 1.0726e-05 | 2043 | Mitigation | 0.9 | 30 | 0 | esc | 0.064058 | 1.2012e-09 | 0.06764 | 1.2684e-09 | 0.066806 | 1.2528e-09 | 0.063625 | 1.1931e-09
[120 empty] | 7.3.5.15 Identification and remediation of “at-risk species”WLDFRVegetation ContactBranch (Not overhanging, within 4ft) | WLDFR | HFTD - Distribution - Tier 3 - 4QU CoRE ¦ 2QU LoRE | Non-Red Flag Warning - Large Fires | Vegetation Contact | Branch (Not overhanging, within 4ft) | 2044 | 1.8752e-08 | 572.0063 | 1.0726e-05 | 2044 | Mitigation | 0.9 | 30 | 0 | esc | 0.064058 | 1.2012e-09 | 0.06764 | 1.2684e-09 | 0.066806 | 1.2528e-09 | 0.063625 | 1.1931e-09
[120 empty] | 7.3.5.15 Identification and remediation of “at-risk species”WLDFRVegetation ContactBranch (Not overhanging, within 4ft) | WLDFR | HFTD - Distribution - Tier 3 - 4QU CoRE ¦ 2QU LoRE | Non-Red Flag Warning - Large Fires | Vegetation Contact | Branch (Not overhanging, within 4ft) | 2045 | 1.8752e-08 | 572.0063 | 1.0726e-05 | 2045 | Mitigation | 0.9 | 30 | 0 | esc | 0.064058 | 1.2012e-09 | 0.06764 | 1.2684e-09 | 0.066806 | 1.2528e-09 | 0.063625 | 1.1931e-09
[120 empty] | 7.3.5.15 Identification and remediation of “at-risk species”WLDFRVegetation ContactBranch (Not overhanging, within 4ft) | WLDFR | HFTD - Distribution - Tier 3 - 4QU CoRE ¦ 2QU LoRE | Non-Red Flag Warning - Large Fires | Vegetation Contact | Branch (Not overhanging, within 4ft) | 2046 | 1.8752e-08 | 572.0063 | 1.0726e-05 | 2046 | Mitigation | 0.9 | 30 | 0 | esc | 0.064058 | 1.2012e-09 | 0.06764 | 1.2684e-09 | 0.066806 | 1.2528e-09 | 0.063625 | 1.1931e-09
[120 empty] | 7.3.5.15 Identification and remediation of “at-risk species”WLDFRVegetation ContactBranch (Not overhanging, within 4ft) | WLDFR | HFTD - Distribution - Tier 3 - 4QU CoRE ¦ 2QU LoRE | Non-Red Flag Warning - Large Fires | Vegetation Contact | Branch (Not overhanging, within 4ft) | 2047 | 1.8752e-08 | 572.0063 | 1.0726e-05 | 2047 | Mitigation | 0.9 | 30 | 0 | esc | 0.064058 | 1.2012e-09 | 0.06764 | 1.2684e-09 | 0.066806 | 1.2528e-09 | 0.063625 | 1.1931e-09
[120 empty] | 7.3.5.15 Identification and remediation of “at-risk species”WLDFRVegetation ContactBranch (Not overhanging, within 4ft) | WLDFR | HFTD - Distribution - Tier 3 - 4QU CoRE ¦ 2QU LoRE | Non-Red Flag Warning - Large Fires | Vegetation Contact | Branch (Not overhanging, within 4ft) | 2048 | 1.8752e-08 | 572.0063 | 1.0726e-05 | 2048 | Mitigation | 0.9 | 30 | 0 | esc | 0.064058 | 1.2012e-09 | 0.06764 | 1.2684e-09 | 0.066806 | 1.2528e-09 | 0.063625 | 1.1931e-09
[120 empty] | 7.3.5.15 Identification and remediation of “at-risk species”WLDFRVegetation ContactBranch (Not overhanging, within 4ft) | WLDFR | HFTD - Distribution - Tier 3 - 4QU CoRE ¦ 2QU LoRE | Non-Red Flag Warning - Large Fires | Vegetation Contact | Branch (Not overhanging, within 4ft) | 2049 | 1.8752e-08 | 572.0063 | 1.0726e-05 | 2049 | Mitigation | 0.9 | 30 | 0 | esc | 0.064058 | 1.2012e-09 | 0.06764 | 1.2684e-09 | 0.066806 | 1.2528e-09 | 0.063625 | 1.1931e-09
[120 empty] | 7.3.5.15 Identification and remediation of “at-risk species”WLDFRVegetation ContactBranch (Not overhanging, within 4ft) | WLDFR | HFTD - Distribution - Tier 3 - 4QU CoRE ¦ 2QU LoRE | Non-Red Flag Warning - Large Fires | Vegetation Contact | Branch (Not overhanging, within 4ft) | 2050 | 1.8752e-08 | 572.0063 | 1.0726e-05 | 2050 | Mitigation | 0.9 | 30 | 0 | esc | 0 | 0 | 0.06764 | 1.2684e-09 | 0.066806 | 1.2528e-09 | 0.063625 | 1.1931e-09
[120 empty] | 7.3.5.15 Identification and remediation of “at-risk species”WLDFRVegetation ContactBranch (Not overhanging, within 4ft) | WLDFR | HFTD - Distribution - Tier 3 - 4QU CoRE ¦ 2QU LoRE | Non-Red Flag Warning - Large Fires | Vegetation Contact | Branch (Not overhanging, within 4ft) | 2051 | 1.8752e-08 | 572.0063 | 1.0726e-05 | 2051 | Mitigation | 0.9 | 30 | 0 | esc | 0 | 0 | 0 | 0 | 0.066806 | 1.2528e-09 | 0.063625 | 1.1931e-09
[120 empty] | 7.3.5.15 Identification and remediation of “at-risk species”WLDFRVegetation ContactBranch (Not overhanging, within 4ft) | WLDFR | HFTD - Distribution - Tier 3 - 4QU CoRE ¦ 2QU LoRE | Non-Red Flag Warning - Large Fires | Vegetation Contact | Branch (Not overhanging, within 4ft) | 2052 | 1.8752e-08 | 572.0063 | 1.0726e-05 | 2052 | Mitigation | 0.9 | 30 | 0 | esc | 0 | 0 | 0 | 0 | 0 | 0 | 0.063625 | 1.1931e-09
[120 empty] | 7.3.5.15 Identification and remediation of “at-risk species”WLDFRVegetation ContactBranch (OverHanging) | WLDFR | HFTD - Distribution - Tier 3 - 4QU CoRE ¦ 2QU LoRE | Non-Red Flag Warning - Large Fires | Vegetation Contact | Branch (OverHanging) | 2022 | 8.4045e-07 | 572.0063 | 0.00048074 | 2022 | Mitigation | 0.9 | 30 | 0 | esc | 0.064058 | 5.3838e-08 | 0.06764 | 5.6848e-08 | 0.066806 | 5.6147e-08 | 0 | 0
[120 empty] | 7.3.5.15 Identification and remediation of “at-risk species”WLDFRVegetation ContactBranch (OverHanging) | WLDFR | HFTD - Distribution - Tier 3 - 4QU CoRE ¦ 2QU LoRE | Non-Red Flag Warning - Large Fires | Vegetation Contact | Branch (OverHanging) | 2023 | 8.4045e-07 | 572.0063 | 0.00048074 | 2023 | Mitigation | 0.9 | 30 | 0 | esc | 0.064058 | 5.3838e-08 | 0.06764 | 5.6848e-08 | 0.066806 | 5.6147e-08 | 0.063625 | 5.3474e-08
[120 empty] | 7.3.5.15 Identification and remediation of “at-risk species”WLDFRVegetation ContactBranch (OverHanging) | WLDFR | HFTD - Distribution - Tier 3 - 4QU CoRE ¦ 2QU LoRE | Non-Red Flag Warning - Large Fires | Vegetation Contact | Branch (OverHanging) | 2024 | 8.4045e-07 | 572.0063 | 0.00048074 | 2024 | Mitigation | 0.9 | 30 | 0 | esc | 0.064058 | 5.3838e-08 | 0.06764 | 5.6848e-08 | 0.066806 | 5.6147e-08 | 0.063625 | 5.3474e-08
[120 empty] | 7.3.5.15 Identification and remediation of “at-risk species”WLDFRVegetation ContactBranch (OverHanging) | WLDFR | HFTD - Distribution - Tier 3 - 4QU CoRE ¦ 2QU LoRE | Non-Red Flag Warning - Large Fires | Vegetation Contact | Branch (OverHanging) | 2025 | 8.4045e-07 | 572.0063 | 0.00048074 | 2025 | Mitigation | 0.9 | 30 | 0 | esc | 0.064058 | 5.3838e-08 | 0.06764 | 5.6848e-08 | 0.066806 | 5.6147e-08 | 0.063625 | 5.3474e-08
[120 empty] | 7.3.5.15 Identification and remediation of “at-risk species”WLDFRVegetation ContactBranch (OverHanging) | WLDFR | HFTD - Distribution - Tier 3 - 4QU CoRE ¦ 2QU LoRE | Non-Red Flag Warning - Large Fires | Vegetation Contact | Branch (OverHanging) | 2026 | 8.4045e-07 | 572.0063 | 0.00048074 | 2026 | Mitigation | 0.9 | 30 | 0 | esc | 0.064058 | 5.3838e-08 | 0.06764 | 5.6848e-08 | 0.066806 | 5.6147e-08 | 0.063625 | 5.3474e-08
[120 empty] | 7.3.5.15 Identification and remediation of “at-risk species”WLDFRVegetation ContactBranch (OverHanging) | WLDFR | HFTD - Distribution - Tier 3 - 4QU CoRE ¦ 2QU LoRE | Non-Red Flag Warning - Large Fires | Vegetation Contact | Branch (OverHanging) | 2027 | 8.4045e-07 | 572.0063 | 0.00048074 | 2027 | Mitigation | 0.9 | 30 | 0 | esc | 0.064058 | 5.3838e-08 | 0.06764 | 5.6848e-08 | 0.066806 | 5.6147e-08 | 0.063625 | 5.3474e-08
[120 empty] | 7.3.5.15 Identification and remediation of “at-risk species”WLDFRVegetation ContactBranch (OverHanging) | WLDFR | HFTD - Distribution - Tier 3 - 4QU CoRE ¦ 2QU LoRE | Non-Red Flag Warning - Large Fires | Vegetation Contact | Branch (OverHanging) | 2028 | 8.4045e-07 | 572.0063 | 0.00048074 | 2028 | Mitigation | 0.9 | 30 | 0 | esc | 0.064058 | 5.3838e-08 | 0.06764 | 5.6848e-08 | 0.066806 | 5.6147e-08 | 0.063625 | 5.3474e-08
[120 empty] | 7.3.5.15 Identification and remediation of “at-risk species”WLDFRVegetation ContactBranch (OverHanging) | WLDFR | HFTD - Distribution - Tier 3 - 4QU CoRE ¦ 2QU LoRE | Non-Red Flag Warning - Large Fires | Vegetation Contact | Branch (OverHanging) | 2029 | 8.4045e-07 | 572.0063 | 0.00048074 | 2029 | Mitigation | 0.9 | 30 | 0 | esc | 0.064058 | 5.3838e-08 | 0.06764 | 5.6848e-08 | 0.066806 | 5.6147e-08 | 0.063625 | 5.3474e-08
[120 empty] | 7.3.5.15 Identification and remediation of “at-risk species”WLDFRVegetation ContactBranch (OverHanging) | WLDFR | HFTD - Distribution - Tier 3 - 4QU CoRE ¦ 2QU LoRE | Non-Red Flag Warning - Large Fires | Vegetation Contact | Branch (OverHanging) | 2030 | 8.4045e-07 | 572.0063 | 0.00048074 | 2030 | Mitigation | 0.9 | 30 | 0 | esc | 0.064058 | 5.3838e-08 | 0.06764 | 5.6848e-08 | 0.066806 | 5.6147e-08 | 0.063625 | 5.3474e-08
[120 empty] | 7.3.5.15 Identification and remediation of “at-risk species”WLDFRVegetation ContactBranch (OverHanging) | WLDFR | HFTD - Distribution - Tier 3 - 4QU CoRE ¦ 2QU LoRE | Non-Red Flag Warning - Large Fires | Vegetation Contact | Branch (OverHanging) | 2031 | 8.4045e-07 | 572.0063 | 0.00048074 | 2031 | Mitigation | 0.9 | 30 | 0 | esc | 0.064058 | 5.3838e-08 | 0.06764 | 5.6848e-08 | 0.066806 | 5.6147e-08 | 0.063625 | 5.3474e-08
[120 empty] | 7.3.5.15 Identification and remediation of “at-risk species”WLDFRVegetation ContactBranch (OverHanging) | WLDFR | HFTD - Distribution - Tier 3 - 4QU CoRE ¦ 2QU LoRE | Non-Red Flag Warning - Large Fires | Vegetation Contact | Branch (OverHanging) | 2032 | 8.4045e-07 | 572.0063 | 0.00048074 | 2032 | Mitigation | 0.9 | 30 | 0 | esc | 0.064058 | 5.3838e-08 | 0.06764 | 5.6848e-08 | 0.066806 | 5.6147e-08 | 0.063625 | 5.3474e-08
[120 empty] | 7.3.5.15 Identification and remediation of “at-risk species”WLDFRVegetation ContactBranch (OverHanging) | WLDFR | HFTD - Distribution - Tier 3 - 4QU CoRE ¦ 2QU LoRE | Non-Red Flag Warning - Large Fires | Vegetation Contact | Branch (OverHanging) | 2033 | 8.4045e-07 | 572.0063 | 0.00048074 | 2033 | Mitigation | 0.9 | 30 | 0 | esc | 0.064058 | 5.3838e-08 | 0.06764 | 5.6848e-08 | 0.066806 | 5.6147e-08 | 0.063625 | 5.3474e-08
[120 empty] | 7.3.5.15 Identification and remediation of “at-risk species”WLDFRVegetation ContactBranch (OverHanging) | WLDFR | HFTD - Distribution - Tier 3 - 4QU CoRE ¦ 2QU LoRE | Non-Red Flag Warning - Large Fires | Vegetation Contact | Branch (OverHanging) | 2034 | 8.4045e-07 | 572.0063 | 0.00048074 | 2034 | Mitigation | 0.9 | 30 | 0 | esc | 0.064058 | 5.3838e-08 | 0.06764 | 5.6848e-08 | 0.066806 | 5.6147e-08 | 0.063625 | 5.3474e-08
[120 empty] | 7.3.5.15 Identification and remediation of “at-risk species”WLDFRVegetation ContactBranch (OverHanging) | WLDFR | HFTD - Distribution - Tier 3 - 4QU CoRE ¦ 2QU LoRE | Non-Red Flag Warning - Large Fires | Vegetation Contact | Branch (OverHanging) | 2035 | 8.4045e-07 | 572.0063 | 0.00048074 | 2035 | Mitigation | 0.9 | 30 | 0 | esc | 0.064058 | 5.3838e-08 | 0.06764 | 5.6848e-08 | 0.066806 | 5.6147e-08 | 0.063625 | 5.3474e-08
[120 empty] | 7.3.5.15 Identification and remediation of “at-risk species”WLDFRVegetation ContactBranch (OverHanging) | WLDFR | HFTD - Distribution - Tier 3 - 4QU CoRE ¦ 2QU LoRE | Non-Red Flag Warning - Large Fires | Vegetation Contact | Branch (OverHanging) | 2036 | 8.4045e-07 | 572.0063 | 0.00048074 | 2036 | Mitigation | 0.9 | 30 | 0 | esc | 0.064058 | 5.3838e-08 | 0.06764 | 5.6848e-08 | 0.066806 | 5.6147e-08 | 0.063625 | 5.3474e-08
[120 empty] | 7.3.5.15 Identification and remediation of “at-risk species”WLDFRVegetation ContactBranch (OverHanging) | WLDFR | HFTD - Distribution - Tier 3 - 4QU CoRE ¦ 2QU LoRE | Non-Red Flag Warning - Large Fires | Vegetation Contact | Branch (OverHanging) | 2037 | 8.4045e-07 | 572.0063 | 0.00048074 | 2037 | Mitigation | 0.9 | 30 | 0 | esc | 0.064058 | 5.3838e-08 | 0.06764 | 5.6848e-08 | 0.066806 | 5.6147e-08 | 0.063625 | 5.3474e-08
[120 empty] | 7.3.5.15 Identification and remediation of “at-risk species”WLDFRVegetation ContactBranch (OverHanging) | WLDFR | HFTD - Distribution - Tier 3 - 4QU CoRE ¦ 2QU LoRE | Non-Red Flag Warning - Large Fires | Vegetation Contact | Branch (OverHanging) | 2038 | 8.4045e-07 | 572.0063 | 0.00048074 | 2038 | Mitigation | 0.9 | 30 | 0 | esc | 0.064058 | 5.3838e-08 | 0.06764 | 5.6848e-08 | 0.066806 | 5.6147e-08 | 0.063625 | 5.3474e-08
[120 empty] | 7.3.5.15 Identification and remediation of “at-risk species”WLDFRVegetation ContactBranch (OverHanging) | WLDFR | HFTD - Distribution - Tier 3 - 4QU CoRE ¦ 2QU LoRE | Non-Red Flag Warning - Large Fires | Vegetation Contact | Branch (OverHanging) | 2039 | 8.4045e-07 | 572.0063 | 0.00048074 | 2039 | Mitigation | 0.9 | 30 | 0 | esc | 0.064058 | 5.3838e-08 | 0.06764 | 5.6848e-08 | 0.066806 | 5.6147e-08 | 0.063625 | 5.3474e-08
[120 empty] | 7.3.5.15 Identification and remediation of “at-risk species”WLDFRVegetation ContactBranch (OverHanging) | WLDFR | HFTD - Distribution - Tier 3 - 4QU CoRE ¦ 2QU LoRE | Non-Red Flag Warning - Large Fires | Vegetation Contact | Branch (OverHanging) | 2040 | 8.4045e-07 | 572.0063 | 0.00048074 | 2040 | Mitigation | 0.9 | 30 | 0 | esc | 0.064058 | 5.3838e-08 | 0.06764 | 5.6848e-08 | 0.066806 | 5.6147e-08 | 0.063625 | 5.3474e-08
[120 empty] | 7.3.5.15 Identification and remediation of “at-risk species”WLDFRVegetation ContactBranch (OverHanging) | WLDFR | HFTD - Distribution - Tier 3 - 4QU CoRE ¦ 2QU LoRE | Non-Red Flag Warning - Large Fires | Vegetation Contact | Branch (OverHanging) | 2041 | 8.4045e-07 | 572.0063 | 0.00048074 | 2041 | Mitigation | 0.9 | 30 | 0 | esc | 0.064058 | 5.3838e-08 | 0.06764 | 5.6848e-08 | 0.066806 | 5.6147e-08 | 0.063625 | 5.3474e-08
[120 empty] | 7.3.5.15 Identification and remediation of “at-risk species”WLDFRVegetation ContactBranch (OverHanging) | WLDFR | HFTD - Distribution - Tier 3 - 4QU CoRE ¦ 2QU LoRE | Non-Red Flag Warning - Large Fires | Vegetation Contact | Branch (OverHanging) | 2042 | 8.4045e-07 | 572.0063 | 0.00048074 | 2042 | Mitigation | 0.9 | 30 | 0 | esc | 0.064058 | 5.3838e-08 | 0.06764 | 5.6848e-08 | 0.066806 | 5.6147e-08 | 0.063625 | 5.3474e-08
[120 empty] | 7.3.5.15 Identification and remediation of “at-risk species”WLDFRVegetation ContactBranch (OverHanging) | WLDFR | HFTD - Distribution - Tier 3 - 4QU CoRE ¦ 2QU LoRE | Non-Red Flag Warning - Large Fires | Vegetation Contact | Branch (OverHanging) | 2043 | 8.4045e-07 | 572.0063 | 0.00048074 | 2043 | Mitigation | 0.9 | 30 | 0 | esc | 0.064058 | 5.3838e-08 | 0.06764 | 5.6848e-08 | 0.066806 | 5.6147e-08 | 0.063625 | 5.3474e-08
[120 empty] | 7.3.5.15 Identification and remediation of “at-risk species”WLDFRVegetation ContactBranch (OverHanging) | WLDFR | HFTD - Distribution - Tier 3 - 4QU CoRE ¦ 2QU LoRE | Non-Red Flag Warning - Large Fires | Vegetation Contact | Branch (OverHanging) | 2044 | 8.4045e-07 | 572.0063 | 0.00048074 | 2044 | Mitigation | 0.9 | 30 | 0 | esc | 0.064058 | 5.3838e-08 | 0.06764 | 5.6848e-08 | 0.066806 | 5.6147e-08 | 0.063625 | 5.3474e-08
[120 empty] | 7.3.5.15 Identification and remediation of “at-risk species”WLDFRVegetation ContactBranch (OverHanging) | WLDFR | HFTD - Distribution - Tier 3 - 4QU CoRE ¦ 2QU LoRE | Non-Red Flag Warning - Large Fires | Vegetation Contact | Branch (OverHanging) | 2045 | 8.4045e-07 | 572.0063 | 0.00048074 | 2045 | Mitigation | 0.9 | 30 | 0 | esc | 0.064058 | 5.3838e-08 | 0.06764 | 5.6848e-08 | 0.066806 | 5.6147e-08 | 0.063625 | 5.3474e-08
[120 empty] | 7.3.5.15 Identification and remediation of “at-risk species”WLDFRVegetation ContactBranch (OverHanging) | WLDFR | HFTD - Distribution - Tier 3 - 4QU CoRE ¦ 2QU LoRE | Non-Red Flag Warning - Large Fires | Vegetation Contact | Branch (OverHanging) | 2046 | 8.4045e-07 | 572.0063 | 0.00048074 | 2046 | Mitigation | 0.9 | 30 | 0 | esc | 0.064058 | 5.3838e-08 | 0.06764 | 5.6848e-08 | 0.066806 | 5.6147e-08 | 0.063625 | 5.3474e-08
[120 empty] | 7.3.5.15 Identification and remediation of “at-risk species”WLDFRVegetation ContactBranch (OverHanging) | WLDFR | HFTD - Distribution - Tier 3 - 4QU CoRE ¦ 2QU LoRE | Non-Red Flag Warning - Large Fires | Vegetation Contact | Branch (OverHanging) | 2047 | 8.4045e-07 | 572.0063 | 0.00048074 | 2047 | Mitigation | 0.9 | 30 | 0 | esc | 0.064058 | 5.3838e-08 | 0.06764 | 5.6848e-08 | 0.066806 | 5.6147e-08 | 0.063625 | 5.3474e-08
[120 empty] | 7.3.5.15 Identification and remediation of “at-risk species”WLDFRVegetation ContactBranch (OverHanging) | WLDFR | HFTD - Distribution - Tier 3 - 4QU CoRE ¦ 2QU LoRE | Non-Red Flag Warning - Large Fires | Vegetation Contact | Branch (OverHanging) | 2048 | 8.4045e-07 | 572.0063 | 0.00048074 | 2048 | Mitigation | 0.9 | 30 | 0 | esc | 0.064058 | 5.3838e-08 | 0.06764 | 5.6848e-08 | 0.066806 | 5.6147e-08 | 0.063625 | 5.3474e-08
[120 empty] | 7.3.5.15 Identification and remediation of “at-risk species”WLDFRVegetation ContactBranch (OverHanging) | WLDFR | HFTD - Distribution - Tier 3 - 4QU CoRE ¦ 2QU LoRE | Non-Red Flag Warning - Large Fires | Vegetation Contact | Branch (OverHanging) | 2049 | 8.4045e-07 | 572.0063 | 0.00048074 | 2049 | Mitigation | 0.9 | 30 | 0 | esc | 0.064058 | 5.3838e-08 | 0.06764 | 5.6848e-08 | 0.066806 | 5.6147e-08 | 0.063625 | 5.3474e-08
[120 empty] | 7.3.5.15 Identification and remediation of “at-risk species”WLDFRVegetation ContactBranch (OverHanging) | WLDFR | HFTD - Distribution - Tier 3 - 4QU CoRE ¦ 2QU LoRE | Non-Red Flag Warning - Large Fires | Vegetation Contact | Branch (OverHanging) | 2050 | 8.4045e-07 | 572.0063 | 0.00048074 | 2050 | Mitigation | 0.9 | 30 | 0 | esc | 0 | 0 | 0.06764 | 5.6848e-08 | 0.066806 | 5.6147e-08 | 0.063625 | 5.3474e-08
[120 empty] | 7.3.5.15 Identification and remediation of “at-risk species”WLDFRVegetation ContactBranch (OverHanging) | WLDFR | HFTD - Distribution - Tier 3 - 4QU CoRE ¦ 2QU LoRE | Non-Red Flag Warning - Large Fires | Vegetation Contact | Branch (OverHanging) | 2051 | 8.4045e-07 | 572.0063 | 0.00048074 | 2051 | Mitigation | 0.9 | 30 | 0 | esc | 0 | 0 | 0 | 0 | 0.066806 | 5.6147e-08 | 0.063625 | 5.3474e-08
[120 empty] | 7.3.5.15 Identification and remediation of “at-risk species”WLDFRVegetation ContactBranch (OverHanging) | WLDFR | HFTD - Distribution - Tier 3 - 4QU CoRE ¦ 2QU LoRE | Non-Red Flag Warning - Large Fires | Vegetation Contact | Branch (OverHanging) | 2052 | 8.4045e-07 | 572.0063 | 0.00048074 | 2052 | Mitigation | 0.9 | 30 | 0 | esc | 0 | 0 | 0 | 0 | 0 | 0 | 0.063625 | 5.3474e-08
[120 empty] | 7.3.5.15 Identification and remediation of “at-risk species”WLDFRVegetation ContactFell into (Moderate-Severe defect) | WLDFR | HFTD - Distribution - Tier 3 - 4QU CoRE ¦ 2QU LoRE | Non-Red Flag Warning - Large Fires | Vegetation Contact | Fell into (Moderate-Severe defect) | 2022 | 3.9468e-07 | 572.0063 | 0.00022576 | 2022 | Mitigation | 0.95 | 1 | 0 | esc | 0 | 0 | 0 | 0 | 0.070518 | 2.7832e-08 | 0 | 0
[120 empty] | 7.3.5.15 Identification and remediation of “at-risk species”WLDFRVegetation ContactFell into (Moderate-Severe defect) | WLDFR | HFTD - Distribution - Tier 3 - 4QU CoRE ¦ 2QU LoRE | Non-Red Flag Warning - Large Fires | Vegetation Contact | Fell into (Moderate-Severe defect) | 2023 | 3.9468e-07 | 572.0063 | 0.00022576 | 2023 | Mitigation | 0.95 | 1 | 0 | esc | 0 | 0 | 0 | 0 | 0 | 0 | 0.06716 | 2.6507e-08
[120 empty] | 7.3.5.15 Identification and remediation of “at-risk species”WLDFRVegetation ContactFell into (slight defect) | WLDFR | HFTD - Distribution - Tier 3 - 4QU CoRE ¦ 2QU LoRE | Non-Red Flag Warning - Large Fires | Vegetation Contact | Fell into (slight defect) | 2022 | 5.0924e-07 | 572.0063 | 0.00029129 | 2022 | Mitigation | 0.5 | 1 | 0 | esc | 0 | 0 | 0 | 0 | 0.037115 | 1.89e-08 | 0 | 0
[120 empty] | 7.3.5.15 Identification and remediation of “at-risk species”WLDFRVegetation ContactFell into (slight defect) | WLDFR | HFTD - Distribution - Tier 3 - 4QU CoRE ¦ 2QU LoRE | Non-Red Flag Warning - Large Fires | Vegetation Contact | Fell into (slight defect) | 2023 | 5.0924e-07 | 572.0063 | 0.00029129 | 2023 | Mitigation | 0.5 | 1 | 0 | esc | 0 | 0 | 0 | 0 | 0 | 0 | 0.035347 | 1.8e-08
[120 empty] | 7.3.5.15 Identification and remediation of “at-risk species”WLDFRVegetation ContactGrow Into | WLDFR | HFTD - Distribution - Tier 3 - 4QU CoRE ¦ 2QU LoRE | Non-Red Flag Warning - Large Fires | Vegetation Contact | Grow Into | 2022 | 4.3949e-08 | 572.0063 | 2.5139e-05 | 2022 | Mitigation | 0.5 | 1 | 0 | esc | 0 | 0 | 0 | 0 | 0.037115 | 1.6312e-09 | 0 | 0
[120 empty] | 7.3.5.15 Identification and remediation of “at-risk species”WLDFRVegetation ContactGrow Into | WLDFR | HFTD - Distribution - Tier 3 - 4QU CoRE ¦ 2QU LoRE | Non-Red Flag Warning - Large Fires | Vegetation Contact | Grow Into | 2023 | 4.3949e-08 | 572.0063 | 2.5139e-05 | 2023 | Mitigation | 0.5 | 1 | 0 | esc | 0 | 0 | 0 | 0 | 0 | 0 | 0.035347 | 1.5535e-09
[120 empty] | 7.3.5.15 Identification and remediation of “at-risk species”WLDFRVegetation ContactBranch (Not overhanging, 4-12ft) | WLDFR | HFTD - Distribution - Tier 3 - 4QU CoRE ¦ 2QU LoRE | Non-Red Flag Warning - Small Fires | Vegetation Contact | Branch (Not overhanging, 4-12ft) | 2022 | 1.8715e-05 | 572.0063 | 0.010705 | 2022 | Mitigation | 0.5 | 30 | 0 | esc | 0.035588 | 6.6601e-07 | 0.037578 | 7.0325e-07 | 0.037115 | 6.9458e-07 | 0 | 0
[120 empty] | 7.3.5.15 Identification and remediation of “at-risk species”WLDFRVegetation ContactBranch (Not overhanging, 4-12ft) | WLDFR | HFTD - Distribution - Tier 3 - 4QU CoRE ¦ 2QU LoRE | Non-Red Flag Warning - Small Fires | Vegetation Contact | Branch (Not overhanging, 4-12ft) | 2023 | 1.8715e-05 | 572.0063 | 0.010705 | 2023 | Mitigation | 0.5 | 30 | 0 | esc | 0.035588 | 6.6601e-07 | 0.037578 | 7.0325e-07 | 0.037115 | 6.9458e-07 | 0.035347 | 6.6151e-07
[120 empty] | 7.3.5.15 Identification and remediation of “at-risk species”WLDFRVegetation ContactBranch (Not overhanging, 4-12ft) | WLDFR | HFTD - Distribution - Tier 3 - 4QU CoRE ¦ 2QU LoRE | Non-Red Flag Warning - Small Fires | Vegetation Contact | Branch (Not overhanging, 4-12ft) | 2024 | 1.8715e-05 | 572.0063 | 0.010705 | 2024 | Mitigation | 0.5 | 30 | 0 | esc | 0.035588 | 6.6601e-07 | 0.037578 | 7.0325e-07 | 0.037115 | 6.9458e-07 | 0.035347 | 6.6151e-07
[120 empty] | 7.3.5.15 Identification and remediation of “at-risk species”WLDFRVegetation ContactBranch (Not overhanging, 4-12ft) | WLDFR | HFTD - Distribution - Tier 3 - 4QU CoRE ¦ 2QU LoRE | Non-Red Flag Warning - Small Fires | Vegetation Contact | Branch (Not overhanging, 4-12ft) | 2025 | 1.8715e-05 | 572.0063 | 0.010705 | 2025 | Mitigation | 0.5 | 30 | 0 | esc | 0.035588 | 6.6601e-07 | 0.037578 | 7.0325e-07 | 0.037115 | 6.9458e-07 | 0.035347 | 6.6151e-07
[120 empty] | 7.3.5.15 Identification and remediation of “at-risk species”WLDFRVegetation ContactBranch (Not overhanging, 4-12ft) | WLDFR | HFTD - Distribution - Tier 3 - 4QU CoRE ¦ 2QU LoRE | Non-Red Flag Warning - Small Fires | Vegetation Contact | Branch (Not overhanging, 4-12ft) | 2026 | 1.8715e-05 | 572.0063 | 0.010705 | 2026 | Mitigation | 0.5 | 30 | 0 | esc | 0.035588 | 6.6601e-07 | 0.037578 | 7.0325e-07 | 0.037115 | 6.9458e-07 | 0.035347 | 6.6151e-07
[120 empty] | 7.3.5.15 Identification and remediation of “at-risk species”WLDFRVegetation ContactBranch (Not overhanging, 4-12ft) | WLDFR | HFTD - Distribution - Tier 3 - 4QU CoRE ¦ 2QU LoRE | Non-Red Flag Warning - Small Fires | Vegetation Contact | Branch (Not overhanging, 4-12ft) | 2027 | 1.8715e-05 | 572.0063 | 0.010705 | 2027 | Mitigation | 0.5 | 30 | 0 | esc | 0.035588 | 6.6601e-07 | 0.037578 | 7.0325e-07 | 0.037115 | 6.9458e-07 | 0.035347 | 6.6151e-07
[120 empty] | 7.3.5.15 Identification and remediation of “at-risk species”WLDFRVegetation ContactBranch (Not overhanging, 4-12ft) | WLDFR | HFTD - Distribution - Tier 3 - 4QU CoRE ¦ 2QU LoRE | Non-Red Flag Warning - Small Fires | Vegetation Contact | Branch (Not overhanging, 4-12ft) | 2028 | 1.8715e-05 | 572.0063 | 0.010705 | 2028 | Mitigation | 0.5 | 30 | 0 | esc | 0.035588 | 6.6601e-07 | 0.037578 | 7.0325e-07 | 0.037115 | 6.9458e-07 | 0.035347 | 6.6151e-07
[120 empty] | 7.3.5.15 Identification and remediation of “at-risk species”WLDFRVegetation ContactBranch (Not overhanging, 4-12ft) | WLDFR | HFTD - Distribution - Tier 3 - 4QU CoRE ¦ 2QU LoRE | Non-Red Flag Warning - Small Fires | Vegetation Contact | Branch (Not overhanging, 4-12ft) | 2029 | 1.8715e-05 | 572.0063 | 0.010705 | 2029 | Mitigation | 0.5 | 30 | 0 | esc | 0.035588 | 6.6601e-07 | 0.037578 | 7.0325e-07 | 0.037115 | 6.9458e-07 | 0.035347 | 6.6151e-07
[120 empty] | 7.3.5.15 Identification and remediation of “at-risk species”WLDFRVegetation ContactBranch (Not overhanging, 4-12ft) | WLDFR | HFTD - Distribution - Tier 3 - 4QU CoRE ¦ 2QU LoRE | Non-Red Flag Warning - Small Fires | Vegetation Contact | Branch (Not overhanging, 4-12ft) | 2030 | 1.8715e-05 | 572.0063 | 0.010705 | 2030 | Mitigation | 0.5 | 30 | 0 | esc | 0.035588 | 6.6601e-07 | 0.037578 | 7.0325e-07 | 0.037115 | 6.9458e-07 | 0.035347 | 6.6151e-07
[120 empty] | 7.3.5.15 Identification and remediation of “at-risk species”WLDFRVegetation ContactBranch (Not overhanging, 4-12ft) | WLDFR | HFTD - Distribution - Tier 3 - 4QU CoRE ¦ 2QU LoRE | Non-Red Flag Warning - Small Fires | Vegetation Contact | Branch (Not overhanging, 4-12ft) | 2031 | 1.8715e-05 | 572.0063 | 0.010705 | 2031 | Mitigation | 0.5 | 30 | 0 | esc | 0.035588 | 6.6601e-07 | 0.037578 | 7.0325e-07 | 0.037115 | 6.9458e-07 | 0.035347 | 6.6151e-07
[120 empty] | 7.3.5.15 Identification and remediation of “at-risk species”WLDFRVegetation ContactBranch (Not overhanging, 4-12ft) | WLDFR | HFTD - Distribution - Tier 3 - 4QU CoRE ¦ 2QU LoRE | Non-Red Flag Warning - Small Fires | Vegetation Contact | Branch (Not overhanging, 4-12ft) | 2032 | 1.8715e-05 | 572.0063 | 0.010705 | 2032 | Mitigation | 0.5 | 30 | 0 | esc | 0.035588 | 6.6601e-07 | 0.037578 | 7.0325e-07 | 0.037115 | 6.9458e-07 | 0.035347 | 6.6151e-07
[120 empty] | 7.3.5.15 Identification and remediation of “at-risk species”WLDFRVegetation ContactBranch (Not overhanging, 4-12ft) | WLDFR | HFTD - Distribution - Tier 3 - 4QU CoRE ¦ 2QU LoRE | Non-Red Flag Warning - Small Fires | Vegetation Contact | Branch (Not overhanging, 4-12ft) | 2033 | 1.8715e-05 | 572.0063 | 0.010705 | 2033 | Mitigation | 0.5 | 30 | 0 | esc | 0.035588 | 6.6601e-07 | 0.037578 | 7.0325e-07 | 0.037115 | 6.9458e-07 | 0.035347 | 6.6151e-07
[120 empty] | 7.3.5.15 Identification and remediation of “at-risk species”WLDFRVegetation ContactBranch (Not overhanging, 4-12ft) | WLDFR | HFTD - Distribution - Tier 3 - 4QU CoRE ¦ 2QU LoRE | Non-Red Flag Warning - Small Fires | Vegetation Contact | Branch (Not overhanging, 4-12ft) | 2034 | 1.8715e-05 | 572.0063 | 0.010705 | 2034 | Mitigation | 0.5 | 30 | 0 | esc | 0.035588 | 6.6601e-07 | 0.037578 | 7.0325e-07 | 0.037115 | 6.9458e-07 | 0.035347 | 6.6151e-07
[120 empty] | 7.3.5.15 Identification and remediation of “at-risk species”WLDFRVegetation ContactBranch (Not overhanging, 4-12ft) | WLDFR | HFTD - Distribution - Tier 3 - 4QU CoRE ¦ 2QU LoRE | Non-Red Flag Warning - Small Fires | Vegetation Contact | Branch (Not overhanging, 4-12ft) | 2035 | 1.8715e-05 | 572.0063 | 0.010705 | 2035 | Mitigation | 0.5 | 30 | 0 | esc | 0.035588 | 6.6601e-07 | 0.037578 | 7.0325e-07 | 0.037115 | 6.9458e-07 | 0.035347 | 6.6151e-07
[120 empty] | 7.3.5.15 Identification and remediation of “at-risk species”WLDFRVegetation ContactBranch (Not overhanging, 4-12ft) | WLDFR | HFTD - Distribution - Tier 3 - 4QU CoRE ¦ 2QU LoRE | Non-Red Flag Warning - Small Fires | Vegetation Contact | Branch (Not overhanging, 4-12ft) | 2036 | 1.8715e-05 | 572.0063 | 0.010705 | 2036 | Mitigation | 0.5 | 30 | 0 | esc | 0.035588 | 6.6601e-07 | 0.037578 | 7.0325e-07 | 0.037115 | 6.9458e-07 | 0.035347 | 6.6151e-07
[120 empty] | 7.3.5.15 Identification and remediation of “at-risk species”WLDFRVegetation ContactBranch (Not overhanging, 4-12ft) | WLDFR | HFTD - Distribution - Tier 3 - 4QU CoRE ¦ 2QU LoRE | Non-Red Flag Warning - Small Fires | Vegetation Contact | Branch (Not overhanging, 4-12ft) | 2037 | 1.8715e-05 | 572.0063 | 0.010705 | 2037 | Mitigation | 0.5 | 30 | 0 | esc | 0.035588 | 6.6601e-07 | 0.037578 | 7.0325e-07 | 0.037115 | 6.9458e-07 | 0.035347 | 6.6151e-07
[120 empty] | 7.3.5.15 Identification and remediation of “at-risk species”WLDFRVegetation ContactBranch (Not overhanging, 4-12ft) | WLDFR | HFTD - Distribution - Tier 3 - 4QU CoRE ¦ 2QU LoRE | Non-Red Flag Warning - Small Fires | Vegetation Contact | Branch (Not overhanging, 4-12ft) | 2038 | 1.8715e-05 | 572.0063 | 0.010705 | 2038 | Mitigation | 0.5 | 30 | 0 | esc | 0.035588 | 6.6601e-07 | 0.037578 | 7.0325e-07 | 0.037115 | 6.9458e-07 | 0.035347 | 6.6151e-07
[120 empty] | 7.3.5.15 Identification and remediation of “at-risk species”WLDFRVegetation ContactBranch (Not overhanging, 4-12ft) | WLDFR | HFTD - Distribution - Tier 3 - 4QU CoRE ¦ 2QU LoRE | Non-Red Flag Warning - Small Fires | Vegetation Contact | Branch (Not overhanging, 4-12ft) | 2039 | 1.8715e-05 | 572.0063 | 0.010705 | 2039 | Mitigation | 0.5 | 30 | 0 | esc | 0.035588 | 6.6601e-07 | 0.037578 | 7.0325e-07 | 0.037115 | 6.9458e-07 | 0.035347 | 6.6151e-07
[120 empty] | 7.3.5.15 Identification and remediation of “at-risk species”WLDFRVegetation ContactBranch (Not overhanging, 4-12ft) | WLDFR | HFTD - Distribution - Tier 3 - 4QU CoRE ¦ 2QU LoRE | Non-Red Flag Warning - Small Fires | Vegetation Contact | Branch (Not overhanging, 4-12ft) | 2040 | 1.8715e-05 | 572.0063 | 0.010705 | 2040 | Mitigation | 0.5 | 30 | 0 | esc | 0.035588 | 6.6601e-07 | 0.037578 | 7.0325e-07 | 0.037115 | 6.9458e-07 | 0.035347 | 6.6151e-07
[120 empty] | 7.3.5.15 Identification and remediation of “at-risk species”WLDFRVegetation ContactBranch (Not overhanging, 4-12ft) | WLDFR | HFTD - Distribution - Tier 3 - 4QU CoRE ¦ 2QU LoRE | Non-Red Flag Warning - Small Fires | Vegetation Contact | Branch (Not overhanging, 4-12ft) | 2041 | 1.8715e-05 | 572.0063 | 0.010705 | 2041 | Mitigation | 0.5 | 30 | 0 | esc | 0.035588 | 6.6601e-07 | 0.037578 | 7.0325e-07 | 0.037115 | 6.9458e-07 | 0.035347 | 6.6151e-07
[120 empty] | 7.3.5.15 Identification and remediation of “at-risk species”WLDFRVegetation ContactBranch (Not overhanging, 4-12ft) | WLDFR | HFTD - Distribution - Tier 3 - 4QU CoRE ¦ 2QU LoRE | Non-Red Flag Warning - Small Fires | Vegetation Contact | Branch (Not overhanging, 4-12ft) | 2042 | 1.8715e-05 | 572.0063 | 0.010705 | 2042 | Mitigation | 0.5 | 30 | 0 | esc | 0.035588 | 6.6601e-07 | 0.037578 | 7.0325e-07 | 0.037115 | 6.9458e-07 | 0.035347 | 6.6151e-07
[120 empty] | 7.3.5.15 Identification and remediation of “at-risk species”WLDFRVegetation ContactBranch (Not overhanging, 4-12ft) | WLDFR | HFTD - Distribution - Tier 3 - 4QU CoRE ¦ 2QU LoRE | Non-Red Flag Warning - Small Fires | Vegetation Contact | Branch (Not overhanging, 4-12ft) | 2043 | 1.8715e-05 | 572.0063 | 0.010705 | 2043 | Mitigation | 0.5 | 30 | 0 | esc | 0.035588 | 6.6601e-07 | 0.037578 | 7.0325e-07 | 0.037115 | 6.9458e-07 | 0.035347 | 6.6151e-07
[120 empty] | 7.3.5.15 Identification and remediation of “at-risk species”WLDFRVegetation ContactBranch (Not overhanging, 4-12ft) | WLDFR | HFTD - Distribution - Tier 3 - 4QU CoRE ¦ 2QU LoRE | Non-Red Flag Warning - Small Fires | Vegetation Contact | Branch (Not overhanging, 4-12ft) | 2044 | 1.8715e-05 | 572.0063 | 0.010705 | 2044 | Mitigation | 0.5 | 30 | 0 | esc | 0.035588 | 6.6601e-07 | 0.037578 | 7.0325e-07 | 0.037115 | 6.9458e-07 | 0.035347 | 6.6151e-07
[120 empty] | 7.3.5.15 Identification and remediation of “at-risk species”WLDFRVegetation ContactBranch (Not overhanging, 4-12ft) | WLDFR | HFTD - Distribution - Tier 3 - 4QU CoRE ¦ 2QU LoRE | Non-Red Flag Warning - Small Fires | Vegetation Contact | Branch (Not overhanging, 4-12ft) | 2045 | 1.8715e-05 | 572.0063 | 0.010705 | 2045 | Mitigation | 0.5 | 30 | 0 | esc | 0.035588 | 6.6601e-07 | 0.037578 | 7.0325e-07 | 0.037115 | 6.9458e-07 | 0.035347 | 6.6151e-07
[120 empty] | 7.3.5.15 Identification and remediation of “at-risk species”WLDFRVegetation ContactBranch (Not overhanging, 4-12ft) | WLDFR | HFTD - Distribution - Tier 3 - 4QU CoRE ¦ 2QU LoRE | Non-Red Flag Warning - Small Fires | Vegetation Contact | Branch (Not overhanging, 4-12ft) | 2046 | 1.8715e-05 | 572.0063 | 0.010705 | 2046 | Mitigation | 0.5 | 30 | 0 | esc | 0.035588 | 6.6601e-07 | 0.037578 | 7.0325e-07 | 0.037115 | 6.9458e-07 | 0.035347 | 6.6151e-07
[120 empty] | 7.3.5.15 Identification and remediation of “at-risk species”WLDFRVegetation ContactBranch (Not overhanging, 4-12ft) | WLDFR | HFTD - Distribution - Tier 3 - 4QU CoRE ¦ 2QU LoRE | Non-Red Flag Warning - Small Fires | Vegetation Contact | Branch (Not overhanging, 4-12ft) | 2047 | 1.8715e-05 | 572.0063 | 0.010705 | 2047 | Mitigation | 0.5 | 30 | 0 | esc | 0.035588 | 6.6601e-07 | 0.037578 | 7.0325e-07 | 0.037115 | 6.9458e-07 | 0.035347 | 6.6151e-07
[120 empty] | 7.3.5.15 Identification and remediation of “at-risk species”WLDFRVegetation ContactBranch (Not overhanging, 4-12ft) | WLDFR | HFTD - Distribution - Tier 3 - 4QU CoRE ¦ 2QU LoRE | Non-Red Flag Warning - Small Fires | Vegetation Contact | Branch (Not overhanging, 4-12ft) | 2048 | 1.8715e-05 | 572.0063 | 0.010705 | 2048 | Mitigation | 0.5 | 30 | 0 | esc | 0.035588 | 6.6601e-07 | 0.037578 | 7.0325e-07 | 0.037115 | 6.9458e-07 | 0.035347 | 6.6151e-07
[120 empty] | 7.3.5.15 Identification and remediation of “at-risk species”WLDFRVegetation ContactBranch (Not overhanging, 4-12ft) | WLDFR | HFTD - Distribution - Tier 3 - 4QU CoRE ¦ 2QU LoRE | Non-Red Flag Warning - Small Fires | Vegetation Contact | Branch (Not overhanging, 4-12ft) | 2049 | 1.8715e-05 | 572.0063 | 0.010705 | 2049 | Mitigation | 0.5 | 30 | 0 | esc | 0.035588 | 6.6601e-07 | 0.037578 | 7.0325e-07 | 0.037115 | 6.9458e-07 | 0.035347 | 6.6151e-07
[120 empty] | 7.3.5.15 Identification and remediation of “at-risk species”WLDFRVegetation ContactBranch (Not overhanging, 4-12ft) | WLDFR | HFTD - Distribution - Tier 3 - 4QU CoRE ¦ 2QU LoRE | Non-Red Flag Warning - Small Fires | Vegetation Contact | Branch (Not overhanging, 4-12ft) | 2050 | 1.8715e-05 | 572.0063 | 0.010705 | 2050 | Mitigation | 0.5 | 30 | 0 | esc | 0 | 0 | 0.037578 | 7.0325e-07 | 0.037115 | 6.9458e-07 | 0.035347 | 6.6151e-07
[120 empty] | 7.3.5.15 Identification and remediation of “at-risk species”WLDFRVegetation ContactBranch (Not overhanging, 4-12ft) | WLDFR | HFTD - Distribution - Tier 3 - 4QU CoRE ¦ 2QU LoRE | Non-Red Flag Warning - Small Fires | Vegetation Contact | Branch (Not overhanging, 4-12ft) | 2051 | 1.8715e-05 | 572.0063 | 0.010705 | 2051 | Mitigation | 0.5 | 30 | 0 | esc | 0 | 0 | 0 | 0 | 0.037115 | 6.9458e-07 | 0.035347 | 6.6151e-07
[120 empty] | 7.3.5.15 Identification and remediation of “at-risk species”WLDFRVegetation ContactBranch (Not overhanging, 4-12ft) | WLDFR | HFTD - Distribution - Tier 3 - 4QU CoRE ¦ 2QU LoRE | Non-Red Flag Warning - Small Fires | Vegetation Contact | Branch (Not overhanging, 4-12ft) | 2052 | 1.8715e-05 | 572.0063 | 0.010705 | 2052 | Mitigation | 0.5 | 30 | 0 | esc | 0 | 0 | 0 | 0 | 0 | 0 | 0.035347 | 6.6151e-07
[120 empty] | 7.3.5.15 Identification and remediation of “at-risk species”WLDFRVegetation ContactBranch (Not overhanging, within 4ft) | WLDFR | HFTD - Distribution - Tier 3 - 4QU CoRE ¦ 2QU LoRE | Non-Red Flag Warning - Small Fires | Vegetation Contact | Branch (Not overhanging, within 4ft) | 2022 | 8.208e-06 | 572.0063 | 0.004695 | 2022 | Mitigation | 0.9 | 30 | 0 | esc | 0.064058 | 5.2579e-07 | 0.06764 | 5.5518e-07 | 0.066806 | 5.4834e-07 | 0 | 0
[120 empty] | 7.3.5.15 Identification and remediation of “at-risk species”WLDFRVegetation ContactBranch (Not overhanging, within 4ft) | WLDFR | HFTD - Distribution - Tier 3 - 4QU CoRE ¦ 2QU LoRE | Non-Red Flag Warning - Small Fires | Vegetation Contact | Branch (Not overhanging, within 4ft) | 2023 | 8.208e-06 | 572.0063 | 0.004695 | 2023 | Mitigation | 0.9 | 30 | 0 | esc | 0.064058 | 5.2579e-07 | 0.06764 | 5.5518e-07 | 0.066806 | 5.4834e-07 | 0.063625 | 5.2223e-07
[120 empty] | 7.3.5.15 Identification and remediation of “at-risk species”WLDFRVegetation ContactBranch (Not overhanging, within 4ft) | WLDFR | HFTD - Distribution - Tier 3 - 4QU CoRE ¦ 2QU LoRE | Non-Red Flag Warning - Small Fires | Vegetation Contact | Branch (Not overhanging, within 4ft) | 2024 | 8.208e-06 | 572.0063 | 0.004695 | 2024 | Mitigation | 0.9 | 30 | 0 | esc | 0.064058 | 5.2579e-07 | 0.06764 | 5.5518e-07 | 0.066806 | 5.4834e-07 | 0.063625 | 5.2223e-07
[120 empty] | 7.3.5.15 Identification and remediation of “at-risk species”WLDFRVegetation ContactBranch (Not overhanging, within 4ft) | WLDFR | HFTD - Distribution - Tier 3 - 4QU CoRE ¦ 2QU LoRE | Non-Red Flag Warning - Small Fires | Vegetation Contact | Branch (Not overhanging, within 4ft) | 2025 | 8.208e-06 | 572.0063 | 0.004695 | 2025 | Mitigation | 0.9 | 30 | 0 | esc | 0.064058 | 5.2579e-07 | 0.06764 | 5.5518e-07 | 0.066806 | 5.4834e-07 | 0.063625 | 5.2223e-07
[120 empty] | 7.3.5.15 Identification and remediation of “at-risk species”WLDFRVegetation ContactBranch (Not overhanging, within 4ft) | WLDFR | HFTD - Distribution - Tier 3 - 4QU CoRE ¦ 2QU LoRE | Non-Red Flag Warning - Small Fires | Vegetation Contact | Branch (Not overhanging, within 4ft) | 2026 | 8.208e-06 | 572.0063 | 0.004695 | 2026 | Mitigation | 0.9 | 30 | 0 | esc | 0.064058 | 5.2579e-07 | 0.06764 | 5.5518e-07 | 0.066806 | 5.4834e-07 | 0.063625 | 5.2223e-07
[120 empty] | 7.3.5.15 Identification and remediation of “at-risk species”WLDFRVegetation ContactBranch (Not overhanging, within 4ft) | WLDFR | HFTD - Distribution - Tier 3 - 4QU CoRE ¦ 2QU LoRE | Non-Red Flag Warning - Small Fires | Vegetation Contact | Branch (Not overhanging, within 4ft) | 2027 | 8.208e-06 | 572.0063 | 0.004695 | 2027 | Mitigation | 0.9 | 30 | 0 | esc | 0.064058 | 5.2579e-07 | 0.06764 | 5.5518e-07 | 0.066806 | 5.4834e-07 | 0.063625 | 5.2223e-07
[120 empty] | 7.3.5.15 Identification and remediation of “at-risk species”WLDFRVegetation ContactBranch (Not overhanging, within 4ft) | WLDFR | HFTD - Distribution - Tier 3 - 4QU CoRE ¦ 2QU LoRE | Non-Red Flag Warning - Small Fires | Vegetation Contact | Branch (Not overhanging, within 4ft) | 2028 | 8.208e-06 | 572.0063 | 0.004695 | 2028 | Mitigation | 0.9 | 30 | 0 | esc | 0.064058 | 5.2579e-07 | 0.06764 | 5.5518e-07 | 0.066806 | 5.4834e-07 | 0.063625 | 5.2223e-07
[120 empty] | 7.3.5.15 Identification and remediation of “at-risk species”WLDFRVegetation ContactBranch (Not overhanging, within 4ft) | WLDFR | HFTD - Distribution - Tier 3 - 4QU CoRE ¦ 2QU LoRE | Non-Red Flag Warning - Small Fires | Vegetation Contact | Branch (Not overhanging, within 4ft) | 2029 | 8.208e-06 | 572.0063 | 0.004695 | 2029 | Mitigation | 0.9 | 30 | 0 | esc | 0.064058 | 5.2579e-07 | 0.06764 | 5.5518e-07 | 0.066806 | 5.4834e-07 | 0.063625 | 5.2223e-07
[120 empty] | 7.3.5.15 Identification and remediation of “at-risk species”WLDFRVegetation ContactBranch (Not overhanging, within 4ft) | WLDFR | HFTD - Distribution - Tier 3 - 4QU CoRE ¦ 2QU LoRE | Non-Red Flag Warning - Small Fires | Vegetation Contact | Branch (Not overhanging, within 4ft) | 2030 | 8.208e-06 | 572.0063 | 0.004695 | 2030 | Mitigation | 0.9 | 30 | 0 | esc | 0.064058 | 5.2579e-07 | 0.06764 | 5.5518e-07 | 0.066806 | 5.4834e-07 | 0.063625 | 5.2223e-07
[120 empty] | 7.3.5.15 Identification and remediation of “at-risk species”WLDFRVegetation ContactBranch (Not overhanging, within 4ft) | WLDFR | HFTD - Distribution - Tier 3 - 4QU CoRE ¦ 2QU LoRE | Non-Red Flag Warning - Small Fires | Vegetation Contact | Branch (Not overhanging, within 4ft) | 2031 | 8.208e-06 | 572.0063 | 0.004695 | 2031 | Mitigation | 0.9 | 30 | 0 | esc | 0.064058 | 5.2579e-07 | 0.06764 | 5.5518e-07 | 0.066806 | 5.4834e-07 | 0.063625 | 5.2223e-07
[120 empty] | 7.3.5.15 Identification and remediation of “at-risk species”WLDFRVegetation ContactBranch (Not overhanging, within 4ft) | WLDFR | HFTD - Distribution - Tier 3 - 4QU CoRE ¦ 2QU LoRE | Non-Red Flag Warning - Small Fires | Vegetation Contact | Branch (Not overhanging, within 4ft) | 2032 | 8.208e-06 | 572.0063 | 0.004695 | 2032 | Mitigation | 0.9 | 30 | 0 | esc | 0.064058 | 5.2579e-07 | 0.06764 | 5.5518e-07 | 0.066806 | 5.4834e-07 | 0.063625 | 5.2223e-07
[120 empty] | 7.3.5.15 Identification and remediation of “at-risk species”WLDFRVegetation ContactBranch (Not overhanging, within 4ft) | WLDFR | HFTD - Distribution - Tier 3 - 4QU CoRE ¦ 2QU LoRE | Non-Red Flag Warning - Small Fires | Vegetation Contact | Branch (Not overhanging, within 4ft) | 2033 | 8.208e-06 | 572.0063 | 0.004695 | 2033 | Mitigation | 0.9 | 30 | 0 | esc | 0.064058 | 5.2579e-07 | 0.06764 | 5.5518e-07 | 0.066806 | 5.4834e-07 | 0.063625 | 5.2223e-07
[120 empty] | 7.3.5.15 Identification and remediation of “at-risk species”WLDFRVegetation ContactBranch (Not overhanging, within 4ft) | WLDFR | HFTD - Distribution - Tier 3 - 4QU CoRE ¦ 2QU LoRE | Non-Red Flag Warning - Small Fires | Vegetation Contact | Branch (Not overhanging, within 4ft) | 2034 | 8.208e-06 | 572.0063 | 0.004695 | 2034 | Mitigation | 0.9 | 30 | 0 | esc | 0.064058 | 5.2579e-07 | 0.06764 | 5.5518e-07 | 0.066806 | 5.4834e-07 | 0.063625 | 5.2223e-07
[120 empty] | 7.3.5.15 Identification and remediation of “at-risk species”WLDFRVegetation ContactBranch (Not overhanging, within 4ft) | WLDFR | HFTD - Distribution - Tier 3 - 4QU CoRE ¦ 2QU LoRE | Non-Red Flag Warning - Small Fires | Vegetation Contact | Branch (Not overhanging, within 4ft) | 2035 | 8.208e-06 | 572.0063 | 0.004695 | 2035 | Mitigation | 0.9 | 30 | 0 | esc | 0.064058 | 5.2579e-07 | 0.06764 | 5.5518e-07 | 0.066806 | 5.4834e-07 | 0.063625 | 5.2223e-07
[120 empty] | 7.3.5.15 Identification and remediation of “at-risk species”WLDFRVegetation ContactBranch (Not overhanging, within 4ft) | WLDFR | HFTD - Distribution - Tier 3 - 4QU CoRE ¦ 2QU LoRE | Non-Red Flag Warning - Small Fires | Vegetation Contact | Branch (Not overhanging, within 4ft) | 2036 | 8.208e-06 | 572.0063 | 0.004695 | 2036 | Mitigation | 0.9 | 30 | 0 | esc | 0.064058 | 5.2579e-07 | 0.06764 | 5.5518e-07 | 0.066806 | 5.4834e-07 | 0.063625 | 5.2223e-07
[120 empty] | 7.3.5.15 Identification and remediation of “at-risk species”WLDFRVegetation ContactBranch (Not overhanging, within 4ft) | WLDFR | HFTD - Distribution - Tier 3 - 4QU CoRE ¦ 2QU LoRE | Non-Red Flag Warning - Small Fires | Vegetation Contact | Branch (Not overhanging, within 4ft) | 2037 | 8.208e-06 | 572.0063 | 0.004695 | 2037 | Mitigation | 0.9 | 30 | 0 | esc | 0.064058 | 5.2579e-07 | 0.06764 | 5.5518e-07 | 0.066806 | 5.4834e-07 | 0.063625 | 5.2223e-07
[120 empty] | 7.3.5.15 Identification and remediation of “at-risk species”WLDFRVegetation ContactBranch (Not overhanging, within 4ft) | WLDFR | HFTD - Distribution - Tier 3 - 4QU CoRE ¦ 2QU LoRE | Non-Red Flag Warning - Small Fires | Vegetation Contact | Branch (Not overhanging, within 4ft) | 2038 | 8.208e-06 | 572.0063 | 0.004695 | 2038 | Mitigation | 0.9 | 30 | 0 | esc | 0.064058 | 5.2579e-07 | 0.06764 | 5.5518e-07 | 0.066806 | 5.4834e-07 | 0.063625 | 5.2223e-07
[120 empty] | 7.3.5.15 Identification and remediation of “at-risk species”WLDFRVegetation ContactBranch (Not overhanging, within 4ft) | WLDFR | HFTD - Distribution - Tier 3 - 4QU CoRE ¦ 2QU LoRE | Non-Red Flag Warning - Small Fires | Vegetation Contact | Branch (Not overhanging, within 4ft) | 2039 | 8.208e-06 | 572.0063 | 0.004695 | 2039 | Mitigation | 0.9 | 30 | 0 | esc | 0.064058 | 5.2579e-07 | 0.06764 | 5.5518e-07 | 0.066806 | 5.4834e-07 | 0.063625 | 5.2223e-07
[120 empty] | 7.3.5.15 Identification and remediation of “at-risk species”WLDFRVegetation ContactBranch (Not overhanging, within 4ft) | WLDFR | HFTD - Distribution - Tier 3 - 4QU CoRE ¦ 2QU LoRE | Non-Red Flag Warning - Small Fires | Vegetation Contact | Branch (Not overhanging, within 4ft) | 2040 | 8.208e-06 | 572.0063 | 0.004695 | 2040 | Mitigation | 0.9 | 30 | 0 | esc | 0.064058 | 5.2579e-07 | 0.06764 | 5.5518e-07 | 0.066806 | 5.4834e-07 | 0.063625 | 5.2223e-07
[120 empty] | 7.3.5.15 Identification and remediation of “at-risk species”WLDFRVegetation ContactBranch (Not overhanging, within 4ft) | WLDFR | HFTD - Distribution - Tier 3 - 4QU CoRE ¦ 2QU LoRE | Non-Red Flag Warning - Small Fires | Vegetation Contact | Branch (Not overhanging, within 4ft) | 2041 | 8.208e-06 | 572.0063 | 0.004695 | 2041 | Mitigation | 0.9 | 30 | 0 | esc | 0.064058 | 5.2579e-07 | 0.06764 | 5.5518e-07 | 0.066806 | 5.4834e-07 | 0.063625 | 5.2223e-07
[120 empty] | 7.3.5.15 Identification and remediation of “at-risk species”WLDFRVegetation ContactBranch (Not overhanging, within 4ft) | WLDFR | HFTD - Distribution - Tier 3 - 4QU CoRE ¦ 2QU LoRE | Non-Red Flag Warning - Small Fires | Vegetation Contact | Branch (Not overhanging, within 4ft) | 2042 | 8.208e-06 | 572.0063 | 0.004695 | 2042 | Mitigation | 0.9 | 30 | 0 | esc | 0.064058 | 5.2579e-07 | 0.06764 | 5.5518e-07 | 0.066806 | 5.4834e-07 | 0.063625 | 5.2223e-07
[120 empty] | 7.3.5.15 Identification and remediation of “at-risk species”WLDFRVegetation ContactBranch (Not overhanging, within 4ft) | WLDFR | HFTD - Distribution - Tier 3 - 4QU CoRE ¦ 2QU LoRE | Non-Red Flag Warning - Small Fires | Vegetation Contact | Branch (Not overhanging, within 4ft) | 2043 | 8.208e-06 | 572.0063 | 0.004695 | 2043 | Mitigation | 0.9 | 30 | 0 | esc | 0.064058 | 5.2579e-07 | 0.06764 | 5.5518e-07 | 0.066806 | 5.4834e-07 | 0.063625 | 5.2223e-07
[120 empty] | 7.3.5.15 Identification and remediation of “at-risk species”WLDFRVegetation ContactBranch (Not overhanging, within 4ft) | WLDFR | HFTD - Distribution - Tier 3 - 4QU CoRE ¦ 2QU LoRE | Non-Red Flag Warning - Small Fires | Vegetation Contact | Branch (Not overhanging, within 4ft) | 2044 | 8.208e-06 | 572.0063 | 0.004695 | 2044 | Mitigation | 0.9 | 30 | 0 | esc | 0.064058 | 5.2579e-07 | 0.06764 | 5.5518e-07 | 0.066806 | 5.4834e-07 | 0.063625 | 5.2223e-07
[120 empty] | 7.3.5.15 Identification and remediation of “at-risk species”WLDFRVegetation ContactBranch (Not overhanging, within 4ft) | WLDFR | HFTD - Distribution - Tier 3 - 4QU CoRE ¦ 2QU LoRE | Non-Red Flag Warning - Small Fires | Vegetation Contact | Branch (Not overhanging, within 4ft) | 2045 | 8.208e-06 | 572.0063 | 0.004695 | 2045 | Mitigation | 0.9 | 30 | 0 | esc | 0.064058 | 5.2579e-07 | 0.06764 | 5.5518e-07 | 0.066806 | 5.4834e-07 | 0.063625 | 5.2223e-07
[120 empty] | 7.3.5.15 Identification and remediation of “at-risk species”WLDFRVegetation ContactBranch (Not overhanging, within 4ft) | WLDFR | HFTD - Distribution - Tier 3 - 4QU CoRE ¦ 2QU LoRE | Non-Red Flag Warning - Small Fires | Vegetation Contact | Branch (Not overhanging, within 4ft) | 2046 | 8.208e-06 | 572.0063 | 0.004695 | 2046 | Mitigation | 0.9 | 30 | 0 | esc | 0.064058 | 5.2579e-07 | 0.06764 | 5.5518e-07 | 0.066806 | 5.4834e-07 | 0.063625 | 5.2223e-07
[120 empty] | 7.3.5.15 Identification and remediation of “at-risk species”WLDFRVegetation ContactBranch (Not overhanging, within 4ft) | WLDFR | HFTD - Distribution - Tier 3 - 4QU CoRE ¦ 2QU LoRE | Non-Red Flag Warning - Small Fires | Vegetation Contact | Branch (Not overhanging, within 4ft) | 2047 | 8.208e-06 | 572.0063 | 0.004695 | 2047 | Mitigation | 0.9 | 30 | 0 | esc | 0.064058 | 5.2579e-07 | 0.06764 | 5.5518e-07 | 0.066806 | 5.4834e-07 | 0.063625 | 5.2223e-07
[120 empty] | 7.3.5.15 Identification and remediation of “at-risk species”WLDFRVegetation ContactBranch (Not overhanging, within 4ft) | WLDFR | HFTD - Distribution - Tier 3 - 4QU CoRE ¦ 2QU LoRE | Non-Red Flag Warning - Small Fires | Vegetation Contact | Branch (Not overhanging, within 4ft) | 2048 | 8.208e-06 | 572.0063 | 0.004695 | 2048 | Mitigation | 0.9 | 30 | 0 | esc | 0.064058 | 5.2579e-07 | 0.06764 | 5.5518e-07 | 0.066806 | 5.4834e-07 | 0.063625 | 5.2223e-07
[120 empty] | 7.3.5.15 Identification and remediation of “at-risk species”WLDFRVegetation ContactBranch (Not overhanging, within 4ft) | WLDFR | HFTD - Distribution - Tier 3 - 4QU CoRE ¦ 2QU LoRE | Non-Red Flag Warning - Small Fires | Vegetation Contact | Branch (Not overhanging, within 4ft) | 2049 | 8.208e-06 | 572.0063 | 0.004695 | 2049 | Mitigation | 0.9 | 30 | 0 | esc | 0.064058 | 5.2579e-07 | 0.06764 | 5.5518e-07 | 0.066806 | 5.4834e-07 | 0.063625 | 5.2223e-07
[120 empty] | 7.3.5.15 Identification and remediation of “at-risk species”WLDFRVegetation ContactBranch (Not overhanging, within 4ft) | WLDFR | HFTD - Distribution - Tier 3 - 4QU CoRE ¦ 2QU LoRE | Non-Red Flag Warning - Small Fires | Vegetation Contact | Branch (Not overhanging, within 4ft) | 2050 | 8.208e-06 | 572.0063 | 0.004695 | 2050 | Mitigation | 0.9 | 30 | 0 | esc | 0 | 0 | 0.06764 | 5.5518e-07 | 0.066806 | 5.4834e-07 | 0.063625 | 5.2223e-07
[120 empty] | 7.3.5.15 Identification and remediation of “at-risk species”WLDFRVegetation ContactBranch (Not overhanging, within 4ft) | WLDFR | HFTD - Distribution - Tier 3 - 4QU CoRE ¦ 2QU LoRE | Non-Red Flag Warning - Small Fires | Vegetation Contact | Branch (Not overhanging, within 4ft) | 2051 | 8.208e-06 | 572.0063 | 0.004695 | 2051 | Mitigation | 0.9 | 30 | 0 | esc | 0 | 0 | 0 | 0 | 0.066806 | 5.4834e-07 | 0.063625 | 5.2223e-07
[120 empty] | 7.3.5.15 Identification and remediation of “at-risk species”WLDFRVegetation ContactBranch (Not overhanging, within 4ft) | WLDFR | HFTD - Distribution - Tier 3 - 4QU CoRE ¦ 2QU LoRE | Non-Red Flag Warning - Small Fires | Vegetation Contact | Branch (Not overhanging, within 4ft) | 2052 | 8.208e-06 | 572.0063 | 0.004695 | 2052 | Mitigation | 0.9 | 30 | 0 | esc | 0 | 0 | 0 | 0 | 0 | 0 | 0.063625 | 5.2223e-07
[120 empty] | 7.3.5.15 Identification and remediation of “at-risk species”WLDFRVegetation ContactBranch (OverHanging) | WLDFR | HFTD - Distribution - Tier 3 - 4QU CoRE ¦ 2QU LoRE | Non-Red Flag Warning - Small Fires | Vegetation Contact | Branch (OverHanging) | 2022 | 0.00036795 | 572.0063 | 0.21047 | 2022 | Mitigation | 0.9 | 30 | 0 | esc | 0.064058 | 2.357e-05 | 0.06764 | 2.4888e-05 | 0.066806 | 2.4581e-05 | 0 | 0
[120 empty] | 7.3.5.15 Identification and remediation of “at-risk species”WLDFRVegetation ContactBranch (OverHanging) | WLDFR | HFTD - Distribution - Tier 3 - 4QU CoRE ¦ 2QU LoRE | Non-Red Flag Warning - Small Fires | Vegetation Contact | Branch (OverHanging) | 2023 | 0.00036795 | 572.0063 | 0.21047 | 2023 | Mitigation | 0.9 | 30 | 0 | esc | 0.064058 | 2.357e-05 | 0.06764 | 2.4888e-05 | 0.066806 | 2.4581e-05 | 0.063625 | 2.3411e-05
[120 empty] | 7.3.5.15 Identification and remediation of “at-risk species”WLDFRVegetation ContactBranch (OverHanging) | WLDFR | HFTD - Distribution - Tier 3 - 4QU CoRE ¦ 2QU LoRE | Non-Red Flag Warning - Small Fires | Vegetation Contact | Branch (OverHanging) | 2024 | 0.00036795 | 572.0063 | 0.21047 | 2024 | Mitigation | 0.9 | 30 | 0 | esc | 0.064058 | 2.357e-05 | 0.06764 | 2.4888e-05 | 0.066806 | 2.4581e-05 | 0.063625 | 2.3411e-05
[120 empty] | 7.3.5.15 Identification and remediation of “at-risk species”WLDFRVegetation ContactBranch (OverHanging) | WLDFR | HFTD - Distribution - Tier 3 - 4QU CoRE ¦ 2QU LoRE | Non-Red Flag Warning - Small Fires | Vegetation Contact | Branch (OverHanging) | 2025 | 0.00036795 | 572.0063 | 0.21047 | 2025 | Mitigation | 0.9 | 30 | 0 | esc | 0.064058 | 2.357e-05 | 0.06764 | 2.4888e-05 | 0.066806 | 2.4581e-05 | 0.063625 | 2.3411e-05
[120 empty] | 7.3.5.15 Identification and remediation of “at-risk species”WLDFRVegetation ContactBranch (OverHanging) | WLDFR | HFTD - Distribution - Tier 3 - 4QU CoRE ¦ 2QU LoRE | Non-Red Flag Warning - Small Fires | Vegetation Contact | Branch (OverHanging) | 2026 | 0.00036795 | 572.0063 | 0.21047 | 2026 | Mitigation | 0.9 | 30 | 0 | esc | 0.064058 | 2.357e-05 | 0.06764 | 2.4888e-05 | 0.066806 | 2.4581e-05 | 0.063625 | 2.3411e-05
[120 empty] | 7.3.5.15 Identification and remediation of “at-risk species”WLDFRVegetation ContactBranch (OverHanging) | WLDFR | HFTD - Distribution - Tier 3 - 4QU CoRE ¦ 2QU LoRE | Non-Red Flag Warning - Small Fires | Vegetation Contact | Branch (OverHanging) | 2027 | 0.00036795 | 572.0063 | 0.21047 | 2027 | Mitigation | 0.9 | 30 | 0 | esc | 0.064058 | 2.357e-05 | 0.06764 | 2.4888e-05 | 0.066806 | 2.4581e-05 | 0.063625 | 2.3411e-05
[120 empty] | 7.3.5.15 Identification and remediation of “at-risk species”WLDFRVegetation ContactBranch (OverHanging) | WLDFR | HFTD - Distribution - Tier 3 - 4QU CoRE ¦ 2QU LoRE | Non-Red Flag Warning - Small Fires | Vegetation Contact | Branch (OverHanging) | 2028 | 0.00036795 | 572.0063 | 0.21047 | 2028 | Mitigation | 0.9 | 30 | 0 | esc | 0.064058 | 2.357e-05 | 0.06764 | 2.4888e-05 | 0.066806 | 2.4581e-05 | 0.063625 | 2.3411e-05
[120 empty] | 7.3.5.15 Identification and remediation of “at-risk species”WLDFRVegetation ContactBranch (OverHanging) | WLDFR | HFTD - Distribution - Tier 3 - 4QU CoRE ¦ 2QU LoRE | Non-Red Flag Warning - Small Fires | Vegetation Contact | Branch (OverHanging) | 2029 | 0.00036795 | 572.0063 | 0.21047 | 2029 | Mitigation | 0.9 | 30 | 0 | esc | 0.064058 | 2.357e-05 | 0.06764 | 2.4888e-05 | 0.066806 | 2.4581e-05 | 0.063625 | 2.3411e-05
[120 empty] | 7.3.5.15 Identification and remediation of “at-risk species”WLDFRVegetation ContactBranch (OverHanging) | WLDFR | HFTD - Distribution - Tier 3 - 4QU CoRE ¦ 2QU LoRE | Non-Red Flag Warning - Small Fires | Vegetation Contact | Branch (OverHanging) | 2030 | 0.00036795 | 572.0063 | 0.21047 | 2030 | Mitigation | 0.9 | 30 | 0 | esc | 0.064058 | 2.357e-05 | 0.06764 | 2.4888e-05 | 0.066806 | 2.4581e-05 | 0.063625 | 2.3411e-05
[120 empty] | 7.3.5.15 Identification and remediation of “at-risk species”WLDFRVegetation ContactBranch (OverHanging) | WLDFR | HFTD - Distribution - Tier 3 - 4QU CoRE ¦ 2QU LoRE | Non-Red Flag Warning - Small Fires | Vegetation Contact | Branch (OverHanging) | 2031 | 0.00036795 | 572.0063 | 0.21047 | 2031 | Mitigation | 0.9 | 30 | 0 | esc | 0.064058 | 2.357e-05 | 0.06764 | 2.4888e-05 | 0.066806 | 2.4581e-05 | 0.063625 | 2.3411e-05
[120 empty] | 7.3.5.15 Identification and remediation of “at-risk species”WLDFRVegetation ContactBranch (OverHanging) | WLDFR | HFTD - Distribution - Tier 3 - 4QU CoRE ¦ 2QU LoRE | Non-Red Flag Warning - Small Fires | Vegetation Contact | Branch (OverHanging) | 2032 | 0.00036795 | 572.0063 | 0.21047 | 2032 | Mitigation | 0.9 | 30 | 0 | esc | 0.064058 | 2.357e-05 | 0.06764 | 2.4888e-05 | 0.066806 | 2.4581e-05 | 0.063625 | 2.3411e-05
[120 empty] | 7.3.5.15 Identification and remediation of “at-risk species”WLDFRVegetation ContactBranch (OverHanging) | WLDFR | HFTD - Distribution - Tier 3 - 4QU CoRE ¦ 2QU LoRE | Non-Red Flag Warning - Small Fires | Vegetation Contact | Branch (OverHanging) | 2033 | 0.00036795 | 572.0063 | 0.21047 | 2033 | Mitigation | 0.9 | 30 | 0 | esc | 0.064058 | 2.357e-05 | 0.06764 | 2.4888e-05 | 0.066806 | 2.4581e-05 | 0.063625 | 2.3411e-05
[120 empty] | 7.3.5.15 Identification and remediation of “at-risk species”WLDFRVegetation ContactBranch (OverHanging) | WLDFR | HFTD - Distribution - Tier 3 - 4QU CoRE ¦ 2QU LoRE | Non-Red Flag Warning - Small Fires | Vegetation Contact | Branch (OverHanging) | 2034 | 0.00036795 | 572.0063 | 0.21047 | 2034 | Mitigation | 0.9 | 30 | 0 | esc | 0.064058 | 2.357e-05 | 0.06764 | 2.4888e-05 | 0.066806 | 2.4581e-05 | 0.063625 | 2.3411e-05
[120 empty] | 7.3.5.15 Identification and remediation of “at-risk species”WLDFRVegetation ContactBranch (OverHanging) | WLDFR | HFTD - Distribution - Tier 3 - 4QU CoRE ¦ 2QU LoRE | Non-Red Flag Warning - Small Fires | Vegetation Contact | Branch (OverHanging) | 2035 | 0.00036795 | 572.0063 | 0.21047 | 2035 | Mitigation | 0.9 | 30 | 0 | esc | 0.064058 | 2.357e-05 | 0.06764 | 2.4888e-05 | 0.066806 | 2.4581e-05 | 0.063625 | 2.3411e-05
[120 empty] | 7.3.5.15 Identification and remediation of “at-risk species”WLDFRVegetation ContactBranch (OverHanging) | WLDFR | HFTD - Distribution - Tier 3 - 4QU CoRE ¦ 2QU LoRE | Non-Red Flag Warning - Small Fires | Vegetation Contact | Branch (OverHanging) | 2036 | 0.00036795 | 572.0063 | 0.21047 | 2036 | Mitigation | 0.9 | 30 | 0 | esc | 0.064058 | 2.357e-05 | 0.06764 | 2.4888e-05 | 0.066806 | 2.4581e-05 | 0.063625 | 2.3411e-05
[120 empty] | 7.3.5.15 Identification and remediation of “at-risk species”WLDFRVegetation ContactBranch (OverHanging) | WLDFR | HFTD - Distribution - Tier 3 - 4QU CoRE ¦ 2QU LoRE | Non-Red Flag Warning - Small Fires | Vegetation Contact | Branch (OverHanging) | 2037 | 0.00036795 | 572.0063 | 0.21047 | 2037 | Mitigation | 0.9 | 30 | 0 | esc | 0.064058 | 2.357e-05 | 0.06764 | 2.4888e-05 | 0.066806 | 2.4581e-05 | 0.063625 | 2.3411e-05
[120 empty] | 7.3.5.15 Identification and remediation of “at-risk species”WLDFRVegetation ContactBranch (OverHanging) | WLDFR | HFTD - Distribution - Tier 3 - 4QU CoRE ¦ 2QU LoRE | Non-Red Flag Warning - Small Fires | Vegetation Contact | Branch (OverHanging) | 2038 | 0.00036795 | 572.0063 | 0.21047 | 2038 | Mitigation | 0.9 | 30 | 0 | esc | 0.064058 | 2.357e-05 | 0.06764 | 2.4888e-05 | 0.066806 | 2.4581e-05 | 0.063625 | 2.3411e-05
[120 empty] | 7.3.5.15 Identification and remediation of “at-risk species”WLDFRVegetation ContactBranch (OverHanging) | WLDFR | HFTD - Distribution - Tier 3 - 4QU CoRE ¦ 2QU LoRE | Non-Red Flag Warning - Small Fires | Vegetation Contact | Branch (OverHanging) | 2039 | 0.00036795 | 572.0063 | 0.21047 | 2039 | Mitigation | 0.9 | 30 | 0 | esc | 0.064058 | 2.357e-05 | 0.06764 | 2.4888e-05 | 0.066806 | 2.4581e-05 | 0.063625 | 2.3411e-05
[120 empty] | 7.3.5.15 Identification and remediation of “at-risk species”WLDFRVegetation ContactBranch (OverHanging) | WLDFR | HFTD - Distribution - Tier 3 - 4QU CoRE ¦ 2QU LoRE | Non-Red Flag Warning - Small Fires | Vegetation Contact | Branch (OverHanging) | 2040 | 0.00036795 | 572.0063 | 0.21047 | 2040 | Mitigation | 0.9 | 30 | 0 | esc | 0.064058 | 2.357e-05 | 0.06764 | 2.4888e-05 | 0.066806 | 2.4581e-05 | 0.063625 | 2.3411e-05
[120 empty] | 7.3.5.15 Identification and remediation of “at-risk species”WLDFRVegetation ContactBranch (OverHanging) | WLDFR | HFTD - Distribution - Tier 3 - 4QU CoRE ¦ 2QU LoRE | Non-Red Flag Warning - Small Fires | Vegetation Contact | Branch (OverHanging) | 2041 | 0.00036795 | 572.0063 | 0.21047 | 2041 | Mitigation | 0.9 | 30 | 0 | esc | 0.064058 | 2.357e-05 | 0.06764 | 2.4888e-05 | 0.066806 | 2.4581e-05 | 0.063625 | 2.3411e-05
[120 empty] | 7.3.5.15 Identification and remediation of “at-risk species”WLDFRVegetation ContactBranch (OverHanging) | WLDFR | HFTD - Distribution - Tier 3 - 4QU CoRE ¦ 2QU LoRE | Non-Red Flag Warning - Small Fires | Vegetation Contact | Branch (OverHanging) | 2042 | 0.00036795 | 572.0063 | 0.21047 | 2042 | Mitigation | 0.9 | 30 | 0 | esc | 0.064058 | 2.357e-05 | 0.06764 | 2.4888e-05 | 0.066806 | 2.4581e-05 | 0.063625 | 2.3411e-05
[120 empty] | 7.3.5.15 Identification and remediation of “at-risk species”WLDFRVegetation ContactBranch (OverHanging) | WLDFR | HFTD - Distribution - Tier 3 - 4QU CoRE ¦ 2QU LoRE | Non-Red Flag Warning - Small Fires | Vegetation Contact | Branch (OverHanging) | 2043 | 0.00036795 | 572.0063 | 0.21047 | 2043 | Mitigation | 0.9 | 30 | 0 | esc | 0.064058 | 2.357e-05 | 0.06764 | 2.4888e-05 | 0.066806 | 2.4581e-05 | 0.063625 | 2.3411e-05
[120 empty] | 7.3.5.15 Identification and remediation of “at-risk species”WLDFRVegetation ContactBranch (OverHanging) | WLDFR | HFTD - Distribution - Tier 3 - 4QU CoRE ¦ 2QU LoRE | Non-Red Flag Warning - Small Fires | Vegetation Contact | Branch (OverHanging) | 2044 | 0.00036795 | 572.0063 | 0.21047 | 2044 | Mitigation | 0.9 | 30 | 0 | esc | 0.064058 | 2.357e-05 | 0.06764 | 2.4888e-05 | 0.066806 | 2.4581e-05 | 0.063625 | 2.3411e-05
[120 empty] | 7.3.5.15 Identification and remediation of “at-risk species”WLDFRVegetation ContactBranch (OverHanging) | WLDFR | HFTD - Distribution - Tier 3 - 4QU CoRE ¦ 2QU LoRE | Non-Red Flag Warning - Small Fires | Vegetation Contact | Branch (OverHanging) | 2045 | 0.00036795 | 572.0063 | 0.21047 | 2045 | Mitigation | 0.9 | 30 | 0 | esc | 0.064058 | 2.357e-05 | 0.06764 | 2.4888e-05 | 0.066806 | 2.4581e-05 | 0.063625 | 2.3411e-05
[120 empty] | 7.3.5.15 Identification and remediation of “at-risk species”WLDFRVegetation ContactBranch (OverHanging) | WLDFR | HFTD - Distribution - Tier 3 - 4QU CoRE ¦ 2QU LoRE | Non-Red Flag Warning - Small Fires | Vegetation Contact | Branch (OverHanging) | 2046 | 0.00036795 | 572.0063 | 0.21047 | 2046 | Mitigation | 0.9 | 30 | 0 | esc | 0.064058 | 2.357e-05 | 0.06764 | 2.4888e-05 | 0.066806 | 2.4581e-05 | 0.063625 | 2.3411e-05
[120 empty] | 7.3.5.15 Identification and remediation of “at-risk species”WLDFRVegetation ContactBranch (OverHanging) | WLDFR | HFTD - Distribution - Tier 3 - 4QU CoRE ¦ 2QU LoRE | Non-Red Flag Warning - Small Fires | Vegetation Contact | Branch (OverHanging) | 2047 | 0.00036795 | 572.0063 | 0.21047 | 2047 | Mitigation | 0.9 | 30 | 0 | esc | 0.064058 | 2.357e-05 | 0.06764 | 2.4888e-05 | 0.066806 | 2.4581e-05 | 0.063625 | 2.3411e-05
[120 empty] | 7.3.5.15 Identification and remediation of “at-risk species”WLDFRVegetation ContactBranch (OverHanging) | WLDFR | HFTD - Distribution - Tier 3 - 4QU CoRE ¦ 2QU LoRE | Non-Red Flag Warning - Small Fires | Vegetation Contact | Branch (OverHanging) | 2048 | 0.00036795 | 572.0063 | 0.21047 | 2048 | Mitigation | 0.9 | 30 | 0 | esc | 0.064058 | 2.357e-05 | 0.06764 | 2.4888e-05 | 0.066806 | 2.4581e-05 | 0.063625 | 2.3411e-05
[120 empty] | 7.3.5.15 Identification and remediation of “at-risk species”WLDFRVegetation ContactBranch (OverHanging) | WLDFR | HFTD - Distribution - Tier 3 - 4QU CoRE ¦ 2QU LoRE | Non-Red Flag Warning - Small Fires | Vegetation Contact | Branch (OverHanging) | 2049 | 0.00036795 | 572.0063 | 0.21047 | 2049 | Mitigation | 0.9 | 30 | 0 | esc | 0.064058 | 2.357e-05 | 0.06764 | 2.4888e-05 | 0.066806 | 2.4581e-05 | 0.063625 | 2.3411e-05
[120 empty] | 7.3.5.15 Identification and remediation of “at-risk species”WLDFRVegetation ContactBranch (OverHanging) | WLDFR | HFTD - Distribution - Tier 3 - 4QU CoRE ¦ 2QU LoRE | Non-Red Flag Warning - Small Fires | Vegetation Contact | Branch (OverHanging) | 2050 | 0.00036795 | 572.0063 | 0.21047 | 2050 | Mitigation | 0.9 | 30 | 0 | esc | 0 | 0 | 0.06764 | 2.4888e-05 | 0.066806 | 2.4581e-05 | 0.063625 | 2.3411e-05
[120 empty] | 7.3.5.15 Identification and remediation of “at-risk species”WLDFRVegetation ContactBranch (OverHanging) | WLDFR | HFTD - Distribution - Tier 3 - 4QU CoRE ¦ 2QU LoRE | Non-Red Flag Warning - Small Fires | Vegetation Contact | Branch (OverHanging) | 2051 | 0.00036795 | 572.0063 | 0.21047 | 2051 | Mitigation | 0.9 | 30 | 0 | esc | 0 | 0 | 0 | 0 | 0.066806 | 2.4581e-05 | 0.063625 | 2.3411e-05
[120 empty] | 7.3.5.15 Identification and remediation of “at-risk species”WLDFRVegetation ContactBranch (OverHanging) | WLDFR | HFTD - Distribution - Tier 3 - 4QU CoRE ¦ 2QU LoRE | Non-Red Flag Warning - Small Fires | Vegetation Contact | Branch (OverHanging) | 2052 | 0.00036795 | 572.0063 | 0.21047 | 2052 | Mitigation | 0.9 | 30 | 0 | esc | 0 | 0 | 0 | 0 | 0 | 0 | 0.063625 | 2.3411e-05
[120 empty] | 7.3.5.15 Identification and remediation of “at-risk species”WLDFRVegetation ContactFell into (Moderate-Severe defect) | WLDFR | HFTD - Distribution - Tier 3 - 4QU CoRE ¦ 2QU LoRE | Non-Red Flag Warning - Small Fires | Vegetation Contact | Fell into (Moderate-Severe defect) | 2022 | 0.00017167 | 572.0063 | 0.098196 | 2022 | Mitigation | 0.95 | 1 | 0 | esc | 0 | 0 | 0 | 0 | 0.070518 | 1.2106e-05 | 0 | 0
[120 empty] | 7.3.5.15 Identification and remediation of “at-risk species”WLDFRVegetation ContactFell into (Moderate-Severe defect) | WLDFR | HFTD - Distribution - Tier 3 - 4QU CoRE ¦ 2QU LoRE | Non-Red Flag Warning - Small Fires | Vegetation Contact | Fell into (Moderate-Severe defect) | 2023 | 0.00017167 | 572.0063 | 0.098196 | 2023 | Mitigation | 0.95 | 1 | 0 | esc | 0 | 0 | 0 | 0 | 0 | 0 | 0.06716 | 1.1529e-05
[120 empty] | 7.3.5.15 Identification and remediation of “at-risk species”WLDFRVegetation ContactFell into (slight defect) | WLDFR | HFTD - Distribution - Tier 3 - 4QU CoRE ¦ 2QU LoRE | Non-Red Flag Warning - Small Fires | Vegetation Contact | Fell into (slight defect) | 2022 | 0.0002215 | 572.0063 | 0.1267 | 2022 | Mitigation | 0.5 | 1 | 0 | esc | 0 | 0 | 0 | 0 | 0.037115 | 8.221e-06 | 0 | 0
[120 empty] | 7.3.5.15 Identification and remediation of “at-risk species”WLDFRVegetation ContactFell into (slight defect) | WLDFR | HFTD - Distribution - Tier 3 - 4QU CoRE ¦ 2QU LoRE | Non-Red Flag Warning - Small Fires | Vegetation Contact | Fell into (slight defect) | 2023 | 0.0002215 | 572.0063 | 0.1267 | 2023 | Mitigation | 0.5 | 1 | 0 | esc | 0 | 0 | 0 | 0 | 0 | 0 | 0.035347 | 7.8295e-06
[120 empty] | 7.3.5.15 Identification and remediation of “at-risk species”WLDFRVegetation ContactGrow Into | WLDFR | HFTD - Distribution - Tier 3 - 4QU CoRE ¦ 2QU LoRE | Non-Red Flag Warning - Small Fires | Vegetation Contact | Grow Into | 2022 | 1.9114e-05 | 572.0063 | 0.010933 | 2022 | Mitigation | 0.5 | 1 | 0 | esc | 0 | 0 | 0 | 0 | 0.037115 | 7.0941e-07 | 0 | 0
[120 empty] | 7.3.5.15 Identification and remediation of “at-risk species”WLDFRVegetation ContactGrow Into | WLDFR | HFTD - Distribution - Tier 3 - 4QU CoRE ¦ 2QU LoRE | Non-Red Flag Warning - Small Fires | Vegetation Contact | Grow Into | 2023 | 1.9114e-05 | 572.0063 | 0.010933 | 2023 | Mitigation | 0.5 | 1 | 0 | esc | 0 | 0 | 0 | 0 | 0 | 0 | 0.035347 | 6.7563e-07
[120 empty] | 7.3.5.15 Identification and remediation of “at-risk species”WLDFRVegetation ContactBranch (Not overhanging, 4-12ft) | WLDFR | HFTD - Distribution - Tier 3 - 4QU CoRE ¦ 2QU LoRE | Red Flag Warning - Catastrophic Fires | Vegetation Contact | Branch (Not overhanging, 4-12ft) | 2022 | 9.2954e-08 | 572.0063 | 5.317e-05 | 2022 | Mitigation | 0.5 | 30 | 0 | esc | 0.035588 | 3.308e-09 | 0.037578 | 3.493e-09 | 0.037115 | 3.4499e-09 | 0 | 0
[120 empty] | 7.3.5.15 Identification and remediation of “at-risk species”WLDFRVegetation ContactBranch (Not overhanging, 4-12ft) | WLDFR | HFTD - Distribution - Tier 3 - 4QU CoRE ¦ 2QU LoRE | Red Flag Warning - Catastrophic Fires | Vegetation Contact | Branch (Not overhanging, 4-12ft) | 2023 | 9.2954e-08 | 572.0063 | 5.317e-05 | 2023 | Mitigation | 0.5 | 30 | 0 | esc | 0.035588 | 3.308e-09 | 0.037578 | 3.493e-09 | 0.037115 | 3.4499e-09 | 0.035347 | 3.2857e-09
[120 empty] | 7.3.5.15 Identification and remediation of “at-risk species”WLDFRVegetation ContactBranch (Not overhanging, 4-12ft) | WLDFR | HFTD - Distribution - Tier 3 - 4QU CoRE ¦ 2QU LoRE | Red Flag Warning - Catastrophic Fires | Vegetation Contact | Branch (Not overhanging, 4-12ft) | 2024 | 9.2954e-08 | 572.0063 | 5.317e-05 | 2024 | Mitigation | 0.5 | 30 | 0 | esc | 0.035588 | 3.308e-09 | 0.037578 | 3.493e-09 | 0.037115 | 3.4499e-09 | 0.035347 | 3.2857e-09
[120 empty] | 7.3.5.15 Identification and remediation of “at-risk species”WLDFRVegetation ContactBranch (Not overhanging, 4-12ft) | WLDFR | HFTD - Distribution - Tier 3 - 4QU CoRE ¦ 2QU LoRE | Red Flag Warning - Catastrophic Fires | Vegetation Contact | Branch (Not overhanging, 4-12ft) | 2025 | 9.2954e-08 | 572.0063 | 5.317e-05 | 2025 | Mitigation | 0.5 | 30 | 0 | esc | 0.035588 | 3.308e-09 | 0.037578 | 3.493e-09 | 0.037115 | 3.4499e-09 | 0.035347 | 3.2857e-09
[120 empty] | 7.3.5.15 Identification and remediation of “at-risk species”WLDFRVegetation ContactBranch (Not overhanging, 4-12ft) | WLDFR | HFTD - Distribution - Tier 3 - 4QU CoRE ¦ 2QU LoRE | Red Flag Warning - Catastrophic Fires | Vegetation Contact | Branch (Not overhanging, 4-12ft) | 2026 | 9.2954e-08 | 572.0063 | 5.317e-05 | 2026 | Mitigation | 0.5 | 30 | 0 | esc | 0.035588 | 3.308e-09 | 0.037578 | 3.493e-09 | 0.037115 | 3.4499e-09 | 0.035347 | 3.2857e-09
[120 empty] | 7.3.5.15 Identification and remediation of “at-risk species”WLDFRVegetation ContactBranch (Not overhanging, 4-12ft) | WLDFR | HFTD - Distribution - Tier 3 - 4QU CoRE ¦ 2QU LoRE | Red Flag Warning - Catastrophic Fires | Vegetation Contact | Branch (Not overhanging, 4-12ft) | 2027 | 9.2954e-08 | 572.0063 | 5.317e-05 | 2027 | Mitigation | 0.5 | 30 | 0 | esc | 0.035588 | 3.308e-09 | 0.037578 | 3.493e-09 | 0.037115 | 3.4499e-09 | 0.035347 | 3.2857e-09
[120 empty] | 7.3.5.15 Identification and remediation of “at-risk species”WLDFRVegetation ContactBranch (Not overhanging, 4-12ft) | WLDFR | HFTD - Distribution - Tier 3 - 4QU CoRE ¦ 2QU LoRE | Red Flag Warning - Catastrophic Fires | Vegetation Contact | Branch (Not overhanging, 4-12ft) | 2028 | 9.2954e-08 | 572.0063 | 5.317e-05 | 2028 | Mitigation | 0.5 | 30 | 0 | esc | 0.035588 | 3.308e-09 | 0.037578 | 3.493e-09 | 0.037115 | 3.4499e-09 | 0.035347 | 3.2857e-09
[120 empty] | 7.3.5.15 Identification and remediation of “at-risk species”WLDFRVegetation ContactBranch (Not overhanging, 4-12ft) | WLDFR | HFTD - Distribution - Tier 3 - 4QU CoRE ¦ 2QU LoRE | Red Flag Warning - Catastrophic Fires | Vegetation Contact | Branch (Not overhanging, 4-12ft) | 2029 | 9.2954e-08 | 572.0063 | 5.317e-05 | 2029 | Mitigation | 0.5 | 30 | 0 | esc | 0.035588 | 3.308e-09 | 0.037578 | 3.493e-09 | 0.037115 | 3.4499e-09 | 0.035347 | 3.2857e-09
[120 empty] | 7.3.5.15 Identification and remediation of “at-risk species”WLDFRVegetation ContactBranch (Not overhanging, 4-12ft) | WLDFR | HFTD - Distribution - Tier 3 - 4QU CoRE ¦ 2QU LoRE | Red Flag Warning - Catastrophic Fires | Vegetation Contact | Branch (Not overhanging, 4-12ft) | 2030 | 9.2954e-08 | 572.0063 | 5.317e-05 | 2030 | Mitigation | 0.5 | 30 | 0 | esc | 0.035588 | 3.308e-09 | 0.037578 | 3.493e-09 | 0.037115 | 3.4499e-09 | 0.035347 | 3.2857e-09
[120 empty] | 7.3.5.15 Identification and remediation of “at-risk species”WLDFRVegetation ContactBranch (Not overhanging, 4-12ft) | WLDFR | HFTD - Distribution - Tier 3 - 4QU CoRE ¦ 2QU LoRE | Red Flag Warning - Catastrophic Fires | Vegetation Contact | Branch (Not overhanging, 4-12ft) | 2031 | 9.2954e-08 | 572.0063 | 5.317e-05 | 2031 | Mitigation | 0.5 | 30 | 0 | esc | 0.035588 | 3.308e-09 | 0.037578 | 3.493e-09 | 0.037115 | 3.4499e-09 | 0.035347 | 3.2857e-09
[120 empty] | 7.3.5.15 Identification and remediation of “at-risk species”WLDFRVegetation ContactBranch (Not overhanging, 4-12ft) | WLDFR | HFTD - Distribution - Tier 3 - 4QU CoRE ¦ 2QU LoRE | Red Flag Warning - Catastrophic Fires | Vegetation Contact | Branch (Not overhanging, 4-12ft) | 2032 | 9.2954e-08 | 572.0063 | 5.317e-05 | 2032 | Mitigation | 0.5 | 30 | 0 | esc | 0.035588 | 3.308e-09 | 0.037578 | 3.493e-09 | 0.037115 | 3.4499e-09 | 0.035347 | 3.2857e-09
[120 empty] | 7.3.5.15 Identification and remediation of “at-risk species”WLDFRVegetation ContactBranch (Not overhanging, 4-12ft) | WLDFR | HFTD - Distribution - Tier 3 - 4QU CoRE ¦ 2QU LoRE | Red Flag Warning - Catastrophic Fires | Vegetation Contact | Branch (Not overhanging, 4-12ft) | 2033 | 9.2954e-08 | 572.0063 | 5.317e-05 | 2033 | Mitigation | 0.5 | 30 | 0 | esc | 0.035588 | 3.308e-09 | 0.037578 | 3.493e-09 | 0.037115 | 3.4499e-09 | 0.035347 | 3.2857e-09
[120 empty] | 7.3.5.15 Identification and remediation of “at-risk species”WLDFRVegetation ContactBranch (Not overhanging, 4-12ft) | WLDFR | HFTD - Distribution - Tier 3 - 4QU CoRE ¦ 2QU LoRE | Red Flag Warning - Catastrophic Fires | Vegetation Contact | Branch (Not overhanging, 4-12ft) | 2034 | 9.2954e-08 | 572.0063 | 5.317e-05 | 2034 | Mitigation | 0.5 | 30 | 0 | esc | 0.035588 | 3.308e-09 | 0.037578 | 3.493e-09 | 0.037115 | 3.4499e-09 | 0.035347 | 3.2857e-09
[120 empty] | 7.3.5.15 Identification and remediation of “at-risk species”WLDFRVegetation ContactBranch (Not overhanging, 4-12ft) | WLDFR | HFTD - Distribution - Tier 3 - 4QU CoRE ¦ 2QU LoRE | Red Flag Warning - Catastrophic Fires | Vegetation Contact | Branch (Not overhanging, 4-12ft) | 2035 | 9.2954e-08 | 572.0063 | 5.317e-05 | 2035 | Mitigation | 0.5 | 30 | 0 | esc | 0.035588 | 3.308e-09 | 0.037578 | 3.493e-09 | 0.037115 | 3.4499e-09 | 0.035347 | 3.2857e-09
[120 empty] | 7.3.5.15 Identification and remediation of “at-risk species”WLDFRVegetation ContactBranch (Not overhanging, 4-12ft) | WLDFR | HFTD - Distribution - Tier 3 - 4QU CoRE ¦ 2QU LoRE | Red Flag Warning - Catastrophic Fires | Vegetation Contact | Branch (Not overhanging, 4-12ft) | 2036 | 9.2954e-08 | 572.0063 | 5.317e-05 | 2036 | Mitigation | 0.5 | 30 | 0 | esc | 0.035588 | 3.308e-09 | 0.037578 | 3.493e-09 | 0.037115 | 3.4499e-09 | 0.035347 | 3.2857e-09
[120 empty] | 7.3.5.15 Identification and remediation of “at-risk species”WLDFRVegetation ContactBranch (Not overhanging, 4-12ft) | WLDFR | HFTD - Distribution - Tier 3 - 4QU CoRE ¦ 2QU LoRE | Red Flag Warning - Catastrophic Fires | Vegetation Contact | Branch (Not overhanging, 4-12ft) | 2037 | 9.2954e-08 | 572.0063 | 5.317e-05 | 2037 | Mitigation | 0.5 | 30 | 0 | esc | 0.035588 | 3.308e-09 | 0.037578 | 3.493e-09 | 0.037115 | 3.4499e-09 | 0.035347 | 3.2857e-09
[120 empty] | 7.3.5.15 Identification and remediation of “at-risk species”WLDFRVegetation ContactBranch (Not overhanging, 4-12ft) | WLDFR | HFTD - Distribution - Tier 3 - 4QU CoRE ¦ 2QU LoRE | Red Flag Warning - Catastrophic Fires | Vegetation Contact | Branch (Not overhanging, 4-12ft) | 2038 | 9.2954e-08 | 572.0063 | 5.317e-05 | 2038 | Mitigation | 0.5 | 30 | 0 | esc | 0.035588 | 3.308e-09 | 0.037578 | 3.493e-09 | 0.037115 | 3.4499e-09 | 0.035347 | 3.2857e-09
[120 empty] | 7.3.5.15 Identification and remediation of “at-risk species”WLDFRVegetation ContactBranch (Not overhanging, 4-12ft) | WLDFR | HFTD - Distribution - Tier 3 - 4QU CoRE ¦ 2QU LoRE | Red Flag Warning - Catastrophic Fires | Vegetation Contact | Branch (Not overhanging, 4-12ft) | 2039 | 9.2954e-08 | 572.0063 | 5.317e-05 | 2039 | Mitigation | 0.5 | 30 | 0 | esc | 0.035588 | 3.308e-09 | 0.037578 | 3.493e-09 | 0.037115 | 3.4499e-09 | 0.035347 | 3.2857e-09
[120 empty] | 7.3.5.15 Identification and remediation of “at-risk species”WLDFRVegetation ContactBranch (Not overhanging, 4-12ft) | WLDFR | HFTD - Distribution - Tier 3 - 4QU CoRE ¦ 2QU LoRE | Red Flag Warning - Catastrophic Fires | Vegetation Contact | Branch (Not overhanging, 4-12ft) | 2040 | 9.2954e-08 | 572.0063 | 5.317e-05 | 2040 | Mitigation | 0.5 | 30 | 0 | esc | 0.035588 | 3.308e-09 | 0.037578 | 3.493e-09 | 0.037115 | 3.4499e-09 | 0.035347 | 3.2857e-09
[120 empty] | 7.3.5.15 Identification and remediation of “at-risk species”WLDFRVegetation ContactBranch (Not overhanging, 4-12ft) | WLDFR | HFTD - Distribution - Tier 3 - 4QU CoRE ¦ 2QU LoRE | Red Flag Warning - Catastrophic Fires | Vegetation Contact | Branch (Not overhanging, 4-12ft) | 2041 | 9.2954e-08 | 572.0063 | 5.317e-05 | 2041 | Mitigation | 0.5 | 30 | 0 | esc | 0.035588 | 3.308e-09 | 0.037578 | 3.493e-09 | 0.037115 | 3.4499e-09 | 0.035347 | 3.2857e-09
[120 empty] | 7.3.5.15 Identification and remediation of “at-risk species”WLDFRVegetation ContactBranch (Not overhanging, 4-12ft) | WLDFR | HFTD - Distribution - Tier 3 - 4QU CoRE ¦ 2QU LoRE | Red Flag Warning - Catastrophic Fires | Vegetation Contact | Branch (Not overhanging, 4-12ft) | 2042 | 9.2954e-08 | 572.0063 | 5.317e-05 | 2042 | Mitigation | 0.5 | 30 | 0 | esc | 0.035588 | 3.308e-09 | 0.037578 | 3.493e-09 | 0.037115 | 3.4499e-09 | 0.035347 | 3.2857e-09
[120 empty] | 7.3.5.15 Identification and remediation of “at-risk species”WLDFRVegetation ContactBranch (Not overhanging, 4-12ft) | WLDFR | HFTD - Distribution - Tier 3 - 4QU CoRE ¦ 2QU LoRE | Red Flag Warning - Catastrophic Fires | Vegetation Contact | Branch (Not overhanging, 4-12ft) | 2043 | 9.2954e-08 | 572.0063 | 5.317e-05 | 2043 | Mitigation | 0.5 | 30 | 0 | esc | 0.035588 | 3.308e-09 | 0.037578 | 3.493e-09 | 0.037115 | 3.4499e-09 | 0.035347 | 3.2857e-09
[120 empty] | 7.3.5.15 Identification and remediation of “at-risk species”WLDFRVegetation ContactBranch (Not overhanging, 4-12ft) | WLDFR | HFTD - Distribution - Tier 3 - 4QU CoRE ¦ 2QU LoRE | Red Flag Warning - Catastrophic Fires | Vegetation Contact | Branch (Not overhanging, 4-12ft) | 2044 | 9.2954e-08 | 572.0063 | 5.317e-05 | 2044 | Mitigation | 0.5 | 30 | 0 | esc | 0.035588 | 3.308e-09 | 0.037578 | 3.493e-09 | 0.037115 | 3.4499e-09 | 0.035347 | 3.2857e-09
[120 empty] | 7.3.5.15 Identification and remediation of “at-risk species”WLDFRVegetation ContactBranch (Not overhanging, 4-12ft) | WLDFR | HFTD - Distribution - Tier 3 - 4QU CoRE ¦ 2QU LoRE | Red Flag Warning - Catastrophic Fires | Vegetation Contact | Branch (Not overhanging, 4-12ft) | 2045 | 9.2954e-08 | 572.0063 | 5.317e-05 | 2045 | Mitigation | 0.5 | 30 | 0 | esc | 0.035588 | 3.308e-09 | 0.037578 | 3.493e-09 | 0.037115 | 3.4499e-09 | 0.035347 | 3.2857e-09
[120 empty] | 7.3.5.15 Identification and remediation of “at-risk species”WLDFRVegetation ContactBranch (Not overhanging, 4-12ft) | WLDFR | HFTD - Distribution - Tier 3 - 4QU CoRE ¦ 2QU LoRE | Red Flag Warning - Catastrophic Fires | Vegetation Contact | Branch (Not overhanging, 4-12ft) | 2046 | 9.2954e-08 | 572.0063 | 5.317e-05 | 2046 | Mitigation | 0.5 | 30 | 0 | esc | 0.035588 | 3.308e-09 | 0.037578 | 3.493e-09 | 0.037115 | 3.4499e-09 | 0.035347 | 3.2857e-09
[120 empty] | 7.3.5.15 Identification and remediation of “at-risk species”WLDFRVegetation ContactBranch (Not overhanging, 4-12ft) | WLDFR | HFTD - Distribution - Tier 3 - 4QU CoRE ¦ 2QU LoRE | Red Flag Warning - Catastrophic Fires | Vegetation Contact | Branch (Not overhanging, 4-12ft) | 2047 | 9.2954e-08 | 572.0063 | 5.317e-05 | 2047 | Mitigation | 0.5 | 30 | 0 | esc | 0.035588 | 3.308e-09 | 0.037578 | 3.493e-09 | 0.037115 | 3.4499e-09 | 0.035347 | 3.2857e-09
[120 empty] | 7.3.5.15 Identification and remediation of “at-risk species”WLDFRVegetation ContactBranch (Not overhanging, 4-12ft) | WLDFR | HFTD - Distribution - Tier 3 - 4QU CoRE ¦ 2QU LoRE | Red Flag Warning - Catastrophic Fires | Vegetation Contact | Branch (Not overhanging, 4-12ft) | 2048 | 9.2954e-08 | 572.0063 | 5.317e-05 | 2048 | Mitigation | 0.5 | 30 | 0 | esc | 0.035588 | 3.308e-09 | 0.037578 | 3.493e-09 | 0.037115 | 3.4499e-09 | 0.035347 | 3.2857e-09
[120 empty] | 7.3.5.15 Identification and remediation of “at-risk species”WLDFRVegetation ContactBranch (Not overhanging, 4-12ft) | WLDFR | HFTD - Distribution - Tier 3 - 4QU CoRE ¦ 2QU LoRE | Red Flag Warning - Catastrophic Fires | Vegetation Contact | Branch (Not overhanging, 4-12ft) | 2049 | 9.2954e-08 | 572.0063 | 5.317e-05 | 2049 | Mitigation | 0.5 | 30 | 0 | esc | 0.035588 | 3.308e-09 | 0.037578 | 3.493e-09 | 0.037115 | 3.4499e-09 | 0.035347 | 3.2857e-09
[120 empty] | 7.3.5.15 Identification and remediation of “at-risk species”WLDFRVegetation ContactBranch (Not overhanging, 4-12ft) | WLDFR | HFTD - Distribution - Tier 3 - 4QU CoRE ¦ 2QU LoRE | Red Flag Warning - Catastrophic Fires | Vegetation Contact | Branch (Not overhanging, 4-12ft) | 2050 | 9.2954e-08 | 572.0063 | 5.317e-05 | 2050 | Mitigation | 0.5 | 30 | 0 | esc | 0 | 0 | 0.037578 | 3.493e-09 | 0.037115 | 3.4499e-09 | 0.035347 | 3.2857e-09
[120 empty] | 7.3.5.15 Identification and remediation of “at-risk species”WLDFRVegetation ContactBranch (Not overhanging, 4-12ft) | WLDFR | HFTD - Distribution - Tier 3 - 4QU CoRE ¦ 2QU LoRE | Red Flag Warning - Catastrophic Fires | Vegetation Contact | Branch (Not overhanging, 4-12ft) | 2051 | 9.2954e-08 | 572.0063 | 5.317e-05 | 2051 | Mitigation | 0.5 | 30 | 0 | esc | 0 | 0 | 0 | 0 | 0.037115 | 3.4499e-09 | 0.035347 | 3.2857e-09
[120 empty] | 7.3.5.15 Identification and remediation of “at-risk species”WLDFRVegetation ContactBranch (Not overhanging, 4-12ft) | WLDFR | HFTD - Distribution - Tier 3 - 4QU CoRE ¦ 2QU LoRE | Red Flag Warning - Catastrophic Fires | Vegetation Contact | Branch (Not overhanging, 4-12ft) | 2052 | 9.2954e-08 | 572.0063 | 5.317e-05 | 2052 | Mitigation | 0.5 | 30 | 0 | esc | 0 | 0 | 0 | 0 | 0 | 0 | 0.035347 | 3.2857e-09
[120 empty] | 7.3.5.15 Identification and remediation of “at-risk species”WLDFRVegetation ContactBranch (Not overhanging, within 4ft) | WLDFR | HFTD - Distribution - Tier 3 - 4QU CoRE ¦ 2QU LoRE | Red Flag Warning - Catastrophic Fires | Vegetation Contact | Branch (Not overhanging, within 4ft) | 2022 | 2.2985e-08 | 572.0063 | 1.3148e-05 | 2022 | Mitigation | 0.9 | 30 | 0 | esc | 0.064058 | 1.4724e-09 | 0.06764 | 1.5547e-09 | 0.066806 | 1.5356e-09 | 0 | 0
[120 empty] | 7.3.5.15 Identification and remediation of “at-risk species”WLDFRVegetation ContactBranch (Not overhanging, within 4ft) | WLDFR | HFTD - Distribution - Tier 3 - 4QU CoRE ¦ 2QU LoRE | Red Flag Warning - Catastrophic Fires | Vegetation Contact | Branch (Not overhanging, within 4ft) | 2023 | 2.2985e-08 | 572.0063 | 1.3148e-05 | 2023 | Mitigation | 0.9 | 30 | 0 | esc | 0.064058 | 1.4724e-09 | 0.06764 | 1.5547e-09 | 0.066806 | 1.5356e-09 | 0.063625 | 1.4624e-09
[120 empty] | 7.3.5.15 Identification and remediation of “at-risk species”WLDFRVegetation ContactBranch (Not overhanging, within 4ft) | WLDFR | HFTD - Distribution - Tier 3 - 4QU CoRE ¦ 2QU LoRE | Red Flag Warning - Catastrophic Fires | Vegetation Contact | Branch (Not overhanging, within 4ft) | 2024 | 2.2985e-08 | 572.0063 | 1.3148e-05 | 2024 | Mitigation | 0.9 | 30 | 0 | esc | 0.064058 | 1.4724e-09 | 0.06764 | 1.5547e-09 | 0.066806 | 1.5356e-09 | 0.063625 | 1.4624e-09
[120 empty] | 7.3.5.15 Identification and remediation of “at-risk species”WLDFRVegetation ContactBranch (Not overhanging, within 4ft) | WLDFR | HFTD - Distribution - Tier 3 - 4QU CoRE ¦ 2QU LoRE | Red Flag Warning - Catastrophic Fires | Vegetation Contact | Branch (Not overhanging, within 4ft) | 2025 | 2.2985e-08 | 572.0063 | 1.3148e-05 | 2025 | Mitigation | 0.9 | 30 | 0 | esc | 0.064058 | 1.4724e-09 | 0.06764 | 1.5547e-09 | 0.066806 | 1.5356e-09 | 0.063625 | 1.4624e-09
[120 empty] | 7.3.5.15 Identification and remediation of “at-risk species”WLDFRVegetation ContactBranch (Not overhanging, within 4ft) | WLDFR | HFTD - Distribution - Tier 3 - 4QU CoRE ¦ 2QU LoRE | Red Flag Warning - Catastrophic Fires | Vegetation Contact | Branch (Not overhanging, within 4ft) | 2026 | 2.2985e-08 | 572.0063 | 1.3148e-05 | 2026 | Mitigation | 0.9 | 30 | 0 | esc | 0.064058 | 1.4724e-09 | 0.06764 | 1.5547e-09 | 0.066806 | 1.5356e-09 | 0.063625 | 1.4624e-09
[120 empty] | 7.3.5.15 Identification and remediation of “at-risk species”WLDFRVegetation ContactBranch (Not overhanging, within 4ft) | WLDFR | HFTD - Distribution - Tier 3 - 4QU CoRE ¦ 2QU LoRE | Red Flag Warning - Catastrophic Fires | Vegetation Contact | Branch (Not overhanging, within 4ft) | 2027 | 2.2985e-08 | 572.0063 | 1.3148e-05 | 2027 | Mitigation | 0.9 | 30 | 0 | esc | 0.064058 | 1.4724e-09 | 0.06764 | 1.5547e-09 | 0.066806 | 1.5356e-09 | 0.063625 | 1.4624e-09
[120 empty] | 7.3.5.15 Identification and remediation of “at-risk species”WLDFRVegetation ContactBranch (Not overhanging, within 4ft) | WLDFR | HFTD - Distribution - Tier 3 - 4QU CoRE ¦ 2QU LoRE | Red Flag Warning - Catastrophic Fires | Vegetation Contact | Branch (Not overhanging, within 4ft) | 2028 | 2.2985e-08 | 572.0063 | 1.3148e-05 | 2028 | Mitigation | 0.9 | 30 | 0 | esc | 0.064058 | 1.4724e-09 | 0.06764 | 1.5547e-09 | 0.066806 | 1.5356e-09 | 0.063625 | 1.4624e-09
[120 empty] | 7.3.5.15 Identification and remediation of “at-risk species”WLDFRVegetation ContactBranch (Not overhanging, within 4ft) | WLDFR | HFTD - Distribution - Tier 3 - 4QU CoRE ¦ 2QU LoRE | Red Flag Warning - Catastrophic Fires | Vegetation Contact | Branch (Not overhanging, within 4ft) | 2029 | 2.2985e-08 | 572.0063 | 1.3148e-05 | 2029 | Mitigation | 0.9 | 30 | 0 | esc | 0.064058 | 1.4724e-09 | 0.06764 | 1.5547e-09 | 0.066806 | 1.5356e-09 | 0.063625 | 1.4624e-09
[120 empty] | 7.3.5.15 Identification and remediation of “at-risk species”WLDFRVegetation ContactBranch (Not overhanging, within 4ft) | WLDFR | HFTD - Distribution - Tier 3 - 4QU CoRE ¦ 2QU LoRE | Red Flag Warning - Catastrophic Fires | Vegetation Contact | Branch (Not overhanging, within 4ft) | 2030 | 2.2985e-08 | 572.0063 | 1.3148e-05 | 2030 | Mitigation | 0.9 | 30 | 0 | esc | 0.064058 | 1.4724e-09 | 0.06764 | 1.5547e-09 | 0.066806 | 1.5356e-09 | 0.063625 | 1.4624e-09
[120 empty] | 7.3.5.15 Identification and remediation of “at-risk species”WLDFRVegetation ContactBranch (Not overhanging, within 4ft) | WLDFR | HFTD - Distribution - Tier 3 - 4QU CoRE ¦ 2QU LoRE | Red Flag Warning - Catastrophic Fires | Vegetation Contact | Branch (Not overhanging, within 4ft) | 2031 | 2.2985e-08 | 572.0063 | 1.3148e-05 | 2031 | Mitigation | 0.9 | 30 | 0 | esc | 0.064058 | 1.4724e-09 | 0.06764 | 1.5547e-09 | 0.066806 | 1.5356e-09 | 0.063625 | 1.4624e-09
[120 empty] | 7.3.5.15 Identification and remediation of “at-risk species”WLDFRVegetation ContactBranch (Not overhanging, within 4ft) | WLDFR | HFTD - Distribution - Tier 3 - 4QU CoRE ¦ 2QU LoRE | Red Flag Warning - Catastrophic Fires | Vegetation Contact | Branch (Not overhanging, within 4ft) | 2032 | 2.2985e-08 | 572.0063 | 1.3148e-05 | 2032 | Mitigation | 0.9 | 30 | 0 | esc | 0.064058 | 1.4724e-09 | 0.06764 | 1.5547e-09 | 0.066806 | 1.5356e-09 | 0.063625 | 1.4624e-09
[120 empty] | 7.3.5.15 Identification and remediation of “at-risk species”WLDFRVegetation ContactBranch (Not overhanging, within 4ft) | WLDFR | HFTD - Distribution - Tier 3 - 4QU CoRE ¦ 2QU LoRE | Red Flag Warning - Catastrophic Fires | Vegetation Contact | Branch (Not overhanging, within 4ft) | 2033 | 2.2985e-08 | 572.0063 | 1.3148e-05 | 2033 | Mitigation | 0.9 | 30 | 0 | esc | 0.064058 | 1.4724e-09 | 0.06764 | 1.5547e-09 | 0.066806 | 1.5356e-09 | 0.063625 | 1.4624e-09
[120 empty] | 7.3.5.15 Identification and remediation of “at-risk species”WLDFRVegetation ContactBranch (Not overhanging, within 4ft) | WLDFR | HFTD - Distribution - Tier 3 - 4QU CoRE ¦ 2QU LoRE | Red Flag Warning - Catastrophic Fires | Vegetation Contact | Branch (Not overhanging, within 4ft) | 2034 | 2.2985e-08 | 572.0063 | 1.3148e-05 | 2034 | Mitigation | 0.9 | 30 | 0 | esc | 0.064058 | 1.4724e-09 | 0.06764 | 1.5547e-09 | 0.066806 | 1.5356e-09 | 0.063625 | 1.4624e-09
[120 empty] | 7.3.5.15 Identification and remediation of “at-risk species”WLDFRVegetation ContactBranch (Not overhanging, within 4ft) | WLDFR | HFTD - Distribution - Tier 3 - 4QU CoRE ¦ 2QU LoRE | Red Flag Warning - Catastrophic Fires | Vegetation Contact | Branch (Not overhanging, within 4ft) | 2035 | 2.2985e-08 | 572.0063 | 1.3148e-05 | 2035 | Mitigation | 0.9 | 30 | 0 | esc | 0.064058 | 1.4724e-09 | 0.06764 | 1.5547e-09 | 0.066806 | 1.5356e-09 | 0.063625 | 1.4624e-09
[120 empty] | 7.3.5.15 Identification and remediation of “at-risk species”WLDFRVegetation ContactBranch (Not overhanging, within 4ft) | WLDFR | HFTD - Distribution - Tier 3 - 4QU CoRE ¦ 2QU LoRE | Red Flag Warning - Catastrophic Fires | Vegetation Contact | Branch (Not overhanging, within 4ft) | 2036 | 2.2985e-08 | 572.0063 | 1.3148e-05 | 2036 | Mitigation | 0.9 | 30 | 0 | esc | 0.064058 | 1.4724e-09 | 0.06764 | 1.5547e-09 | 0.066806 | 1.5356e-09 | 0.063625 | 1.4624e-09
[120 empty] | 7.3.5.15 Identification and remediation of “at-risk species”WLDFRVegetation ContactBranch (Not overhanging, within 4ft) | WLDFR | HFTD - Distribution - Tier 3 - 4QU CoRE ¦ 2QU LoRE | Red Flag Warning - Catastrophic Fires | Vegetation Contact | Branch (Not overhanging, within 4ft) | 2037 | 2.2985e-08 | 572.0063 | 1.3148e-05 | 2037 | Mitigation | 0.9 | 30 | 0 | esc | 0.064058 | 1.4724e-09 | 0.06764 | 1.5547e-09 | 0.066806 | 1.5356e-09 | 0.063625 | 1.4624e-09
[120 empty] | 7.3.5.15 Identification and remediation of “at-risk species”WLDFRVegetation ContactBranch (Not overhanging, within 4ft) | WLDFR | HFTD - Distribution - Tier 3 - 4QU CoRE ¦ 2QU LoRE | Red Flag Warning - Catastrophic Fires | Vegetation Contact | Branch (Not overhanging, within 4ft) | 2038 | 2.2985e-08 | 572.0063 | 1.3148e-05 | 2038 | Mitigation | 0.9 | 30 | 0 | esc | 0.064058 | 1.4724e-09 | 0.06764 | 1.5547e-09 | 0.066806 | 1.5356e-09 | 0.063625 | 1.4624e-09
[120 empty] | 7.3.5.15 Identification and remediation of “at-risk species”WLDFRVegetation ContactBranch (Not overhanging, within 4ft) | WLDFR | HFTD - Distribution - Tier 3 - 4QU CoRE ¦ 2QU LoRE | Red Flag Warning - Catastrophic Fires | Vegetation Contact | Branch (Not overhanging, within 4ft) | 2039 | 2.2985e-08 | 572.0063 | 1.3148e-05 | 2039 | Mitigation | 0.9 | 30 | 0 | esc | 0.064058 | 1.4724e-09 | 0.06764 | 1.5547e-09 | 0.066806 | 1.5356e-09 | 0.063625 | 1.4624e-09
[120 empty] | 7.3.5.15 Identification and remediation of “at-risk species”WLDFRVegetation ContactBranch (Not overhanging, within 4ft) | WLDFR | HFTD - Distribution - Tier 3 - 4QU CoRE ¦ 2QU LoRE | Red Flag Warning - Catastrophic Fires | Vegetation Contact | Branch (Not overhanging, within 4ft) | 2040 | 2.2985e-08 | 572.0063 | 1.3148e-05 | 2040 | Mitigation | 0.9 | 30 | 0 | esc | 0.064058 | 1.4724e-09 | 0.06764 | 1.5547e-09 | 0.066806 | 1.5356e-09 | 0.063625 | 1.4624e-09
[120 empty] | 7.3.5.15 Identification and remediation of “at-risk species”WLDFRVegetation ContactBranch (Not overhanging, within 4ft) | WLDFR | HFTD - Distribution - Tier 3 - 4QU CoRE ¦ 2QU LoRE | Red Flag Warning - Catastrophic Fires | Vegetation Contact | Branch (Not overhanging, within 4ft) | 2041 | 2.2985e-08 | 572.0063 | 1.3148e-05 | 2041 | Mitigation | 0.9 | 30 | 0 | esc | 0.064058 | 1.4724e-09 | 0.06764 | 1.5547e-09 | 0.066806 | 1.5356e-09 | 0.063625 | 1.4624e-09
[120 empty] | 7.3.5.15 Identification and remediation of “at-risk species”WLDFRVegetation ContactBranch (Not overhanging, within 4ft) | WLDFR | HFTD - Distribution - Tier 3 - 4QU CoRE ¦ 2QU LoRE | Red Flag Warning - Catastrophic Fires | Vegetation Contact | Branch (Not overhanging, within 4ft) | 2042 | 2.2985e-08 | 572.0063 | 1.3148e-05 | 2042 | Mitigation | 0.9 | 30 | 0 | esc | 0.064058 | 1.4724e-09 | 0.06764 | 1.5547e-09 | 0.066806 | 1.5356e-09 | 0.063625 | 1.4624e-09
[120 empty] | 7.3.5.15 Identification and remediation of “at-risk species”WLDFRVegetation ContactBranch (Not overhanging, within 4ft) | WLDFR | HFTD - Distribution - Tier 3 - 4QU CoRE ¦ 2QU LoRE | Red Flag Warning - Catastrophic Fires | Vegetation Contact | Branch (Not overhanging, within 4ft) | 2043 | 2.2985e-08 | 572.0063 | 1.3148e-05 | 2043 | Mitigation | 0.9 | 30 | 0 | esc | 0.064058 | 1.4724e-09 | 0.06764 | 1.5547e-09 | 0.066806 | 1.5356e-09 | 0.063625 | 1.4624e-09
[120 empty] | 7.3.5.15 Identification and remediation of “at-risk species”WLDFRVegetation ContactBranch (Not overhanging, within 4ft) | WLDFR | HFTD - Distribution - Tier 3 - 4QU CoRE ¦ 2QU LoRE | Red Flag Warning - Catastrophic Fires | Vegetation Contact | Branch (Not overhanging, within 4ft) | 2044 | 2.2985e-08 | 572.0063 | 1.3148e-05 | 2044 | Mitigation | 0.9 | 30 | 0 | esc | 0.064058 | 1.4724e-09 | 0.06764 | 1.5547e-09 | 0.066806 | 1.5356e-09 | 0.063625 | 1.4624e-09
[120 empty] | 7.3.5.15 Identification and remediation of “at-risk species”WLDFRVegetation ContactBranch (Not overhanging, within 4ft) | WLDFR | HFTD - Distribution - Tier 3 - 4QU CoRE ¦ 2QU LoRE | Red Flag Warning - Catastrophic Fires | Vegetation Contact | Branch (Not overhanging, within 4ft) | 2045 | 2.2985e-08 | 572.0063 | 1.3148e-05 | 2045 | Mitigation | 0.9 | 30 | 0 | esc | 0.064058 | 1.4724e-09 | 0.06764 | 1.5547e-09 | 0.066806 | 1.5356e-09 | 0.063625 | 1.4624e-09
[120 empty] | 7.3.5.15 Identification and remediation of “at-risk species”WLDFRVegetation ContactBranch (Not overhanging, within 4ft) | WLDFR | HFTD - Distribution - Tier 3 - 4QU CoRE ¦ 2QU LoRE | Red Flag Warning - Catastrophic Fires | Vegetation Contact | Branch (Not overhanging, within 4ft) | 2046 | 2.2985e-08 | 572.0063 | 1.3148e-05 | 2046 | Mitigation | 0.9 | 30 | 0 | esc | 0.064058 | 1.4724e-09 | 0.06764 | 1.5547e-09 | 0.066806 | 1.5356e-09 | 0.063625 | 1.4624e-09
[120 empty] | 7.3.5.15 Identification and remediation of “at-risk species”WLDFRVegetation ContactBranch (Not overhanging, within 4ft) | WLDFR | HFTD - Distribution - Tier 3 - 4QU CoRE ¦ 2QU LoRE | Red Flag Warning - Catastrophic Fires | Vegetation Contact | Branch (Not overhanging, within 4ft) | 2047 | 2.2985e-08 | 572.0063 | 1.3148e-05 | 2047 | Mitigation | 0.9 | 30 | 0 | esc | 0.064058 | 1.4724e-09 | 0.06764 | 1.5547e-09 | 0.066806 | 1.5356e-09 | 0.063625 | 1.4624e-09
[120 empty] | 7.3.5.15 Identification and remediation of “at-risk species”WLDFRVegetation ContactBranch (Not overhanging, within 4ft) | WLDFR | HFTD - Distribution - Tier 3 - 4QU CoRE ¦ 2QU LoRE | Red Flag Warning - Catastrophic Fires | Vegetation Contact | Branch (Not overhanging, within 4ft) | 2048 | 2.2985e-08 | 572.0063 | 1.3148e-05 | 2048 | Mitigation | 0.9 | 30 | 0 | esc | 0.064058 | 1.4724e-09 | 0.06764 | 1.5547e-09 | 0.066806 | 1.5356e-09 | 0.063625 | 1.4624e-09
[120 empty] | 7.3.5.15 Identification and remediation of “at-risk species”WLDFRVegetation ContactBranch (Not overhanging, within 4ft) | WLDFR | HFTD - Distribution - Tier 3 - 4QU CoRE ¦ 2QU LoRE | Red Flag Warning - Catastrophic Fires | Vegetation Contact | Branch (Not overhanging, within 4ft) | 2049 | 2.2985e-08 | 572.0063 | 1.3148e-05 | 2049 | Mitigation | 0.9 | 30 | 0 | esc | 0.064058 | 1.4724e-09 | 0.06764 | 1.5547e-09 | 0.066806 | 1.5356e-09 | 0.063625 | 1.4624e-09
[120 empty] | 7.3.5.15 Identification and remediation of “at-risk species”WLDFRVegetation ContactBranch (Not overhanging, within 4ft) | WLDFR | HFTD - Distribution - Tier 3 - 4QU CoRE ¦ 2QU LoRE | Red Flag Warning - Catastrophic Fires | Vegetation Contact | Branch (Not overhanging, within 4ft) | 2050 | 2.2985e-08 | 572.0063 | 1.3148e-05 | 2050 | Mitigation | 0.9 | 30 | 0 | esc | 0 | 0 | 0.06764 | 1.5547e-09 | 0.066806 | 1.5356e-09 | 0.063625 | 1.4624e-09
[120 empty] | 7.3.5.15 Identification and remediation of “at-risk species”WLDFRVegetation ContactBranch (Not overhanging, within 4ft) | WLDFR | HFTD - Distribution - Tier 3 - 4QU CoRE ¦ 2QU LoRE | Red Flag Warning - Catastrophic Fires | Vegetation Contact | Branch (Not overhanging, within 4ft) | 2051 | 2.2985e-08 | 572.0063 | 1.3148e-05 | 2051 | Mitigation | 0.9 | 30 | 0 | esc | 0 | 0 | 0 | 0 | 0.066806 | 1.5356e-09 | 0.063625 | 1.4624e-09
[120 empty] | 7.3.5.15 Identification and remediation of “at-risk species”WLDFRVegetation ContactBranch (Not overhanging, within 4ft) | WLDFR | HFTD - Distribution - Tier 3 - 4QU CoRE ¦ 2QU LoRE | Red Flag Warning - Catastrophic Fires | Vegetation Contact | Branch (Not overhanging, within 4ft) | 2052 | 2.2985e-08 | 572.0063 | 1.3148e-05 | 2052 | Mitigation | 0.9 | 30 | 0 | esc | 0 | 0 | 0 | 0 | 0 | 0 | 0.063625 | 1.4624e-09
[120 empty] | 7.3.5.15 Identification and remediation of “at-risk species”WLDFRVegetation ContactBranch (OverHanging) | WLDFR | HFTD - Distribution - Tier 3 - 4QU CoRE ¦ 2QU LoRE | Red Flag Warning - Catastrophic Fires | Vegetation Contact | Branch (OverHanging) | 2022 | 1.3629e-06 | 572.0063 | 0.0007796 | 2022 | Mitigation | 0.9 | 30 | 0 | esc | 0.064058 | 8.7306e-08 | 0.06764 | 9.2188e-08 | 0.066806 | 9.1052e-08 | 0 | 0
[120 empty] | 7.3.5.15 Identification and remediation of “at-risk species”WLDFRVegetation ContactBranch (OverHanging) | WLDFR | HFTD - Distribution - Tier 3 - 4QU CoRE ¦ 2QU LoRE | Red Flag Warning - Catastrophic Fires | Vegetation Contact | Branch (OverHanging) | 2023 | 1.3629e-06 | 572.0063 | 0.0007796 | 2023 | Mitigation | 0.9 | 30 | 0 | esc | 0.064058 | 8.7306e-08 | 0.06764 | 9.2188e-08 | 0.066806 | 9.1052e-08 | 0.063625 | 8.6716e-08
[120 empty] | 7.3.5.15 Identification and remediation of “at-risk species”WLDFRVegetation ContactBranch (OverHanging) | WLDFR | HFTD - Distribution - Tier 3 - 4QU CoRE ¦ 2QU LoRE | Red Flag Warning - Catastrophic Fires | Vegetation Contact | Branch (OverHanging) | 2024 | 1.3629e-06 | 572.0063 | 0.0007796 | 2024 | Mitigation | 0.9 | 30 | 0 | esc | 0.064058 | 8.7306e-08 | 0.06764 | 9.2188e-08 | 0.066806 | 9.1052e-08 | 0.063625 | 8.6716e-08
[120 empty] | 7.3.5.15 Identification and remediation of “at-risk species”WLDFRVegetation ContactBranch (OverHanging) | WLDFR | HFTD - Distribution - Tier 3 - 4QU CoRE ¦ 2QU LoRE | Red Flag Warning - Catastrophic Fires | Vegetation Contact | Branch (OverHanging) | 2025 | 1.3629e-06 | 572.0063 | 0.0007796 | 2025 | Mitigation | 0.9 | 30 | 0 | esc | 0.064058 | 8.7306e-08 | 0.06764 | 9.2188e-08 | 0.066806 | 9.1052e-08 | 0.063625 | 8.6716e-08
[120 empty] | 7.3.5.15 Identification and remediation of “at-risk species”WLDFRVegetation ContactBranch (OverHanging) | WLDFR | HFTD - Distribution - Tier 3 - 4QU CoRE ¦ 2QU LoRE | Red Flag Warning - Catastrophic Fires | Vegetation Contact | Branch (OverHanging) | 2026 | 1.3629e-06 | 572.0063 | 0.0007796 | 2026 | Mitigation | 0.9 | 30 | 0 | esc | 0.064058 | 8.7306e-08 | 0.06764 | 9.2188e-08 | 0.066806 | 9.1052e-08 | 0.063625 | 8.6716e-08
[120 empty] | 7.3.5.15 Identification and remediation of “at-risk species”WLDFRVegetation ContactBranch (OverHanging) | WLDFR | HFTD - Distribution - Tier 3 - 4QU CoRE ¦ 2QU LoRE | Red Flag Warning - Catastrophic Fires | Vegetation Contact | Branch (OverHanging) | 2027 | 1.3629e-06 | 572.0063 | 0.0007796 | 2027 | Mitigation | 0.9 | 30 | 0 | esc | 0.064058 | 8.7306e-08 | 0.06764 | 9.2188e-08 | 0.066806 | 9.1052e-08 | 0.063625 | 8.6716e-08
[120 empty] | 7.3.5.15 Identification and remediation of “at-risk species”WLDFRVegetation ContactBranch (OverHanging) | WLDFR | HFTD - Distribution - Tier 3 - 4QU CoRE ¦ 2QU LoRE | Red Flag Warning - Catastrophic Fires | Vegetation Contact | Branch (OverHanging) | 2028 | 1.3629e-06 | 572.0063 | 0.0007796 | 2028 | Mitigation | 0.9 | 30 | 0 | esc | 0.064058 | 8.7306e-08 | 0.06764 | 9.2188e-08 | 0.066806 | 9.1052e-08 | 0.063625 | 8.6716e-08
[120 empty] | 7.3.5.15 Identification and remediation of “at-risk species”WLDFRVegetation ContactBranch (OverHanging) | WLDFR | HFTD - Distribution - Tier 3 - 4QU CoRE ¦ 2QU LoRE | Red Flag Warning - Catastrophic Fires | Vegetation Contact | Branch (OverHanging) | 2029 | 1.3629e-06 | 572.0063 | 0.0007796 | 2029 | Mitigation | 0.9 | 30 | 0 | esc | 0.064058 | 8.7306e-08 | 0.06764 | 9.2188e-08 | 0.066806 | 9.1052e-08 | 0.063625 | 8.6716e-08
[120 empty] | 7.3.5.15 Identification and remediation of “at-risk species”WLDFRVegetation ContactBranch (OverHanging) | WLDFR | HFTD - Distribution - Tier 3 - 4QU CoRE ¦ 2QU LoRE | Red Flag Warning - Catastrophic Fires | Vegetation Contact | Branch (OverHanging) | 2030 | 1.3629e-06 | 572.0063 | 0.0007796 | 2030 | Mitigation | 0.9 | 30 | 0 | esc | 0.064058 | 8.7306e-08 | 0.06764 | 9.2188e-08 | 0.066806 | 9.1052e-08 | 0.063625 | 8.6716e-08
[120 empty] | 7.3.5.15 Identification and remediation of “at-risk species”WLDFRVegetation ContactBranch (OverHanging) | WLDFR | HFTD - Distribution - Tier 3 - 4QU CoRE ¦ 2QU LoRE | Red Flag Warning - Catastrophic Fires | Vegetation Contact | Branch (OverHanging) | 2031 | 1.3629e-06 | 572.0063 | 0.0007796 | 2031 | Mitigation | 0.9 | 30 | 0 | esc | 0.064058 | 8.7306e-08 | 0.06764 | 9.2188e-08 | 0.066806 | 9.1052e-08 | 0.063625 | 8.6716e-08
[120 empty] | 7.3.5.15 Identification and remediation of “at-risk species”WLDFRVegetation ContactBranch (OverHanging) | WLDFR | HFTD - Distribution - Tier 3 - 4QU CoRE ¦ 2QU LoRE | Red Flag Warning - Catastrophic Fires | Vegetation Contact | Branch (OverHanging) | 2032 | 1.3629e-06 | 572.0063 | 0.0007796 | 2032 | Mitigation | 0.9 | 30 | 0 | esc | 0.064058 | 8.7306e-08 | 0.06764 | 9.2188e-08 | 0.066806 | 9.1052e-08 | 0.063625 | 8.6716e-08
[120 empty] | 7.3.5.15 Identification and remediation of “at-risk species”WLDFRVegetation ContactBranch (OverHanging) | WLDFR | HFTD - Distribution - Tier 3 - 4QU CoRE ¦ 2QU LoRE | Red Flag Warning - Catastrophic Fires | Vegetation Contact | Branch (OverHanging) | 2033 | 1.3629e-06 | 572.0063 | 0.0007796 | 2033 | Mitigation | 0.9 | 30 | 0 | esc | 0.064058 | 8.7306e-08 | 0.06764 | 9.2188e-08 | 0.066806 | 9.1052e-08 | 0.063625 | 8.6716e-08
[120 empty] | 7.3.5.15 Identification and remediation of “at-risk species”WLDFRVegetation ContactBranch (OverHanging) | WLDFR | HFTD - Distribution - Tier 3 - 4QU CoRE ¦ 2QU LoRE | Red Flag Warning - Catastrophic Fires | Vegetation Contact | Branch (OverHanging) | 2034 | 1.3629e-06 | 572.0063 | 0.0007796 | 2034 | Mitigation | 0.9 | 30 | 0 | esc | 0.064058 | 8.7306e-08 | 0.06764 | 9.2188e-08 | 0.066806 | 9.1052e-08 | 0.063625 | 8.6716e-08
[120 empty] | 7.3.5.15 Identification and remediation of “at-risk species”WLDFRVegetation ContactBranch (OverHanging) | WLDFR | HFTD - Distribution - Tier 3 - 4QU CoRE ¦ 2QU LoRE | Red Flag Warning - Catastrophic Fires | Vegetation Contact | Branch (OverHanging) | 2035 | 1.3629e-06 | 572.0063 | 0.0007796 | 2035 | Mitigation | 0.9 | 30 | 0 | esc | 0.064058 | 8.7306e-08 | 0.06764 | 9.2188e-08 | 0.066806 | 9.1052e-08 | 0.063625 | 8.6716e-08
[120 empty] | 7.3.5.15 Identification and remediation of “at-risk species”WLDFRVegetation ContactBranch (OverHanging) | WLDFR | HFTD - Distribution - Tier 3 - 4QU CoRE ¦ 2QU LoRE | Red Flag Warning - Catastrophic Fires | Vegetation Contact | Branch (OverHanging) | 2036 | 1.3629e-06 | 572.0063 | 0.0007796 | 2036 | Mitigation | 0.9 | 30 | 0 | esc | 0.064058 | 8.7306e-08 | 0.06764 | 9.2188e-08 | 0.066806 | 9.1052e-08 | 0.063625 | 8.6716e-08
[120 empty] | 7.3.5.15 Identification and remediation of “at-risk species”WLDFRVegetation ContactBranch (OverHanging) | WLDFR | HFTD - Distribution - Tier 3 - 4QU CoRE ¦ 2QU LoRE | Red Flag Warning - Catastrophic Fires | Vegetation Contact | Branch (OverHanging) | 2037 | 1.3629e-06 | 572.0063 | 0.0007796 | 2037 | Mitigation | 0.9 | 30 | 0 | esc | 0.064058 | 8.7306e-08 | 0.06764 | 9.2188e-08 | 0.066806 | 9.1052e-08 | 0.063625 | 8.6716e-08
[120 empty] | 7.3.5.15 Identification and remediation of “at-risk species”WLDFRVegetation ContactBranch (OverHanging) | WLDFR | HFTD - Distribution - Tier 3 - 4QU CoRE ¦ 2QU LoRE | Red Flag Warning - Catastrophic Fires | Vegetation Contact | Branch (OverHanging) | 2038 | 1.3629e-06 | 572.0063 | 0.0007796 | 2038 | Mitigation | 0.9 | 30 | 0 | esc | 0.064058 | 8.7306e-08 | 0.06764 | 9.2188e-08 | 0.066806 | 9.1052e-08 | 0.063625 | 8.6716e-08
[120 empty] | 7.3.5.15 Identification and remediation of “at-risk species”WLDFRVegetation ContactBranch (OverHanging) | WLDFR | HFTD - Distribution - Tier 3 - 4QU CoRE ¦ 2QU LoRE | Red Flag Warning - Catastrophic Fires | Vegetation Contact | Branch (OverHanging) | 2039 | 1.3629e-06 | 572.0063 | 0.0007796 | 2039 | Mitigation | 0.9 | 30 | 0 | esc | 0.064058 | 8.7306e-08 | 0.06764 | 9.2188e-08 | 0.066806 | 9.1052e-08 | 0.063625 | 8.6716e-08
[120 empty] | 7.3.5.15 Identification and remediation of “at-risk species”WLDFRVegetation ContactBranch (OverHanging) | WLDFR | HFTD - Distribution - Tier 3 - 4QU CoRE ¦ 2QU LoRE | Red Flag Warning - Catastrophic Fires | Vegetation Contact | Branch (OverHanging) | 2040 | 1.3629e-06 | 572.0063 | 0.0007796 | 2040 | Mitigation | 0.9 | 30 | 0 | esc | 0.064058 | 8.7306e-08 | 0.06764 | 9.2188e-08 | 0.066806 | 9.1052e-08 | 0.063625 | 8.6716e-08
[120 empty] | 7.3.5.15 Identification and remediation of “at-risk species”WLDFRVegetation ContactBranch (OverHanging) | WLDFR | HFTD - Distribution - Tier 3 - 4QU CoRE ¦ 2QU LoRE | Red Flag Warning - Catastrophic Fires | Vegetation Contact | Branch (OverHanging) | 2041 | 1.3629e-06 | 572.0063 | 0.0007796 | 2041 | Mitigation | 0.9 | 30 | 0 | esc | 0.064058 | 8.7306e-08 | 0.06764 | 9.2188e-08 | 0.066806 | 9.1052e-08 | 0.063625 | 8.6716e-08
[120 empty] | 7.3.5.15 Identification and remediation of “at-risk species”WLDFRVegetation ContactBranch (OverHanging) | WLDFR | HFTD - Distribution - Tier 3 - 4QU CoRE ¦ 2QU LoRE | Red Flag Warning - Catastrophic Fires | Vegetation Contact | Branch (OverHanging) | 2042 | 1.3629e-06 | 572.0063 | 0.0007796 | 2042 | Mitigation | 0.9 | 30 | 0 | esc | 0.064058 | 8.7306e-08 | 0.06764 | 9.2188e-08 | 0.066806 | 9.1052e-08 | 0.063625 | 8.6716e-08
[120 empty] | 7.3.5.15 Identification and remediation of “at-risk species”WLDFRVegetation ContactBranch (OverHanging) | WLDFR | HFTD - Distribution - Tier 3 - 4QU CoRE ¦ 2QU LoRE | Red Flag Warning - Catastrophic Fires | Vegetation Contact | Branch (OverHanging) | 2043 | 1.3629e-06 | 572.0063 | 0.0007796 | 2043 | Mitigation | 0.9 | 30 | 0 | esc | 0.064058 | 8.7306e-08 | 0.06764 | 9.2188e-08 | 0.066806 | 9.1052e-08 | 0.063625 | 8.6716e-08
[120 empty] | 7.3.5.15 Identification and remediation of “at-risk species”WLDFRVegetation ContactBranch (OverHanging) | WLDFR | HFTD - Distribution - Tier 3 - 4QU CoRE ¦ 2QU LoRE | Red Flag Warning - Catastrophic Fires | Vegetation Contact | Branch (OverHanging) | 2044 | 1.3629e-06 | 572.0063 | 0.0007796 | 2044 | Mitigation | 0.9 | 30 | 0 | esc | 0.064058 | 8.7306e-08 | 0.06764 | 9.2188e-08 | 0.066806 | 9.1052e-08 | 0.063625 | 8.6716e-08
[120 empty] | 7.3.5.15 Identification and remediation of “at-risk species”WLDFRVegetation ContactBranch (OverHanging) | WLDFR | HFTD - Distribution - Tier 3 - 4QU CoRE ¦ 2QU LoRE | Red Flag Warning - Catastrophic Fires | Vegetation Contact | Branch (OverHanging) | 2045 | 1.3629e-06 | 572.0063 | 0.0007796 | 2045 | Mitigation | 0.9 | 30 | 0 | esc | 0.064058 | 8.7306e-08 | 0.06764 | 9.2188e-08 | 0.066806 | 9.1052e-08 | 0.063625 | 8.6716e-08
[120 empty] | 7.3.5.15 Identification and remediation of “at-risk species”WLDFRVegetation ContactBranch (OverHanging) | WLDFR | HFTD - Distribution - Tier 3 - 4QU CoRE ¦ 2QU LoRE | Red Flag Warning - Catastrophic Fires | Vegetation Contact | Branch (OverHanging) | 2046 | 1.3629e-06 | 572.0063 | 0.0007796 | 2046 | Mitigation | 0.9 | 30 | 0 | esc | 0.064058 | 8.7306e-08 | 0.06764 | 9.2188e-08 | 0.066806 | 9.1052e-08 | 0.063625 | 8.6716e-08
[120 empty] | 7.3.5.15 Identification and remediation of “at-risk species”WLDFRVegetation ContactBranch (OverHanging) | WLDFR | HFTD - Distribution - Tier 3 - 4QU CoRE ¦ 2QU LoRE | Red Flag Warning - Catastrophic Fires | Vegetation Contact | Branch (OverHanging) | 2047 | 1.3629e-06 | 572.0063 | 0.0007796 | 2047 | Mitigation | 0.9 | 30 | 0 | esc | 0.064058 | 8.7306e-08 | 0.06764 | 9.2188e-08 | 0.066806 | 9.1052e-08 | 0.063625 | 8.6716e-08
[120 empty] | 7.3.5.15 Identification and remediation of “at-risk species”WLDFRVegetation ContactBranch (OverHanging) | WLDFR | HFTD - Distribution - Tier 3 - 4QU CoRE ¦ 2QU LoRE | Red Flag Warning - Catastrophic Fires | Vegetation Contact | Branch (OverHanging) | 2048 | 1.3629e-06 | 572.0063 | 0.0007796 | 2048 | Mitigation | 0.9 | 30 | 0 | esc | 0.064058 | 8.7306e-08 | 0.06764 | 9.2188e-08 | 0.066806 | 9.1052e-08 | 0.063625 | 8.6716e-08
[120 empty] | 7.3.5.15 Identification and remediation of “at-risk species”WLDFRVegetation ContactBranch (OverHanging) | WLDFR | HFTD - Distribution - Tier 3 - 4QU CoRE ¦ 2QU LoRE | Red Flag Warning - Catastrophic Fires | Vegetation Contact | Branch (OverHanging) | 2049 | 1.3629e-06 | 572.0063 | 0.0007796 | 2049 | Mitigation | 0.9 | 30 | 0 | esc | 0.064058 | 8.7306e-08 | 0.06764 | 9.2188e-08 | 0.066806 | 9.1052e-08 | 0.063625 | 8.6716e-08
[120 empty] | 7.3.5.15 Identification and remediation of “at-risk species”WLDFRVegetation ContactBranch (OverHanging) | WLDFR | HFTD - Distribution - Tier 3 - 4QU CoRE ¦ 2QU LoRE | Red Flag Warning - Catastrophic Fires | Vegetation Contact | Branch (OverHanging) | 2050 | 1.3629e-06 | 572.0063 | 0.0007796 | 2050 | Mitigation | 0.9 | 30 | 0 | esc | 0 | 0 | 0.06764 | 9.2188e-08 | 0.066806 | 9.1052e-08 | 0.063625 | 8.6716e-08
[120 empty] | 7.3.5.15 Identification and remediation of “at-risk species”WLDFRVegetation ContactBranch (OverHanging) | WLDFR | HFTD - Distribution - Tier 3 - 4QU CoRE ¦ 2QU LoRE | Red Flag Warning - Catastrophic Fires | Vegetation Contact | Branch (OverHanging) | 2051 | 1.3629e-06 | 572.0063 | 0.0007796 | 2051 | Mitigation | 0.9 | 30 | 0 | esc | 0 | 0 | 0 | 0 | 0.066806 | 9.1052e-08 | 0.063625 | 8.6716e-08
[120 empty] | 7.3.5.15 Identification and remediation of “at-risk species”WLDFRVegetation ContactBranch (OverHanging) | WLDFR | HFTD - Distribution - Tier 3 - 4QU CoRE ¦ 2QU LoRE | Red Flag Warning - Catastrophic Fires | Vegetation Contact | Branch (OverHanging) | 2052 | 1.3629e-06 | 572.0063 | 0.0007796 | 2052 | Mitigation | 0.9 | 30 | 0 | esc | 0 | 0 | 0 | 0 | 0 | 0 | 0.063625 | 8.6716e-08
[120 empty] | 7.3.5.15 Identification and remediation of “at-risk species”WLDFRVegetation ContactFell into (Moderate-Severe defect) | WLDFR | HFTD - Distribution - Tier 3 - 4QU CoRE ¦ 2QU LoRE | Red Flag Warning - Catastrophic Fires | Vegetation Contact | Fell into (Moderate-Severe defect) | 2022 | 4.1479e-07 | 572.0063 | 0.00023726 | 2022 | Mitigation | 0.95 | 1 | 0 | esc | 0 | 0 | 0 | 0 | 0.070518 | 2.925e-08 | 0 | 0
[120 empty] | 7.3.5.15 Identification and remediation of “at-risk species”WLDFRVegetation ContactFell into (Moderate-Severe defect) | WLDFR | HFTD - Distribution - Tier 3 - 4QU CoRE ¦ 2QU LoRE | Red Flag Warning - Catastrophic Fires | Vegetation Contact | Fell into (Moderate-Severe defect) | 2023 | 4.1479e-07 | 572.0063 | 0.00023726 | 2023 | Mitigation | 0.95 | 1 | 0 | esc | 0 | 0 | 0 | 0 | 0 | 0 | 0.06716 | 2.7857e-08
[120 empty] | 7.3.5.15 Identification and remediation of “at-risk species”WLDFRVegetation ContactFell into (slight defect) | WLDFR | HFTD - Distribution - Tier 3 - 4QU CoRE ¦ 2QU LoRE | Red Flag Warning - Catastrophic Fires | Vegetation Contact | Fell into (slight defect) | 2022 | 4.5967e-07 | 572.0063 | 0.00026294 | 2022 | Mitigation | 0.5 | 1 | 0 | esc | 0 | 0 | 0 | 0 | 0.037115 | 1.7061e-08 | 0 | 0
[120 empty] | 7.3.5.15 Identification and remediation of “at-risk species”WLDFRVegetation ContactFell into (slight defect) | WLDFR | HFTD - Distribution - Tier 3 - 4QU CoRE ¦ 2QU LoRE | Red Flag Warning - Catastrophic Fires | Vegetation Contact | Fell into (slight defect) | 2023 | 4.5967e-07 | 572.0063 | 0.00026294 | 2023 | Mitigation | 0.5 | 1 | 0 | esc | 0 | 0 | 0 | 0 | 0 | 0 | 0.035347 | 1.6248e-08
[120 empty] | 7.3.5.15 Identification and remediation of “at-risk species”WLDFRVegetation ContactGrow Into | WLDFR | HFTD - Distribution - Tier 3 - 4QU CoRE ¦ 2QU LoRE | Red Flag Warning - Catastrophic Fires | Vegetation Contact | Grow Into | 2022 | 4.8274e-08 | 572.0063 | 2.7613e-05 | 2022 | Mitigation | 0.5 | 1 | 0 | esc | 0 | 0 | 0 | 0 | 0.037115 | 1.7917e-09 | 0 | 0
[120 empty] | 7.3.5.15 Identification and remediation of “at-risk species”WLDFRVegetation ContactGrow Into | WLDFR | HFTD - Distribution - Tier 3 - 4QU CoRE ¦ 2QU LoRE | Red Flag Warning - Catastrophic Fires | Vegetation Contact | Grow Into | 2023 | 4.8274e-08 | 572.0063 | 2.7613e-05 | 2023 | Mitigation | 0.5 | 1 | 0 | esc | 0 | 0 | 0 | 0 | 0 | 0 | 0.035347 | 1.7064e-09
[120 empty] | 7.3.5.15 Identification and remediation of “at-risk species”WLDFRVegetation ContactBranch (Not overhanging, 4-12ft) | WLDFR | HFTD - Distribution - Tier 3 - 4QU CoRE ¦ 2QU LoRE | Red Flag Warning - Destructive Fires | Vegetation Contact | Branch (Not overhanging, 4-12ft) | 2022 | 1.3005e-08 | 572.0063 | 7.4388e-06 | 2022 | Mitigation | 0.5 | 30 | 0 | esc | 0.035588 | 4.6281e-10 | 0.037578 | 4.8869e-10 | 0.037115 | 4.8267e-10 | 0 | 0
[120 empty] | 7.3.5.15 Identification and remediation of “at-risk species”WLDFRVegetation ContactBranch (Not overhanging, 4-12ft) | WLDFR | HFTD - Distribution - Tier 3 - 4QU CoRE ¦ 2QU LoRE | Red Flag Warning - Destructive Fires | Vegetation Contact | Branch (Not overhanging, 4-12ft) | 2023 | 1.3005e-08 | 572.0063 | 7.4388e-06 | 2023 | Mitigation | 0.5 | 30 | 0 | esc | 0.035588 | 4.6281e-10 | 0.037578 | 4.8869e-10 | 0.037115 | 4.8267e-10 | 0.035347 | 4.5968e-10
[120 empty] | 7.3.5.15 Identification and remediation of “at-risk species”WLDFRVegetation ContactBranch (Not overhanging, 4-12ft) | WLDFR | HFTD - Distribution - Tier 3 - 4QU CoRE ¦ 2QU LoRE | Red Flag Warning - Destructive Fires | Vegetation Contact | Branch (Not overhanging, 4-12ft) | 2024 | 1.3005e-08 | 572.0063 | 7.4388e-06 | 2024 | Mitigation | 0.5 | 30 | 0 | esc | 0.035588 | 4.6281e-10 | 0.037578 | 4.8869e-10 | 0.037115 | 4.8267e-10 | 0.035347 | 4.5968e-10
[120 empty] | 7.3.5.15 Identification and remediation of “at-risk species”WLDFRVegetation ContactBranch (Not overhanging, 4-12ft) | WLDFR | HFTD - Distribution - Tier 3 - 4QU CoRE ¦ 2QU LoRE | Red Flag Warning - Destructive Fires | Vegetation Contact | Branch (Not overhanging, 4-12ft) | 2025 | 1.3005e-08 | 572.0063 | 7.4388e-06 | 2025 | Mitigation | 0.5 | 30 | 0 | esc | 0.035588 | 4.6281e-10 | 0.037578 | 4.8869e-10 | 0.037115 | 4.8267e-10 | 0.035347 | 4.5968e-10
[120 empty] | 7.3.5.15 Identification and remediation of “at-risk species”WLDFRVegetation ContactBranch (Not overhanging, 4-12ft) | WLDFR | HFTD - Distribution - Tier 3 - 4QU CoRE ¦ 2QU LoRE | Red Flag Warning - Destructive Fires | Vegetation Contact | Branch (Not overhanging, 4-12ft) | 2026 | 1.3005e-08 | 572.0063 | 7.4388e-06 | 2026 | Mitigation | 0.5 | 30 | 0 | esc | 0.035588 | 4.6281e-10 | 0.037578 | 4.8869e-10 | 0.037115 | 4.8267e-10 | 0.035347 | 4.5968e-10
[120 empty] | 7.3.5.15 Identification and remediation of “at-risk species”WLDFRVegetation ContactBranch (Not overhanging, 4-12ft) | WLDFR | HFTD - Distribution - Tier 3 - 4QU CoRE ¦ 2QU LoRE | Red Flag Warning - Destructive Fires | Vegetation Contact | Branch (Not overhanging, 4-12ft) | 2027 | 1.3005e-08 | 572.0063 | 7.4388e-06 | 2027 | Mitigation | 0.5 | 30 | 0 | esc | 0.035588 | 4.6281e-10 | 0.037578 | 4.8869e-10 | 0.037115 | 4.8267e-10 | 0.035347 | 4.5968e-10
[120 empty] | 7.3.5.15 Identification and remediation of “at-risk species”WLDFRVegetation ContactBranch (Not overhanging, 4-12ft) | WLDFR | HFTD - Distribution - Tier 3 - 4QU CoRE ¦ 2QU LoRE | Red Flag Warning - Destructive Fires | Vegetation Contact | Branch (Not overhanging, 4-12ft) | 2028 | 1.3005e-08 | 572.0063 | 7.4388e-06 | 2028 | Mitigation | 0.5 | 30 | 0 | esc | 0.035588 | 4.6281e-10 | 0.037578 | 4.8869e-10 | 0.037115 | 4.8267e-10 | 0.035347 | 4.5968e-10
[120 empty] | 7.3.5.15 Identification and remediation of “at-risk species”WLDFRVegetation ContactBranch (Not overhanging, 4-12ft) | WLDFR | HFTD - Distribution - Tier 3 - 4QU CoRE ¦ 2QU LoRE | Red Flag Warning - Destructive Fires | Vegetation Contact | Branch (Not overhanging, 4-12ft) | 2029 | 1.3005e-08 | 572.0063 | 7.4388e-06 | 2029 | Mitigation | 0.5 | 30 | 0 | esc | 0.035588 | 4.6281e-10 | 0.037578 | 4.8869e-10 | 0.037115 | 4.8267e-10 | 0.035347 | 4.5968e-10
[120 empty] | 7.3.5.15 Identification and remediation of “at-risk species”WLDFRVegetation ContactBranch (Not overhanging, 4-12ft) | WLDFR | HFTD - Distribution - Tier 3 - 4QU CoRE ¦ 2QU LoRE | Red Flag Warning - Destructive Fires | Vegetation Contact | Branch (Not overhanging, 4-12ft) | 2030 | 1.3005e-08 | 572.0063 | 7.4388e-06 | 2030 | Mitigation | 0.5 | 30 | 0 | esc | 0.035588 | 4.6281e-10 | 0.037578 | 4.8869e-10 | 0.037115 | 4.8267e-10 | 0.035347 | 4.5968e-10
[120 empty] | 7.3.5.15 Identification and remediation of “at-risk species”WLDFRVegetation ContactBranch (Not overhanging, 4-12ft) | WLDFR | HFTD - Distribution - Tier 3 - 4QU CoRE ¦ 2QU LoRE | Red Flag Warning - Destructive Fires | Vegetation Contact | Branch (Not overhanging, 4-12ft) | 2031 | 1.3005e-08 | 572.0063 | 7.4388e-06 | 2031 | Mitigation | 0.5 | 30 | 0 | esc | 0.035588 | 4.6281e-10 | 0.037578 | 4.8869e-10 | 0.037115 | 4.8267e-10 | 0.035347 | 4.5968e-10
[120 empty] | 7.3.5.15 Identification and remediation of “at-risk species”WLDFRVegetation ContactBranch (Not overhanging, 4-12ft) | WLDFR | HFTD - Distribution - Tier 3 - 4QU CoRE ¦ 2QU LoRE | Red Flag Warning - Destructive Fires | Vegetation Contact | Branch (Not overhanging, 4-12ft) | 2032 | 1.3005e-08 | 572.0063 | 7.4388e-06 | 2032 | Mitigation | 0.5 | 30 | 0 | esc | 0.035588 | 4.6281e-10 | 0.037578 | 4.8869e-10 | 0.037115 | 4.8267e-10 | 0.035347 | 4.5968e-10
[120 empty] | 7.3.5.15 Identification and remediation of “at-risk species”WLDFRVegetation ContactBranch (Not overhanging, 4-12ft) | WLDFR | HFTD - Distribution - Tier 3 - 4QU CoRE ¦ 2QU LoRE | Red Flag Warning - Destructive Fires | Vegetation Contact | Branch (Not overhanging, 4-12ft) | 2033 | 1.3005e-08 | 572.0063 | 7.4388e-06 | 2033 | Mitigation | 0.5 | 30 | 0 | esc | 0.035588 | 4.6281e-10 | 0.037578 | 4.8869e-10 | 0.037115 | 4.8267e-10 | 0.035347 | 4.5968e-10
[120 empty] | 7.3.5.15 Identification and remediation of “at-risk species”WLDFRVegetation ContactBranch (Not overhanging, 4-12ft) | WLDFR | HFTD - Distribution - Tier 3 - 4QU CoRE ¦ 2QU LoRE | Red Flag Warning - Destructive Fires | Vegetation Contact | Branch (Not overhanging, 4-12ft) | 2034 | 1.3005e-08 | 572.0063 | 7.4388e-06 | 2034 | Mitigation | 0.5 | 30 | 0 | esc | 0.035588 | 4.6281e-10 | 0.037578 | 4.8869e-10 | 0.037115 | 4.8267e-10 | 0.035347 | 4.5968e-10
[120 empty] | 7.3.5.15 Identification and remediation of “at-risk species”WLDFRVegetation ContactBranch (Not overhanging, 4-12ft) | WLDFR | HFTD - Distribution - Tier 3 - 4QU CoRE ¦ 2QU LoRE | Red Flag Warning - Destructive Fires | Vegetation Contact | Branch (Not overhanging, 4-12ft) | 2035 | 1.3005e-08 | 572.0063 | 7.4388e-06 | 2035 | Mitigation | 0.5 | 30 | 0 | esc | 0.035588 | 4.6281e-10 | 0.037578 | 4.8869e-10 | 0.037115 | 4.8267e-10 | 0.035347 | 4.5968e-10
[120 empty] | 7.3.5.15 Identification and remediation of “at-risk species”WLDFRVegetation ContactBranch (Not overhanging, 4-12ft) | WLDFR | HFTD - Distribution - Tier 3 - 4QU CoRE ¦ 2QU LoRE | Red Flag Warning - Destructive Fires | Vegetation Contact | Branch (Not overhanging, 4-12ft) | 2036 | 1.3005e-08 | 572.0063 | 7.4388e-06 | 2036 | Mitigation | 0.5 | 30 | 0 | esc | 0.035588 | 4.6281e-10 | 0.037578 | 4.8869e-10 | 0.037115 | 4.8267e-10 | 0.035347 | 4.5968e-10
[120 empty] | 7.3.5.15 Identification and remediation of “at-risk species”WLDFRVegetation ContactBranch (Not overhanging, 4-12ft) | WLDFR | HFTD - Distribution - Tier 3 - 4QU CoRE ¦ 2QU LoRE | Red Flag Warning - Destructive Fires | Vegetation Contact | Branch (Not overhanging, 4-12ft) | 2037 | 1.3005e-08 | 572.0063 | 7.4388e-06 | 2037 | Mitigation | 0.5 | 30 | 0 | esc | 0.035588 | 4.6281e-10 | 0.037578 | 4.8869e-10 | 0.037115 | 4.8267e-10 | 0.035347 | 4.5968e-10
[120 empty] | 7.3.5.15 Identification and remediation of “at-risk species”WLDFRVegetation ContactBranch (Not overhanging, 4-12ft) | WLDFR | HFTD - Distribution - Tier 3 - 4QU CoRE ¦ 2QU LoRE | Red Flag Warning - Destructive Fires | Vegetation Contact | Branch (Not overhanging, 4-12ft) | 2038 | 1.3005e-08 | 572.0063 | 7.4388e-06 | 2038 | Mitigation | 0.5 | 30 | 0 | esc | 0.035588 | 4.6281e-10 | 0.037578 | 4.8869e-10 | 0.037115 | 4.8267e-10 | 0.035347 | 4.5968e-10
[120 empty] | 7.3.5.15 Identification and remediation of “at-risk species”WLDFRVegetation ContactBranch (Not overhanging, 4-12ft) | WLDFR | HFTD - Distribution - Tier 3 - 4QU CoRE ¦ 2QU LoRE | Red Flag Warning - Destructive Fires | Vegetation Contact | Branch (Not overhanging, 4-12ft) | 2039 | 1.3005e-08 | 572.0063 | 7.4388e-06 | 2039 | Mitigation | 0.5 | 30 | 0 | esc | 0.035588 | 4.6281e-10 | 0.037578 | 4.8869e-10 | 0.037115 | 4.8267e-10 | 0.035347 | 4.5968e-10
[120 empty] | 7.3.5.15 Identification and remediation of “at-risk species”WLDFRVegetation ContactBranch (Not overhanging, 4-12ft) | WLDFR | HFTD - Distribution - Tier 3 - 4QU CoRE ¦ 2QU LoRE | Red Flag Warning - Destructive Fires | Vegetation Contact | Branch (Not overhanging, 4-12ft) | 2040 | 1.3005e-08 | 572.0063 | 7.4388e-06 | 2040 | Mitigation | 0.5 | 30 | 0 | esc | 0.035588 | 4.6281e-10 | 0.037578 | 4.8869e-10 | 0.037115 | 4.8267e-10 | 0.035347 | 4.5968e-10
[120 empty] | 7.3.5.15 Identification and remediation of “at-risk species”WLDFRVegetation ContactBranch (Not overhanging, 4-12ft) | WLDFR | HFTD - Distribution - Tier 3 - 4QU CoRE ¦ 2QU LoRE | Red Flag Warning - Destructive Fires | Vegetation Contact | Branch (Not overhanging, 4-12ft) | 2041 | 1.3005e-08 | 572.0063 | 7.4388e-06 | 2041 | Mitigation | 0.5 | 30 | 0 | esc | 0.035588 | 4.6281e-10 | 0.037578 | 4.8869e-10 | 0.037115 | 4.8267e-10 | 0.035347 | 4.5968e-10
[120 empty] | 7.3.5.15 Identification and remediation of “at-risk species”WLDFRVegetation ContactBranch (Not overhanging, 4-12ft) | WLDFR | HFTD - Distribution - Tier 3 - 4QU CoRE ¦ 2QU LoRE | Red Flag Warning - Destructive Fires | Vegetation Contact | Branch (Not overhanging, 4-12ft) | 2042 | 1.3005e-08 | 572.0063 | 7.4388e-06 | 2042 | Mitigation | 0.5 | 30 | 0 | esc | 0.035588 | 4.6281e-10 | 0.037578 | 4.8869e-10 | 0.037115 | 4.8267e-10 | 0.035347 | 4.5968e-10
[120 empty] | 7.3.5.15 Identification and remediation of “at-risk species”WLDFRVegetation ContactBranch (Not overhanging, 4-12ft) | WLDFR | HFTD - Distribution - Tier 3 - 4QU CoRE ¦ 2QU LoRE | Red Flag Warning - Destructive Fires | Vegetation Contact | Branch (Not overhanging, 4-12ft) | 2043 | 1.3005e-08 | 572.0063 | 7.4388e-06 | 2043 | Mitigation | 0.5 | 30 | 0 | esc | 0.035588 | 4.6281e-10 | 0.037578 | 4.8869e-10 | 0.037115 | 4.8267e-10 | 0.035347 | 4.5968e-10
[120 empty] | 7.3.5.15 Identification and remediation of “at-risk species”WLDFRVegetation ContactBranch (Not overhanging, 4-12ft) | WLDFR | HFTD - Distribution - Tier 3 - 4QU CoRE ¦ 2QU LoRE | Red Flag Warning - Destructive Fires | Vegetation Contact | Branch (Not overhanging, 4-12ft) | 2044 | 1.3005e-08 | 572.0063 | 7.4388e-06 | 2044 | Mitigation | 0.5 | 30 | 0 | esc | 0.035588 | 4.6281e-10 | 0.037578 | 4.8869e-10 | 0.037115 | 4.8267e-10 | 0.035347 | 4.5968e-10
[120 empty] | 7.3.5.15 Identification and remediation of “at-risk species”WLDFRVegetation ContactBranch (Not overhanging, 4-12ft) | WLDFR | HFTD - Distribution - Tier 3 - 4QU CoRE ¦ 2QU LoRE | Red Flag Warning - Destructive Fires | Vegetation Contact | Branch (Not overhanging, 4-12ft) | 2045 | 1.3005e-08 | 572.0063 | 7.4388e-06 | 2045 | Mitigation | 0.5 | 30 | 0 | esc | 0.035588 | 4.6281e-10 | 0.037578 | 4.8869e-10 | 0.037115 | 4.8267e-10 | 0.035347 | 4.5968e-10
[120 empty] | 7.3.5.15 Identification and remediation of “at-risk species”WLDFRVegetation ContactBranch (Not overhanging, 4-12ft) | WLDFR | HFTD - Distribution - Tier 3 - 4QU CoRE ¦ 2QU LoRE | Red Flag Warning - Destructive Fires | Vegetation Contact | Branch (Not overhanging, 4-12ft) | 2046 | 1.3005e-08 | 572.0063 | 7.4388e-06 | 2046 | Mitigation | 0.5 | 30 | 0 | esc | 0.035588 | 4.6281e-10 | 0.037578 | 4.8869e-10 | 0.037115 | 4.8267e-10 | 0.035347 | 4.5968e-10
[120 empty] | 7.3.5.15 Identification and remediation of “at-risk species”WLDFRVegetation ContactBranch (Not overhanging, 4-12ft) | WLDFR | HFTD - Distribution - Tier 3 - 4QU CoRE ¦ 2QU LoRE | Red Flag Warning - Destructive Fires | Vegetation Contact | Branch (Not overhanging, 4-12ft) | 2047 | 1.3005e-08 | 572.0063 | 7.4388e-06 | 2047 | Mitigation | 0.5 | 30 | 0 | esc | 0.035588 | 4.6281e-10 | 0.037578 | 4.8869e-10 | 0.037115 | 4.8267e-10 | 0.035347 | 4.5968e-10
[120 empty] | 7.3.5.15 Identification and remediation of “at-risk species”WLDFRVegetation ContactBranch (Not overhanging, 4-12ft) | WLDFR | HFTD - Distribution - Tier 3 - 4QU CoRE ¦ 2QU LoRE | Red Flag Warning - Destructive Fires | Vegetation Contact | Branch (Not overhanging, 4-12ft) | 2048 | 1.3005e-08 | 572.0063 | 7.4388e-06 | 2048 | Mitigation | 0.5 | 30 | 0 | esc | 0.035588 | 4.6281e-10 | 0.037578 | 4.8869e-10 | 0.037115 | 4.8267e-10 | 0.035347 | 4.5968e-10
[120 empty] | 7.3.5.15 Identification and remediation of “at-risk species”WLDFRVegetation ContactBranch (Not overhanging, 4-12ft) | WLDFR | HFTD - Distribution - Tier 3 - 4QU CoRE ¦ 2QU LoRE | Red Flag Warning - Destructive Fires | Vegetation Contact | Branch (Not overhanging, 4-12ft) | 2049 | 1.3005e-08 | 572.0063 | 7.4388e-06 | 2049 | Mitigation | 0.5 | 30 | 0 | esc | 0.035588 | 4.6281e-10 | 0.037578 | 4.8869e-10 | 0.037115 | 4.8267e-10 | 0.035347 | 4.5968e-10
[120 empty] | 7.3.5.15 Identification and remediation of “at-risk species”WLDFRVegetation ContactBranch (Not overhanging, 4-12ft) | WLDFR | HFTD - Distribution - Tier 3 - 4QU CoRE ¦ 2QU LoRE | Red Flag Warning - Destructive Fires | Vegetation Contact | Branch (Not overhanging, 4-12ft) | 2050 | 1.3005e-08 | 572.0063 | 7.4388e-06 | 2050 | Mitigation | 0.5 | 30 | 0 | esc | 0 | 0 | 0.037578 | 4.8869e-10 | 0.037115 | 4.8267e-10 | 0.035347 | 4.5968e-10
[120 empty] | 7.3.5.15 Identification and remediation of “at-risk species”WLDFRVegetation ContactBranch (Not overhanging, 4-12ft) | WLDFR | HFTD - Distribution - Tier 3 - 4QU CoRE ¦ 2QU LoRE | Red Flag Warning - Destructive Fires | Vegetation Contact | Branch (Not overhanging, 4-12ft) | 2051 | 1.3005e-08 | 572.0063 | 7.4388e-06 | 2051 | Mitigation | 0.5 | 30 | 0 | esc | 0 | 0 | 0 | 0 | 0.037115 | 4.8267e-10 | 0.035347 | 4.5968e-10
[120 empty] | 7.3.5.15 Identification and remediation of “at-risk species”WLDFRVegetation ContactBranch (Not overhanging, 4-12ft) | WLDFR | HFTD - Distribution - Tier 3 - 4QU CoRE ¦ 2QU LoRE | Red Flag Warning - Destructive Fires | Vegetation Contact | Branch (Not overhanging, 4-12ft) | 2052 | 1.3005e-08 | 572.0063 | 7.4388e-06 | 2052 | Mitigation | 0.5 | 30 | 0 | esc | 0 | 0 | 0 | 0 | 0 | 0 | 0.035347 | 4.5968e-10
[120 empty] | 7.3.5.15 Identification and remediation of “at-risk species”WLDFRVegetation ContactBranch (Not overhanging, within 4ft) | WLDFR | HFTD - Distribution - Tier 3 - 4QU CoRE ¦ 2QU LoRE | Red Flag Warning - Destructive Fires | Vegetation Contact | Branch (Not overhanging, within 4ft) | 2022 | 3.2155e-09 | 572.0063 | 1.8393e-06 | 2022 | Mitigation | 0.9 | 30 | 0 | esc | 0.064058 | 2.0598e-10 | 0.06764 | 2.175e-10 | 0.066806 | 2.1482e-10 | 0 | 0
[120 empty] | 7.3.5.15 Identification and remediation of “at-risk species”WLDFRVegetation ContactBranch (Not overhanging, within 4ft) | WLDFR | HFTD - Distribution - Tier 3 - 4QU CoRE ¦ 2QU LoRE | Red Flag Warning - Destructive Fires | Vegetation Contact | Branch (Not overhanging, within 4ft) | 2023 | 3.2155e-09 | 572.0063 | 1.8393e-06 | 2023 | Mitigation | 0.9 | 30 | 0 | esc | 0.064058 | 2.0598e-10 | 0.06764 | 2.175e-10 | 0.066806 | 2.1482e-10 | 0.063625 | 2.0459e-10
[120 empty] | 7.3.5.15 Identification and remediation of “at-risk species”WLDFRVegetation ContactBranch (Not overhanging, within 4ft) | WLDFR | HFTD - Distribution - Tier 3 - 4QU CoRE ¦ 2QU LoRE | Red Flag Warning - Destructive Fires | Vegetation Contact | Branch (Not overhanging, within 4ft) | 2024 | 3.2155e-09 | 572.0063 | 1.8393e-06 | 2024 | Mitigation | 0.9 | 30 | 0 | esc | 0.064058 | 2.0598e-10 | 0.06764 | 2.175e-10 | 0.066806 | 2.1482e-10 | 0.063625 | 2.0459e-10
[120 empty] | 7.3.5.15 Identification and remediation of “at-risk species”WLDFRVegetation ContactBranch (Not overhanging, within 4ft) | WLDFR | HFTD - Distribution - Tier 3 - 4QU CoRE ¦ 2QU LoRE | Red Flag Warning - Destructive Fires | Vegetation Contact | Branch (Not overhanging, within 4ft) | 2025 | 3.2155e-09 | 572.0063 | 1.8393e-06 | 2025 | Mitigation | 0.9 | 30 | 0 | esc | 0.064058 | 2.0598e-10 | 0.06764 | 2.175e-10 | 0.066806 | 2.1482e-10 | 0.063625 | 2.0459e-10
[120 empty] | 7.3.5.15 Identification and remediation of “at-risk species”WLDFRVegetation ContactBranch (Not overhanging, within 4ft) | WLDFR | HFTD - Distribution - Tier 3 - 4QU CoRE ¦ 2QU LoRE | Red Flag Warning - Destructive Fires | Vegetation Contact | Branch (Not overhanging, within 4ft) | 2026 | 3.2155e-09 | 572.0063 | 1.8393e-06 | 2026 | Mitigation | 0.9 | 30 | 0 | esc | 0.064058 | 2.0598e-10 | 0.06764 | 2.175e-10 | 0.066806 | 2.1482e-10 | 0.063625 | 2.0459e-10
[120 empty] | 7.3.5.15 Identification and remediation of “at-risk species”WLDFRVegetation ContactBranch (Not overhanging, within 4ft) | WLDFR | HFTD - Distribution - Tier 3 - 4QU CoRE ¦ 2QU LoRE | Red Flag Warning - Destructive Fires | Vegetation Contact | Branch (Not overhanging, within 4ft) | 2027 | 3.2155e-09 | 572.0063 | 1.8393e-06 | 2027 | Mitigation | 0.9 | 30 | 0 | esc | 0.064058 | 2.0598e-10 | 0.06764 | 2.175e-10 | 0.066806 | 2.1482e-10 | 0.063625 | 2.0459e-10
[120 empty] | 7.3.5.15 Identification and remediation of “at-risk species”WLDFRVegetation ContactBranch (Not overhanging, within 4ft) | WLDFR | HFTD - Distribution - Tier 3 - 4QU CoRE ¦ 2QU LoRE | Red Flag Warning - Destructive Fires | Vegetation Contact | Branch (Not overhanging, within 4ft) | 2028 | 3.2155e-09 | 572.0063 | 1.8393e-06 | 2028 | Mitigation | 0.9 | 30 | 0 | esc | 0.064058 | 2.0598e-10 | 0.06764 | 2.175e-10 | 0.066806 | 2.1482e-10 | 0.063625 | 2.0459e-10
[120 empty] | 7.3.5.15 Identification and remediation of “at-risk species”WLDFRVegetation ContactBranch (Not overhanging, within 4ft) | WLDFR | HFTD - Distribution - Tier 3 - 4QU CoRE ¦ 2QU LoRE | Red Flag Warning - Destructive Fires | Vegetation Contact | Branch (Not overhanging, within 4ft) | 2029 | 3.2155e-09 | 572.0063 | 1.8393e-06 | 2029 | Mitigation | 0.9 | 30 | 0 | esc | 0.064058 | 2.0598e-10 | 0.06764 | 2.175e-10 | 0.066806 | 2.1482e-10 | 0.063625 | 2.0459e-10
[120 empty] | 7.3.5.15 Identification and remediation of “at-risk species”WLDFRVegetation ContactBranch (Not overhanging, within 4ft) | WLDFR | HFTD - Distribution - Tier 3 - 4QU CoRE ¦ 2QU LoRE | Red Flag Warning - Destructive Fires | Vegetation Contact | Branch (Not overhanging, within 4ft) | 2030 | 3.2155e-09 | 572.0063 | 1.8393e-06 | 2030 | Mitigation | 0.9 | 30 | 0 | esc | 0.064058 | 2.0598e-10 | 0.06764 | 2.175e-10 | 0.066806 | 2.1482e-10 | 0.063625 | 2.0459e-10
[120 empty] | 7.3.5.15 Identification and remediation of “at-risk species”WLDFRVegetation ContactBranch (Not overhanging, within 4ft) | WLDFR | HFTD - Distribution - Tier 3 - 4QU CoRE ¦ 2QU LoRE | Red Flag Warning - Destructive Fires | Vegetation Contact | Branch (Not overhanging, within 4ft) | 2031 | 3.2155e-09 | 572.0063 | 1.8393e-06 | 2031 | Mitigation | 0.9 | 30 | 0 | esc | 0.064058 | 2.0598e-10 | 0.06764 | 2.175e-10 | 0.066806 | 2.1482e-10 | 0.063625 | 2.0459e-10
[120 empty] | 7.3.5.15 Identification and remediation of “at-risk species”WLDFRVegetation ContactBranch (Not overhanging, within 4ft) | WLDFR | HFTD - Distribution - Tier 3 - 4QU CoRE ¦ 2QU LoRE | Red Flag Warning - Destructive Fires | Vegetation Contact | Branch (Not overhanging, within 4ft) | 2032 | 3.2155e-09 | 572.0063 | 1.8393e-06 | 2032 | Mitigation | 0.9 | 30 | 0 | esc | 0.064058 | 2.0598e-10 | 0.06764 | 2.175e-10 | 0.066806 | 2.1482e-10 | 0.063625 | 2.0459e-10
[120 empty] | 7.3.5.15 Identification and remediation of “at-risk species”WLDFRVegetation ContactBranch (Not overhanging, within 4ft) | WLDFR | HFTD - Distribution - Tier 3 - 4QU CoRE ¦ 2QU LoRE | Red Flag Warning - Destructive Fires | Vegetation Contact | Branch (Not overhanging, within 4ft) | 2033 | 3.2155e-09 | 572.0063 | 1.8393e-06 | 2033 | Mitigation | 0.9 | 30 | 0 | esc | 0.064058 | 2.0598e-10 | 0.06764 | 2.175e-10 | 0.066806 | 2.1482e-10 | 0.063625 | 2.0459e-10
[120 empty] | 7.3.5.15 Identification and remediation of “at-risk species”WLDFRVegetation ContactBranch (Not overhanging, within 4ft) | WLDFR | HFTD - Distribution - Tier 3 - 4QU CoRE ¦ 2QU LoRE | Red Flag Warning - Destructive Fires | Vegetation Contact | Branch (Not overhanging, within 4ft) | 2034 | 3.2155e-09 | 572.0063 | 1.8393e-06 | 2034 | Mitigation | 0.9 | 30 | 0 | esc | 0.064058 | 2.0598e-10 | 0.06764 | 2.175e-10 | 0.066806 | 2.1482e-10 | 0.063625 | 2.0459e-10
[120 empty] | 7.3.5.15 Identification and remediation of “at-risk species”WLDFRVegetation ContactBranch (Not overhanging, within 4ft) | WLDFR | HFTD - Distribution - Tier 3 - 4QU CoRE ¦ 2QU LoRE | Red Flag Warning - Destructive Fires | Vegetation Contact | Branch (Not overhanging, within 4ft) | 2035 | 3.2155e-09 | 572.0063 | 1.8393e-06 | 2035 | Mitigation | 0.9 | 30 | 0 | esc | 0.064058 | 2.0598e-10 | 0.06764 | 2.175e-10 | 0.066806 | 2.1482e-10 | 0.063625 | 2.0459e-10
[120 empty] | 7.3.5.15 Identification and remediation of “at-risk species”WLDFRVegetation ContactBranch (Not overhanging, within 4ft) | WLDFR | HFTD - Distribution - Tier 3 - 4QU CoRE ¦ 2QU LoRE | Red Flag Warning - Destructive Fires | Vegetation Contact | Branch (Not overhanging, within 4ft) | 2036 | 3.2155e-09 | 572.0063 | 1.8393e-06 | 2036 | Mitigation | 0.9 | 30 | 0 | esc | 0.064058 | 2.0598e-10 | 0.06764 | 2.175e-10 | 0.066806 | 2.1482e-10 | 0.063625 | 2.0459e-10
[120 empty] | 7.3.5.15 Identification and remediation of “at-risk species”WLDFRVegetation ContactBranch (Not overhanging, within 4ft) | WLDFR | HFTD - Distribution - Tier 3 - 4QU CoRE ¦ 2QU LoRE | Red Flag Warning - Destructive Fires | Vegetation Contact | Branch (Not overhanging, within 4ft) | 2037 | 3.2155e-09 | 572.0063 | 1.8393e-06 | 2037 | Mitigation | 0.9 | 30 | 0 | esc | 0.064058 | 2.0598e-10 | 0.06764 | 2.175e-10 | 0.066806 | 2.1482e-10 | 0.063625 | 2.0459e-10
[120 empty] | 7.3.5.15 Identification and remediation of “at-risk species”WLDFRVegetation ContactBranch (Not overhanging, within 4ft) | WLDFR | HFTD - Distribution - Tier 3 - 4QU CoRE ¦ 2QU LoRE | Red Flag Warning - Destructive Fires | Vegetation Contact | Branch (Not overhanging, within 4ft) | 2038 | 3.2155e-09 | 572.0063 | 1.8393e-06 | 2038 | Mitigation | 0.9 | 30 | 0 | esc | 0.064058 | 2.0598e-10 | 0.06764 | 2.175e-10 | 0.066806 | 2.1482e-10 | 0.063625 | 2.0459e-10
[120 empty] | 7.3.5.15 Identification and remediation of “at-risk species”WLDFRVegetation ContactBranch (Not overhanging, within 4ft) | WLDFR | HFTD - Distribution - Tier 3 - 4QU CoRE ¦ 2QU LoRE | Red Flag Warning - Destructive Fires | Vegetation Contact | Branch (Not overhanging, within 4ft) | 2039 | 3.2155e-09 | 572.0063 | 1.8393e-06 | 2039 | Mitigation | 0.9 | 30 | 0 | esc | 0.064058 | 2.0598e-10 | 0.06764 | 2.175e-10 | 0.066806 | 2.1482e-10 | 0.063625 | 2.0459e-10
[120 empty] | 7.3.5.15 Identification and remediation of “at-risk species”WLDFRVegetation ContactBranch (Not overhanging, within 4ft) | WLDFR | HFTD - Distribution - Tier 3 - 4QU CoRE ¦ 2QU LoRE | Red Flag Warning - Destructive Fires | Vegetation Contact | Branch (Not overhanging, within 4ft) | 2040 | 3.2155e-09 | 572.0063 | 1.8393e-06 | 2040 | Mitigation | 0.9 | 30 | 0 | esc | 0.064058 | 2.0598e-10 | 0.06764 | 2.175e-10 | 0.066806 | 2.1482e-10 | 0.063625 | 2.0459e-10
[120 empty] | 7.3.5.15 Identification and remediation of “at-risk species”WLDFRVegetation ContactBranch (Not overhanging, within 4ft) | WLDFR | HFTD - Distribution - Tier 3 - 4QU CoRE ¦ 2QU LoRE | Red Flag Warning - Destructive Fires | Vegetation Contact | Branch (Not overhanging, within 4ft) | 2041 | 3.2155e-09 | 572.0063 | 1.8393e-06 | 2041 | Mitigation | 0.9 | 30 | 0 | esc | 0.064058 | 2.0598e-10 | 0.06764 | 2.175e-10 | 0.066806 | 2.1482e-10 | 0.063625 | 2.0459e-10
[120 empty] | 7.3.5.15 Identification and remediation of “at-risk species”WLDFRVegetation ContactBranch (Not overhanging, within 4ft) | WLDFR | HFTD - Distribution - Tier 3 - 4QU CoRE ¦ 2QU LoRE | Red Flag Warning - Destructive Fires | Vegetation Contact | Branch (Not overhanging, within 4ft) | 2042 | 3.2155e-09 | 572.0063 | 1.8393e-06 | 2042 | Mitigation | 0.9 | 30 | 0 | esc | 0.064058 | 2.0598e-10 | 0.06764 | 2.175e-10 | 0.066806 | 2.1482e-10 | 0.063625 | 2.0459e-10
[120 empty] | 7.3.5.15 Identification and remediation of “at-risk species”WLDFRVegetation ContactBranch (Not overhanging, within 4ft) | WLDFR | HFTD - Distribution - Tier 3 - 4QU CoRE ¦ 2QU LoRE | Red Flag Warning - Destructive Fires | Vegetation Contact | Branch (Not overhanging, within 4ft) | 2043 | 3.2155e-09 | 572.0063 | 1.8393e-06 | 2043 | Mitigation | 0.9 | 30 | 0 | esc | 0.064058 | 2.0598e-10 | 0.06764 | 2.175e-10 | 0.066806 | 2.1482e-10 | 0.063625 | 2.0459e-10
[120 empty] | 7.3.5.15 Identification and remediation of “at-risk species”WLDFRVegetation ContactBranch (Not overhanging, within 4ft) | WLDFR | HFTD - Distribution - Tier 3 - 4QU CoRE ¦ 2QU LoRE | Red Flag Warning - Destructive Fires | Vegetation Contact | Branch (Not overhanging, within 4ft) | 2044 | 3.2155e-09 | 572.0063 | 1.8393e-06 | 2044 | Mitigation | 0.9 | 30 | 0 | esc | 0.064058 | 2.0598e-10 | 0.06764 | 2.175e-10 | 0.066806 | 2.1482e-10 | 0.063625 | 2.0459e-10
[120 empty] | 7.3.5.15 Identification and remediation of “at-risk species”WLDFRVegetation ContactBranch (Not overhanging, within 4ft) | WLDFR | HFTD - Distribution - Tier 3 - 4QU CoRE ¦ 2QU LoRE | Red Flag Warning - Destructive Fires | Vegetation Contact | Branch (Not overhanging, within 4ft) | 2045 | 3.2155e-09 | 572.0063 | 1.8393e-06 | 2045 | Mitigation | 0.9 | 30 | 0 | esc | 0.064058 | 2.0598e-10 | 0.06764 | 2.175e-10 | 0.066806 | 2.1482e-10 | 0.063625 | 2.0459e-10
[120 empty] | 7.3.5.15 Identification and remediation of “at-risk species”WLDFRVegetation ContactBranch (Not overhanging, within 4ft) | WLDFR | HFTD - Distribution - Tier 3 - 4QU CoRE ¦ 2QU LoRE | Red Flag Warning - Destructive Fires | Vegetation Contact | Branch (Not overhanging, within 4ft) | 2046 | 3.2155e-09 | 572.0063 | 1.8393e-06 | 2046 | Mitigation | 0.9 | 30 | 0 | esc | 0.064058 | 2.0598e-10 | 0.06764 | 2.175e-10 | 0.066806 | 2.1482e-10 | 0.063625 | 2.0459e-10
[120 empty] | 7.3.5.15 Identification and remediation of “at-risk species”WLDFRVegetation ContactBranch (Not overhanging, within 4ft) | WLDFR | HFTD - Distribution - Tier 3 - 4QU CoRE ¦ 2QU LoRE | Red Flag Warning - Destructive Fires | Vegetation Contact | Branch (Not overhanging, within 4ft) | 2047 | 3.2155e-09 | 572.0063 | 1.8393e-06 | 2047 | Mitigation | 0.9 | 30 | 0 | esc | 0.064058 | 2.0598e-10 | 0.06764 | 2.175e-10 | 0.066806 | 2.1482e-10 | 0.063625 | 2.0459e-10
[120 empty] | 7.3.5.15 Identification and remediation of “at-risk species”WLDFRVegetation ContactBranch (Not overhanging, within 4ft) | WLDFR | HFTD - Distribution - Tier 3 - 4QU CoRE ¦ 2QU LoRE | Red Flag Warning - Destructive Fires | Vegetation Contact | Branch (Not overhanging, within 4ft) | 2048 | 3.2155e-09 | 572.0063 | 1.8393e-06 | 2048 | Mitigation | 0.9 | 30 | 0 | esc | 0.064058 | 2.0598e-10 | 0.06764 | 2.175e-10 | 0.066806 | 2.1482e-10 | 0.063625 | 2.0459e-10
[120 empty] | 7.3.5.15 Identification and remediation of “at-risk species”WLDFRVegetation ContactBranch (Not overhanging, within 4ft) | WLDFR | HFTD - Distribution - Tier 3 - 4QU CoRE ¦ 2QU LoRE | Red Flag Warning - Destructive Fires | Vegetation Contact | Branch (Not overhanging, within 4ft) | 2049 | 3.2155e-09 | 572.0063 | 1.8393e-06 | 2049 | Mitigation | 0.9 | 30 | 0 | esc | 0.064058 | 2.0598e-10 | 0.06764 | 2.175e-10 | 0.066806 | 2.1482e-10 | 0.063625 | 2.0459e-10
[120 empty] | 7.3.5.15 Identification and remediation of “at-risk species”WLDFRVegetation ContactBranch (Not overhanging, within 4ft) | WLDFR | HFTD - Distribution - Tier 3 - 4QU CoRE ¦ 2QU LoRE | Red Flag Warning - Destructive Fires | Vegetation Contact | Branch (Not overhanging, within 4ft) | 2050 | 3.2155e-09 | 572.0063 | 1.8393e-06 | 2050 | Mitigation | 0.9 | 30 | 0 | esc | 0 | 0 | 0.06764 | 2.175e-10 | 0.066806 | 2.1482e-10 | 0.063625 | 2.0459e-10
[120 empty] | 7.3.5.15 Identification and remediation of “at-risk species”WLDFRVegetation ContactBranch (Not overhanging, within 4ft) | WLDFR | HFTD - Distribution - Tier 3 - 4QU CoRE ¦ 2QU LoRE | Red Flag Warning - Destructive Fires | Vegetation Contact | Branch (Not overhanging, within 4ft) | 2051 | 3.2155e-09 | 572.0063 | 1.8393e-06 | 2051 | Mitigation | 0.9 | 30 | 0 | esc | 0 | 0 | 0 | 0 | 0.066806 | 2.1482e-10 | 0.063625 | 2.0459e-10
[120 empty] | 7.3.5.15 Identification and remediation of “at-risk species”WLDFRVegetation ContactBranch (Not overhanging, within 4ft) | WLDFR | HFTD - Distribution - Tier 3 - 4QU CoRE ¦ 2QU LoRE | Red Flag Warning - Destructive Fires | Vegetation Contact | Branch (Not overhanging, within 4ft) | 2052 | 3.2155e-09 | 572.0063 | 1.8393e-06 | 2052 | Mitigation | 0.9 | 30 | 0 | esc | 0 | 0 | 0 | 0 | 0 | 0 | 0.063625 | 2.0459e-10
[120 empty] | 7.3.5.15 Identification and remediation of “at-risk species”WLDFRVegetation ContactBranch (OverHanging) | WLDFR | HFTD - Distribution - Tier 3 - 4QU CoRE ¦ 2QU LoRE | Red Flag Warning - Destructive Fires | Vegetation Contact | Branch (OverHanging) | 2022 | 1.9061e-07 | 572.0063 | 0.00010903 | 2022 | Mitigation | 0.9 | 30 | 0 | esc | 0.064058 | 1.221e-08 | 0.06764 | 1.2893e-08 | 0.066806 | 1.2734e-08 | 0 | 0
[120 empty] | 7.3.5.15 Identification and remediation of “at-risk species”WLDFRVegetation ContactBranch (OverHanging) | WLDFR | HFTD - Distribution - Tier 3 - 4QU CoRE ¦ 2QU LoRE | Red Flag Warning - Destructive Fires | Vegetation Contact | Branch (OverHanging) | 2023 | 1.9061e-07 | 572.0063 | 0.00010903 | 2023 | Mitigation | 0.9 | 30 | 0 | esc | 0.064058 | 1.221e-08 | 0.06764 | 1.2893e-08 | 0.066806 | 1.2734e-08 | 0.063625 | 1.2128e-08
[120 empty] | 7.3.5.15 Identification and remediation of “at-risk species”WLDFRVegetation ContactBranch (OverHanging) | WLDFR | HFTD - Distribution - Tier 3 - 4QU CoRE ¦ 2QU LoRE | Red Flag Warning - Destructive Fires | Vegetation Contact | Branch (OverHanging) | 2024 | 1.9061e-07 | 572.0063 | 0.00010903 | 2024 | Mitigation | 0.9 | 30 | 0 | esc | 0.064058 | 1.221e-08 | 0.06764 | 1.2893e-08 | 0.066806 | 1.2734e-08 | 0.063625 | 1.2128e-08
[120 empty] | 7.3.5.15 Identification and remediation of “at-risk species”WLDFRVegetation ContactBranch (OverHanging) | WLDFR | HFTD - Distribution - Tier 3 - 4QU CoRE ¦ 2QU LoRE | Red Flag Warning - Destructive Fires | Vegetation Contact | Branch (OverHanging) | 2025 | 1.9061e-07 | 572.0063 | 0.00010903 | 2025 | Mitigation | 0.9 | 30 | 0 | esc | 0.064058 | 1.221e-08 | 0.06764 | 1.2893e-08 | 0.066806 | 1.2734e-08 | 0.063625 | 1.2128e-08
[120 empty] | 7.3.5.15 Identification and remediation of “at-risk species”WLDFRVegetation ContactBranch (OverHanging) | WLDFR | HFTD - Distribution - Tier 3 - 4QU CoRE ¦ 2QU LoRE | Red Flag Warning - Destructive Fires | Vegetation Contact | Branch (OverHanging) | 2026 | 1.9061e-07 | 572.0063 | 0.00010903 | 2026 | Mitigation | 0.9 | 30 | 0 | esc | 0.064058 | 1.221e-08 | 0.06764 | 1.2893e-08 | 0.066806 | 1.2734e-08 | 0.063625 | 1.2128e-08
[120 empty] | 7.3.5.15 Identification and remediation of “at-risk species”WLDFRVegetation ContactBranch (OverHanging) | WLDFR | HFTD - Distribution - Tier 3 - 4QU CoRE ¦ 2QU LoRE | Red Flag Warning - Destructive Fires | Vegetation Contact | Branch (OverHanging) | 2027 | 1.9061e-07 | 572.0063 | 0.00010903 | 2027 | Mitigation | 0.9 | 30 | 0 | esc | 0.064058 | 1.221e-08 | 0.06764 | 1.2893e-08 | 0.066806 | 1.2734e-08 | 0.063625 | 1.2128e-08
[120 empty] | 7.3.5.15 Identification and remediation of “at-risk species”WLDFRVegetation ContactBranch (OverHanging) | WLDFR | HFTD - Distribution - Tier 3 - 4QU CoRE ¦ 2QU LoRE | Red Flag Warning - Destructive Fires | Vegetation Contact | Branch (OverHanging) | 2028 | 1.9061e-07 | 572.0063 | 0.00010903 | 2028 | Mitigation | 0.9 | 30 | 0 | esc | 0.064058 | 1.221e-08 | 0.06764 | 1.2893e-08 | 0.066806 | 1.2734e-08 | 0.063625 | 1.2128e-08
[120 empty] | 7.3.5.15 Identification and remediation of “at-risk species”WLDFRVegetation ContactBranch (OverHanging) | WLDFR | HFTD - Distribution - Tier 3 - 4QU CoRE ¦ 2QU LoRE | Red Flag Warning - Destructive Fires | Vegetation Contact | Branch (OverHanging) | 2029 | 1.9061e-07 | 572.0063 | 0.00010903 | 2029 | Mitigation | 0.9 | 30 | 0 | esc | 0.064058 | 1.221e-08 | 0.06764 | 1.2893e-08 | 0.066806 | 1.2734e-08 | 0.063625 | 1.2128e-08
[120 empty] | 7.3.5.15 Identification and remediation of “at-risk species”WLDFRVegetation ContactBranch (OverHanging) | WLDFR | HFTD - Distribution - Tier 3 - 4QU CoRE ¦ 2QU LoRE | Red Flag Warning - Destructive Fires | Vegetation Contact | Branch (OverHanging) | 2030 | 1.9061e-07 | 572.0063 | 0.00010903 | 2030 | Mitigation | 0.9 | 30 | 0 | esc | 0.064058 | 1.221e-08 | 0.06764 | 1.2893e-08 | 0.066806 | 1.2734e-08 | 0.063625 | 1.2128e-08
[120 empty] | 7.3.5.15 Identification and remediation of “at-risk species”WLDFRVegetation ContactBranch (OverHanging) | WLDFR | HFTD - Distribution - Tier 3 - 4QU CoRE ¦ 2QU LoRE | Red Flag Warning - Destructive Fires | Vegetation Contact | Branch (OverHanging) | 2031 | 1.9061e-07 | 572.0063 | 0.00010903 | 2031 | Mitigation | 0.9 | 30 | 0 | esc | 0.064058 | 1.221e-08 | 0.06764 | 1.2893e-08 | 0.066806 | 1.2734e-08 | 0.063625 | 1.2128e-08
[120 empty] | 7.3.5.15 Identification and remediation of “at-risk species”WLDFRVegetation ContactBranch (OverHanging) | WLDFR | HFTD - Distribution - Tier 3 - 4QU CoRE ¦ 2QU LoRE | Red Flag Warning - Destructive Fires | Vegetation Contact | Branch (OverHanging) | 2032 | 1.9061e-07 | 572.0063 | 0.00010903 | 2032 | Mitigation | 0.9 | 30 | 0 | esc | 0.064058 | 1.221e-08 | 0.06764 | 1.2893e-08 | 0.066806 | 1.2734e-08 | 0.063625 | 1.2128e-08
[120 empty] | 7.3.5.15 Identification and remediation of “at-risk species”WLDFRVegetation ContactBranch (OverHanging) | WLDFR | HFTD - Distribution - Tier 3 - 4QU CoRE ¦ 2QU LoRE | Red Flag Warning - Destructive Fires | Vegetation Contact | Branch (OverHanging) | 2033 | 1.9061e-07 | 572.0063 | 0.00010903 | 2033 | Mitigation | 0.9 | 30 | 0 | esc | 0.064058 | 1.221e-08 | 0.06764 | 1.2893e-08 | 0.066806 | 1.2734e-08 | 0.063625 | 1.2128e-08
[120 empty] | 7.3.5.15 Identification and remediation of “at-risk species”WLDFRVegetation ContactBranch (OverHanging) | WLDFR | HFTD - Distribution - Tier 3 - 4QU CoRE ¦ 2QU LoRE | Red Flag Warning - Destructive Fires | Vegetation Contact | Branch (OverHanging) | 2034 | 1.9061e-07 | 572.0063 | 0.00010903 | 2034 | Mitigation | 0.9 | 30 | 0 | esc | 0.064058 | 1.221e-08 | 0.06764 | 1.2893e-08 | 0.066806 | 1.2734e-08 | 0.063625 | 1.2128e-08
[120 empty] | 7.3.5.15 Identification and remediation of “at-risk species”WLDFRVegetation ContactBranch (OverHanging) | WLDFR | HFTD - Distribution - Tier 3 - 4QU CoRE ¦ 2QU LoRE | Red Flag Warning - Destructive Fires | Vegetation Contact | Branch (OverHanging) | 2035 | 1.9061e-07 | 572.0063 | 0.00010903 | 2035 | Mitigation | 0.9 | 30 | 0 | esc | 0.064058 | 1.221e-08 | 0.06764 | 1.2893e-08 | 0.066806 | 1.2734e-08 | 0.063625 | 1.2128e-08
[120 empty] | 7.3.5.15 Identification and remediation of “at-risk species”WLDFRVegetation ContactBranch (OverHanging) | WLDFR | HFTD - Distribution - Tier 3 - 4QU CoRE ¦ 2QU LoRE | Red Flag Warning - Destructive Fires | Vegetation Contact | Branch (OverHanging) | 2036 | 1.9061e-07 | 572.0063 | 0.00010903 | 2036 | Mitigation | 0.9 | 30 | 0 | esc | 0.064058 | 1.221e-08 | 0.06764 | 1.2893e-08 | 0.066806 | 1.2734e-08 | 0.063625 | 1.2128e-08
[120 empty] | 7.3.5.15 Identification and remediation of “at-risk species”WLDFRVegetation ContactBranch (OverHanging) | WLDFR | HFTD - Distribution - Tier 3 - 4QU CoRE ¦ 2QU LoRE | Red Flag Warning - Destructive Fires | Vegetation Contact | Branch (OverHanging) | 2037 | 1.9061e-07 | 572.0063 | 0.00010903 | 2037 | Mitigation | 0.9 | 30 | 0 | esc | 0.064058 | 1.221e-08 | 0.06764 | 1.2893e-08 | 0.066806 | 1.2734e-08 | 0.063625 | 1.2128e-08
[120 empty] | 7.3.5.15 Identification and remediation of “at-risk species”WLDFRVegetation ContactBranch (OverHanging) | WLDFR | HFTD - Distribution - Tier 3 - 4QU CoRE ¦ 2QU LoRE | Red Flag Warning - Destructive Fires | Vegetation Contact | Branch (OverHanging) | 2038 | 1.9061e-07 | 572.0063 | 0.00010903 | 2038 | Mitigation | 0.9 | 30 | 0 | esc | 0.064058 | 1.221e-08 | 0.06764 | 1.2893e-08 | 0.066806 | 1.2734e-08 | 0.063625 | 1.2128e-08
[120 empty] | 7.3.5.15 Identification and remediation of “at-risk species”WLDFRVegetation ContactBranch (OverHanging) | WLDFR | HFTD - Distribution - Tier 3 - 4QU CoRE ¦ 2QU LoRE | Red Flag Warning - Destructive Fires | Vegetation Contact | Branch (OverHanging) | 2039 | 1.9061e-07 | 572.0063 | 0.00010903 | 2039 | Mitigation | 0.9 | 30 | 0 | esc | 0.064058 | 1.221e-08 | 0.06764 | 1.2893e-08 | 0.066806 | 1.2734e-08 | 0.063625 | 1.2128e-08
[120 empty] | 7.3.5.15 Identification and remediation of “at-risk species”WLDFRVegetation ContactBranch (OverHanging) | WLDFR | HFTD - Distribution - Tier 3 - 4QU CoRE ¦ 2QU LoRE | Red Flag Warning - Destructive Fires | Vegetation Contact | Branch (OverHanging) | 2040 | 1.9061e-07 | 572.0063 | 0.00010903 | 2040 | Mitigation | 0.9 | 30 | 0 | esc | 0.064058 | 1.221e-08 | 0.06764 | 1.2893e-08 | 0.066806 | 1.2734e-08 | 0.063625 | 1.2128e-08
[120 empty] | 7.3.5.15 Identification and remediation of “at-risk species”WLDFRVegetation ContactBranch (OverHanging) | WLDFR | HFTD - Distribution - Tier 3 - 4QU CoRE ¦ 2QU LoRE | Red Flag Warning - Destructive Fires | Vegetation Contact | Branch (OverHanging) | 2041 | 1.9061e-07 | 572.0063 | 0.00010903 | 2041 | Mitigation | 0.9 | 30 | 0 | esc | 0.064058 | 1.221e-08 | 0.06764 | 1.2893e-08 | 0.066806 | 1.2734e-08 | 0.063625 | 1.2128e-08
[120 empty] | 7.3.5.15 Identification and remediation of “at-risk species”WLDFRVegetation ContactBranch (OverHanging) | WLDFR | HFTD - Distribution - Tier 3 - 4QU CoRE ¦ 2QU LoRE | Red Flag Warning - Destructive Fires | Vegetation Contact | Branch (OverHanging) | 2042 | 1.9061e-07 | 572.0063 | 0.00010903 | 2042 | Mitigation | 0.9 | 30 | 0 | esc | 0.064058 | 1.221e-08 | 0.06764 | 1.2893e-08 | 0.066806 | 1.2734e-08 | 0.063625 | 1.2128e-08
[120 empty] | 7.3.5.15 Identification and remediation of “at-risk species”WLDFRVegetation ContactBranch (OverHanging) | WLDFR | HFTD - Distribution - Tier 3 - 4QU CoRE ¦ 2QU LoRE | Red Flag Warning - Destructive Fires | Vegetation Contact | Branch (OverHanging) | 2043 | 1.9061e-07 | 572.0063 | 0.00010903 | 2043 | Mitigation | 0.9 | 30 | 0 | esc | 0.064058 | 1.221e-08 | 0.06764 | 1.2893e-08 | 0.066806 | 1.2734e-08 | 0.063625 | 1.2128e-08
[120 empty] | 7.3.5.15 Identification and remediation of “at-risk species”WLDFRVegetation ContactBranch (OverHanging) | WLDFR | HFTD - Distribution - Tier 3 - 4QU CoRE ¦ 2QU LoRE | Red Flag Warning - Destructive Fires | Vegetation Contact | Branch (OverHanging) | 2044 | 1.9061e-07 | 572.0063 | 0.00010903 | 2044 | Mitigation | 0.9 | 30 | 0 | esc | 0.064058 | 1.221e-08 | 0.06764 | 1.2893e-08 | 0.066806 | 1.2734e-08 | 0.063625 | 1.2128e-08
[120 empty] | 7.3.5.15 Identification and remediation of “at-risk species”WLDFRVegetation ContactBranch (OverHanging) | WLDFR | HFTD - Distribution - Tier 3 - 4QU CoRE ¦ 2QU LoRE | Red Flag Warning - Destructive Fires | Vegetation Contact | Branch (OverHanging) | 2045 | 1.9061e-07 | 572.0063 | 0.00010903 | 2045 | Mitigation | 0.9 | 30 | 0 | esc | 0.064058 | 1.221e-08 | 0.06764 | 1.2893e-08 | 0.066806 | 1.2734e-08 | 0.063625 | 1.2128e-08
[120 empty] | 7.3.5.15 Identification and remediation of “at-risk species”WLDFRVegetation ContactBranch (OverHanging) | WLDFR | HFTD - Distribution - Tier 3 - 4QU CoRE ¦ 2QU LoRE | Red Flag Warning - Destructive Fires | Vegetation Contact | Branch (OverHanging) | 2046 | 1.9061e-07 | 572.0063 | 0.00010903 | 2046 | Mitigation | 0.9 | 30 | 0 | esc | 0.064058 | 1.221e-08 | 0.06764 | 1.2893e-08 | 0.066806 | 1.2734e-08 | 0.063625 | 1.2128e-08
[120 empty] | 7.3.5.15 Identification and remediation of “at-risk species”WLDFRVegetation ContactBranch (OverHanging) | WLDFR | HFTD - Distribution - Tier 3 - 4QU CoRE ¦ 2QU LoRE | Red Flag Warning - Destructive Fires | Vegetation Contact | Branch (OverHanging) | 2047 | 1.9061e-07 | 572.0063 | 0.00010903 | 2047 | Mitigation | 0.9 | 30 | 0 | esc | 0.064058 | 1.221e-08 | 0.06764 | 1.2893e-08 | 0.066806 | 1.2734e-08 | 0.063625 | 1.2128e-08
[120 empty] | 7.3.5.15 Identification and remediation of “at-risk species”WLDFRVegetation ContactBranch (OverHanging) | WLDFR | HFTD - Distribution - Tier 3 - 4QU CoRE ¦ 2QU LoRE | Red Flag Warning - Destructive Fires | Vegetation Contact | Branch (OverHanging) | 2048 | 1.9061e-07 | 572.0063 | 0.00010903 | 2048 | Mitigation | 0.9 | 30 | 0 | esc | 0.064058 | 1.221e-08 | 0.06764 | 1.2893e-08 | 0.066806 | 1.2734e-08 | 0.063625 | 1.2128e-08
[120 empty] | 7.3.5.15 Identification and remediation of “at-risk species”WLDFRVegetation ContactBranch (OverHanging) | WLDFR | HFTD - Distribution - Tier 3 - 4QU CoRE ¦ 2QU LoRE | Red Flag Warning - Destructive Fires | Vegetation Contact | Branch (OverHanging) | 2049 | 1.9061e-07 | 572.0063 | 0.00010903 | 2049 | Mitigation | 0.9 | 30 | 0 | esc | 0.064058 | 1.221e-08 | 0.06764 | 1.2893e-08 | 0.066806 | 1.2734e-08 | 0.063625 | 1.2128e-08
[120 empty] | 7.3.5.15 Identification and remediation of “at-risk species”WLDFRVegetation ContactBranch (OverHanging) | WLDFR | HFTD - Distribution - Tier 3 - 4QU CoRE ¦ 2QU LoRE | Red Flag Warning - Destructive Fires | Vegetation Contact | Branch (OverHanging) | 2050 | 1.9061e-07 | 572.0063 | 0.00010903 | 2050 | Mitigation | 0.9 | 30 | 0 | esc | 0 | 0 | 0.06764 | 1.2893e-08 | 0.066806 | 1.2734e-08 | 0.063625 | 1.2128e-08
[120 empty] | 7.3.5.15 Identification and remediation of “at-risk species”WLDFRVegetation ContactBranch (OverHanging) | WLDFR | HFTD - Distribution - Tier 3 - 4QU CoRE ¦ 2QU LoRE | Red Flag Warning - Destructive Fires | Vegetation Contact | Branch (OverHanging) | 2051 | 1.9061e-07 | 572.0063 | 0.00010903 | 2051 | Mitigation | 0.9 | 30 | 0 | esc | 0 | 0 | 0 | 0 | 0.066806 | 1.2734e-08 | 0.063625 | 1.2128e-08
[120 empty] | 7.3.5.15 Identification and remediation of “at-risk species”WLDFRVegetation ContactBranch (OverHanging) | WLDFR | HFTD - Distribution - Tier 3 - 4QU CoRE ¦ 2QU LoRE | Red Flag Warning - Destructive Fires | Vegetation Contact | Branch (OverHanging) | 2052 | 1.9061e-07 | 572.0063 | 0.00010903 | 2052 | Mitigation | 0.9 | 30 | 0 | esc | 0 | 0 | 0 | 0 | 0 | 0 | 0.063625 | 1.2128e-08
[120 empty] | 7.3.5.15 Identification and remediation of “at-risk species”WLDFRVegetation ContactFell into (Moderate-Severe defect) | WLDFR | HFTD - Distribution - Tier 3 - 4QU CoRE ¦ 2QU LoRE | Red Flag Warning - Destructive Fires | Vegetation Contact | Fell into (Moderate-Severe defect) | 2022 | 5.7988e-08 | 572.0063 | 3.3169e-05 | 2022 | Mitigation | 0.95 | 1 | 0 | esc | 0 | 0 | 0 | 0 | 0.070518 | 4.0892e-09 | 0 | 0
[120 empty] | 7.3.5.15 Identification and remediation of “at-risk species”WLDFRVegetation ContactFell into (Moderate-Severe defect) | WLDFR | HFTD - Distribution - Tier 3 - 4QU CoRE ¦ 2QU LoRE | Red Flag Warning - Destructive Fires | Vegetation Contact | Fell into (Moderate-Severe defect) | 2023 | 5.7988e-08 | 572.0063 | 3.3169e-05 | 2023 | Mitigation | 0.95 | 1 | 0 | esc | 0 | 0 | 0 | 0 | 0 | 0 | 0.06716 | 3.8944e-09
[120 empty] | 7.3.5.15 Identification and remediation of “at-risk species”WLDFRVegetation ContactFell into (slight defect) | WLDFR | HFTD - Distribution - Tier 3 - 4QU CoRE ¦ 2QU LoRE | Red Flag Warning - Destructive Fires | Vegetation Contact | Fell into (slight defect) | 2022 | 6.426e-08 | 572.0063 | 3.6757e-05 | 2022 | Mitigation | 0.5 | 1 | 0 | esc | 0 | 0 | 0 | 0 | 0.037115 | 2.385e-09 | 0 | 0
[120 empty] | 7.3.5.15 Identification and remediation of “at-risk species”WLDFRVegetation ContactFell into (slight defect) | WLDFR | HFTD - Distribution - Tier 3 - 4QU CoRE ¦ 2QU LoRE | Red Flag Warning - Destructive Fires | Vegetation Contact | Fell into (slight defect) | 2023 | 6.426e-08 | 572.0063 | 3.6757e-05 | 2023 | Mitigation | 0.5 | 1 | 0 | esc | 0 | 0 | 0 | 0 | 0 | 0 | 0.035347 | 2.2714e-09
[120 empty] | 7.3.5.15 Identification and remediation of “at-risk species”WLDFRVegetation ContactGrow Into | WLDFR | HFTD - Distribution - Tier 3 - 4QU CoRE ¦ 2QU LoRE | Red Flag Warning - Destructive Fires | Vegetation Contact | Grow Into | 2022 | 6.7495e-09 | 572.0063 | 3.8608e-06 | 2022 | Mitigation | 0.5 | 1 | 0 | esc | 0 | 0 | 0 | 0 | 0.037115 | 2.5051e-10 | 0 | 0
[120 empty] | 7.3.5.15 Identification and remediation of “at-risk species”WLDFRVegetation ContactGrow Into | WLDFR | HFTD - Distribution - Tier 3 - 4QU CoRE ¦ 2QU LoRE | Red Flag Warning - Destructive Fires | Vegetation Contact | Grow Into | 2023 | 6.7495e-09 | 572.0063 | 3.8608e-06 | 2023 | Mitigation | 0.5 | 1 | 0 | esc | 0 | 0 | 0 | 0 | 0 | 0 | 0.035347 | 2.3858e-10
[120 empty] | 7.3.5.15 Identification and remediation of “at-risk species”WLDFRVegetation ContactBranch (Not overhanging, 4-12ft) | WLDFR | HFTD - Distribution - Tier 3 - 4QU CoRE ¦ 2QU LoRE | Red Flag Warning - Large Fires | Vegetation Contact | Branch (Not overhanging, 4-12ft) | 2022 | 1.9284e-07 | 572.0063 | 0.00011031 | 2022 | Mitigation | 0.5 | 30 | 0 | esc | 0.035588 | 6.8627e-09 | 0.037578 | 7.2464e-09 | 0.037115 | 7.1572e-09 | 0 | 0
[120 empty] | 7.3.5.15 Identification and remediation of “at-risk species”WLDFRVegetation ContactBranch (Not overhanging, 4-12ft) | WLDFR | HFTD - Distribution - Tier 3 - 4QU CoRE ¦ 2QU LoRE | Red Flag Warning - Large Fires | Vegetation Contact | Branch (Not overhanging, 4-12ft) | 2023 | 1.9284e-07 | 572.0063 | 0.00011031 | 2023 | Mitigation | 0.5 | 30 | 0 | esc | 0.035588 | 6.8627e-09 | 0.037578 | 7.2464e-09 | 0.037115 | 7.1572e-09 | 0.035347 | 6.8164e-09
[120 empty] | 7.3.5.15 Identification and remediation of “at-risk species”WLDFRVegetation ContactBranch (Not overhanging, 4-12ft) | WLDFR | HFTD - Distribution - Tier 3 - 4QU CoRE ¦ 2QU LoRE | Red Flag Warning - Large Fires | Vegetation Contact | Branch (Not overhanging, 4-12ft) | 2024 | 1.9284e-07 | 572.0063 | 0.00011031 | 2024 | Mitigation | 0.5 | 30 | 0 | esc | 0.035588 | 6.8627e-09 | 0.037578 | 7.2464e-09 | 0.037115 | 7.1572e-09 | 0.035347 | 6.8164e-09
[120 empty] | 7.3.5.15 Identification and remediation of “at-risk species”WLDFRVegetation ContactBranch (Not overhanging, 4-12ft) | WLDFR | HFTD - Distribution - Tier 3 - 4QU CoRE ¦ 2QU LoRE | Red Flag Warning - Large Fires | Vegetation Contact | Branch (Not overhanging, 4-12ft) | 2025 | 1.9284e-07 | 572.0063 | 0.00011031 | 2025 | Mitigation | 0.5 | 30 | 0 | esc | 0.035588 | 6.8627e-09 | 0.037578 | 7.2464e-09 | 0.037115 | 7.1572e-09 | 0.035347 | 6.8164e-09
[120 empty] | 7.3.5.15 Identification and remediation of “at-risk species”WLDFRVegetation ContactBranch (Not overhanging, 4-12ft) | WLDFR | HFTD - Distribution - Tier 3 - 4QU CoRE ¦ 2QU LoRE | Red Flag Warning - Large Fires | Vegetation Contact | Branch (Not overhanging, 4-12ft) | 2026 | 1.9284e-07 | 572.0063 | 0.00011031 | 2026 | Mitigation | 0.5 | 30 | 0 | esc | 0.035588 | 6.8627e-09 | 0.037578 | 7.2464e-09 | 0.037115 | 7.1572e-09 | 0.035347 | 6.8164e-09
[120 empty] | 7.3.5.15 Identification and remediation of “at-risk species”WLDFRVegetation ContactBranch (Not overhanging, 4-12ft) | WLDFR | HFTD - Distribution - Tier 3 - 4QU CoRE ¦ 2QU LoRE | Red Flag Warning - Large Fires | Vegetation Contact | Branch (Not overhanging, 4-12ft) | 2027 | 1.9284e-07 | 572.0063 | 0.00011031 | 2027 | Mitigation | 0.5 | 30 | 0 | esc | 0.035588 | 6.8627e-09 | 0.037578 | 7.2464e-09 | 0.037115 | 7.1572e-09 | 0.035347 | 6.8164e-09
[120 empty] | 7.3.5.15 Identification and remediation of “at-risk species”WLDFRVegetation ContactBranch (Not overhanging, 4-12ft) | WLDFR | HFTD - Distribution - Tier 3 - 4QU CoRE ¦ 2QU LoRE | Red Flag Warning - Large Fires | Vegetation Contact | Branch (Not overhanging, 4-12ft) | 2028 | 1.9284e-07 | 572.0063 | 0.00011031 | 2028 | Mitigation | 0.5 | 30 | 0 | esc | 0.035588 | 6.8627e-09 | 0.037578 | 7.2464e-09 | 0.037115 | 7.1572e-09 | 0.035347 | 6.8164e-09
[120 empty] | 7.3.5.15 Identification and remediation of “at-risk species”WLDFRVegetation ContactBranch (Not overhanging, 4-12ft) | WLDFR | HFTD - Distribution - Tier 3 - 4QU CoRE ¦ 2QU LoRE | Red Flag Warning - Large Fires | Vegetation Contact | Branch (Not overhanging, 4-12ft) | 2029 | 1.9284e-07 | 572.0063 | 0.00011031 | 2029 | Mitigation | 0.5 | 30 | 0 | esc | 0.035588 | 6.8627e-09 | 0.037578 | 7.2464e-09 | 0.037115 | 7.1572e-09 | 0.035347 | 6.8164e-09
[120 empty] | 7.3.5.15 Identification and remediation of “at-risk species”WLDFRVegetation ContactBranch (Not overhanging, 4-12ft) | WLDFR | HFTD - Distribution - Tier 3 - 4QU CoRE ¦ 2QU LoRE | Red Flag Warning - Large Fires | Vegetation Contact | Branch (Not overhanging, 4-12ft) | 2030 | 1.9284e-07 | 572.0063 | 0.00011031 | 2030 | Mitigation | 0.5 | 30 | 0 | esc | 0.035588 | 6.8627e-09 | 0.037578 | 7.2464e-09 | 0.037115 | 7.1572e-09 | 0.035347 | 6.8164e-09
[120 empty] | 7.3.5.15 Identification and remediation of “at-risk species”WLDFRVegetation ContactBranch (Not overhanging, 4-12ft) | WLDFR | HFTD - Distribution - Tier 3 - 4QU CoRE ¦ 2QU LoRE | Red Flag Warning - Large Fires | Vegetation Contact | Branch (Not overhanging, 4-12ft) | 2031 | 1.9284e-07 | 572.0063 | 0.00011031 | 2031 | Mitigation | 0.5 | 30 | 0 | esc | 0.035588 | 6.8627e-09 | 0.037578 | 7.2464e-09 | 0.037115 | 7.1572e-09 | 0.035347 | 6.8164e-09
[120 empty] | 7.3.5.15 Identification and remediation of “at-risk species”WLDFRVegetation ContactBranch (Not overhanging, 4-12ft) | WLDFR | HFTD - Distribution - Tier 3 - 4QU CoRE ¦ 2QU LoRE | Red Flag Warning - Large Fires | Vegetation Contact | Branch (Not overhanging, 4-12ft) | 2032 | 1.9284e-07 | 572.0063 | 0.00011031 | 2032 | Mitigation | 0.5 | 30 | 0 | esc | 0.035588 | 6.8627e-09 | 0.037578 | 7.2464e-09 | 0.037115 | 7.1572e-09 | 0.035347 | 6.8164e-09
[120 empty] | 7.3.5.15 Identification and remediation of “at-risk species”WLDFRVegetation ContactBranch (Not overhanging, 4-12ft) | WLDFR | HFTD - Distribution - Tier 3 - 4QU CoRE ¦ 2QU LoRE | Red Flag Warning - Large Fires | Vegetation Contact | Branch (Not overhanging, 4-12ft) | 2033 | 1.9284e-07 | 572.0063 | 0.00011031 | 2033 | Mitigation | 0.5 | 30 | 0 | esc | 0.035588 | 6.8627e-09 | 0.037578 | 7.2464e-09 | 0.037115 | 7.1572e-09 | 0.035347 | 6.8164e-09
[120 empty] | 7.3.5.15 Identification and remediation of “at-risk species”WLDFRVegetation ContactBranch (Not overhanging, 4-12ft) | WLDFR | HFTD - Distribution - Tier 3 - 4QU CoRE ¦ 2QU LoRE | Red Flag Warning - Large Fires | Vegetation Contact | Branch (Not overhanging, 4-12ft) | 2034 | 1.9284e-07 | 572.0063 | 0.00011031 | 2034 | Mitigation | 0.5 | 30 | 0 | esc | 0.035588 | 6.8627e-09 | 0.037578 | 7.2464e-09 | 0.037115 | 7.1572e-09 | 0.035347 | 6.8164e-09
[120 empty] | 7.3.5.15 Identification and remediation of “at-risk species”WLDFRVegetation ContactBranch (Not overhanging, 4-12ft) | WLDFR | HFTD - Distribution - Tier 3 - 4QU CoRE ¦ 2QU LoRE | Red Flag Warning - Large Fires | Vegetation Contact | Branch (Not overhanging, 4-12ft) | 2035 | 1.9284e-07 | 572.0063 | 0.00011031 | 2035 | Mitigation | 0.5 | 30 | 0 | esc | 0.035588 | 6.8627e-09 | 0.037578 | 7.2464e-09 | 0.037115 | 7.1572e-09 | 0.035347 | 6.8164e-09
[120 empty] | 7.3.5.15 Identification and remediation of “at-risk species”WLDFRVegetation ContactBranch (Not overhanging, 4-12ft) | WLDFR | HFTD - Distribution - Tier 3 - 4QU CoRE ¦ 2QU LoRE | Red Flag Warning - Large Fires | Vegetation Contact | Branch (Not overhanging, 4-12ft) | 2036 | 1.9284e-07 | 572.0063 | 0.00011031 | 2036 | Mitigation | 0.5 | 30 | 0 | esc | 0.035588 | 6.8627e-09 | 0.037578 | 7.2464e-09 | 0.037115 | 7.1572e-09 | 0.035347 | 6.8164e-09
[120 empty] | 7.3.5.15 Identification and remediation of “at-risk species”WLDFRVegetation ContactBranch (Not overhanging, 4-12ft) | WLDFR | HFTD - Distribution - Tier 3 - 4QU CoRE ¦ 2QU LoRE | Red Flag Warning - Large Fires | Vegetation Contact | Branch (Not overhanging, 4-12ft) | 2037 | 1.9284e-07 | 572.0063 | 0.00011031 | 2037 | Mitigation | 0.5 | 30 | 0 | esc | 0.035588 | 6.8627e-09 | 0.037578 | 7.2464e-09 | 0.037115 | 7.1572e-09 | 0.035347 | 6.8164e-09
[120 empty] | 7.3.5.15 Identification and remediation of “at-risk species”WLDFRVegetation ContactBranch (Not overhanging, 4-12ft) | WLDFR | HFTD - Distribution - Tier 3 - 4QU CoRE ¦ 2QU LoRE | Red Flag Warning - Large Fires | Vegetation Contact | Branch (Not overhanging, 4-12ft) | 2038 | 1.9284e-07 | 572.0063 | 0.00011031 | 2038 | Mitigation | 0.5 | 30 | 0 | esc | 0.035588 | 6.8627e-09 | 0.037578 | 7.2464e-09 | 0.037115 | 7.1572e-09 | 0.035347 | 6.8164e-09
[120 empty] | 7.3.5.15 Identification and remediation of “at-risk species”WLDFRVegetation ContactBranch (Not overhanging, 4-12ft) | WLDFR | HFTD - Distribution - Tier 3 - 4QU CoRE ¦ 2QU LoRE | Red Flag Warning - Large Fires | Vegetation Contact | Branch (Not overhanging, 4-12ft) | 2039 | 1.9284e-07 | 572.0063 | 0.00011031 | 2039 | Mitigation | 0.5 | 30 | 0 | esc | 0.035588 | 6.8627e-09 | 0.037578 | 7.2464e-09 | 0.037115 | 7.1572e-09 | 0.035347 | 6.8164e-09
[120 empty] | 7.3.5.15 Identification and remediation of “at-risk species”WLDFRVegetation ContactBranch (Not overhanging, 4-12ft) | WLDFR | HFTD - Distribution - Tier 3 - 4QU CoRE ¦ 2QU LoRE | Red Flag Warning - Large Fires | Vegetation Contact | Branch (Not overhanging, 4-12ft) | 2040 | 1.9284e-07 | 572.0063 | 0.00011031 | 2040 | Mitigation | 0.5 | 30 | 0 | esc | 0.035588 | 6.8627e-09 | 0.037578 | 7.2464e-09 | 0.037115 | 7.1572e-09 | 0.035347 | 6.8164e-09
[120 empty] | 7.3.5.15 Identification and remediation of “at-risk species”WLDFRVegetation ContactBranch (Not overhanging, 4-12ft) | WLDFR | HFTD - Distribution - Tier 3 - 4QU CoRE ¦ 2QU LoRE | Red Flag Warning - Large Fires | Vegetation Contact | Branch (Not overhanging, 4-12ft) | 2041 | 1.9284e-07 | 572.0063 | 0.00011031 | 2041 | Mitigation | 0.5 | 30 | 0 | esc | 0.035588 | 6.8627e-09 | 0.037578 | 7.2464e-09 | 0.037115 | 7.1572e-09 | 0.035347 | 6.8164e-09
[120 empty] | 7.3.5.15 Identification and remediation of “at-risk species”WLDFRVegetation ContactBranch (Not overhanging, 4-12ft) | WLDFR | HFTD - Distribution - Tier 3 - 4QU CoRE ¦ 2QU LoRE | Red Flag Warning - Large Fires | Vegetation Contact | Branch (Not overhanging, 4-12ft) | 2042 | 1.9284e-07 | 572.0063 | 0.00011031 | 2042 | Mitigation | 0.5 | 30 | 0 | esc | 0.035588 | 6.8627e-09 | 0.037578 | 7.2464e-09 | 0.037115 | 7.1572e-09 | 0.035347 | 6.8164e-09
[120 empty] | 7.3.5.15 Identification and remediation of “at-risk species”WLDFRVegetation ContactBranch (Not overhanging, 4-12ft) | WLDFR | HFTD - Distribution - Tier 3 - 4QU CoRE ¦ 2QU LoRE | Red Flag Warning - Large Fires | Vegetation Contact | Branch (Not overhanging, 4-12ft) | 2043 | 1.9284e-07 | 572.0063 | 0.00011031 | 2043 | Mitigation | 0.5 | 30 | 0 | esc | 0.035588 | 6.8627e-09 | 0.037578 | 7.2464e-09 | 0.037115 | 7.1572e-09 | 0.035347 | 6.8164e-09
[120 empty] | 7.3.5.15 Identification and remediation of “at-risk species”WLDFRVegetation ContactBranch (Not overhanging, 4-12ft) | WLDFR | HFTD - Distribution - Tier 3 - 4QU CoRE ¦ 2QU LoRE | Red Flag Warning - Large Fires | Vegetation Contact | Branch (Not overhanging, 4-12ft) | 2044 | 1.9284e-07 | 572.0063 | 0.00011031 | 2044 | Mitigation | 0.5 | 30 | 0 | esc | 0.035588 | 6.8627e-09 | 0.037578 | 7.2464e-09 | 0.037115 | 7.1572e-09 | 0.035347 | 6.8164e-09
[120 empty] | 7.3.5.15 Identification and remediation of “at-risk species”WLDFRVegetation ContactBranch (Not overhanging, 4-12ft) | WLDFR | HFTD - Distribution - Tier 3 - 4QU CoRE ¦ 2QU LoRE | Red Flag Warning - Large Fires | Vegetation Contact | Branch (Not overhanging, 4-12ft) | 2045 | 1.9284e-07 | 572.0063 | 0.00011031 | 2045 | Mitigation | 0.5 | 30 | 0 | esc | 0.035588 | 6.8627e-09 | 0.037578 | 7.2464e-09 | 0.037115 | 7.1572e-09 | 0.035347 | 6.8164e-09
[120 empty] | 7.3.5.15 Identification and remediation of “at-risk species”WLDFRVegetation ContactBranch (Not overhanging, 4-12ft) | WLDFR | HFTD - Distribution - Tier 3 - 4QU CoRE ¦ 2QU LoRE | Red Flag Warning - Large Fires | Vegetation Contact | Branch (Not overhanging, 4-12ft) | 2046 | 1.9284e-07 | 572.0063 | 0.00011031 | 2046 | Mitigation | 0.5 | 30 | 0 | esc | 0.035588 | 6.8627e-09 | 0.037578 | 7.2464e-09 | 0.037115 | 7.1572e-09 | 0.035347 | 6.8164e-09
[120 empty] | 7.3.5.15 Identification and remediation of “at-risk species”WLDFRVegetation ContactBranch (Not overhanging, 4-12ft) | WLDFR | HFTD - Distribution - Tier 3 - 4QU CoRE ¦ 2QU LoRE | Red Flag Warning - Large Fires | Vegetation Contact | Branch (Not overhanging, 4-12ft) | 2047 | 1.9284e-07 | 572.0063 | 0.00011031 | 2047 | Mitigation | 0.5 | 30 | 0 | esc | 0.035588 | 6.8627e-09 | 0.037578 | 7.2464e-09 | 0.037115 | 7.1572e-09 | 0.035347 | 6.8164e-09
[120 empty] | 7.3.5.15 Identification and remediation of “at-risk species”WLDFRVegetation ContactBranch (Not overhanging, 4-12ft) | WLDFR | HFTD - Distribution - Tier 3 - 4QU CoRE ¦ 2QU LoRE | Red Flag Warning - Large Fires | Vegetation Contact | Branch (Not overhanging, 4-12ft) | 2048 | 1.9284e-07 | 572.0063 | 0.00011031 | 2048 | Mitigation | 0.5 | 30 | 0 | esc | 0.035588 | 6.8627e-09 | 0.037578 | 7.2464e-09 | 0.037115 | 7.1572e-09 | 0.035347 | 6.8164e-09
[120 empty] | 7.3.5.15 Identification and remediation of “at-risk species”WLDFRVegetation ContactBranch (Not overhanging, 4-12ft) | WLDFR | HFTD - Distribution - Tier 3 - 4QU CoRE ¦ 2QU LoRE | Red Flag Warning - Large Fires | Vegetation Contact | Branch (Not overhanging, 4-12ft) | 2049 | 1.9284e-07 | 572.0063 | 0.00011031 | 2049 | Mitigation | 0.5 | 30 | 0 | esc | 0.035588 | 6.8627e-09 | 0.037578 | 7.2464e-09 | 0.037115 | 7.1572e-09 | 0.035347 | 6.8164e-09
[120 empty] | 7.3.5.15 Identification and remediation of “at-risk species”WLDFRVegetation ContactBranch (Not overhanging, 4-12ft) | WLDFR | HFTD - Distribution - Tier 3 - 4QU CoRE ¦ 2QU LoRE | Red Flag Warning - Large Fires | Vegetation Contact | Branch (Not overhanging, 4-12ft) | 2050 | 1.9284e-07 | 572.0063 | 0.00011031 | 2050 | Mitigation | 0.5 | 30 | 0 | esc | 0 | 0 | 0.037578 | 7.2464e-09 | 0.037115 | 7.1572e-09 | 0.035347 | 6.8164e-09
[120 empty] | 7.3.5.15 Identification and remediation of “at-risk species”WLDFRVegetation ContactBranch (Not overhanging, 4-12ft) | WLDFR | HFTD - Distribution - Tier 3 - 4QU CoRE ¦ 2QU LoRE | Red Flag Warning - Large Fires | Vegetation Contact | Branch (Not overhanging, 4-12ft) | 2051 | 1.9284e-07 | 572.0063 | 0.00011031 | 2051 | Mitigation | 0.5 | 30 | 0 | esc | 0 | 0 | 0 | 0 | 0.037115 | 7.1572e-09 | 0.035347 | 6.8164e-09
[120 empty] | 7.3.5.15 Identification and remediation of “at-risk species”WLDFRVegetation ContactBranch (Not overhanging, 4-12ft) | WLDFR | HFTD - Distribution - Tier 3 - 4QU CoRE ¦ 2QU LoRE | Red Flag Warning - Large Fires | Vegetation Contact | Branch (Not overhanging, 4-12ft) | 2052 | 1.9284e-07 | 572.0063 | 0.00011031 | 2052 | Mitigation | 0.5 | 30 | 0 | esc | 0 | 0 | 0 | 0 | 0 | 0 | 0.035347 | 6.8164e-09
[120 empty] | 7.3.5.15 Identification and remediation of “at-risk species”WLDFRVegetation ContactBranch (Not overhanging, within 4ft) | WLDFR | HFTD - Distribution - Tier 3 - 4QU CoRE ¦ 2QU LoRE | Red Flag Warning - Large Fires | Vegetation Contact | Branch (Not overhanging, within 4ft) | 2022 | 4.8177e-08 | 572.0063 | 2.7558e-05 | 2022 | Mitigation | 0.9 | 30 | 0 | esc | 0.064058 | 3.0862e-09 | 0.06764 | 3.2587e-09 | 0.066806 | 3.2186e-09 | 0 | 0
[120 empty] | 7.3.5.15 Identification and remediation of “at-risk species”WLDFRVegetation ContactBranch (Not overhanging, within 4ft) | WLDFR | HFTD - Distribution - Tier 3 - 4QU CoRE ¦ 2QU LoRE | Red Flag Warning - Large Fires | Vegetation Contact | Branch (Not overhanging, within 4ft) | 2023 | 4.8177e-08 | 572.0063 | 2.7558e-05 | 2023 | Mitigation | 0.9 | 30 | 0 | esc | 0.064058 | 3.0862e-09 | 0.06764 | 3.2587e-09 | 0.066806 | 3.2186e-09 | 0.063625 | 3.0653e-09
[120 empty] | 7.3.5.15 Identification and remediation of “at-risk species”WLDFRVegetation ContactBranch (Not overhanging, within 4ft) | WLDFR | HFTD - Distribution - Tier 3 - 4QU CoRE ¦ 2QU LoRE | Red Flag Warning - Large Fires | Vegetation Contact | Branch (Not overhanging, within 4ft) | 2024 | 4.8177e-08 | 572.0063 | 2.7558e-05 | 2024 | Mitigation | 0.9 | 30 | 0 | esc | 0.064058 | 3.0862e-09 | 0.06764 | 3.2587e-09 | 0.066806 | 3.2186e-09 | 0.063625 | 3.0653e-09
[120 empty] | 7.3.5.15 Identification and remediation of “at-risk species”WLDFRVegetation ContactBranch (Not overhanging, within 4ft) | WLDFR | HFTD - Distribution - Tier 3 - 4QU CoRE ¦ 2QU LoRE | Red Flag Warning - Large Fires | Vegetation Contact | Branch (Not overhanging, within 4ft) | 2025 | 4.8177e-08 | 572.0063 | 2.7558e-05 | 2025 | Mitigation | 0.9 | 30 | 0 | esc | 0.064058 | 3.0862e-09 | 0.06764 | 3.2587e-09 | 0.066806 | 3.2186e-09 | 0.063625 | 3.0653e-09
[120 empty] | 7.3.5.15 Identification and remediation of “at-risk species”WLDFRVegetation ContactBranch (Not overhanging, within 4ft) | WLDFR | HFTD - Distribution - Tier 3 - 4QU CoRE ¦ 2QU LoRE | Red Flag Warning - Large Fires | Vegetation Contact | Branch (Not overhanging, within 4ft) | 2026 | 4.8177e-08 | 572.0063 | 2.7558e-05 | 2026 | Mitigation | 0.9 | 30 | 0 | esc | 0.064058 | 3.0862e-09 | 0.06764 | 3.2587e-09 | 0.066806 | 3.2186e-09 | 0.063625 | 3.0653e-09
[120 empty] | 7.3.5.15 Identification and remediation of “at-risk species”WLDFRVegetation ContactBranch (Not overhanging, within 4ft) | WLDFR | HFTD - Distribution - Tier 3 - 4QU CoRE ¦ 2QU LoRE | Red Flag Warning - Large Fires | Vegetation Contact | Branch (Not overhanging, within 4ft) | 2027 | 4.8177e-08 | 572.0063 | 2.7558e-05 | 2027 | Mitigation | 0.9 | 30 | 0 | esc | 0.064058 | 3.0862e-09 | 0.06764 | 3.2587e-09 | 0.066806 | 3.2186e-09 | 0.063625 | 3.0653e-09
[120 empty] | 7.3.5.15 Identification and remediation of “at-risk species”WLDFRVegetation ContactBranch (Not overhanging, within 4ft) | WLDFR | HFTD - Distribution - Tier 3 - 4QU CoRE ¦ 2QU LoRE | Red Flag Warning - Large Fires | Vegetation Contact | Branch (Not overhanging, within 4ft) | 2028 | 4.8177e-08 | 572.0063 | 2.7558e-05 | 2028 | Mitigation | 0.9 | 30 | 0 | esc | 0.064058 | 3.0862e-09 | 0.06764 | 3.2587e-09 | 0.066806 | 3.2186e-09 | 0.063625 | 3.0653e-09
[120 empty] | 7.3.5.15 Identification and remediation of “at-risk species”WLDFRVegetation ContactBranch (Not overhanging, within 4ft) | WLDFR | HFTD - Distribution - Tier 3 - 4QU CoRE ¦ 2QU LoRE | Red Flag Warning - Large Fires | Vegetation Contact | Branch (Not overhanging, within 4ft) | 2029 | 4.8177e-08 | 572.0063 | 2.7558e-05 | 2029 | Mitigation | 0.9 | 30 | 0 | esc | 0.064058 | 3.0862e-09 | 0.06764 | 3.2587e-09 | 0.066806 | 3.2186e-09 | 0.063625 | 3.0653e-09
[120 empty] | 7.3.5.15 Identification and remediation of “at-risk species”WLDFRVegetation ContactBranch (Not overhanging, within 4ft) | WLDFR | HFTD - Distribution - Tier 3 - 4QU CoRE ¦ 2QU LoRE | Red Flag Warning - Large Fires | Vegetation Contact | Branch (Not overhanging, within 4ft) | 2030 | 4.8177e-08 | 572.0063 | 2.7558e-05 | 2030 | Mitigation | 0.9 | 30 | 0 | esc | 0.064058 | 3.0862e-09 | 0.06764 | 3.2587e-09 | 0.066806 | 3.2186e-09 | 0.063625 | 3.0653e-09
[120 empty] | 7.3.5.15 Identification and remediation of “at-risk species”WLDFRVegetation ContactBranch (Not overhanging, within 4ft) | WLDFR | HFTD - Distribution - Tier 3 - 4QU CoRE ¦ 2QU LoRE | Red Flag Warning - Large Fires | Vegetation Contact | Branch (Not overhanging, within 4ft) | 2031 | 4.8177e-08 | 572.0063 | 2.7558e-05 | 2031 | Mitigation | 0.9 | 30 | 0 | esc | 0.064058 | 3.0862e-09 | 0.06764 | 3.2587e-09 | 0.066806 | 3.2186e-09 | 0.063625 | 3.0653e-09
[120 empty] | 7.3.5.15 Identification and remediation of “at-risk species”WLDFRVegetation ContactBranch (Not overhanging, within 4ft) | WLDFR | HFTD - Distribution - Tier 3 - 4QU CoRE ¦ 2QU LoRE | Red Flag Warning - Large Fires | Vegetation Contact | Branch (Not overhanging, within 4ft) | 2032 | 4.8177e-08 | 572.0063 | 2.7558e-05 | 2032 | Mitigation | 0.9 | 30 | 0 | esc | 0.064058 | 3.0862e-09 | 0.06764 | 3.2587e-09 | 0.066806 | 3.2186e-09 | 0.063625 | 3.0653e-09
[120 empty] | 7.3.5.15 Identification and remediation of “at-risk species”WLDFRVegetation ContactBranch (Not overhanging, within 4ft) | WLDFR | HFTD - Distribution - Tier 3 - 4QU CoRE ¦ 2QU LoRE | Red Flag Warning - Large Fires | Vegetation Contact | Branch (Not overhanging, within 4ft) | 2033 | 4.8177e-08 | 572.0063 | 2.7558e-05 | 2033 | Mitigation | 0.9 | 30 | 0 | esc | 0.064058 | 3.0862e-09 | 0.06764 | 3.2587e-09 | 0.066806 | 3.2186e-09 | 0.063625 | 3.0653e-09
[120 empty] | 7.3.5.15 Identification and remediation of “at-risk species”WLDFRVegetation ContactBranch (Not overhanging, within 4ft) | WLDFR | HFTD - Distribution - Tier 3 - 4QU CoRE ¦ 2QU LoRE | Red Flag Warning - Large Fires | Vegetation Contact | Branch (Not overhanging, within 4ft) | 2034 | 4.8177e-08 | 572.0063 | 2.7558e-05 | 2034 | Mitigation | 0.9 | 30 | 0 | esc | 0.064058 | 3.0862e-09 | 0.06764 | 3.2587e-09 | 0.066806 | 3.2186e-09 | 0.063625 | 3.0653e-09
[120 empty] | 7.3.5.15 Identification and remediation of “at-risk species”WLDFRVegetation ContactBranch (Not overhanging, within 4ft) | WLDFR | HFTD - Distribution - Tier 3 - 4QU CoRE ¦ 2QU LoRE | Red Flag Warning - Large Fires | Vegetation Contact | Branch (Not overhanging, within 4ft) | 2035 | 4.8177e-08 | 572.0063 | 2.7558e-05 | 2035 | Mitigation | 0.9 | 30 | 0 | esc | 0.064058 | 3.0862e-09 | 0.06764 | 3.2587e-09 | 0.066806 | 3.2186e-09 | 0.063625 | 3.0653e-09
[120 empty] | 7.3.5.15 Identification and remediation of “at-risk species”WLDFRVegetation ContactBranch (Not overhanging, within 4ft) | WLDFR | HFTD - Distribution - Tier 3 - 4QU CoRE ¦ 2QU LoRE | Red Flag Warning - Large Fires | Vegetation Contact | Branch (Not overhanging, within 4ft) | 2036 | 4.8177e-08 | 572.0063 | 2.7558e-05 | 2036 | Mitigation | 0.9 | 30 | 0 | esc | 0.064058 | 3.0862e-09 | 0.06764 | 3.2587e-09 | 0.066806 | 3.2186e-09 | 0.063625 | 3.0653e-09
[120 empty] | 7.3.5.15 Identification and remediation of “at-risk species”WLDFRVegetation ContactBranch (Not overhanging, within 4ft) | WLDFR | HFTD - Distribution - Tier 3 - 4QU CoRE ¦ 2QU LoRE | Red Flag Warning - Large Fires | Vegetation Contact | Branch (Not overhanging, within 4ft) | 2037 | 4.8177e-08 | 572.0063 | 2.7558e-05 | 2037 | Mitigation | 0.9 | 30 | 0 | esc | 0.064058 | 3.0862e-09 | 0.06764 | 3.2587e-09 | 0.066806 | 3.2186e-09 | 0.063625 | 3.0653e-09
[120 empty] | 7.3.5.15 Identification and remediation of “at-risk species”WLDFRVegetation ContactBranch (Not overhanging, within 4ft) | WLDFR | HFTD - Distribution - Tier 3 - 4QU CoRE ¦ 2QU LoRE | Red Flag Warning - Large Fires | Vegetation Contact | Branch (Not overhanging, within 4ft) | 2038 | 4.8177e-08 | 572.0063 | 2.7558e-05 | 2038 | Mitigation | 0.9 | 30 | 0 | esc | 0.064058 | 3.0862e-09 | 0.06764 | 3.2587e-09 | 0.066806 | 3.2186e-09 | 0.063625 | 3.0653e-09
[120 empty] | 7.3.5.15 Identification and remediation of “at-risk species”WLDFRVegetation ContactBranch (Not overhanging, within 4ft) | WLDFR | HFTD - Distribution - Tier 3 - 4QU CoRE ¦ 2QU LoRE | Red Flag Warning - Large Fires | Vegetation Contact | Branch (Not overhanging, within 4ft) | 2039 | 4.8177e-08 | 572.0063 | 2.7558e-05 | 2039 | Mitigation | 0.9 | 30 | 0 | esc | 0.064058 | 3.0862e-09 | 0.06764 | 3.2587e-09 | 0.066806 | 3.2186e-09 | 0.063625 | 3.0653e-09
[120 empty] | 7.3.5.15 Identification and remediation of “at-risk species”WLDFRVegetation ContactBranch (Not overhanging, within 4ft) | WLDFR | HFTD - Distribution - Tier 3 - 4QU CoRE ¦ 2QU LoRE | Red Flag Warning - Large Fires | Vegetation Contact | Branch (Not overhanging, within 4ft) | 2040 | 4.8177e-08 | 572.0063 | 2.7558e-05 | 2040 | Mitigation | 0.9 | 30 | 0 | esc | 0.064058 | 3.0862e-09 | 0.06764 | 3.2587e-09 | 0.066806 | 3.2186e-09 | 0.063625 | 3.0653e-09
[120 empty] | 7.3.5.15 Identification and remediation of “at-risk species”WLDFRVegetation ContactBranch (Not overhanging, within 4ft) | WLDFR | HFTD - Distribution - Tier 3 - 4QU CoRE ¦ 2QU LoRE | Red Flag Warning - Large Fires | Vegetation Contact | Branch (Not overhanging, within 4ft) | 2041 | 4.8177e-08 | 572.0063 | 2.7558e-05 | 2041 | Mitigation | 0.9 | 30 | 0 | esc | 0.064058 | 3.0862e-09 | 0.06764 | 3.2587e-09 | 0.066806 | 3.2186e-09 | 0.063625 | 3.0653e-09
[120 empty] | 7.3.5.15 Identification and remediation of “at-risk species”WLDFRVegetation ContactBranch (Not overhanging, within 4ft) | WLDFR | HFTD - Distribution - Tier 3 - 4QU CoRE ¦ 2QU LoRE | Red Flag Warning - Large Fires | Vegetation Contact | Branch (Not overhanging, within 4ft) | 2042 | 4.8177e-08 | 572.0063 | 2.7558e-05 | 2042 | Mitigation | 0.9 | 30 | 0 | esc | 0.064058 | 3.0862e-09 | 0.06764 | 3.2587e-09 | 0.066806 | 3.2186e-09 | 0.063625 | 3.0653e-09
[120 empty] | 7.3.5.15 Identification and remediation of “at-risk species”WLDFRVegetation ContactBranch (Not overhanging, within 4ft) | WLDFR | HFTD - Distribution - Tier 3 - 4QU CoRE ¦ 2QU LoRE | Red Flag Warning - Large Fires | Vegetation Contact | Branch (Not overhanging, within 4ft) | 2043 | 4.8177e-08 | 572.0063 | 2.7558e-05 | 2043 | Mitigation | 0.9 | 30 | 0 | esc | 0.064058 | 3.0862e-09 | 0.06764 | 3.2587e-09 | 0.066806 | 3.2186e-09 | 0.063625 | 3.0653e-09
[120 empty] | 7.3.5.15 Identification and remediation of “at-risk species”WLDFRVegetation ContactBranch (Not overhanging, within 4ft) | WLDFR | HFTD - Distribution - Tier 3 - 4QU CoRE ¦ 2QU LoRE | Red Flag Warning - Large Fires | Vegetation Contact | Branch (Not overhanging, within 4ft) | 2044 | 4.8177e-08 | 572.0063 | 2.7558e-05 | 2044 | Mitigation | 0.9 | 30 | 0 | esc | 0.064058 | 3.0862e-09 | 0.06764 | 3.2587e-09 | 0.066806 | 3.2186e-09 | 0.063625 | 3.0653e-09
[120 empty] | 7.3.5.15 Identification and remediation of “at-risk species”WLDFRVegetation ContactBranch (Not overhanging, within 4ft) | WLDFR | HFTD - Distribution - Tier 3 - 4QU CoRE ¦ 2QU LoRE | Red Flag Warning - Large Fires | Vegetation Contact | Branch (Not overhanging, within 4ft) | 2045 | 4.8177e-08 | 572.0063 | 2.7558e-05 | 2045 | Mitigation | 0.9 | 30 | 0 | esc | 0.064058 | 3.0862e-09 | 0.06764 | 3.2587e-09 | 0.066806 | 3.2186e-09 | 0.063625 | 3.0653e-09
[120 empty] | 7.3.5.15 Identification and remediation of “at-risk species”WLDFRVegetation ContactBranch (Not overhanging, within 4ft) | WLDFR | HFTD - Distribution - Tier 3 - 4QU CoRE ¦ 2QU LoRE | Red Flag Warning - Large Fires | Vegetation Contact | Branch (Not overhanging, within 4ft) | 2046 | 4.8177e-08 | 572.0063 | 2.7558e-05 | 2046 | Mitigation | 0.9 | 30 | 0 | esc | 0.064058 | 3.0862e-09 | 0.06764 | 3.2587e-09 | 0.066806 | 3.2186e-09 | 0.063625 | 3.0653e-09
[120 empty] | 7.3.5.15 Identification and remediation of “at-risk species”WLDFRVegetation ContactBranch (Not overhanging, within 4ft) | WLDFR | HFTD - Distribution - Tier 3 - 4QU CoRE ¦ 2QU LoRE | Red Flag Warning - Large Fires | Vegetation Contact | Branch (Not overhanging, within 4ft) | 2047 | 4.8177e-08 | 572.0063 | 2.7558e-05 | 2047 | Mitigation | 0.9 | 30 | 0 | esc | 0.064058 | 3.0862e-09 | 0.06764 | 3.2587e-09 | 0.066806 | 3.2186e-09 | 0.063625 | 3.0653e-09
[120 empty] | 7.3.5.15 Identification and remediation of “at-risk species”WLDFRVegetation ContactBranch (Not overhanging, within 4ft) | WLDFR | HFTD - Distribution - Tier 3 - 4QU CoRE ¦ 2QU LoRE | Red Flag Warning - Large Fires | Vegetation Contact | Branch (Not overhanging, within 4ft) | 2048 | 4.8177e-08 | 572.0063 | 2.7558e-05 | 2048 | Mitigation | 0.9 | 30 | 0 | esc | 0.064058 | 3.0862e-09 | 0.06764 | 3.2587e-09 | 0.066806 | 3.2186e-09 | 0.063625 | 3.0653e-09
[120 empty] | 7.3.5.15 Identification and remediation of “at-risk species”WLDFRVegetation ContactBranch (Not overhanging, within 4ft) | WLDFR | HFTD - Distribution - Tier 3 - 4QU CoRE ¦ 2QU LoRE | Red Flag Warning - Large Fires | Vegetation Contact | Branch (Not overhanging, within 4ft) | 2049 | 4.8177e-08 | 572.0063 | 2.7558e-05 | 2049 | Mitigation | 0.9 | 30 | 0 | esc | 0.064058 | 3.0862e-09 | 0.06764 | 3.2587e-09 | 0.066806 | 3.2186e-09 | 0.063625 | 3.0653e-09
[120 empty] | 7.3.5.15 Identification and remediation of “at-risk species”WLDFRVegetation ContactBranch (Not overhanging, within 4ft) | WLDFR | HFTD - Distribution - Tier 3 - 4QU CoRE ¦ 2QU LoRE | Red Flag Warning - Large Fires | Vegetation Contact | Branch (Not overhanging, within 4ft) | 2050 | 4.8177e-08 | 572.0063 | 2.7558e-05 | 2050 | Mitigation | 0.9 | 30 | 0 | esc | 0 | 0 | 0.06764 | 3.2587e-09 | 0.066806 | 3.2186e-09 | 0.063625 | 3.0653e-09
[120 empty] | 7.3.5.15 Identification and remediation of “at-risk species”WLDFRVegetation ContactBranch (Not overhanging, within 4ft) | WLDFR | HFTD - Distribution - Tier 3 - 4QU CoRE ¦ 2QU LoRE | Red Flag Warning - Large Fires | Vegetation Contact | Branch (Not overhanging, within 4ft) | 2051 | 4.8177e-08 | 572.0063 | 2.7558e-05 | 2051 | Mitigation | 0.9 | 30 | 0 | esc | 0 | 0 | 0 | 0 | 0.066806 | 3.2186e-09 | 0.063625 | 3.0653e-09
[120 empty] | 7.3.5.15 Identification and remediation of “at-risk species”WLDFRVegetation ContactBranch (Not overhanging, within 4ft) | WLDFR | HFTD - Distribution - Tier 3 - 4QU CoRE ¦ 2QU LoRE | Red Flag Warning - Large Fires | Vegetation Contact | Branch (Not overhanging, within 4ft) | 2052 | 4.8177e-08 | 572.0063 | 2.7558e-05 | 2052 | Mitigation | 0.9 | 30 | 0 | esc | 0 | 0 | 0 | 0 | 0 | 0 | 0.063625 | 3.0653e-09
[120 empty] | 7.3.5.15 Identification and remediation of “at-risk species”WLDFRVegetation ContactBranch (OverHanging) | WLDFR | HFTD - Distribution - Tier 3 - 4QU CoRE ¦ 2QU LoRE | Red Flag Warning - Large Fires | Vegetation Contact | Branch (OverHanging) | 2022 | 2.8606e-06 | 572.0063 | 0.0016363 | 2022 | Mitigation | 0.9 | 30 | 0 | esc | 0.064058 | 1.8325e-07 | 0.06764 | 1.9349e-07 | 0.066806 | 1.9111e-07 | 0 | 0
[120 empty] | 7.3.5.15 Identification and remediation of “at-risk species”WLDFRVegetation ContactBranch (OverHanging) | WLDFR | HFTD - Distribution - Tier 3 - 4QU CoRE ¦ 2QU LoRE | Red Flag Warning - Large Fires | Vegetation Contact | Branch (OverHanging) | 2023 | 2.8606e-06 | 572.0063 | 0.0016363 | 2023 | Mitigation | 0.9 | 30 | 0 | esc | 0.064058 | 1.8325e-07 | 0.06764 | 1.9349e-07 | 0.066806 | 1.9111e-07 | 0.063625 | 1.8201e-07
[120 empty] | 7.3.5.15 Identification and remediation of “at-risk species”WLDFRVegetation ContactBranch (OverHanging) | WLDFR | HFTD - Distribution - Tier 3 - 4QU CoRE ¦ 2QU LoRE | Red Flag Warning - Large Fires | Vegetation Contact | Branch (OverHanging) | 2024 | 2.8606e-06 | 572.0063 | 0.0016363 | 2024 | Mitigation | 0.9 | 30 | 0 | esc | 0.064058 | 1.8325e-07 | 0.06764 | 1.9349e-07 | 0.066806 | 1.9111e-07 | 0.063625 | 1.8201e-07
[120 empty] | 7.3.5.15 Identification and remediation of “at-risk species”WLDFRVegetation ContactBranch (OverHanging) | WLDFR | HFTD - Distribution - Tier 3 - 4QU CoRE ¦ 2QU LoRE | Red Flag Warning - Large Fires | Vegetation Contact | Branch (OverHanging) | 2025 | 2.8606e-06 | 572.0063 | 0.0016363 | 2025 | Mitigation | 0.9 | 30 | 0 | esc | 0.064058 | 1.8325e-07 | 0.06764 | 1.9349e-07 | 0.066806 | 1.9111e-07 | 0.063625 | 1.8201e-07
[120 empty] | 7.3.5.15 Identification and remediation of “at-risk species”WLDFRVegetation ContactBranch (OverHanging) | WLDFR | HFTD - Distribution - Tier 3 - 4QU CoRE ¦ 2QU LoRE | Red Flag Warning - Large Fires | Vegetation Contact | Branch (OverHanging) | 2026 | 2.8606e-06 | 572.0063 | 0.0016363 | 2026 | Mitigation | 0.9 | 30 | 0 | esc | 0.064058 | 1.8325e-07 | 0.06764 | 1.9349e-07 | 0.066806 | 1.9111e-07 | 0.063625 | 1.8201e-07
[120 empty] | 7.3.5.15 Identification and remediation of “at-risk species”WLDFRVegetation ContactBranch (OverHanging) | WLDFR | HFTD - Distribution - Tier 3 - 4QU CoRE ¦ 2QU LoRE | Red Flag Warning - Large Fires | Vegetation Contact | Branch (OverHanging) | 2027 | 2.8606e-06 | 572.0063 | 0.0016363 | 2027 | Mitigation | 0.9 | 30 | 0 | esc | 0.064058 | 1.8325e-07 | 0.06764 | 1.9349e-07 | 0.066806 | 1.9111e-07 | 0.063625 | 1.8201e-07
[120 empty] | 7.3.5.15 Identification and remediation of “at-risk species”WLDFRVegetation ContactBranch (OverHanging) | WLDFR | HFTD - Distribution - Tier 3 - 4QU CoRE ¦ 2QU LoRE | Red Flag Warning - Large Fires | Vegetation Contact | Branch (OverHanging) | 2028 | 2.8606e-06 | 572.0063 | 0.0016363 | 2028 | Mitigation | 0.9 | 30 | 0 | esc | 0.064058 | 1.8325e-07 | 0.06764 | 1.9349e-07 | 0.066806 | 1.9111e-07 | 0.063625 | 1.8201e-07
[120 empty] | 7.3.5.15 Identification and remediation of “at-risk species”WLDFRVegetation ContactBranch (OverHanging) | WLDFR | HFTD - Distribution - Tier 3 - 4QU CoRE ¦ 2QU LoRE | Red Flag Warning - Large Fires | Vegetation Contact | Branch (OverHanging) | 2029 | 2.8606e-06 | 572.0063 | 0.0016363 | 2029 | Mitigation | 0.9 | 30 | 0 | esc | 0.064058 | 1.8325e-07 | 0.06764 | 1.9349e-07 | 0.066806 | 1.9111e-07 | 0.063625 | 1.8201e-07
[120 empty] | 7.3.5.15 Identification and remediation of “at-risk species”WLDFRVegetation ContactBranch (OverHanging) | WLDFR | HFTD - Distribution - Tier 3 - 4QU CoRE ¦ 2QU LoRE | Red Flag Warning - Large Fires | Vegetation Contact | Branch (OverHanging) | 2030 | 2.8606e-06 | 572.0063 | 0.0016363 | 2030 | Mitigation | 0.9 | 30 | 0 | esc | 0.064058 | 1.8325e-07 | 0.06764 | 1.9349e-07 | 0.066806 | 1.9111e-07 | 0.063625 | 1.8201e-07
[120 empty] | 7.3.5.15 Identification and remediation of “at-risk species”WLDFRVegetation ContactBranch (OverHanging) | WLDFR | HFTD - Distribution - Tier 3 - 4QU CoRE ¦ 2QU LoRE | Red Flag Warning - Large Fires | Vegetation Contact | Branch (OverHanging) | 2031 | 2.8606e-06 | 572.0063 | 0.0016363 | 2031 | Mitigation | 0.9 | 30 | 0 | esc | 0.064058 | 1.8325e-07 | 0.06764 | 1.9349e-07 | 0.066806 | 1.9111e-07 | 0.063625 | 1.8201e-07
[120 empty] | 7.3.5.15 Identification and remediation of “at-risk species”WLDFRVegetation ContactBranch (OverHanging) | WLDFR | HFTD - Distribution - Tier 3 - 4QU CoRE ¦ 2QU LoRE | Red Flag Warning - Large Fires | Vegetation Contact | Branch (OverHanging) | 2032 | 2.8606e-06 | 572.0063 | 0.0016363 | 2032 | Mitigation | 0.9 | 30 | 0 | esc | 0.064058 | 1.8325e-07 | 0.06764 | 1.9349e-07 | 0.066806 | 1.9111e-07 | 0.063625 | 1.8201e-07
[120 empty] | 7.3.5.15 Identification and remediation of “at-risk species”WLDFRVegetation ContactBranch (OverHanging) | WLDFR | HFTD - Distribution - Tier 3 - 4QU CoRE ¦ 2QU LoRE | Red Flag Warning - Large Fires | Vegetation Contact | Branch (OverHanging) | 2033 | 2.8606e-06 | 572.0063 | 0.0016363 | 2033 | Mitigation | 0.9 | 30 | 0 | esc | 0.064058 | 1.8325e-07 | 0.06764 | 1.9349e-07 | 0.066806 | 1.9111e-07 | 0.063625 | 1.8201e-07
[120 empty] | 7.3.5.15 Identification and remediation of “at-risk species”WLDFRVegetation ContactBranch (OverHanging) | WLDFR | HFTD - Distribution - Tier 3 - 4QU CoRE ¦ 2QU LoRE | Red Flag Warning - Large Fires | Vegetation Contact | Branch (OverHanging) | 2034 | 2.8606e-06 | 572.0063 | 0.0016363 | 2034 | Mitigation | 0.9 | 30 | 0 | esc | 0.064058 | 1.8325e-07 | 0.06764 | 1.9349e-07 | 0.066806 | 1.9111e-07 | 0.063625 | 1.8201e-07
[120 empty] | 7.3.5.15 Identification and remediation of “at-risk species”WLDFRVegetation ContactBranch (OverHanging) | WLDFR | HFTD - Distribution - Tier 3 - 4QU CoRE ¦ 2QU LoRE | Red Flag Warning - Large Fires | Vegetation Contact | Branch (OverHanging) | 2035 | 2.8606e-06 | 572.0063 | 0.0016363 | 2035 | Mitigation | 0.9 | 30 | 0 | esc | 0.064058 | 1.8325e-07 | 0.06764 | 1.9349e-07 | 0.066806 | 1.9111e-07 | 0.063625 | 1.8201e-07
[120 empty] | 7.3.5.15 Identification and remediation of “at-risk species”WLDFRVegetation ContactBranch (OverHanging) | WLDFR | HFTD - Distribution - Tier 3 - 4QU CoRE ¦ 2QU LoRE | Red Flag Warning - Large Fires | Vegetation Contact | Branch (OverHanging) | 2036 | 2.8606e-06 | 572.0063 | 0.0016363 | 2036 | Mitigation | 0.9 | 30 | 0 | esc | 0.064058 | 1.8325e-07 | 0.06764 | 1.9349e-07 | 0.066806 | 1.9111e-07 | 0.063625 | 1.8201e-07
[120 empty] | 7.3.5.15 Identification and remediation of “at-risk species”WLDFRVegetation ContactBranch (OverHanging) | WLDFR | HFTD - Distribution - Tier 3 - 4QU CoRE ¦ 2QU LoRE | Red Flag Warning - Large Fires | Vegetation Contact | Branch (OverHanging) | 2037 | 2.8606e-06 | 572.0063 | 0.0016363 | 2037 | Mitigation | 0.9 | 30 | 0 | esc | 0.064058 | 1.8325e-07 | 0.06764 | 1.9349e-07 | 0.066806 | 1.9111e-07 | 0.063625 | 1.8201e-07
[120 empty] | 7.3.5.15 Identification and remediation of “at-risk species”WLDFRVegetation ContactBranch (OverHanging) | WLDFR | HFTD - Distribution - Tier 3 - 4QU CoRE ¦ 2QU LoRE | Red Flag Warning - Large Fires | Vegetation Contact | Branch (OverHanging) | 2038 | 2.8606e-06 | 572.0063 | 0.0016363 | 2038 | Mitigation | 0.9 | 30 | 0 | esc | 0.064058 | 1.8325e-07 | 0.06764 | 1.9349e-07 | 0.066806 | 1.9111e-07 | 0.063625 | 1.8201e-07
[120 empty] | 7.3.5.15 Identification and remediation of “at-risk species”WLDFRVegetation ContactBranch (OverHanging) | WLDFR | HFTD - Distribution - Tier 3 - 4QU CoRE ¦ 2QU LoRE | Red Flag Warning - Large Fires | Vegetation Contact | Branch (OverHanging) | 2039 | 2.8606e-06 | 572.0063 | 0.0016363 | 2039 | Mitigation | 0.9 | 30 | 0 | esc | 0.064058 | 1.8325e-07 | 0.06764 | 1.9349e-07 | 0.066806 | 1.9111e-07 | 0.063625 | 1.8201e-07
[120 empty] | 7.3.5.15 Identification and remediation of “at-risk species”WLDFRVegetation ContactBranch (OverHanging) | WLDFR | HFTD - Distribution - Tier 3 - 4QU CoRE ¦ 2QU LoRE | Red Flag Warning - Large Fires | Vegetation Contact | Branch (OverHanging) | 2040 | 2.8606e-06 | 572.0063 | 0.0016363 | 2040 | Mitigation | 0.9 | 30 | 0 | esc | 0.064058 | 1.8325e-07 | 0.06764 | 1.9349e-07 | 0.066806 | 1.9111e-07 | 0.063625 | 1.8201e-07
[120 empty] | 7.3.5.15 Identification and remediation of “at-risk species”WLDFRVegetation ContactBranch (OverHanging) | WLDFR | HFTD - Distribution - Tier 3 - 4QU CoRE ¦ 2QU LoRE | Red Flag Warning - Large Fires | Vegetation Contact | Branch (OverHanging) | 2041 | 2.8606e-06 | 572.0063 | 0.0016363 | 2041 | Mitigation | 0.9 | 30 | 0 | esc | 0.064058 | 1.8325e-07 | 0.06764 | 1.9349e-07 | 0.066806 | 1.9111e-07 | 0.063625 | 1.8201e-07
[120 empty] | 7.3.5.15 Identification and remediation of “at-risk species”WLDFRVegetation ContactBranch (OverHanging) | WLDFR | HFTD - Distribution - Tier 3 - 4QU CoRE ¦ 2QU LoRE | Red Flag Warning - Large Fires | Vegetation Contact | Branch (OverHanging) | 2042 | 2.8606e-06 | 572.0063 | 0.0016363 | 2042 | Mitigation | 0.9 | 30 | 0 | esc | 0.064058 | 1.8325e-07 | 0.06764 | 1.9349e-07 | 0.066806 | 1.9111e-07 | 0.063625 | 1.8201e-07
[120 empty] | 7.3.5.15 Identification and remediation of “at-risk species”WLDFRVegetation ContactBranch (OverHanging) | WLDFR | HFTD - Distribution - Tier 3 - 4QU CoRE ¦ 2QU LoRE | Red Flag Warning - Large Fires | Vegetation Contact | Branch (OverHanging) | 2043 | 2.8606e-06 | 572.0063 | 0.0016363 | 2043 | Mitigation | 0.9 | 30 | 0 | esc | 0.064058 | 1.8325e-07 | 0.06764 | 1.9349e-07 | 0.066806 | 1.9111e-07 | 0.063625 | 1.8201e-07
[120 empty] | 7.3.5.15 Identification and remediation of “at-risk species”WLDFRVegetation ContactBranch (OverHanging) | WLDFR | HFTD - Distribution - Tier 3 - 4QU CoRE ¦ 2QU LoRE | Red Flag Warning - Large Fires | Vegetation Contact | Branch (OverHanging) | 2044 | 2.8606e-06 | 572.0063 | 0.0016363 | 2044 | Mitigation | 0.9 | 30 | 0 | esc | 0.064058 | 1.8325e-07 | 0.06764 | 1.9349e-07 | 0.066806 | 1.9111e-07 | 0.063625 | 1.8201e-07
[120 empty] | 7.3.5.15 Identification and remediation of “at-risk species”WLDFRVegetation ContactBranch (OverHanging) | WLDFR | HFTD - Distribution - Tier 3 - 4QU CoRE ¦ 2QU LoRE | Red Flag Warning - Large Fires | Vegetation Contact | Branch (OverHanging) | 2045 | 2.8606e-06 | 572.0063 | 0.0016363 | 2045 | Mitigation | 0.9 | 30 | 0 | esc | 0.064058 | 1.8325e-07 | 0.06764 | 1.9349e-07 | 0.066806 | 1.9111e-07 | 0.063625 | 1.8201e-07
[120 empty] | 7.3.5.15 Identification and remediation of “at-risk species”WLDFRVegetation ContactBranch (OverHanging) | WLDFR | HFTD - Distribution - Tier 3 - 4QU CoRE ¦ 2QU LoRE | Red Flag Warning - Large Fires | Vegetation Contact | Branch (OverHanging) | 2046 | 2.8606e-06 | 572.0063 | 0.0016363 | 2046 | Mitigation | 0.9 | 30 | 0 | esc | 0.064058 | 1.8325e-07 | 0.06764 | 1.9349e-07 | 0.066806 | 1.9111e-07 | 0.063625 | 1.8201e-07
[120 empty] | 7.3.5.15 Identification and remediation of “at-risk species”WLDFRVegetation ContactBranch (OverHanging) | WLDFR | HFTD - Distribution - Tier 3 - 4QU CoRE ¦ 2QU LoRE | Red Flag Warning - Large Fires | Vegetation Contact | Branch (OverHanging) | 2047 | 2.8606e-06 | 572.0063 | 0.0016363 | 2047 | Mitigation | 0.9 | 30 | 0 | esc | 0.064058 | 1.8325e-07 | 0.06764 | 1.9349e-07 | 0.066806 | 1.9111e-07 | 0.063625 | 1.8201e-07
[120 empty] | 7.3.5.15 Identification and remediation of “at-risk species”WLDFRVegetation ContactBranch (OverHanging) | WLDFR | HFTD - Distribution - Tier 3 - 4QU CoRE ¦ 2QU LoRE | Red Flag Warning - Large Fires | Vegetation Contact | Branch (OverHanging) | 2048 | 2.8606e-06 | 572.0063 | 0.0016363 | 2048 | Mitigation | 0.9 | 30 | 0 | esc | 0.064058 | 1.8325e-07 | 0.06764 | 1.9349e-07 | 0.066806 | 1.9111e-07 | 0.063625 | 1.8201e-07
[120 empty] | 7.3.5.15 Identification and remediation of “at-risk species”WLDFRVegetation ContactBranch (OverHanging) | WLDFR | HFTD - Distribution - Tier 3 - 4QU CoRE ¦ 2QU LoRE | Red Flag Warning - Large Fires | Vegetation Contact | Branch (OverHanging) | 2049 | 2.8606e-06 | 572.0063 | 0.0016363 | 2049 | Mitigation | 0.9 | 30 | 0 | esc | 0.064058 | 1.8325e-07 | 0.06764 | 1.9349e-07 | 0.066806 | 1.9111e-07 | 0.063625 | 1.8201e-07
[120 empty] | 7.3.5.15 Identification and remediation of “at-risk species”WLDFRVegetation ContactBranch (OverHanging) | WLDFR | HFTD - Distribution - Tier 3 - 4QU CoRE ¦ 2QU LoRE | Red Flag Warning - Large Fires | Vegetation Contact | Branch (OverHanging) | 2050 | 2.8606e-06 | 572.0063 | 0.0016363 | 2050 | Mitigation | 0.9 | 30 | 0 | esc | 0 | 0 | 0.06764 | 1.9349e-07 | 0.066806 | 1.9111e-07 | 0.063625 | 1.8201e-07
[120 empty] | 7.3.5.15 Identification and remediation of “at-risk species”WLDFRVegetation ContactBranch (OverHanging) | WLDFR | HFTD - Distribution - Tier 3 - 4QU CoRE ¦ 2QU LoRE | Red Flag Warning - Large Fires | Vegetation Contact | Branch (OverHanging) | 2051 | 2.8606e-06 | 572.0063 | 0.0016363 | 2051 | Mitigation | 0.9 | 30 | 0 | esc | 0 | 0 | 0 | 0 | 0.066806 | 1.9111e-07 | 0.063625 | 1.8201e-07
[120 empty] | 7.3.5.15 Identification and remediation of “at-risk species”WLDFRVegetation ContactBranch (OverHanging) | WLDFR | HFTD - Distribution - Tier 3 - 4QU CoRE ¦ 2QU LoRE | Red Flag Warning - Large Fires | Vegetation Contact | Branch (OverHanging) | 2052 | 2.8606e-06 | 572.0063 | 0.0016363 | 2052 | Mitigation | 0.9 | 30 | 0 | esc | 0 | 0 | 0 | 0 | 0 | 0 | 0.063625 | 1.8201e-07
[120 empty] | 7.3.5.15 Identification and remediation of “at-risk species”WLDFRVegetation ContactFell into (Moderate-Severe defect) | WLDFR | HFTD - Distribution - Tier 3 - 4QU CoRE ¦ 2QU LoRE | Red Flag Warning - Large Fires | Vegetation Contact | Fell into (Moderate-Severe defect) | 2022 | 8.5283e-07 | 572.0063 | 0.00048782 | 2022 | Mitigation | 0.95 | 1 | 0 | esc | 0 | 0 | 0 | 0 | 0.070518 | 6.0139e-08 | 0 | 0
[120 empty] | 7.3.5.15 Identification and remediation of “at-risk species”WLDFRVegetation ContactFell into (Moderate-Severe defect) | WLDFR | HFTD - Distribution - Tier 3 - 4QU CoRE ¦ 2QU LoRE | Red Flag Warning - Large Fires | Vegetation Contact | Fell into (Moderate-Severe defect) | 2023 | 8.5283e-07 | 572.0063 | 0.00048782 | 2023 | Mitigation | 0.95 | 1 | 0 | esc | 0 | 0 | 0 | 0 | 0 | 0 | 0.06716 | 5.7276e-08
[120 empty] | 7.3.5.15 Identification and remediation of “at-risk species”WLDFRVegetation ContactFell into (slight defect) | WLDFR | HFTD - Distribution - Tier 3 - 4QU CoRE ¦ 2QU LoRE | Red Flag Warning - Large Fires | Vegetation Contact | Fell into (slight defect) | 2022 | 9.4515e-07 | 572.0063 | 0.00054063 | 2022 | Mitigation | 0.5 | 1 | 0 | esc | 0 | 0 | 0 | 0 | 0.037115 | 3.5079e-08 | 0 | 0
[120 empty] | 7.3.5.15 Identification and remediation of “at-risk species”WLDFRVegetation ContactFell into (slight defect) | WLDFR | HFTD - Distribution - Tier 3 - 4QU CoRE ¦ 2QU LoRE | Red Flag Warning - Large Fires | Vegetation Contact | Fell into (slight defect) | 2023 | 9.4515e-07 | 572.0063 | 0.00054063 | 2023 | Mitigation | 0.5 | 1 | 0 | esc | 0 | 0 | 0 | 0 | 0 | 0 | 0.035347 | 3.3408e-08
[120 empty] | 7.3.5.15 Identification and remediation of “at-risk species”WLDFRVegetation ContactGrow Into | WLDFR | HFTD - Distribution - Tier 3 - 4QU CoRE ¦ 2QU LoRE | Red Flag Warning - Large Fires | Vegetation Contact | Grow Into | 2022 | 9.9228e-08 | 572.0063 | 5.6759e-05 | 2022 | Mitigation | 0.5 | 1 | 0 | esc | 0 | 0 | 0 | 0 | 0.037115 | 3.6828e-09 | 0 | 0
[120 empty] | 7.3.5.15 Identification and remediation of “at-risk species”WLDFRVegetation ContactGrow Into | WLDFR | HFTD - Distribution - Tier 3 - 4QU CoRE ¦ 2QU LoRE | Red Flag Warning - Large Fires | Vegetation Contact | Grow Into | 2023 | 9.9228e-08 | 572.0063 | 5.6759e-05 | 2023 | Mitigation | 0.5 | 1 | 0 | esc | 0 | 0 | 0 | 0 | 0 | 0 | 0.035347 | 3.5075e-09
[120 empty] | 7.3.5.15 Identification and remediation of “at-risk species”WLDFRVegetation ContactBranch (Not overhanging, 4-12ft) | WLDFR | HFTD - Distribution - Tier 3 - 4QU CoRE ¦ 2QU LoRE | Red Flag Warning - Small Fires | Vegetation Contact | Branch (Not overhanging, 4-12ft) | 2022 | 7.6114e-06 | 572.0063 | 0.0043538 | 2022 | Mitigation | 0.5 | 30 | 0 | esc | 0.035588 | 2.7087e-07 | 0.037578 | 2.8602e-07 | 0.037115 | 2.8249e-07 | 0 | 0
[120 empty] | 7.3.5.15 Identification and remediation of “at-risk species”WLDFRVegetation ContactBranch (Not overhanging, 4-12ft) | WLDFR | HFTD - Distribution - Tier 3 - 4QU CoRE ¦ 2QU LoRE | Red Flag Warning - Small Fires | Vegetation Contact | Branch (Not overhanging, 4-12ft) | 2023 | 7.6114e-06 | 572.0063 | 0.0043538 | 2023 | Mitigation | 0.5 | 30 | 0 | esc | 0.035588 | 2.7087e-07 | 0.037578 | 2.8602e-07 | 0.037115 | 2.8249e-07 | 0.035347 | 2.6904e-07
[120 empty] | 7.3.5.15 Identification and remediation of “at-risk species”WLDFRVegetation ContactBranch (Not overhanging, 4-12ft) | WLDFR | HFTD - Distribution - Tier 3 - 4QU CoRE ¦ 2QU LoRE | Red Flag Warning - Small Fires | Vegetation Contact | Branch (Not overhanging, 4-12ft) | 2024 | 7.6114e-06 | 572.0063 | 0.0043538 | 2024 | Mitigation | 0.5 | 30 | 0 | esc | 0.035588 | 2.7087e-07 | 0.037578 | 2.8602e-07 | 0.037115 | 2.8249e-07 | 0.035347 | 2.6904e-07
[120 empty] | 7.3.5.15 Identification and remediation of “at-risk species”WLDFRVegetation ContactBranch (Not overhanging, 4-12ft) | WLDFR | HFTD - Distribution - Tier 3 - 4QU CoRE ¦ 2QU LoRE | Red Flag Warning - Small Fires | Vegetation Contact | Branch (Not overhanging, 4-12ft) | 2025 | 7.6114e-06 | 572.0063 | 0.0043538 | 2025 | Mitigation | 0.5 | 30 | 0 | esc | 0.035588 | 2.7087e-07 | 0.037578 | 2.8602e-07 | 0.037115 | 2.8249e-07 | 0.035347 | 2.6904e-07
[120 empty] | 7.3.5.15 Identification and remediation of “at-risk species”WLDFRVegetation ContactBranch (Not overhanging, 4-12ft) | WLDFR | HFTD - Distribution - Tier 3 - 4QU CoRE ¦ 2QU LoRE | Red Flag Warning - Small Fires | Vegetation Contact | Branch (Not overhanging, 4-12ft) | 2026 | 7.6114e-06 | 572.0063 | 0.0043538 | 2026 | Mitigation | 0.5 | 30 | 0 | esc | 0.035588 | 2.7087e-07 | 0.037578 | 2.8602e-07 | 0.037115 | 2.8249e-07 | 0.035347 | 2.6904e-07
[120 empty] | 7.3.5.15 Identification and remediation of “at-risk species”WLDFRVegetation ContactBranch (Not overhanging, 4-12ft) | WLDFR | HFTD - Distribution - Tier 3 - 4QU CoRE ¦ 2QU LoRE | Red Flag Warning - Small Fires | Vegetation Contact | Branch (Not overhanging, 4-12ft) | 2027 | 7.6114e-06 | 572.0063 | 0.0043538 | 2027 | Mitigation | 0.5 | 30 | 0 | esc | 0.035588 | 2.7087e-07 | 0.037578 | 2.8602e-07 | 0.037115 | 2.8249e-07 | 0.035347 | 2.6904e-07
[120 empty] | 7.3.5.15 Identification and remediation of “at-risk species”WLDFRVegetation ContactBranch (Not overhanging, 4-12ft) | WLDFR | HFTD - Distribution - Tier 3 - 4QU CoRE ¦ 2QU LoRE | Red Flag Warning - Small Fires | Vegetation Contact | Branch (Not overhanging, 4-12ft) | 2028 | 7.6114e-06 | 572.0063 | 0.0043538 | 2028 | Mitigation | 0.5 | 30 | 0 | esc | 0.035588 | 2.7087e-07 | 0.037578 | 2.8602e-07 | 0.037115 | 2.8249e-07 | 0.035347 | 2.6904e-07
[120 empty] | 7.3.5.15 Identification and remediation of “at-risk species”WLDFRVegetation ContactBranch (Not overhanging, 4-12ft) | WLDFR | HFTD - Distribution - Tier 3 - 4QU CoRE ¦ 2QU LoRE | Red Flag Warning - Small Fires | Vegetation Contact | Branch (Not overhanging, 4-12ft) | 2029 | 7.6114e-06 | 572.0063 | 0.0043538 | 2029 | Mitigation | 0.5 | 30 | 0 | esc | 0.035588 | 2.7087e-07 | 0.037578 | 2.8602e-07 | 0.037115 | 2.8249e-07 | 0.035347 | 2.6904e-07
[120 empty] | 7.3.5.15 Identification and remediation of “at-risk species”WLDFRVegetation ContactBranch (Not overhanging, 4-12ft) | WLDFR | HFTD - Distribution - Tier 3 - 4QU CoRE ¦ 2QU LoRE | Red Flag Warning - Small Fires | Vegetation Contact | Branch (Not overhanging, 4-12ft) | 2030 | 7.6114e-06 | 572.0063 | 0.0043538 | 2030 | Mitigation | 0.5 | 30 | 0 | esc | 0.035588 | 2.7087e-07 | 0.037578 | 2.8602e-07 | 0.037115 | 2.8249e-07 | 0.035347 | 2.6904e-07
[120 empty] | 7.3.5.15 Identification and remediation of “at-risk species”WLDFRVegetation ContactBranch (Not overhanging, 4-12ft) | WLDFR | HFTD - Distribution - Tier 3 - 4QU CoRE ¦ 2QU LoRE | Red Flag Warning - Small Fires | Vegetation Contact | Branch (Not overhanging, 4-12ft) | 2031 | 7.6114e-06 | 572.0063 | 0.0043538 | 2031 | Mitigation | 0.5 | 30 | 0 | esc | 0.035588 | 2.7087e-07 | 0.037578 | 2.8602e-07 | 0.037115 | 2.8249e-07 | 0.035347 | 2.6904e-07
[120 empty] | 7.3.5.15 Identification and remediation of “at-risk species”WLDFRVegetation ContactBranch (Not overhanging, 4-12ft) | WLDFR | HFTD - Distribution - Tier 3 - 4QU CoRE ¦ 2QU LoRE | Red Flag Warning - Small Fires | Vegetation Contact | Branch (Not overhanging, 4-12ft) | 2032 | 7.6114e-06 | 572.0063 | 0.0043538 | 2032 | Mitigation | 0.5 | 30 | 0 | esc | 0.035588 | 2.7087e-07 | 0.037578 | 2.8602e-07 | 0.037115 | 2.8249e-07 | 0.035347 | 2.6904e-07
[120 empty] | 7.3.5.15 Identification and remediation of “at-risk species”WLDFRVegetation ContactBranch (Not overhanging, 4-12ft) | WLDFR | HFTD - Distribution - Tier 3 - 4QU CoRE ¦ 2QU LoRE | Red Flag Warning - Small Fires | Vegetation Contact | Branch (Not overhanging, 4-12ft) | 2033 | 7.6114e-06 | 572.0063 | 0.0043538 | 2033 | Mitigation | 0.5 | 30 | 0 | esc | 0.035588 | 2.7087e-07 | 0.037578 | 2.8602e-07 | 0.037115 | 2.8249e-07 | 0.035347 | 2.6904e-07
[120 empty] | 7.3.5.15 Identification and remediation of “at-risk species”WLDFRVegetation ContactBranch (Not overhanging, 4-12ft) | WLDFR | HFTD - Distribution - Tier 3 - 4QU CoRE ¦ 2QU LoRE | Red Flag Warning - Small Fires | Vegetation Contact | Branch (Not overhanging, 4-12ft) | 2034 | 7.6114e-06 | 572.0063 | 0.0043538 | 2034 | Mitigation | 0.5 | 30 | 0 | esc | 0.035588 | 2.7087e-07 | 0.037578 | 2.8602e-07 | 0.037115 | 2.8249e-07 | 0.035347 | 2.6904e-07
[120 empty] | 7.3.5.15 Identification and remediation of “at-risk species”WLDFRVegetation ContactBranch (Not overhanging, 4-12ft) | WLDFR | HFTD - Distribution - Tier 3 - 4QU CoRE ¦ 2QU LoRE | Red Flag Warning - Small Fires | Vegetation Contact | Branch (Not overhanging, 4-12ft) | 2035 | 7.6114e-06 | 572.0063 | 0.0043538 | 2035 | Mitigation | 0.5 | 30 | 0 | esc | 0.035588 | 2.7087e-07 | 0.037578 | 2.8602e-07 | 0.037115 | 2.8249e-07 | 0.035347 | 2.6904e-07
[120 empty] | 7.3.5.15 Identification and remediation of “at-risk species”WLDFRVegetation ContactBranch (Not overhanging, 4-12ft) | WLDFR | HFTD - Distribution - Tier 3 - 4QU CoRE ¦ 2QU LoRE | Red Flag Warning - Small Fires | Vegetation Contact | Branch (Not overhanging, 4-12ft) | 2036 | 7.6114e-06 | 572.0063 | 0.0043538 | 2036 | Mitigation | 0.5 | 30 | 0 | esc | 0.035588 | 2.7087e-07 | 0.037578 | 2.8602e-07 | 0.037115 | 2.8249e-07 | 0.035347 | 2.6904e-07
[120 empty] | 7.3.5.15 Identification and remediation of “at-risk species”WLDFRVegetation ContactBranch (Not overhanging, 4-12ft) | WLDFR | HFTD - Distribution - Tier 3 - 4QU CoRE ¦ 2QU LoRE | Red Flag Warning - Small Fires | Vegetation Contact | Branch (Not overhanging, 4-12ft) | 2037 | 7.6114e-06 | 572.0063 | 0.0043538 | 2037 | Mitigation | 0.5 | 30 | 0 | esc | 0.035588 | 2.7087e-07 | 0.037578 | 2.8602e-07 | 0.037115 | 2.8249e-07 | 0.035347 | 2.6904e-07
[120 empty] | 7.3.5.15 Identification and remediation of “at-risk species”WLDFRVegetation ContactBranch (Not overhanging, 4-12ft) | WLDFR | HFTD - Distribution - Tier 3 - 4QU CoRE ¦ 2QU LoRE | Red Flag Warning - Small Fires | Vegetation Contact | Branch (Not overhanging, 4-12ft) | 2038 | 7.6114e-06 | 572.0063 | 0.0043538 | 2038 | Mitigation | 0.5 | 30 | 0 | esc | 0.035588 | 2.7087e-07 | 0.037578 | 2.8602e-07 | 0.037115 | 2.8249e-07 | 0.035347 | 2.6904e-07
[120 empty] | 7.3.5.15 Identification and remediation of “at-risk species”WLDFRVegetation ContactBranch (Not overhanging, 4-12ft) | WLDFR | HFTD - Distribution - Tier 3 - 4QU CoRE ¦ 2QU LoRE | Red Flag Warning - Small Fires | Vegetation Contact | Branch (Not overhanging, 4-12ft) | 2039 | 7.6114e-06 | 572.0063 | 0.0043538 | 2039 | Mitigation | 0.5 | 30 | 0 | esc | 0.035588 | 2.7087e-07 | 0.037578 | 2.8602e-07 | 0.037115 | 2.8249e-07 | 0.035347 | 2.6904e-07
[120 empty] | 7.3.5.15 Identification and remediation of “at-risk species”WLDFRVegetation ContactBranch (Not overhanging, 4-12ft) | WLDFR | HFTD - Distribution - Tier 3 - 4QU CoRE ¦ 2QU LoRE | Red Flag Warning - Small Fires | Vegetation Contact | Branch (Not overhanging, 4-12ft) | 2040 | 7.6114e-06 | 572.0063 | 0.0043538 | 2040 | Mitigation | 0.5 | 30 | 0 | esc | 0.035588 | 2.7087e-07 | 0.037578 | 2.8602e-07 | 0.037115 | 2.8249e-07 | 0.035347 | 2.6904e-07
[120 empty] | 7.3.5.15 Identification and remediation of “at-risk species”WLDFRVegetation ContactBranch (Not overhanging, 4-12ft) | WLDFR | HFTD - Distribution - Tier 3 - 4QU CoRE ¦ 2QU LoRE | Red Flag Warning - Small Fires | Vegetation Contact | Branch (Not overhanging, 4-12ft) | 2041 | 7.6114e-06 | 572.0063 | 0.0043538 | 2041 | Mitigation | 0.5 | 30 | 0 | esc | 0.035588 | 2.7087e-07 | 0.037578 | 2.8602e-07 | 0.037115 | 2.8249e-07 | 0.035347 | 2.6904e-07
[120 empty] | 7.3.5.15 Identification and remediation of “at-risk species”WLDFRVegetation ContactBranch (Not overhanging, 4-12ft) | WLDFR | HFTD - Distribution - Tier 3 - 4QU CoRE ¦ 2QU LoRE | Red Flag Warning - Small Fires | Vegetation Contact | Branch (Not overhanging, 4-12ft) | 2042 | 7.6114e-06 | 572.0063 | 0.0043538 | 2042 | Mitigation | 0.5 | 30 | 0 | esc | 0.035588 | 2.7087e-07 | 0.037578 | 2.8602e-07 | 0.037115 | 2.8249e-07 | 0.035347 | 2.6904e-07
[120 empty] | 7.3.5.15 Identification and remediation of “at-risk species”WLDFRVegetation ContactBranch (Not overhanging, 4-12ft) | WLDFR | HFTD - Distribution - Tier 3 - 4QU CoRE ¦ 2QU LoRE | Red Flag Warning - Small Fires | Vegetation Contact | Branch (Not overhanging, 4-12ft) | 2043 | 7.6114e-06 | 572.0063 | 0.0043538 | 2043 | Mitigation | 0.5 | 30 | 0 | esc | 0.035588 | 2.7087e-07 | 0.037578 | 2.8602e-07 | 0.037115 | 2.8249e-07 | 0.035347 | 2.6904e-07
[120 empty] | 7.3.5.15 Identification and remediation of “at-risk species”WLDFRVegetation ContactBranch (Not overhanging, 4-12ft) | WLDFR | HFTD - Distribution - Tier 3 - 4QU CoRE ¦ 2QU LoRE | Red Flag Warning - Small Fires | Vegetation Contact | Branch (Not overhanging, 4-12ft) | 2044 | 7.6114e-06 | 572.0063 | 0.0043538 | 2044 | Mitigation | 0.5 | 30 | 0 | esc | 0.035588 | 2.7087e-07 | 0.037578 | 2.8602e-07 | 0.037115 | 2.8249e-07 | 0.035347 | 2.6904e-07
[120 empty] | 7.3.5.15 Identification and remediation of “at-risk species”WLDFRVegetation ContactBranch (Not overhanging, 4-12ft) | WLDFR | HFTD - Distribution - Tier 3 - 4QU CoRE ¦ 2QU LoRE | Red Flag Warning - Small Fires | Vegetation Contact | Branch (Not overhanging, 4-12ft) | 2045 | 7.6114e-06 | 572.0063 | 0.0043538 | 2045 | Mitigation | 0.5 | 30 | 0 | esc | 0.035588 | 2.7087e-07 | 0.037578 | 2.8602e-07 | 0.037115 | 2.8249e-07 | 0.035347 | 2.6904e-07
[120 empty] | 7.3.5.15 Identification and remediation of “at-risk species”WLDFRVegetation ContactBranch (Not overhanging, 4-12ft) | WLDFR | HFTD - Distribution - Tier 3 - 4QU CoRE ¦ 2QU LoRE | Red Flag Warning - Small Fires | Vegetation Contact | Branch (Not overhanging, 4-12ft) | 2046 | 7.6114e-06 | 572.0063 | 0.0043538 | 2046 | Mitigation | 0.5 | 30 | 0 | esc | 0.035588 | 2.7087e-07 | 0.037578 | 2.8602e-07 | 0.037115 | 2.8249e-07 | 0.035347 | 2.6904e-07
[120 empty] | 7.3.5.15 Identification and remediation of “at-risk species”WLDFRVegetation ContactBranch (Not overhanging, 4-12ft) | WLDFR | HFTD - Distribution - Tier 3 - 4QU CoRE ¦ 2QU LoRE | Red Flag Warning - Small Fires | Vegetation Contact | Branch (Not overhanging, 4-12ft) | 2047 | 7.6114e-06 | 572.0063 | 0.0043538 | 2047 | Mitigation | 0.5 | 30 | 0 | esc | 0.035588 | 2.7087e-07 | 0.037578 | 2.8602e-07 | 0.037115 | 2.8249e-07 | 0.035347 | 2.6904e-07
[120 empty] | 7.3.5.15 Identification and remediation of “at-risk species”WLDFRVegetation ContactBranch (Not overhanging, 4-12ft) | WLDFR | HFTD - Distribution - Tier 3 - 4QU CoRE ¦ 2QU LoRE | Red Flag Warning - Small Fires | Vegetation Contact | Branch (Not overhanging, 4-12ft) | 2048 | 7.6114e-06 | 572.0063 | 0.0043538 | 2048 | Mitigation | 0.5 | 30 | 0 | esc | 0.035588 | 2.7087e-07 | 0.037578 | 2.8602e-07 | 0.037115 | 2.8249e-07 | 0.035347 | 2.6904e-07
[120 empty] | 7.3.5.15 Identification and remediation of “at-risk species”WLDFRVegetation ContactBranch (Not overhanging, 4-12ft) | WLDFR | HFTD - Distribution - Tier 3 - 4QU CoRE ¦ 2QU LoRE | Red Flag Warning - Small Fires | Vegetation Contact | Branch (Not overhanging, 4-12ft) | 2049 | 7.6114e-06 | 572.0063 | 0.0043538 | 2049 | Mitigation | 0.5 | 30 | 0 | esc | 0.035588 | 2.7087e-07 | 0.037578 | 2.8602e-07 | 0.037115 | 2.8249e-07 | 0.035347 | 2.6904e-07
[120 empty] | 7.3.5.15 Identification and remediation of “at-risk species”WLDFRVegetation ContactBranch (Not overhanging, 4-12ft) | WLDFR | HFTD - Distribution - Tier 3 - 4QU CoRE ¦ 2QU LoRE | Red Flag Warning - Small Fires | Vegetation Contact | Branch (Not overhanging, 4-12ft) | 2050 | 7.6114e-06 | 572.0063 | 0.0043538 | 2050 | Mitigation | 0.5 | 30 | 0 | esc | 0 | 0 | 0.037578 | 2.8602e-07 | 0.037115 | 2.8249e-07 | 0.035347 | 2.6904e-07
[120 empty] | 7.3.5.15 Identification and remediation of “at-risk species”WLDFRVegetation ContactBranch (Not overhanging, 4-12ft) | WLDFR | HFTD - Distribution - Tier 3 - 4QU CoRE ¦ 2QU LoRE | Red Flag Warning - Small Fires | Vegetation Contact | Branch (Not overhanging, 4-12ft) | 2051 | 7.6114e-06 | 572.0063 | 0.0043538 | 2051 | Mitigation | 0.5 | 30 | 0 | esc | 0 | 0 | 0 | 0 | 0.037115 | 2.8249e-07 | 0.035347 | 2.6904e-07
[120 empty] | 7.3.5.15 Identification and remediation of “at-risk species”WLDFRVegetation ContactBranch (Not overhanging, 4-12ft) | WLDFR | HFTD - Distribution - Tier 3 - 4QU CoRE ¦ 2QU LoRE | Red Flag Warning - Small Fires | Vegetation Contact | Branch (Not overhanging, 4-12ft) | 2052 | 7.6114e-06 | 572.0063 | 0.0043538 | 2052 | Mitigation | 0.5 | 30 | 0 | esc | 0 | 0 | 0 | 0 | 0 | 0 | 0.035347 | 2.6904e-07
[120 empty] | 7.3.5.15 Identification and remediation of “at-risk species”WLDFRVegetation ContactBranch (Not overhanging, within 4ft) | WLDFR | HFTD - Distribution - Tier 3 - 4QU CoRE ¦ 2QU LoRE | Red Flag Warning - Small Fires | Vegetation Contact | Branch (Not overhanging, within 4ft) | 2022 | 1.9079e-06 | 572.0063 | 0.0010913 | 2022 | Mitigation | 0.9 | 30 | 0 | esc | 0.064058 | 1.2221e-07 | 0.06764 | 1.2905e-07 | 0.066806 | 1.2746e-07 | 0 | 0
[120 empty] | 7.3.5.15 Identification and remediation of “at-risk species”WLDFRVegetation ContactBranch (Not overhanging, within 4ft) | WLDFR | HFTD - Distribution - Tier 3 - 4QU CoRE ¦ 2QU LoRE | Red Flag Warning - Small Fires | Vegetation Contact | Branch (Not overhanging, within 4ft) | 2023 | 1.9079e-06 | 572.0063 | 0.0010913 | 2023 | Mitigation | 0.9 | 30 | 0 | esc | 0.064058 | 1.2221e-07 | 0.06764 | 1.2905e-07 | 0.066806 | 1.2746e-07 | 0.063625 | 1.2139e-07
[120 empty] | 7.3.5.15 Identification and remediation of “at-risk species”WLDFRVegetation ContactBranch (Not overhanging, within 4ft) | WLDFR | HFTD - Distribution - Tier 3 - 4QU CoRE ¦ 2QU LoRE | Red Flag Warning - Small Fires | Vegetation Contact | Branch (Not overhanging, within 4ft) | 2024 | 1.9079e-06 | 572.0063 | 0.0010913 | 2024 | Mitigation | 0.9 | 30 | 0 | esc | 0.064058 | 1.2221e-07 | 0.06764 | 1.2905e-07 | 0.066806 | 1.2746e-07 | 0.063625 | 1.2139e-07
[120 empty] | 7.3.5.15 Identification and remediation of “at-risk species”WLDFRVegetation ContactBranch (Not overhanging, within 4ft) | WLDFR | HFTD - Distribution - Tier 3 - 4QU CoRE ¦ 2QU LoRE | Red Flag Warning - Small Fires | Vegetation Contact | Branch (Not overhanging, within 4ft) | 2025 | 1.9079e-06 | 572.0063 | 0.0010913 | 2025 | Mitigation | 0.9 | 30 | 0 | esc | 0.064058 | 1.2221e-07 | 0.06764 | 1.2905e-07 | 0.066806 | 1.2746e-07 | 0.063625 | 1.2139e-07
[120 empty] | 7.3.5.15 Identification and remediation of “at-risk species”WLDFRVegetation ContactBranch (Not overhanging, within 4ft) | WLDFR | HFTD - Distribution - Tier 3 - 4QU CoRE ¦ 2QU LoRE | Red Flag Warning - Small Fires | Vegetation Contact | Branch (Not overhanging, within 4ft) | 2026 | 1.9079e-06 | 572.0063 | 0.0010913 | 2026 | Mitigation | 0.9 | 30 | 0 | esc | 0.064058 | 1.2221e-07 | 0.06764 | 1.2905e-07 | 0.066806 | 1.2746e-07 | 0.063625 | 1.2139e-07
[120 empty] | 7.3.5.15 Identification and remediation of “at-risk species”WLDFRVegetation ContactBranch (Not overhanging, within 4ft) | WLDFR | HFTD - Distribution - Tier 3 - 4QU CoRE ¦ 2QU LoRE | Red Flag Warning - Small Fires | Vegetation Contact | Branch (Not overhanging, within 4ft) | 2027 | 1.9079e-06 | 572.0063 | 0.0010913 | 2027 | Mitigation | 0.9 | 30 | 0 | esc | 0.064058 | 1.2221e-07 | 0.06764 | 1.2905e-07 | 0.066806 | 1.2746e-07 | 0.063625 | 1.2139e-07
[120 empty] | 7.3.5.15 Identification and remediation of “at-risk species”WLDFRVegetation ContactBranch (Not overhanging, within 4ft) | WLDFR | HFTD - Distribution - Tier 3 - 4QU CoRE ¦ 2QU LoRE | Red Flag Warning - Small Fires | Vegetation Contact | Branch (Not overhanging, within 4ft) | 2028 | 1.9079e-06 | 572.0063 | 0.0010913 | 2028 | Mitigation | 0.9 | 30 | 0 | esc | 0.064058 | 1.2221e-07 | 0.06764 | 1.2905e-07 | 0.066806 | 1.2746e-07 | 0.063625 | 1.2139e-07
[120 empty] | 7.3.5.15 Identification and remediation of “at-risk species”WLDFRVegetation ContactBranch (Not overhanging, within 4ft) | WLDFR | HFTD - Distribution - Tier 3 - 4QU CoRE ¦ 2QU LoRE | Red Flag Warning - Small Fires | Vegetation Contact | Branch (Not overhanging, within 4ft) | 2029 | 1.9079e-06 | 572.0063 | 0.0010913 | 2029 | Mitigation | 0.9 | 30 | 0 | esc | 0.064058 | 1.2221e-07 | 0.06764 | 1.2905e-07 | 0.066806 | 1.2746e-07 | 0.063625 | 1.2139e-07
[120 empty] | 7.3.5.15 Identification and remediation of “at-risk species”WLDFRVegetation ContactBranch (Not overhanging, within 4ft) | WLDFR | HFTD - Distribution - Tier 3 - 4QU CoRE ¦ 2QU LoRE | Red Flag Warning - Small Fires | Vegetation Contact | Branch (Not overhanging, within 4ft) | 2030 | 1.9079e-06 | 572.0063 | 0.0010913 | 2030 | Mitigation | 0.9 | 30 | 0 | esc | 0.064058 | 1.2221e-07 | 0.06764 | 1.2905e-07 | 0.066806 | 1.2746e-07 | 0.063625 | 1.2139e-07
[120 empty] | 7.3.5.15 Identification and remediation of “at-risk species”WLDFRVegetation ContactBranch (Not overhanging, within 4ft) | WLDFR | HFTD - Distribution - Tier 3 - 4QU CoRE ¦ 2QU LoRE | Red Flag Warning - Small Fires | Vegetation Contact | Branch (Not overhanging, within 4ft) | 2031 | 1.9079e-06 | 572.0063 | 0.0010913 | 2031 | Mitigation | 0.9 | 30 | 0 | esc | 0.064058 | 1.2221e-07 | 0.06764 | 1.2905e-07 | 0.066806 | 1.2746e-07 | 0.063625 | 1.2139e-07
[120 empty] | 7.3.5.15 Identification and remediation of “at-risk species”WLDFRVegetation ContactBranch (Not overhanging, within 4ft) | WLDFR | HFTD - Distribution - Tier 3 - 4QU CoRE ¦ 2QU LoRE | Red Flag Warning - Small Fires | Vegetation Contact | Branch (Not overhanging, within 4ft) | 2032 | 1.9079e-06 | 572.0063 | 0.0010913 | 2032 | Mitigation | 0.9 | 30 | 0 | esc | 0.064058 | 1.2221e-07 | 0.06764 | 1.2905e-07 | 0.066806 | 1.2746e-07 | 0.063625 | 1.2139e-07
[120 empty] | 7.3.5.15 Identification and remediation of “at-risk species”WLDFRVegetation ContactBranch (Not overhanging, within 4ft) | WLDFR | HFTD - Distribution - Tier 3 - 4QU CoRE ¦ 2QU LoRE | Red Flag Warning - Small Fires | Vegetation Contact | Branch (Not overhanging, within 4ft) | 2033 | 1.9079e-06 | 572.0063 | 0.0010913 | 2033 | Mitigation | 0.9 | 30 | 0 | esc | 0.064058 | 1.2221e-07 | 0.06764 | 1.2905e-07 | 0.066806 | 1.2746e-07 | 0.063625 | 1.2139e-07
[120 empty] | 7.3.5.15 Identification and remediation of “at-risk species”WLDFRVegetation ContactBranch (Not overhanging, within 4ft) | WLDFR | HFTD - Distribution - Tier 3 - 4QU CoRE ¦ 2QU LoRE | Red Flag Warning - Small Fires | Vegetation Contact | Branch (Not overhanging, within 4ft) | 2034 | 1.9079e-06 | 572.0063 | 0.0010913 | 2034 | Mitigation | 0.9 | 30 | 0 | esc | 0.064058 | 1.2221e-07 | 0.06764 | 1.2905e-07 | 0.066806 | 1.2746e-07 | 0.063625 | 1.2139e-07
[120 empty] | 7.3.5.15 Identification and remediation of “at-risk species”WLDFRVegetation ContactBranch (Not overhanging, within 4ft) | WLDFR | HFTD - Distribution - Tier 3 - 4QU CoRE ¦ 2QU LoRE | Red Flag Warning - Small Fires | Vegetation Contact | Branch (Not overhanging, within 4ft) | 2035 | 1.9079e-06 | 572.0063 | 0.0010913 | 2035 | Mitigation | 0.9 | 30 | 0 | esc | 0.064058 | 1.2221e-07 | 0.06764 | 1.2905e-07 | 0.066806 | 1.2746e-07 | 0.063625 | 1.2139e-07
[120 empty] | 7.3.5.15 Identification and remediation of “at-risk species”WLDFRVegetation ContactBranch (Not overhanging, within 4ft) | WLDFR | HFTD - Distribution - Tier 3 - 4QU CoRE ¦ 2QU LoRE | Red Flag Warning - Small Fires | Vegetation Contact | Branch (Not overhanging, within 4ft) | 2036 | 1.9079e-06 | 572.0063 | 0.0010913 | 2036 | Mitigation | 0.9 | 30 | 0 | esc | 0.064058 | 1.2221e-07 | 0.06764 | 1.2905e-07 | 0.066806 | 1.2746e-07 | 0.063625 | 1.2139e-07
[120 empty] | 7.3.5.15 Identification and remediation of “at-risk species”WLDFRVegetation ContactBranch (Not overhanging, within 4ft) | WLDFR | HFTD - Distribution - Tier 3 - 4QU CoRE ¦ 2QU LoRE | Red Flag Warning - Small Fires | Vegetation Contact | Branch (Not overhanging, within 4ft) | 2037 | 1.9079e-06 | 572.0063 | 0.0010913 | 2037 | Mitigation | 0.9 | 30 | 0 | esc | 0.064058 | 1.2221e-07 | 0.06764 | 1.2905e-07 | 0.066806 | 1.2746e-07 | 0.063625 | 1.2139e-07
[120 empty] | 7.3.5.15 Identification and remediation of “at-risk species”WLDFRVegetation ContactBranch (Not overhanging, within 4ft) | WLDFR | HFTD - Distribution - Tier 3 - 4QU CoRE ¦ 2QU LoRE | Red Flag Warning - Small Fires | Vegetation Contact | Branch (Not overhanging, within 4ft) | 2038 | 1.9079e-06 | 572.0063 | 0.0010913 | 2038 | Mitigation | 0.9 | 30 | 0 | esc | 0.064058 | 1.2221e-07 | 0.06764 | 1.2905e-07 | 0.066806 | 1.2746e-07 | 0.063625 | 1.2139e-07
[120 empty] | 7.3.5.15 Identification and remediation of “at-risk species”WLDFRVegetation ContactBranch (Not overhanging, within 4ft) | WLDFR | HFTD - Distribution - Tier 3 - 4QU CoRE ¦ 2QU LoRE | Red Flag Warning - Small Fires | Vegetation Contact | Branch (Not overhanging, within 4ft) | 2039 | 1.9079e-06 | 572.0063 | 0.0010913 | 2039 | Mitigation | 0.9 | 30 | 0 | esc | 0.064058 | 1.2221e-07 | 0.06764 | 1.2905e-07 | 0.066806 | 1.2746e-07 | 0.063625 | 1.2139e-07
[120 empty] | 7.3.5.15 Identification and remediation of “at-risk species”WLDFRVegetation ContactBranch (Not overhanging, within 4ft) | WLDFR | HFTD - Distribution - Tier 3 - 4QU CoRE ¦ 2QU LoRE | Red Flag Warning - Small Fires | Vegetation Contact | Branch (Not overhanging, within 4ft) | 2040 | 1.9079e-06 | 572.0063 | 0.0010913 | 2040 | Mitigation | 0.9 | 30 | 0 | esc | 0.064058 | 1.2221e-07 | 0.06764 | 1.2905e-07 | 0.066806 | 1.2746e-07 | 0.063625 | 1.2139e-07
[120 empty] | 7.3.5.15 Identification and remediation of “at-risk species”WLDFRVegetation ContactBranch (Not overhanging, within 4ft) | WLDFR | HFTD - Distribution - Tier 3 - 4QU CoRE ¦ 2QU LoRE | Red Flag Warning - Small Fires | Vegetation Contact | Branch (Not overhanging, within 4ft) | 2041 | 1.9079e-06 | 572.0063 | 0.0010913 | 2041 | Mitigation | 0.9 | 30 | 0 | esc | 0.064058 | 1.2221e-07 | 0.06764 | 1.2905e-07 | 0.066806 | 1.2746e-07 | 0.063625 | 1.2139e-07
[120 empty] | 7.3.5.15 Identification and remediation of “at-risk species”WLDFRVegetation ContactBranch (Not overhanging, within 4ft) | WLDFR | HFTD - Distribution - Tier 3 - 4QU CoRE ¦ 2QU LoRE | Red Flag Warning - Small Fires | Vegetation Contact | Branch (Not overhanging, within 4ft) | 2042 | 1.9079e-06 | 572.0063 | 0.0010913 | 2042 | Mitigation | 0.9 | 30 | 0 | esc | 0.064058 | 1.2221e-07 | 0.06764 | 1.2905e-07 | 0.066806 | 1.2746e-07 | 0.063625 | 1.2139e-07
[120 empty] | 7.3.5.15 Identification and remediation of “at-risk species”WLDFRVegetation ContactBranch (Not overhanging, within 4ft) | WLDFR | HFTD - Distribution - Tier 3 - 4QU CoRE ¦ 2QU LoRE | Red Flag Warning - Small Fires | Vegetation Contact | Branch (Not overhanging, within 4ft) | 2043 | 1.9079e-06 | 572.0063 | 0.0010913 | 2043 | Mitigation | 0.9 | 30 | 0 | esc | 0.064058 | 1.2221e-07 | 0.06764 | 1.2905e-07 | 0.066806 | 1.2746e-07 | 0.063625 | 1.2139e-07
[120 empty] | 7.3.5.15 Identification and remediation of “at-risk species”WLDFRVegetation ContactBranch (Not overhanging, within 4ft) | WLDFR | HFTD - Distribution - Tier 3 - 4QU CoRE ¦ 2QU LoRE | Red Flag Warning - Small Fires | Vegetation Contact | Branch (Not overhanging, within 4ft) | 2044 | 1.9079e-06 | 572.0063 | 0.0010913 | 2044 | Mitigation | 0.9 | 30 | 0 | esc | 0.064058 | 1.2221e-07 | 0.06764 | 1.2905e-07 | 0.066806 | 1.2746e-07 | 0.063625 | 1.2139e-07
[120 empty] | 7.3.5.15 Identification and remediation of “at-risk species”WLDFRVegetation ContactBranch (Not overhanging, within 4ft) | WLDFR | HFTD - Distribution - Tier 3 - 4QU CoRE ¦ 2QU LoRE | Red Flag Warning - Small Fires | Vegetation Contact | Branch (Not overhanging, within 4ft) | 2045 | 1.9079e-06 | 572.0063 | 0.0010913 | 2045 | Mitigation | 0.9 | 30 | 0 | esc | 0.064058 | 1.2221e-07 | 0.06764 | 1.2905e-07 | 0.066806 | 1.2746e-07 | 0.063625 | 1.2139e-07
[120 empty] | 7.3.5.15 Identification and remediation of “at-risk species”WLDFRVegetation ContactBranch (Not overhanging, within 4ft) | WLDFR | HFTD - Distribution - Tier 3 - 4QU CoRE ¦ 2QU LoRE | Red Flag Warning - Small Fires | Vegetation Contact | Branch (Not overhanging, within 4ft) | 2046 | 1.9079e-06 | 572.0063 | 0.0010913 | 2046 | Mitigation | 0.9 | 30 | 0 | esc | 0.064058 | 1.2221e-07 | 0.06764 | 1.2905e-07 | 0.066806 | 1.2746e-07 | 0.063625 | 1.2139e-07
[120 empty] | 7.3.5.15 Identification and remediation of “at-risk species”WLDFRVegetation ContactBranch (Not overhanging, within 4ft) | WLDFR | HFTD - Distribution - Tier 3 - 4QU CoRE ¦ 2QU LoRE | Red Flag Warning - Small Fires | Vegetation Contact | Branch (Not overhanging, within 4ft) | 2047 | 1.9079e-06 | 572.0063 | 0.0010913 | 2047 | Mitigation | 0.9 | 30 | 0 | esc | 0.064058 | 1.2221e-07 | 0.06764 | 1.2905e-07 | 0.066806 | 1.2746e-07 | 0.063625 | 1.2139e-07
[120 empty] | 7.3.5.15 Identification and remediation of “at-risk species”WLDFRVegetation ContactBranch (Not overhanging, within 4ft) | WLDFR | HFTD - Distribution - Tier 3 - 4QU CoRE ¦ 2QU LoRE | Red Flag Warning - Small Fires | Vegetation Contact | Branch (Not overhanging, within 4ft) | 2048 | 1.9079e-06 | 572.0063 | 0.0010913 | 2048 | Mitigation | 0.9 | 30 | 0 | esc | 0.064058 | 1.2221e-07 | 0.06764 | 1.2905e-07 | 0.066806 | 1.2746e-07 | 0.063625 | 1.2139e-07
[120 empty] | 7.3.5.15 Identification and remediation of “at-risk species”WLDFRVegetation ContactBranch (Not overhanging, within 4ft) | WLDFR | HFTD - Distribution - Tier 3 - 4QU CoRE ¦ 2QU LoRE | Red Flag Warning - Small Fires | Vegetation Contact | Branch (Not overhanging, within 4ft) | 2049 | 1.9079e-06 | 572.0063 | 0.0010913 | 2049 | Mitigation | 0.9 | 30 | 0 | esc | 0.064058 | 1.2221e-07 | 0.06764 | 1.2905e-07 | 0.066806 | 1.2746e-07 | 0.063625 | 1.2139e-07
[120 empty] | 7.3.5.15 Identification and remediation of “at-risk species”WLDFRVegetation ContactBranch (Not overhanging, within 4ft) | WLDFR | HFTD - Distribution - Tier 3 - 4QU CoRE ¦ 2QU LoRE | Red Flag Warning - Small Fires | Vegetation Contact | Branch (Not overhanging, within 4ft) | 2050 | 1.9079e-06 | 572.0063 | 0.0010913 | 2050 | Mitigation | 0.9 | 30 | 0 | esc | 0 | 0 | 0.06764 | 1.2905e-07 | 0.066806 | 1.2746e-07 | 0.063625 | 1.2139e-07
[120 empty] | 7.3.5.15 Identification and remediation of “at-risk species”WLDFRVegetation ContactBranch (Not overhanging, within 4ft) | WLDFR | HFTD - Distribution - Tier 3 - 4QU CoRE ¦ 2QU LoRE | Red Flag Warning - Small Fires | Vegetation Contact | Branch (Not overhanging, within 4ft) | 2051 | 1.9079e-06 | 572.0063 | 0.0010913 | 2051 | Mitigation | 0.9 | 30 | 0 | esc | 0 | 0 | 0 | 0 | 0.066806 | 1.2746e-07 | 0.063625 | 1.2139e-07
[120 empty] | 7.3.5.15 Identification and remediation of “at-risk species”WLDFRVegetation ContactBranch (Not overhanging, within 4ft) | WLDFR | HFTD - Distribution - Tier 3 - 4QU CoRE ¦ 2QU LoRE | Red Flag Warning - Small Fires | Vegetation Contact | Branch (Not overhanging, within 4ft) | 2052 | 1.9079e-06 | 572.0063 | 0.0010913 | 2052 | Mitigation | 0.9 | 30 | 0 | esc | 0 | 0 | 0 | 0 | 0 | 0 | 0.063625 | 1.2139e-07
[120 empty] | 7.3.5.15 Identification and remediation of “at-risk species”WLDFRVegetation ContactBranch (OverHanging) | WLDFR | HFTD - Distribution - Tier 3 - 4QU CoRE ¦ 2QU LoRE | Red Flag Warning - Small Fires | Vegetation Contact | Branch (OverHanging) | 2022 | 0.00011331 | 572.0063 | 0.064813 | 2022 | Mitigation | 0.9 | 30 | 0 | esc | 0.064058 | 7.2583e-06 | 0.06764 | 7.6641e-06 | 0.066806 | 7.5697e-06 | 0 | 0
[120 empty] | 7.3.5.15 Identification and remediation of “at-risk species”WLDFRVegetation ContactBranch (OverHanging) | WLDFR | HFTD - Distribution - Tier 3 - 4QU CoRE ¦ 2QU LoRE | Red Flag Warning - Small Fires | Vegetation Contact | Branch (OverHanging) | 2023 | 0.00011331 | 572.0063 | 0.064813 | 2023 | Mitigation | 0.9 | 30 | 0 | esc | 0.064058 | 7.2583e-06 | 0.06764 | 7.6641e-06 | 0.066806 | 7.5697e-06 | 0.063625 | 7.2092e-06
[120 empty] | 7.3.5.15 Identification and remediation of “at-risk species”WLDFRVegetation ContactBranch (OverHanging) | WLDFR | HFTD - Distribution - Tier 3 - 4QU CoRE ¦ 2QU LoRE | Red Flag Warning - Small Fires | Vegetation Contact | Branch (OverHanging) | 2024 | 0.00011331 | 572.0063 | 0.064813 | 2024 | Mitigation | 0.9 | 30 | 0 | esc | 0.064058 | 7.2583e-06 | 0.06764 | 7.6641e-06 | 0.066806 | 7.5697e-06 | 0.063625 | 7.2092e-06
[120 empty] | 7.3.5.15 Identification and remediation of “at-risk species”WLDFRVegetation ContactBranch (OverHanging) | WLDFR | HFTD - Distribution - Tier 3 - 4QU CoRE ¦ 2QU LoRE | Red Flag Warning - Small Fires | Vegetation Contact | Branch (OverHanging) | 2025 | 0.00011331 | 572.0063 | 0.064813 | 2025 | Mitigation | 0.9 | 30 | 0 | esc | 0.064058 | 7.2583e-06 | 0.06764 | 7.6641e-06 | 0.066806 | 7.5697e-06 | 0.063625 | 7.2092e-06
[120 empty] | 7.3.5.15 Identification and remediation of “at-risk species”WLDFRVegetation ContactBranch (OverHanging) | WLDFR | HFTD - Distribution - Tier 3 - 4QU CoRE ¦ 2QU LoRE | Red Flag Warning - Small Fires | Vegetation Contact | Branch (OverHanging) | 2026 | 0.00011331 | 572.0063 | 0.064813 | 2026 | Mitigation | 0.9 | 30 | 0 | esc | 0.064058 | 7.2583e-06 | 0.06764 | 7.6641e-06 | 0.066806 | 7.5697e-06 | 0.063625 | 7.2092e-06
[120 empty] | 7.3.5.15 Identification and remediation of “at-risk species”WLDFRVegetation ContactBranch (OverHanging) | WLDFR | HFTD - Distribution - Tier 3 - 4QU CoRE ¦ 2QU LoRE | Red Flag Warning - Small Fires | Vegetation Contact | Branch (OverHanging) | 2027 | 0.00011331 | 572.0063 | 0.064813 | 2027 | Mitigation | 0.9 | 30 | 0 | esc | 0.064058 | 7.2583e-06 | 0.06764 | 7.6641e-06 | 0.066806 | 7.5697e-06 | 0.063625 | 7.2092e-06
[120 empty] | 7.3.5.15 Identification and remediation of “at-risk species”WLDFRVegetation ContactBranch (OverHanging) | WLDFR | HFTD - Distribution - Tier 3 - 4QU CoRE ¦ 2QU LoRE | Red Flag Warning - Small Fires | Vegetation Contact | Branch (OverHanging) | 2028 | 0.00011331 | 572.0063 | 0.064813 | 2028 | Mitigation | 0.9 | 30 | 0 | esc | 0.064058 | 7.2583e-06 | 0.06764 | 7.6641e-06 | 0.066806 | 7.5697e-06 | 0.063625 | 7.2092e-06
[120 empty] | 7.3.5.15 Identification and remediation of “at-risk species”WLDFRVegetation ContactBranch (OverHanging) | WLDFR | HFTD - Distribution - Tier 3 - 4QU CoRE ¦ 2QU LoRE | Red Flag Warning - Small Fires | Vegetation Contact | Branch (OverHanging) | 2029 | 0.00011331 | 572.0063 | 0.064813 | 2029 | Mitigation | 0.9 | 30 | 0 | esc | 0.064058 | 7.2583e-06 | 0.06764 | 7.6641e-06 | 0.066806 | 7.5697e-06 | 0.063625 | 7.2092e-06
[120 empty] | 7.3.5.15 Identification and remediation of “at-risk species”WLDFRVegetation ContactBranch (OverHanging) | WLDFR | HFTD - Distribution - Tier 3 - 4QU CoRE ¦ 2QU LoRE | Red Flag Warning - Small Fires | Vegetation Contact | Branch (OverHanging) | 2030 | 0.00011331 | 572.0063 | 0.064813 | 2030 | Mitigation | 0.9 | 30 | 0 | esc | 0.064058 | 7.2583e-06 | 0.06764 | 7.6641e-06 | 0.066806 | 7.5697e-06 | 0.063625 | 7.2092e-06
[120 empty] | 7.3.5.15 Identification and remediation of “at-risk species”WLDFRVegetation ContactBranch (OverHanging) | WLDFR | HFTD - Distribution - Tier 3 - 4QU CoRE ¦ 2QU LoRE | Red Flag Warning - Small Fires | Vegetation Contact | Branch (OverHanging) | 2031 | 0.00011331 | 572.0063 | 0.064813 | 2031 | Mitigation | 0.9 | 30 | 0 | esc | 0.064058 | 7.2583e-06 | 0.06764 | 7.6641e-06 | 0.066806 | 7.5697e-06 | 0.063625 | 7.2092e-06
[120 empty] | 7.3.5.15 Identification and remediation of “at-risk species”WLDFRVegetation ContactBranch (OverHanging) | WLDFR | HFTD - Distribution - Tier 3 - 4QU CoRE ¦ 2QU LoRE | Red Flag Warning - Small Fires | Vegetation Contact | Branch (OverHanging) | 2032 | 0.00011331 | 572.0063 | 0.064813 | 2032 | Mitigation | 0.9 | 30 | 0 | esc | 0.064058 | 7.2583e-06 | 0.06764 | 7.6641e-06 | 0.066806 | 7.5697e-06 | 0.063625 | 7.2092e-06
[120 empty] | 7.3.5.15 Identification and remediation of “at-risk species”WLDFRVegetation ContactBranch (OverHanging) | WLDFR | HFTD - Distribution - Tier 3 - 4QU CoRE ¦ 2QU LoRE | Red Flag Warning - Small Fires | Vegetation Contact | Branch (OverHanging) | 2033 | 0.00011331 | 572.0063 | 0.064813 | 2033 | Mitigation | 0.9 | 30 | 0 | esc | 0.064058 | 7.2583e-06 | 0.06764 | 7.6641e-06 | 0.066806 | 7.5697e-06 | 0.063625 | 7.2092e-06
[120 empty] | 7.3.5.15 Identification and remediation of “at-risk species”WLDFRVegetation ContactBranch (OverHanging) | WLDFR | HFTD - Distribution - Tier 3 - 4QU CoRE ¦ 2QU LoRE | Red Flag Warning - Small Fires | Vegetation Contact | Branch (OverHanging) | 2034 | 0.00011331 | 572.0063 | 0.064813 | 2034 | Mitigation | 0.9 | 30 | 0 | esc | 0.064058 | 7.2583e-06 | 0.06764 | 7.6641e-06 | 0.066806 | 7.5697e-06 | 0.063625 | 7.2092e-06
[120 empty] | 7.3.5.15 Identification and remediation of “at-risk species”WLDFRVegetation ContactBranch (OverHanging) | WLDFR | HFTD - Distribution - Tier 3 - 4QU CoRE ¦ 2QU LoRE | Red Flag Warning - Small Fires | Vegetation Contact | Branch (OverHanging) | 2035 | 0.00011331 | 572.0063 | 0.064813 | 2035 | Mitigation | 0.9 | 30 | 0 | esc | 0.064058 | 7.2583e-06 | 0.06764 | 7.6641e-06 | 0.066806 | 7.5697e-06 | 0.063625 | 7.2092e-06
[120 empty] | 7.3.5.15 Identification and remediation of “at-risk species”WLDFRVegetation ContactBranch (OverHanging) | WLDFR | HFTD - Distribution - Tier 3 - 4QU CoRE ¦ 2QU LoRE | Red Flag Warning - Small Fires | Vegetation Contact | Branch (OverHanging) | 2036 | 0.00011331 | 572.0063 | 0.064813 | 2036 | Mitigation | 0.9 | 30 | 0 | esc | 0.064058 | 7.2583e-06 | 0.06764 | 7.6641e-06 | 0.066806 | 7.5697e-06 | 0.063625 | 7.2092e-06
[120 empty] | 7.3.5.15 Identification and remediation of “at-risk species”WLDFRVegetation ContactBranch (OverHanging) | WLDFR | HFTD - Distribution - Tier 3 - 4QU CoRE ¦ 2QU LoRE | Red Flag Warning - Small Fires | Vegetation Contact | Branch (OverHanging) | 2037 | 0.00011331 | 572.0063 | 0.064813 | 2037 | Mitigation | 0.9 | 30 | 0 | esc | 0.064058 | 7.2583e-06 | 0.06764 | 7.6641e-06 | 0.066806 | 7.5697e-06 | 0.063625 | 7.2092e-06
[120 empty] | 7.3.5.15 Identification and remediation of “at-risk species”WLDFRVegetation ContactBranch (OverHanging) | WLDFR | HFTD - Distribution - Tier 3 - 4QU CoRE ¦ 2QU LoRE | Red Flag Warning - Small Fires | Vegetation Contact | Branch (OverHanging) | 2038 | 0.00011331 | 572.0063 | 0.064813 | 2038 | Mitigation | 0.9 | 30 | 0 | esc | 0.064058 | 7.2583e-06 | 0.06764 | 7.6641e-06 | 0.066806 | 7.5697e-06 | 0.063625 | 7.2092e-06
[120 empty] | 7.3.5.15 Identification and remediation of “at-risk species”WLDFRVegetation ContactBranch (OverHanging) | WLDFR | HFTD - Distribution - Tier 3 - 4QU CoRE ¦ 2QU LoRE | Red Flag Warning - Small Fires | Vegetation Contact | Branch (OverHanging) | 2039 | 0.00011331 | 572.0063 | 0.064813 | 2039 | Mitigation | 0.9 | 30 | 0 | esc | 0.064058 | 7.2583e-06 | 0.06764 | 7.6641e-06 | 0.066806 | 7.5697e-06 | 0.063625 | 7.2092e-06
[120 empty] | 7.3.5.15 Identification and remediation of “at-risk species”WLDFRVegetation ContactBranch (OverHanging) | WLDFR | HFTD - Distribution - Tier 3 - 4QU CoRE ¦ 2QU LoRE | Red Flag Warning - Small Fires | Vegetation Contact | Branch (OverHanging) | 2040 | 0.00011331 | 572.0063 | 0.064813 | 2040 | Mitigation | 0.9 | 30 | 0 | esc | 0.064058 | 7.2583e-06 | 0.06764 | 7.6641e-06 | 0.066806 | 7.5697e-06 | 0.063625 | 7.2092e-06
[120 empty] | 7.3.5.15 Identification and remediation of “at-risk species”WLDFRVegetation ContactBranch (OverHanging) | WLDFR | HFTD - Distribution - Tier 3 - 4QU CoRE ¦ 2QU LoRE | Red Flag Warning - Small Fires | Vegetation Contact | Branch (OverHanging) | 2041 | 0.00011331 | 572.0063 | 0.064813 | 2041 | Mitigation | 0.9 | 30 | 0 | esc | 0.064058 | 7.2583e-06 | 0.06764 | 7.6641e-06 | 0.066806 | 7.5697e-06 | 0.063625 | 7.2092e-06
[120 empty] | 7.3.5.15 Identification and remediation of “at-risk species”WLDFRVegetation ContactBranch (OverHanging) | WLDFR | HFTD - Distribution - Tier 3 - 4QU CoRE ¦ 2QU LoRE | Red Flag Warning - Small Fires | Vegetation Contact | Branch (OverHanging) | 2042 | 0.00011331 | 572.0063 | 0.064813 | 2042 | Mitigation | 0.9 | 30 | 0 | esc | 0.064058 | 7.2583e-06 | 0.06764 | 7.6641e-06 | 0.066806 | 7.5697e-06 | 0.063625 | 7.2092e-06
[120 empty] | 7.3.5.15 Identification and remediation of “at-risk species”WLDFRVegetation ContactBranch (OverHanging) | WLDFR | HFTD - Distribution - Tier 3 - 4QU CoRE ¦ 2QU LoRE | Red Flag Warning - Small Fires | Vegetation Contact | Branch (OverHanging) | 2043 | 0.00011331 | 572.0063 | 0.064813 | 2043 | Mitigation | 0.9 | 30 | 0 | esc | 0.064058 | 7.2583e-06 | 0.06764 | 7.6641e-06 | 0.066806 | 7.5697e-06 | 0.063625 | 7.2092e-06
[120 empty] | 7.3.5.15 Identification and remediation of “at-risk species”WLDFRVegetation ContactBranch (OverHanging) | WLDFR | HFTD - Distribution - Tier 3 - 4QU CoRE ¦ 2QU LoRE | Red Flag Warning - Small Fires | Vegetation Contact | Branch (OverHanging) | 2044 | 0.00011331 | 572.0063 | 0.064813 | 2044 | Mitigation | 0.9 | 30 | 0 | esc | 0.064058 | 7.2583e-06 | 0.06764 | 7.6641e-06 | 0.066806 | 7.5697e-06 | 0.063625 | 7.2092e-06
[120 empty] | 7.3.5.15 Identification and remediation of “at-risk species”WLDFRVegetation ContactBranch (OverHanging) | WLDFR | HFTD - Distribution - Tier 3 - 4QU CoRE ¦ 2QU LoRE | Red Flag Warning - Small Fires | Vegetation Contact | Branch (OverHanging) | 2045 | 0.00011331 | 572.0063 | 0.064813 | 2045 | Mitigation | 0.9 | 30 | 0 | esc | 0.064058 | 7.2583e-06 | 0.06764 | 7.6641e-06 | 0.066806 | 7.5697e-06 | 0.063625 | 7.2092e-06
[120 empty] | 7.3.5.15 Identification and remediation of “at-risk species”WLDFRVegetation ContactBranch (OverHanging) | WLDFR | HFTD - Distribution - Tier 3 - 4QU CoRE ¦ 2QU LoRE | Red Flag Warning - Small Fires | Vegetation Contact | Branch (OverHanging) | 2046 | 0.00011331 | 572.0063 | 0.064813 | 2046 | Mitigation | 0.9 | 30 | 0 | esc | 0.064058 | 7.2583e-06 | 0.06764 | 7.6641e-06 | 0.066806 | 7.5697e-06 | 0.063625 | 7.2092e-06
[120 empty] | 7.3.5.15 Identification and remediation of “at-risk species”WLDFRVegetation ContactBranch (OverHanging) | WLDFR | HFTD - Distribution - Tier 3 - 4QU CoRE ¦ 2QU LoRE | Red Flag Warning - Small Fires | Vegetation Contact | Branch (OverHanging) | 2047 | 0.00011331 | 572.0063 | 0.064813 | 2047 | Mitigation | 0.9 | 30 | 0 | esc | 0.064058 | 7.2583e-06 | 0.06764 | 7.6641e-06 | 0.066806 | 7.5697e-06 | 0.063625 | 7.2092e-06
[120 empty] | 7.3.5.15 Identification and remediation of “at-risk species”WLDFRVegetation ContactBranch (OverHanging) | WLDFR | HFTD - Distribution - Tier 3 - 4QU CoRE ¦ 2QU LoRE | Red Flag Warning - Small Fires | Vegetation Contact | Branch (OverHanging) | 2048 | 0.00011331 | 572.0063 | 0.064813 | 2048 | Mitigation | 0.9 | 30 | 0 | esc | 0.064058 | 7.2583e-06 | 0.06764 | 7.6641e-06 | 0.066806 | 7.5697e-06 | 0.063625 | 7.2092e-06
[120 empty] | 7.3.5.15 Identification and remediation of “at-risk species”WLDFRVegetation ContactBranch (OverHanging) | WLDFR | HFTD - Distribution - Tier 3 - 4QU CoRE ¦ 2QU LoRE | Red Flag Warning - Small Fires | Vegetation Contact | Branch (OverHanging) | 2049 | 0.00011331 | 572.0063 | 0.064813 | 2049 | Mitigation | 0.9 | 30 | 0 | esc | 0.064058 | 7.2583e-06 | 0.06764 | 7.6641e-06 | 0.066806 | 7.5697e-06 | 0.063625 | 7.2092e-06
[120 empty] | 7.3.5.15 Identification and remediation of “at-risk species”WLDFRVegetation ContactBranch (OverHanging) | WLDFR | HFTD - Distribution - Tier 3 - 4QU CoRE ¦ 2QU LoRE | Red Flag Warning - Small Fires | Vegetation Contact | Branch (OverHanging) | 2050 | 0.00011331 | 572.0063 | 0.064813 | 2050 | Mitigation | 0.9 | 30 | 0 | esc | 0 | 0 | 0.06764 | 7.6641e-06 | 0.066806 | 7.5697e-06 | 0.063625 | 7.2092e-06
[120 empty] | 7.3.5.15 Identification and remediation of “at-risk species”WLDFRVegetation ContactBranch (OverHanging) | WLDFR | HFTD - Distribution - Tier 3 - 4QU CoRE ¦ 2QU LoRE | Red Flag Warning - Small Fires | Vegetation Contact | Branch (OverHanging) | 2051 | 0.00011331 | 572.0063 | 0.064813 | 2051 | Mitigation | 0.9 | 30 | 0 | esc | 0 | 0 | 0 | 0 | 0.066806 | 7.5697e-06 | 0.063625 | 7.2092e-06
[120 empty] | 7.3.5.15 Identification and remediation of “at-risk species”WLDFRVegetation ContactBranch (OverHanging) | WLDFR | HFTD - Distribution - Tier 3 - 4QU CoRE ¦ 2QU LoRE | Red Flag Warning - Small Fires | Vegetation Contact | Branch (OverHanging) | 2052 | 0.00011331 | 572.0063 | 0.064813 | 2052 | Mitigation | 0.9 | 30 | 0 | esc | 0 | 0 | 0 | 0 | 0 | 0 | 0.063625 | 7.2092e-06
[120 empty] | 7.3.5.15 Identification and remediation of “at-risk species”WLDFRVegetation ContactFell into (Moderate-Severe defect) | WLDFR | HFTD - Distribution - Tier 3 - 4QU CoRE ¦ 2QU LoRE | Red Flag Warning - Small Fires | Vegetation Contact | Fell into (Moderate-Severe defect) | 2022 | 3.356e-05 | 572.0063 | 0.019197 | 2022 | Mitigation | 0.95 | 1 | 0 | esc | 0 | 0 | 0 | 0 | 0.070518 | 2.3666e-06 | 0 | 0
[120 empty] | 7.3.5.15 Identification and remediation of “at-risk species”WLDFRVegetation ContactFell into (Moderate-Severe defect) | WLDFR | HFTD - Distribution - Tier 3 - 4QU CoRE ¦ 2QU LoRE | Red Flag Warning - Small Fires | Vegetation Contact | Fell into (Moderate-Severe defect) | 2023 | 3.356e-05 | 572.0063 | 0.019197 | 2023 | Mitigation | 0.95 | 1 | 0 | esc | 0 | 0 | 0 | 0 | 0 | 0 | 0.06716 | 2.2539e-06
[120 empty] | 7.3.5.15 Identification and remediation of “at-risk species”WLDFRVegetation ContactFell into (slight defect) | WLDFR | HFTD - Distribution - Tier 3 - 4QU CoRE ¦ 2QU LoRE | Red Flag Warning - Small Fires | Vegetation Contact | Fell into (slight defect) | 2022 | 3.7194e-05 | 572.0063 | 0.021275 | 2022 | Mitigation | 0.5 | 1 | 0 | esc | 0 | 0 | 0 | 0 | 0.037115 | 1.3804e-06 | 0 | 0
[120 empty] | 7.3.5.15 Identification and remediation of “at-risk species”WLDFRVegetation ContactFell into (slight defect) | WLDFR | HFTD - Distribution - Tier 3 - 4QU CoRE ¦ 2QU LoRE | Red Flag Warning - Small Fires | Vegetation Contact | Fell into (slight defect) | 2023 | 3.7194e-05 | 572.0063 | 0.021275 | 2023 | Mitigation | 0.5 | 1 | 0 | esc | 0 | 0 | 0 | 0 | 0 | 0 | 0.035347 | 1.3147e-06
[120 empty] | 7.3.5.15 Identification and remediation of “at-risk species”WLDFRVegetation ContactGrow Into | WLDFR | HFTD - Distribution - Tier 3 - 4QU CoRE ¦ 2QU LoRE | Red Flag Warning - Small Fires | Vegetation Contact | Grow Into | 2022 | 3.9044e-06 | 572.0063 | 0.0022333 | 2022 | Mitigation | 0.5 | 1 | 0 | esc | 0 | 0 | 0 | 0 | 0.037115 | 1.4491e-07 | 0 | 0
[120 empty] | 7.3.5.15 Identification and remediation of “at-risk species”WLDFRVegetation ContactGrow Into | WLDFR | HFTD - Distribution - Tier 3 - 4QU CoRE ¦ 2QU LoRE | Red Flag Warning - Small Fires | Vegetation Contact | Grow Into | 2023 | 3.9044e-06 | 572.0063 | 0.0022333 | 2023 | Mitigation | 0.5 | 1 | 0 | esc | 0 | 0 | 0 | 0 | 0 | 0 | 0.035347 | 1.3801e-07
[120 empty] | 7.3.5.15 Identification and remediation of “at-risk species”WLDFRCC - Seismic ScenarioSeismic Scenario | WLDFR | HFTD - Distribution - Tier 3 - 4QU CoRE ¦ 2QU LoRE | Seismic - Non-Red Flag Warning - Catastrophic Fires | CC - Seismic Scenario | Seismic Scenario | 2022 | 3.3578e-10 | 572.0063 | 1.9207e-07 | 2022 | Mitigation | 0.082056 | 1 | 0 | esc | 0 | 0 | 0 | 0 | 0.0060909 | 2.0452e-12 | 0 | 0
[120 empty] | 7.3.5.15 Identification and remediation of “at-risk species”WLDFRCC - Seismic ScenarioSeismic Scenario | WLDFR | HFTD - Distribution - Tier 3 - 4QU CoRE ¦ 2QU LoRE | Seismic - Non-Red Flag Warning - Catastrophic Fires | CC - Seismic Scenario | Seismic Scenario | 2023 | 3.3578e-10 | 572.0063 | 1.9207e-07 | 2023 | Mitigation | 0.082056 | 1 | 0 | esc | 0 | 0 | 0 | 0 | 0 | 0 | 0.0058009 | 1.9478e-12
[120 empty] | 7.3.5.15 Identification and remediation of “at-risk species”WLDFRCC - Seismic ScenarioSeismic Scenario | WLDFR | HFTD - Distribution - Tier 3 - 4QU CoRE ¦ 2QU LoRE | Seismic - Red Flag Warning - Catastrophic Fires | CC - Seismic Scenario | Seismic Scenario | 2022 | 1.4478e-08 | 572.0063 | 8.2818e-06 | 2022 | Mitigation | 0.082056 | 1 | 0 | esc | 0 | 0 | 0 | 0 | 0.0060909 | 8.8187e-11 | 0 | 0
[120 empty] | 7.3.5.15 Identification and remediation of “at-risk species”WLDFRCC - Seismic ScenarioSeismic Scenario | WLDFR | HFTD - Distribution - Tier 3 - 4QU CoRE ¦ 2QU LoRE | Seismic - Red Flag Warning - Catastrophic Fires | CC - Seismic Scenario | Seismic Scenario | 2023 | 1.4478e-08 | 572.0063 | 8.2818e-06 | 2023 | Mitigation | 0.082056 | 1 | 0 | esc | 0 | 0 | 0 | 0 | 0 | 0 | 0.0058009 | 8.3988e-11
[120 empty] | 7.3.5.15 Identification and remediation of “at-risk species”WLDFRVegetation ContactBranch (Not overhanging, 4-12ft) | WLDFR | HFTD - Distribution - Tier 3 - 4QU CoRE ¦ 3QU LoRE | Non-Red Flag Warning - Catastrophic Fires | Vegetation Contact | Branch (Not overhanging, 4-12ft) | 2022 | 4.4048e-10 | 384.7705 | 1.6948e-07 | 2022 | Mitigation | 0.5 | 30 | 0 | esc | 0.038396 | 1.6913e-11 | 0.040543 | 1.7859e-11 | 0.037115 | 1.6348e-11 | 0 | 0
[120 empty] | 7.3.5.15 Identification and remediation of “at-risk species”WLDFRVegetation ContactBranch (Not overhanging, 4-12ft) | WLDFR | HFTD - Distribution - Tier 3 - 4QU CoRE ¦ 3QU LoRE | Non-Red Flag Warning - Catastrophic Fires | Vegetation Contact | Branch (Not overhanging, 4-12ft) | 2023 | 4.4048e-10 | 384.7705 | 1.6948e-07 | 2023 | Mitigation | 0.5 | 30 | 0 | esc | 0.038396 | 1.6913e-11 | 0.040543 | 1.7859e-11 | 0.037115 | 1.6348e-11 | 0.035347 | 1.557e-11
[120 empty] | 7.3.5.15 Identification and remediation of “at-risk species”WLDFRVegetation ContactBranch (Not overhanging, 4-12ft) | WLDFR | HFTD - Distribution - Tier 3 - 4QU CoRE ¦ 3QU LoRE | Non-Red Flag Warning - Catastrophic Fires | Vegetation Contact | Branch (Not overhanging, 4-12ft) | 2024 | 4.4048e-10 | 384.7705 | 1.6948e-07 | 2024 | Mitigation | 0.5 | 30 | 0 | esc | 0.038396 | 1.6913e-11 | 0.040543 | 1.7859e-11 | 0.037115 | 1.6348e-11 | 0.035347 | 1.557e-11
[120 empty] | 7.3.5.15 Identification and remediation of “at-risk species”WLDFRVegetation ContactBranch (Not overhanging, 4-12ft) | WLDFR | HFTD - Distribution - Tier 3 - 4QU CoRE ¦ 3QU LoRE | Non-Red Flag Warning - Catastrophic Fires | Vegetation Contact | Branch (Not overhanging, 4-12ft) | 2025 | 4.4048e-10 | 384.7705 | 1.6948e-07 | 2025 | Mitigation | 0.5 | 30 | 0 | esc | 0.038396 | 1.6913e-11 | 0.040543 | 1.7859e-11 | 0.037115 | 1.6348e-11 | 0.035347 | 1.557e-11
[120 empty] | 7.3.5.15 Identification and remediation of “at-risk species”WLDFRVegetation ContactBranch (Not overhanging, 4-12ft) | WLDFR | HFTD - Distribution - Tier 3 - 4QU CoRE ¦ 3QU LoRE | Non-Red Flag Warning - Catastrophic Fires | Vegetation Contact | Branch (Not overhanging, 4-12ft) | 2026 | 4.4048e-10 | 384.7705 | 1.6948e-07 | 2026 | Mitigation | 0.5 | 30 | 0 | esc | 0.038396 | 1.6913e-11 | 0.040543 | 1.7859e-11 | 0.037115 | 1.6348e-11 | 0.035347 | 1.557e-11
[120 empty] | 7.3.5.15 Identification and remediation of “at-risk species”WLDFRVegetation ContactBranch (Not overhanging, 4-12ft) | WLDFR | HFTD - Distribution - Tier 3 - 4QU CoRE ¦ 3QU LoRE | Non-Red Flag Warning - Catastrophic Fires | Vegetation Contact | Branch (Not overhanging, 4-12ft) | 2027 | 4.4048e-10 | 384.7705 | 1.6948e-07 | 2027 | Mitigation | 0.5 | 30 | 0 | esc | 0.038396 | 1.6913e-11 | 0.040543 | 1.7859e-11 | 0.037115 | 1.6348e-11 | 0.035347 | 1.557e-11
[120 empty] | 7.3.5.15 Identification and remediation of “at-risk species”WLDFRVegetation ContactBranch (Not overhanging, 4-12ft) | WLDFR | HFTD - Distribution - Tier 3 - 4QU CoRE ¦ 3QU LoRE | Non-Red Flag Warning - Catastrophic Fires | Vegetation Contact | Branch (Not overhanging, 4-12ft) | 2028 | 4.4048e-10 | 384.7705 | 1.6948e-07 | 2028 | Mitigation | 0.5 | 30 | 0 | esc | 0.038396 | 1.6913e-11 | 0.040543 | 1.7859e-11 | 0.037115 | 1.6348e-11 | 0.035347 | 1.557e-11
[120 empty] | 7.3.5.15 Identification and remediation of “at-risk species”WLDFRVegetation ContactBranch (Not overhanging, 4-12ft) | WLDFR | HFTD - Distribution - Tier 3 - 4QU CoRE ¦ 3QU LoRE | Non-Red Flag Warning - Catastrophic Fires | Vegetation Contact | Branch (Not overhanging, 4-12ft) | 2029 | 4.4048e-10 | 384.7705 | 1.6948e-07 | 2029 | Mitigation | 0.5 | 30 | 0 | esc | 0.038396 | 1.6913e-11 | 0.040543 | 1.7859e-11 | 0.037115 | 1.6348e-11 | 0.035347 | 1.557e-11
[120 empty] | 7.3.5.15 Identification and remediation of “at-risk species”WLDFRVegetation ContactBranch (Not overhanging, 4-12ft) | WLDFR | HFTD - Distribution - Tier 3 - 4QU CoRE ¦ 3QU LoRE | Non-Red Flag Warning - Catastrophic Fires | Vegetation Contact | Branch (Not overhanging, 4-12ft) | 2030 | 4.4048e-10 | 384.7705 | 1.6948e-07 | 2030 | Mitigation | 0.5 | 30 | 0 | esc | 0.038396 | 1.6913e-11 | 0.040543 | 1.7859e-11 | 0.037115 | 1.6348e-11 | 0.035347 | 1.557e-11
[120 empty] | 7.3.5.15 Identification and remediation of “at-risk species”WLDFRVegetation ContactBranch (Not overhanging, 4-12ft) | WLDFR | HFTD - Distribution - Tier 3 - 4QU CoRE ¦ 3QU LoRE | Non-Red Flag Warning - Catastrophic Fires | Vegetation Contact | Branch (Not overhanging, 4-12ft) | 2031 | 4.4048e-10 | 384.7705 | 1.6948e-07 | 2031 | Mitigation | 0.5 | 30 | 0 | esc | 0.038396 | 1.6913e-11 | 0.040543 | 1.7859e-11 | 0.037115 | 1.6348e-11 | 0.035347 | 1.557e-11
[120 empty] | 7.3.5.15 Identification and remediation of “at-risk species”WLDFRVegetation ContactBranch (Not overhanging, 4-12ft) | WLDFR | HFTD - Distribution - Tier 3 - 4QU CoRE ¦ 3QU LoRE | Non-Red Flag Warning - Catastrophic Fires | Vegetation Contact | Branch (Not overhanging, 4-12ft) | 2032 | 4.4048e-10 | 384.7705 | 1.6948e-07 | 2032 | Mitigation | 0.5 | 30 | 0 | esc | 0.038396 | 1.6913e-11 | 0.040543 | 1.7859e-11 | 0.037115 | 1.6348e-11 | 0.035347 | 1.557e-11
[120 empty] | 7.3.5.15 Identification and remediation of “at-risk species”WLDFRVegetation ContactBranch (Not overhanging, 4-12ft) | WLDFR | HFTD - Distribution - Tier 3 - 4QU CoRE ¦ 3QU LoRE | Non-Red Flag Warning - Catastrophic Fires | Vegetation Contact | Branch (Not overhanging, 4-12ft) | 2033 | 4.4048e-10 | 384.7705 | 1.6948e-07 | 2033 | Mitigation | 0.5 | 30 | 0 | esc | 0.038396 | 1.6913e-11 | 0.040543 | 1.7859e-11 | 0.037115 | 1.6348e-11 | 0.035347 | 1.557e-11
[120 empty] | 7.3.5.15 Identification and remediation of “at-risk species”WLDFRVegetation ContactBranch (Not overhanging, 4-12ft) | WLDFR | HFTD - Distribution - Tier 3 - 4QU CoRE ¦ 3QU LoRE | Non-Red Flag Warning - Catastrophic Fires | Vegetation Contact | Branch (Not overhanging, 4-12ft) | 2034 | 4.4048e-10 | 384.7705 | 1.6948e-07 | 2034 | Mitigation | 0.5 | 30 | 0 | esc | 0.038396 | 1.6913e-11 | 0.040543 | 1.7859e-11 | 0.037115 | 1.6348e-11 | 0.035347 | 1.557e-11
[120 empty] | 7.3.5.15 Identification and remediation of “at-risk species”WLDFRVegetation ContactBranch (Not overhanging, 4-12ft) | WLDFR | HFTD - Distribution - Tier 3 - 4QU CoRE ¦ 3QU LoRE | Non-Red Flag Warning - Catastrophic Fires | Vegetation Contact | Branch (Not overhanging, 4-12ft) | 2035 | 4.4048e-10 | 384.7705 | 1.6948e-07 | 2035 | Mitigation | 0.5 | 30 | 0 | esc | 0.038396 | 1.6913e-11 | 0.040543 | 1.7859e-11 | 0.037115 | 1.6348e-11 | 0.035347 | 1.557e-11
[120 empty] | 7.3.5.15 Identification and remediation of “at-risk species”WLDFRVegetation ContactBranch (Not overhanging, 4-12ft) | WLDFR | HFTD - Distribution - Tier 3 - 4QU CoRE ¦ 3QU LoRE | Non-Red Flag Warning - Catastrophic Fires | Vegetation Contact | Branch (Not overhanging, 4-12ft) | 2036 | 4.4048e-10 | 384.7705 | 1.6948e-07 | 2036 | Mitigation | 0.5 | 30 | 0 | esc | 0.038396 | 1.6913e-11 | 0.040543 | 1.7859e-11 | 0.037115 | 1.6348e-11 | 0.035347 | 1.557e-11
[120 empty] | 7.3.5.15 Identification and remediation of “at-risk species”WLDFRVegetation ContactBranch (Not overhanging, 4-12ft) | WLDFR | HFTD - Distribution - Tier 3 - 4QU CoRE ¦ 3QU LoRE | Non-Red Flag Warning - Catastrophic Fires | Vegetation Contact | Branch (Not overhanging, 4-12ft) | 2037 | 4.4048e-10 | 384.7705 | 1.6948e-07 | 2037 | Mitigation | 0.5 | 30 | 0 | esc | 0.038396 | 1.6913e-11 | 0.040543 | 1.7859e-11 | 0.037115 | 1.6348e-11 | 0.035347 | 1.557e-11
[120 empty] | 7.3.5.15 Identification and remediation of “at-risk species”WLDFRVegetation ContactBranch (Not overhanging, 4-12ft) | WLDFR | HFTD - Distribution - Tier 3 - 4QU CoRE ¦ 3QU LoRE | Non-Red Flag Warning - Catastrophic Fires | Vegetation Contact | Branch (Not overhanging, 4-12ft) | 2038 | 4.4048e-10 | 384.7705 | 1.6948e-07 | 2038 | Mitigation | 0.5 | 30 | 0 | esc | 0.038396 | 1.6913e-11 | 0.040543 | 1.7859e-11 | 0.037115 | 1.6348e-11 | 0.035347 | 1.557e-11
[120 empty] | 7.3.5.15 Identification and remediation of “at-risk species”WLDFRVegetation ContactBranch (Not overhanging, 4-12ft) | WLDFR | HFTD - Distribution - Tier 3 - 4QU CoRE ¦ 3QU LoRE | Non-Red Flag Warning - Catastrophic Fires | Vegetation Contact | Branch (Not overhanging, 4-12ft) | 2039 | 4.4048e-10 | 384.7705 | 1.6948e-07 | 2039 | Mitigation | 0.5 | 30 | 0 | esc | 0.038396 | 1.6913e-11 | 0.040543 | 1.7859e-11 | 0.037115 | 1.6348e-11 | 0.035347 | 1.557e-11
[120 empty] | 7.3.5.15 Identification and remediation of “at-risk species”WLDFRVegetation ContactBranch (Not overhanging, 4-12ft) | WLDFR | HFTD - Distribution - Tier 3 - 4QU CoRE ¦ 3QU LoRE | Non-Red Flag Warning - Catastrophic Fires | Vegetation Contact | Branch (Not overhanging, 4-12ft) | 2040 | 4.4048e-10 | 384.7705 | 1.6948e-07 | 2040 | Mitigation | 0.5 | 30 | 0 | esc | 0.038396 | 1.6913e-11 | 0.040543 | 1.7859e-11 | 0.037115 | 1.6348e-11 | 0.035347 | 1.557e-11
[120 empty] | 7.3.5.15 Identification and remediation of “at-risk species”WLDFRVegetation ContactBranch (Not overhanging, 4-12ft) | WLDFR | HFTD - Distribution - Tier 3 - 4QU CoRE ¦ 3QU LoRE | Non-Red Flag Warning - Catastrophic Fires | Vegetation Contact | Branch (Not overhanging, 4-12ft) | 2041 | 4.4048e-10 | 384.7705 | 1.6948e-07 | 2041 | Mitigation | 0.5 | 30 | 0 | esc | 0.038396 | 1.6913e-11 | 0.040543 | 1.7859e-11 | 0.037115 | 1.6348e-11 | 0.035347 | 1.557e-11
[120 empty] | 7.3.5.15 Identification and remediation of “at-risk species”WLDFRVegetation ContactBranch (Not overhanging, 4-12ft) | WLDFR | HFTD - Distribution - Tier 3 - 4QU CoRE ¦ 3QU LoRE | Non-Red Flag Warning - Catastrophic Fires | Vegetation Contact | Branch (Not overhanging, 4-12ft) | 2042 | 4.4048e-10 | 384.7705 | 1.6948e-07 | 2042 | Mitigation | 0.5 | 30 | 0 | esc | 0.038396 | 1.6913e-11 | 0.040543 | 1.7859e-11 | 0.037115 | 1.6348e-11 | 0.035347 | 1.557e-11
[120 empty] | 7.3.5.15 Identification and remediation of “at-risk species”WLDFRVegetation ContactBranch (Not overhanging, 4-12ft) | WLDFR | HFTD - Distribution - Tier 3 - 4QU CoRE ¦ 3QU LoRE | Non-Red Flag Warning - Catastrophic Fires | Vegetation Contact | Branch (Not overhanging, 4-12ft) | 2043 | 4.4048e-10 | 384.7705 | 1.6948e-07 | 2043 | Mitigation | 0.5 | 30 | 0 | esc | 0.038396 | 1.6913e-11 | 0.040543 | 1.7859e-11 | 0.037115 | 1.6348e-11 | 0.035347 | 1.557e-11
[120 empty] | 7.3.5.15 Identification and remediation of “at-risk species”WLDFRVegetation ContactBranch (Not overhanging, 4-12ft) | WLDFR | HFTD - Distribution - Tier 3 - 4QU CoRE ¦ 3QU LoRE | Non-Red Flag Warning - Catastrophic Fires | Vegetation Contact | Branch (Not overhanging, 4-12ft) | 2044 | 4.4048e-10 | 384.7705 | 1.6948e-07 | 2044 | Mitigation | 0.5 | 30 | 0 | esc | 0.038396 | 1.6913e-11 | 0.040543 | 1.7859e-11 | 0.037115 | 1.6348e-11 | 0.035347 | 1.557e-11
[120 empty] | 7.3.5.15 Identification and remediation of “at-risk species”WLDFRVegetation ContactBranch (Not overhanging, 4-12ft) | WLDFR | HFTD - Distribution - Tier 3 - 4QU CoRE ¦ 3QU LoRE | Non-Red Flag Warning - Catastrophic Fires | Vegetation Contact | Branch (Not overhanging, 4-12ft) | 2045 | 4.4048e-10 | 384.7705 | 1.6948e-07 | 2045 | Mitigation | 0.5 | 30 | 0 | esc | 0.038396 | 1.6913e-11 | 0.040543 | 1.7859e-11 | 0.037115 | 1.6348e-11 | 0.035347 | 1.557e-11
[120 empty] | 7.3.5.15 Identification and remediation of “at-risk species”WLDFRVegetation ContactBranch (Not overhanging, 4-12ft) | WLDFR | HFTD - Distribution - Tier 3 - 4QU CoRE ¦ 3QU LoRE | Non-Red Flag Warning - Catastrophic Fires | Vegetation Contact | Branch (Not overhanging, 4-12ft) | 2046 | 4.4048e-10 | 384.7705 | 1.6948e-07 | 2046 | Mitigation | 0.5 | 30 | 0 | esc | 0.038396 | 1.6913e-11 | 0.040543 | 1.7859e-11 | 0.037115 | 1.6348e-11 | 0.035347 | 1.557e-11
[120 empty] | 7.3.5.15 Identification and remediation of “at-risk species”WLDFRVegetation ContactBranch (Not overhanging, 4-12ft) | WLDFR | HFTD - Distribution - Tier 3 - 4QU CoRE ¦ 3QU LoRE | Non-Red Flag Warning - Catastrophic Fires | Vegetation Contact | Branch (Not overhanging, 4-12ft) | 2047 | 4.4048e-10 | 384.7705 | 1.6948e-07 | 2047 | Mitigation | 0.5 | 30 | 0 | esc | 0.038396 | 1.6913e-11 | 0.040543 | 1.7859e-11 | 0.037115 | 1.6348e-11 | 0.035347 | 1.557e-11
[120 empty] | 7.3.5.15 Identification and remediation of “at-risk species”WLDFRVegetation ContactBranch (Not overhanging, 4-12ft) | WLDFR | HFTD - Distribution - Tier 3 - 4QU CoRE ¦ 3QU LoRE | Non-Red Flag Warning - Catastrophic Fires | Vegetation Contact | Branch (Not overhanging, 4-12ft) | 2048 | 4.4048e-10 | 384.7705 | 1.6948e-07 | 2048 | Mitigation | 0.5 | 30 | 0 | esc | 0.038396 | 1.6913e-11 | 0.040543 | 1.7859e-11 | 0.037115 | 1.6348e-11 | 0.035347 | 1.557e-11
[120 empty] | 7.3.5.15 Identification and remediation of “at-risk species”WLDFRVegetation ContactBranch (Not overhanging, 4-12ft) | WLDFR | HFTD - Distribution - Tier 3 - 4QU CoRE ¦ 3QU LoRE | Non-Red Flag Warning - Catastrophic Fires | Vegetation Contact | Branch (Not overhanging, 4-12ft) | 2049 | 4.4048e-10 | 384.7705 | 1.6948e-07 | 2049 | Mitigation | 0.5 | 30 | 0 | esc | 0.038396 | 1.6913e-11 | 0.040543 | 1.7859e-11 | 0.037115 | 1.6348e-11 | 0.035347 | 1.557e-11
[120 empty] | 7.3.5.15 Identification and remediation of “at-risk species”WLDFRVegetation ContactBranch (Not overhanging, 4-12ft) | WLDFR | HFTD - Distribution - Tier 3 - 4QU CoRE ¦ 3QU LoRE | Non-Red Flag Warning - Catastrophic Fires | Vegetation Contact | Branch (Not overhanging, 4-12ft) | 2050 | 4.4048e-10 | 384.7705 | 1.6948e-07 | 2050 | Mitigation | 0.5 | 30 | 0 | esc | 0 | 0 | 0.040543 | 1.7859e-11 | 0.037115 | 1.6348e-11 | 0.035347 | 1.557e-11
[120 empty] | 7.3.5.15 Identification and remediation of “at-risk species”WLDFRVegetation ContactBranch (Not overhanging, 4-12ft) | WLDFR | HFTD - Distribution - Tier 3 - 4QU CoRE ¦ 3QU LoRE | Non-Red Flag Warning - Catastrophic Fires | Vegetation Contact | Branch (Not overhanging, 4-12ft) | 2051 | 4.4048e-10 | 384.7705 | 1.6948e-07 | 2051 | Mitigation | 0.5 | 30 | 0 | esc | 0 | 0 | 0 | 0 | 0.037115 | 1.6348e-11 | 0.035347 | 1.557e-11
[120 empty] | 7.3.5.15 Identification and remediation of “at-risk species”WLDFRVegetation ContactBranch (Not overhanging, 4-12ft) | WLDFR | HFTD - Distribution - Tier 3 - 4QU CoRE ¦ 3QU LoRE | Non-Red Flag Warning - Catastrophic Fires | Vegetation Contact | Branch (Not overhanging, 4-12ft) | 2052 | 4.4048e-10 | 384.7705 | 1.6948e-07 | 2052 | Mitigation | 0.5 | 30 | 0 | esc | 0 | 0 | 0 | 0 | 0 | 0 | 0.035347 | 1.557e-11
[120 empty] | 7.3.5.15 Identification and remediation of “at-risk species”WLDFRVegetation ContactBranch (Not overhanging, within 4ft) | WLDFR | HFTD - Distribution - Tier 3 - 4QU CoRE ¦ 3QU LoRE | Non-Red Flag Warning - Catastrophic Fires | Vegetation Contact | Branch (Not overhanging, within 4ft) | 2022 | 1.8763e-10 | 384.7705 | 7.2194e-08 | 2022 | Mitigation | 0.9 | 30 | 0 | esc | 0.069113 | 1.2968e-11 | 0.072978 | 1.3693e-11 | 0.066806 | 1.2535e-11 | 0 | 0
[120 empty] | 7.3.5.15 Identification and remediation of “at-risk species”WLDFRVegetation ContactBranch (Not overhanging, within 4ft) | WLDFR | HFTD - Distribution - Tier 3 - 4QU CoRE ¦ 3QU LoRE | Non-Red Flag Warning - Catastrophic Fires | Vegetation Contact | Branch (Not overhanging, within 4ft) | 2023 | 1.8763e-10 | 384.7705 | 7.2194e-08 | 2023 | Mitigation | 0.9 | 30 | 0 | esc | 0.069113 | 1.2968e-11 | 0.072978 | 1.3693e-11 | 0.066806 | 1.2535e-11 | 0.063625 | 1.1938e-11
[120 empty] | 7.3.5.15 Identification and remediation of “at-risk species”WLDFRVegetation ContactBranch (Not overhanging, within 4ft) | WLDFR | HFTD - Distribution - Tier 3 - 4QU CoRE ¦ 3QU LoRE | Non-Red Flag Warning - Catastrophic Fires | Vegetation Contact | Branch (Not overhanging, within 4ft) | 2024 | 1.8763e-10 | 384.7705 | 7.2194e-08 | 2024 | Mitigation | 0.9 | 30 | 0 | esc | 0.069113 | 1.2968e-11 | 0.072978 | 1.3693e-11 | 0.066806 | 1.2535e-11 | 0.063625 | 1.1938e-11
[120 empty] | 7.3.5.15 Identification and remediation of “at-risk species”WLDFRVegetation ContactBranch (Not overhanging, within 4ft) | WLDFR | HFTD - Distribution - Tier 3 - 4QU CoRE ¦ 3QU LoRE | Non-Red Flag Warning - Catastrophic Fires | Vegetation Contact | Branch (Not overhanging, within 4ft) | 2025 | 1.8763e-10 | 384.7705 | 7.2194e-08 | 2025 | Mitigation | 0.9 | 30 | 0 | esc | 0.069113 | 1.2968e-11 | 0.072978 | 1.3693e-11 | 0.066806 | 1.2535e-11 | 0.063625 | 1.1938e-11
[120 empty] | 7.3.5.15 Identification and remediation of “at-risk species”WLDFRVegetation ContactBranch (Not overhanging, within 4ft) | WLDFR | HFTD - Distribution - Tier 3 - 4QU CoRE ¦ 3QU LoRE | Non-Red Flag Warning - Catastrophic Fires | Vegetation Contact | Branch (Not overhanging, within 4ft) | 2026 | 1.8763e-10 | 384.7705 | 7.2194e-08 | 2026 | Mitigation | 0.9 | 30 | 0 | esc | 0.069113 | 1.2968e-11 | 0.072978 | 1.3693e-11 | 0.066806 | 1.2535e-11 | 0.063625 | 1.1938e-11
[120 empty] | 7.3.5.15 Identification and remediation of “at-risk species”WLDFRVegetation ContactBranch (Not overhanging, within 4ft) | WLDFR | HFTD - Distribution - Tier 3 - 4QU CoRE ¦ 3QU LoRE | Non-Red Flag Warning - Catastrophic Fires | Vegetation Contact | Branch (Not overhanging, within 4ft) | 2027 | 1.8763e-10 | 384.7705 | 7.2194e-08 | 2027 | Mitigation | 0.9 | 30 | 0 | esc | 0.069113 | 1.2968e-11 | 0.072978 | 1.3693e-11 | 0.066806 | 1.2535e-11 | 0.063625 | 1.1938e-11
[120 empty] | 7.3.5.15 Identification and remediation of “at-risk species”WLDFRVegetation ContactBranch (Not overhanging, within 4ft) | WLDFR | HFTD - Distribution - Tier 3 - 4QU CoRE ¦ 3QU LoRE | Non-Red Flag Warning - Catastrophic Fires | Vegetation Contact | Branch (Not overhanging, within 4ft) | 2028 | 1.8763e-10 | 384.7705 | 7.2194e-08 | 2028 | Mitigation | 0.9 | 30 | 0 | esc | 0.069113 | 1.2968e-11 | 0.072978 | 1.3693e-11 | 0.066806 | 1.2535e-11 | 0.063625 | 1.1938e-11
[120 empty] | 7.3.5.15 Identification and remediation of “at-risk species”WLDFRVegetation ContactBranch (Not overhanging, within 4ft) | WLDFR | HFTD - Distribution - Tier 3 - 4QU CoRE ¦ 3QU LoRE | Non-Red Flag Warning - Catastrophic Fires | Vegetation Contact | Branch (Not overhanging, within 4ft) | 2029 | 1.8763e-10 | 384.7705 | 7.2194e-08 | 2029 | Mitigation | 0.9 | 30 | 0 | esc | 0.069113 | 1.2968e-11 | 0.072978 | 1.3693e-11 | 0.066806 | 1.2535e-11 | 0.063625 | 1.1938e-11
[120 empty] | 7.3.5.15 Identification and remediation of “at-risk species”WLDFRVegetation ContactBranch (Not overhanging, within 4ft) | WLDFR | HFTD - Distribution - Tier 3 - 4QU CoRE ¦ 3QU LoRE | Non-Red Flag Warning - Catastrophic Fires | Vegetation Contact | Branch (Not overhanging, within 4ft) | 2030 | 1.8763e-10 | 384.7705 | 7.2194e-08 | 2030 | Mitigation | 0.9 | 30 | 0 | esc | 0.069113 | 1.2968e-11 | 0.072978 | 1.3693e-11 | 0.066806 | 1.2535e-11 | 0.063625 | 1.1938e-11
[120 empty] | 7.3.5.15 Identification and remediation of “at-risk species”WLDFRVegetation ContactBranch (Not overhanging, within 4ft) | WLDFR | HFTD - Distribution - Tier 3 - 4QU CoRE ¦ 3QU LoRE | Non-Red Flag Warning - Catastrophic Fires | Vegetation Contact | Branch (Not overhanging, within 4ft) | 2031 | 1.8763e-10 | 384.7705 | 7.2194e-08 | 2031 | Mitigation | 0.9 | 30 | 0 | esc | 0.069113 | 1.2968e-11 | 0.072978 | 1.3693e-11 | 0.066806 | 1.2535e-11 | 0.063625 | 1.1938e-11
[120 empty] | 7.3.5.15 Identification and remediation of “at-risk species”WLDFRVegetation ContactBranch (Not overhanging, within 4ft) | WLDFR | HFTD - Distribution - Tier 3 - 4QU CoRE ¦ 3QU LoRE | Non-Red Flag Warning - Catastrophic Fires | Vegetation Contact | Branch (Not overhanging, within 4ft) | 2032 | 1.8763e-10 | 384.7705 | 7.2194e-08 | 2032 | Mitigation | 0.9 | 30 | 0 | esc | 0.069113 | 1.2968e-11 | 0.072978 | 1.3693e-11 | 0.066806 | 1.2535e-11 | 0.063625 | 1.1938e-11
[120 empty] | 7.3.5.15 Identification and remediation of “at-risk species”WLDFRVegetation ContactBranch (Not overhanging, within 4ft) | WLDFR | HFTD - Distribution - Tier 3 - 4QU CoRE ¦ 3QU LoRE | Non-Red Flag Warning - Catastrophic Fires | Vegetation Contact | Branch (Not overhanging, within 4ft) | 2033 | 1.8763e-10 | 384.7705 | 7.2194e-08 | 2033 | Mitigation | 0.9 | 30 | 0 | esc | 0.069113 | 1.2968e-11 | 0.072978 | 1.3693e-11 | 0.066806 | 1.2535e-11 | 0.063625 | 1.1938e-11
[120 empty] | 7.3.5.15 Identification and remediation of “at-risk species”WLDFRVegetation ContactBranch (Not overhanging, within 4ft) | WLDFR | HFTD - Distribution - Tier 3 - 4QU CoRE ¦ 3QU LoRE | Non-Red Flag Warning - Catastrophic Fires | Vegetation Contact | Branch (Not overhanging, within 4ft) | 2034 | 1.8763e-10 | 384.7705 | 7.2194e-08 | 2034 | Mitigation | 0.9 | 30 | 0 | esc | 0.069113 | 1.2968e-11 | 0.072978 | 1.3693e-11 | 0.066806 | 1.2535e-11 | 0.063625 | 1.1938e-11
[120 empty] | 7.3.5.15 Identification and remediation of “at-risk species”WLDFRVegetation ContactBranch (Not overhanging, within 4ft) | WLDFR | HFTD - Distribution - Tier 3 - 4QU CoRE ¦ 3QU LoRE | Non-Red Flag Warning - Catastrophic Fires | Vegetation Contact | Branch (Not overhanging, within 4ft) | 2035 | 1.8763e-10 | 384.7705 | 7.2194e-08 | 2035 | Mitigation | 0.9 | 30 | 0 | esc | 0.069113 | 1.2968e-11 | 0.072978 | 1.3693e-11 | 0.066806 | 1.2535e-11 | 0.063625 | 1.1938e-11
[120 empty] | 7.3.5.15 Identification and remediation of “at-risk species”WLDFRVegetation ContactBranch (Not overhanging, within 4ft) | WLDFR | HFTD - Distribution - Tier 3 - 4QU CoRE ¦ 3QU LoRE | Non-Red Flag Warning - Catastrophic Fires | Vegetation Contact | Branch (Not overhanging, within 4ft) | 2036 | 1.8763e-10 | 384.7705 | 7.2194e-08 | 2036 | Mitigation | 0.9 | 30 | 0 | esc | 0.069113 | 1.2968e-11 | 0.072978 | 1.3693e-11 | 0.066806 | 1.2535e-11 | 0.063625 | 1.1938e-11
[120 empty] | 7.3.5.15 Identification and remediation of “at-risk species”WLDFRVegetation ContactBranch (Not overhanging, within 4ft) | WLDFR | HFTD - Distribution - Tier 3 - 4QU CoRE ¦ 3QU LoRE | Non-Red Flag Warning - Catastrophic Fires | Vegetation Contact | Branch (Not overhanging, within 4ft) | 2037 | 1.8763e-10 | 384.7705 | 7.2194e-08 | 2037 | Mitigation | 0.9 | 30 | 0 | esc | 0.069113 | 1.2968e-11 | 0.072978 | 1.3693e-11 | 0.066806 | 1.2535e-11 | 0.063625 | 1.1938e-11
[120 empty] | 7.3.5.15 Identification and remediation of “at-risk species”WLDFRVegetation ContactBranch (Not overhanging, within 4ft) | WLDFR | HFTD - Distribution - Tier 3 - 4QU CoRE ¦ 3QU LoRE | Non-Red Flag Warning - Catastrophic Fires | Vegetation Contact | Branch (Not overhanging, within 4ft) | 2038 | 1.8763e-10 | 384.7705 | 7.2194e-08 | 2038 | Mitigation | 0.9 | 30 | 0 | esc | 0.069113 | 1.2968e-11 | 0.072978 | 1.3693e-11 | 0.066806 | 1.2535e-11 | 0.063625 | 1.1938e-11
[120 empty] | 7.3.5.15 Identification and remediation of “at-risk species”WLDFRVegetation ContactBranch (Not overhanging, within 4ft) | WLDFR | HFTD - Distribution - Tier 3 - 4QU CoRE ¦ 3QU LoRE | Non-Red Flag Warning - Catastrophic Fires | Vegetation Contact | Branch (Not overhanging, within 4ft) | 2039 | 1.8763e-10 | 384.7705 | 7.2194e-08 | 2039 | Mitigation | 0.9 | 30 | 0 | esc | 0.069113 | 1.2968e-11 | 0.072978 | 1.3693e-11 | 0.066806 | 1.2535e-11 | 0.063625 | 1.1938e-11
[120 empty] | 7.3.5.15 Identification and remediation of “at-risk species”WLDFRVegetation ContactBranch (Not overhanging, within 4ft) | WLDFR | HFTD - Distribution - Tier 3 - 4QU CoRE ¦ 3QU LoRE | Non-Red Flag Warning - Catastrophic Fires | Vegetation Contact | Branch (Not overhanging, within 4ft) | 2040 | 1.8763e-10 | 384.7705 | 7.2194e-08 | 2040 | Mitigation | 0.9 | 30 | 0 | esc | 0.069113 | 1.2968e-11 | 0.072978 | 1.3693e-11 | 0.066806 | 1.2535e-11 | 0.063625 | 1.1938e-11
[120 empty] | 7.3.5.15 Identification and remediation of “at-risk species”WLDFRVegetation ContactBranch (Not overhanging, within 4ft) | WLDFR | HFTD - Distribution - Tier 3 - 4QU CoRE ¦ 3QU LoRE | Non-Red Flag Warning - Catastrophic Fires | Vegetation Contact | Branch (Not overhanging, within 4ft) | 2041 | 1.8763e-10 | 384.7705 | 7.2194e-08 | 2041 | Mitigation | 0.9 | 30 | 0 | esc | 0.069113 | 1.2968e-11 | 0.072978 | 1.3693e-11 | 0.066806 | 1.2535e-11 | 0.063625 | 1.1938e-11
[120 empty] | 7.3.5.15 Identification and remediation of “at-risk species”WLDFRVegetation ContactBranch (Not overhanging, within 4ft) | WLDFR | HFTD - Distribution - Tier 3 - 4QU CoRE ¦ 3QU LoRE | Non-Red Flag Warning - Catastrophic Fires | Vegetation Contact | Branch (Not overhanging, within 4ft) | 2042 | 1.8763e-10 | 384.7705 | 7.2194e-08 | 2042 | Mitigation | 0.9 | 30 | 0 | esc | 0.069113 | 1.2968e-11 | 0.072978 | 1.3693e-11 | 0.066806 | 1.2535e-11 | 0.063625 | 1.1938e-11
[120 empty] | 7.3.5.15 Identification and remediation of “at-risk species”WLDFRVegetation ContactBranch (Not overhanging, within 4ft) | WLDFR | HFTD - Distribution - Tier 3 - 4QU CoRE ¦ 3QU LoRE | Non-Red Flag Warning - Catastrophic Fires | Vegetation Contact | Branch (Not overhanging, within 4ft) | 2043 | 1.8763e-10 | 384.7705 | 7.2194e-08 | 2043 | Mitigation | 0.9 | 30 | 0 | esc | 0.069113 | 1.2968e-11 | 0.072978 | 1.3693e-11 | 0.066806 | 1.2535e-11 | 0.063625 | 1.1938e-11
[120 empty] | 7.3.5.15 Identification and remediation of “at-risk species”WLDFRVegetation ContactBranch (Not overhanging, within 4ft) | WLDFR | HFTD - Distribution - Tier 3 - 4QU CoRE ¦ 3QU LoRE | Non-Red Flag Warning - Catastrophic Fires | Vegetation Contact | Branch (Not overhanging, within 4ft) | 2044 | 1.8763e-10 | 384.7705 | 7.2194e-08 | 2044 | Mitigation | 0.9 | 30 | 0 | esc | 0.069113 | 1.2968e-11 | 0.072978 | 1.3693e-11 | 0.066806 | 1.2535e-11 | 0.063625 | 1.1938e-11
[120 empty] | 7.3.5.15 Identification and remediation of “at-risk species”WLDFRVegetation ContactBranch (Not overhanging, within 4ft) | WLDFR | HFTD - Distribution - Tier 3 - 4QU CoRE ¦ 3QU LoRE | Non-Red Flag Warning - Catastrophic Fires | Vegetation Contact | Branch (Not overhanging, within 4ft) | 2045 | 1.8763e-10 | 384.7705 | 7.2194e-08 | 2045 | Mitigation | 0.9 | 30 | 0 | esc | 0.069113 | 1.2968e-11 | 0.072978 | 1.3693e-11 | 0.066806 | 1.2535e-11 | 0.063625 | 1.1938e-11
[120 empty] | 7.3.5.15 Identification and remediation of “at-risk species”WLDFRVegetation ContactBranch (Not overhanging, within 4ft) | WLDFR | HFTD - Distribution - Tier 3 - 4QU CoRE ¦ 3QU LoRE | Non-Red Flag Warning - Catastrophic Fires | Vegetation Contact | Branch (Not overhanging, within 4ft) | 2046 | 1.8763e-10 | 384.7705 | 7.2194e-08 | 2046 | Mitigation | 0.9 | 30 | 0 | esc | 0.069113 | 1.2968e-11 | 0.072978 | 1.3693e-11 | 0.066806 | 1.2535e-11 | 0.063625 | 1.1938e-11
[120 empty] | 7.3.5.15 Identification and remediation of “at-risk species”WLDFRVegetation ContactBranch (Not overhanging, within 4ft) | WLDFR | HFTD - Distribution - Tier 3 - 4QU CoRE ¦ 3QU LoRE | Non-Red Flag Warning - Catastrophic Fires | Vegetation Contact | Branch (Not overhanging, within 4ft) | 2047 | 1.8763e-10 | 384.7705 | 7.2194e-08 | 2047 | Mitigation | 0.9 | 30 | 0 | esc | 0.069113 | 1.2968e-11 | 0.072978 | 1.3693e-11 | 0.066806 | 1.2535e-11 | 0.063625 | 1.1938e-11
[120 empty] | 7.3.5.15 Identification and remediation of “at-risk species”WLDFRVegetation ContactBranch (Not overhanging, within 4ft) | WLDFR | HFTD - Distribution - Tier 3 - 4QU CoRE ¦ 3QU LoRE | Non-Red Flag Warning - Catastrophic Fires | Vegetation Contact | Branch (Not overhanging, within 4ft) | 2048 | 1.8763e-10 | 384.7705 | 7.2194e-08 | 2048 | Mitigation | 0.9 | 30 | 0 | esc | 0.069113 | 1.2968e-11 | 0.072978 | 1.3693e-11 | 0.066806 | 1.2535e-11 | 0.063625 | 1.1938e-11
[120 empty] | 7.3.5.15 Identification and remediation of “at-risk species”WLDFRVegetation ContactBranch (Not overhanging, within 4ft) | WLDFR | HFTD - Distribution - Tier 3 - 4QU CoRE ¦ 3QU LoRE | Non-Red Flag Warning - Catastrophic Fires | Vegetation Contact | Branch (Not overhanging, within 4ft) | 2049 | 1.8763e-10 | 384.7705 | 7.2194e-08 | 2049 | Mitigation | 0.9 | 30 | 0 | esc | 0.069113 | 1.2968e-11 | 0.072978 | 1.3693e-11 | 0.066806 | 1.2535e-11 | 0.063625 | 1.1938e-11
[120 empty] | 7.3.5.15 Identification and remediation of “at-risk species”WLDFRVegetation ContactBranch (Not overhanging, within 4ft) | WLDFR | HFTD - Distribution - Tier 3 - 4QU CoRE ¦ 3QU LoRE | Non-Red Flag Warning - Catastrophic Fires | Vegetation Contact | Branch (Not overhanging, within 4ft) | 2050 | 1.8763e-10 | 384.7705 | 7.2194e-08 | 2050 | Mitigation | 0.9 | 30 | 0 | esc | 0 | 0 | 0.072978 | 1.3693e-11 | 0.066806 | 1.2535e-11 | 0.063625 | 1.1938e-11
[120 empty] | 7.3.5.15 Identification and remediation of “at-risk species”WLDFRVegetation ContactBranch (Not overhanging, within 4ft) | WLDFR | HFTD - Distribution - Tier 3 - 4QU CoRE ¦ 3QU LoRE | Non-Red Flag Warning - Catastrophic Fires | Vegetation Contact | Branch (Not overhanging, within 4ft) | 2051 | 1.8763e-10 | 384.7705 | 7.2194e-08 | 2051 | Mitigation | 0.9 | 30 | 0 | esc | 0 | 0 | 0 | 0 | 0.066806 | 1.2535e-11 | 0.063625 | 1.1938e-11
[120 empty] | 7.3.5.15 Identification and remediation of “at-risk species”WLDFRVegetation ContactBranch (Not overhanging, within 4ft) | WLDFR | HFTD - Distribution - Tier 3 - 4QU CoRE ¦ 3QU LoRE | Non-Red Flag Warning - Catastrophic Fires | Vegetation Contact | Branch (Not overhanging, within 4ft) | 2052 | 1.8763e-10 | 384.7705 | 7.2194e-08 | 2052 | Mitigation | 0.9 | 30 | 0 | esc | 0 | 0 | 0 | 0 | 0 | 0 | 0.063625 | 1.1938e-11
[120 empty] | 7.3.5.15 Identification and remediation of “at-risk species”WLDFRVegetation ContactBranch (OverHanging) | WLDFR | HFTD - Distribution - Tier 3 - 4QU CoRE ¦ 3QU LoRE | Non-Red Flag Warning - Catastrophic Fires | Vegetation Contact | Branch (OverHanging) | 2022 | 8.4603e-09 | 384.7705 | 3.2553e-06 | 2022 | Mitigation | 0.9 | 30 | 0 | esc | 0.069113 | 5.8472e-10 | 0.072978 | 6.1742e-10 | 0.066806 | 5.652e-10 | 0 | 0
[120 empty] | 7.3.5.15 Identification and remediation of “at-risk species”WLDFRVegetation ContactBranch (OverHanging) | WLDFR | HFTD - Distribution - Tier 3 - 4QU CoRE ¦ 3QU LoRE | Non-Red Flag Warning - Catastrophic Fires | Vegetation Contact | Branch (OverHanging) | 2023 | 8.4603e-09 | 384.7705 | 3.2553e-06 | 2023 | Mitigation | 0.9 | 30 | 0 | esc | 0.069113 | 5.8472e-10 | 0.072978 | 6.1742e-10 | 0.066806 | 5.652e-10 | 0.063625 | 5.3829e-10
[120 empty] | 7.3.5.15 Identification and remediation of “at-risk species”WLDFRVegetation ContactBranch (OverHanging) | WLDFR | HFTD - Distribution - Tier 3 - 4QU CoRE ¦ 3QU LoRE | Non-Red Flag Warning - Catastrophic Fires | Vegetation Contact | Branch (OverHanging) | 2024 | 8.4603e-09 | 384.7705 | 3.2553e-06 | 2024 | Mitigation | 0.9 | 30 | 0 | esc | 0.069113 | 5.8472e-10 | 0.072978 | 6.1742e-10 | 0.066806 | 5.652e-10 | 0.063625 | 5.3829e-10
[120 empty] | 7.3.5.15 Identification and remediation of “at-risk species”WLDFRVegetation ContactBranch (OverHanging) | WLDFR | HFTD - Distribution - Tier 3 - 4QU CoRE ¦ 3QU LoRE | Non-Red Flag Warning - Catastrophic Fires | Vegetation Contact | Branch (OverHanging) | 2025 | 8.4603e-09 | 384.7705 | 3.2553e-06 | 2025 | Mitigation | 0.9 | 30 | 0 | esc | 0.069113 | 5.8472e-10 | 0.072978 | 6.1742e-10 | 0.066806 | 5.652e-10 | 0.063625 | 5.3829e-10
[120 empty] | 7.3.5.15 Identification and remediation of “at-risk species”WLDFRVegetation ContactBranch (OverHanging) | WLDFR | HFTD - Distribution - Tier 3 - 4QU CoRE ¦ 3QU LoRE | Non-Red Flag Warning - Catastrophic Fires | Vegetation Contact | Branch (OverHanging) | 2026 | 8.4603e-09 | 384.7705 | 3.2553e-06 | 2026 | Mitigation | 0.9 | 30 | 0 | esc | 0.069113 | 5.8472e-10 | 0.072978 | 6.1742e-10 | 0.066806 | 5.652e-10 | 0.063625 | 5.3829e-10
[120 empty] | 7.3.5.15 Identification and remediation of “at-risk species”WLDFRVegetation ContactBranch (OverHanging) | WLDFR | HFTD - Distribution - Tier 3 - 4QU CoRE ¦ 3QU LoRE | Non-Red Flag Warning - Catastrophic Fires | Vegetation Contact | Branch (OverHanging) | 2027 | 8.4603e-09 | 384.7705 | 3.2553e-06 | 2027 | Mitigation | 0.9 | 30 | 0 | esc | 0.069113 | 5.8472e-10 | 0.072978 | 6.1742e-10 | 0.066806 | 5.652e-10 | 0.063625 | 5.3829e-10
[120 empty] | 7.3.5.15 Identification and remediation of “at-risk species”WLDFRVegetation ContactBranch (OverHanging) | WLDFR | HFTD - Distribution - Tier 3 - 4QU CoRE ¦ 3QU LoRE | Non-Red Flag Warning - Catastrophic Fires | Vegetation Contact | Branch (OverHanging) | 2028 | 8.4603e-09 | 384.7705 | 3.2553e-06 | 2028 | Mitigation | 0.9 | 30 | 0 | esc | 0.069113 | 5.8472e-10 | 0.072978 | 6.1742e-10 | 0.066806 | 5.652e-10 | 0.063625 | 5.3829e-10
[120 empty] | 7.3.5.15 Identification and remediation of “at-risk species”WLDFRVegetation ContactBranch (OverHanging) | WLDFR | HFTD - Distribution - Tier 3 - 4QU CoRE ¦ 3QU LoRE | Non-Red Flag Warning - Catastrophic Fires | Vegetation Contact | Branch (OverHanging) | 2029 | 8.4603e-09 | 384.7705 | 3.2553e-06 | 2029 | Mitigation | 0.9 | 30 | 0 | esc | 0.069113 | 5.8472e-10 | 0.072978 | 6.1742e-10 | 0.066806 | 5.652e-10 | 0.063625 | 5.3829e-10
[120 empty] | 7.3.5.15 Identification and remediation of “at-risk species”WLDFRVegetation ContactBranch (OverHanging) | WLDFR | HFTD - Distribution - Tier 3 - 4QU CoRE ¦ 3QU LoRE | Non-Red Flag Warning - Catastrophic Fires | Vegetation Contact | Branch (OverHanging) | 2030 | 8.4603e-09 | 384.7705 | 3.2553e-06 | 2030 | Mitigation | 0.9 | 30 | 0 | esc | 0.069113 | 5.8472e-10 | 0.072978 | 6.1742e-10 | 0.066806 | 5.652e-10 | 0.063625 | 5.3829e-10
[120 empty] | 7.3.5.15 Identification and remediation of “at-risk species”WLDFRVegetation ContactBranch (OverHanging) | WLDFR | HFTD - Distribution - Tier 3 - 4QU CoRE ¦ 3QU LoRE | Non-Red Flag Warning - Catastrophic Fires | Vegetation Contact | Branch (OverHanging) | 2031 | 8.4603e-09 | 384.7705 | 3.2553e-06 | 2031 | Mitigation | 0.9 | 30 | 0 | esc | 0.069113 | 5.8472e-10 | 0.072978 | 6.1742e-10 | 0.066806 | 5.652e-10 | 0.063625 | 5.3829e-10
[120 empty] | 7.3.5.15 Identification and remediation of “at-risk species”WLDFRVegetation ContactBranch (OverHanging) | WLDFR | HFTD - Distribution - Tier 3 - 4QU CoRE ¦ 3QU LoRE | Non-Red Flag Warning - Catastrophic Fires | Vegetation Contact | Branch (OverHanging) | 2032 | 8.4603e-09 | 384.7705 | 3.2553e-06 | 2032 | Mitigation | 0.9 | 30 | 0 | esc | 0.069113 | 5.8472e-10 | 0.072978 | 6.1742e-10 | 0.066806 | 5.652e-10 | 0.063625 | 5.3829e-10
[120 empty] | 7.3.5.15 Identification and remediation of “at-risk species”WLDFRVegetation ContactBranch (OverHanging) | WLDFR | HFTD - Distribution - Tier 3 - 4QU CoRE ¦ 3QU LoRE | Non-Red Flag Warning - Catastrophic Fires | Vegetation Contact | Branch (OverHanging) | 2033 | 8.4603e-09 | 384.7705 | 3.2553e-06 | 2033 | Mitigation | 0.9 | 30 | 0 | esc | 0.069113 | 5.8472e-10 | 0.072978 | 6.1742e-10 | 0.066806 | 5.652e-10 | 0.063625 | 5.3829e-10
[120 empty] | 7.3.5.15 Identification and remediation of “at-risk species”WLDFRVegetation ContactBranch (OverHanging) | WLDFR | HFTD - Distribution - Tier 3 - 4QU CoRE ¦ 3QU LoRE | Non-Red Flag Warning - Catastrophic Fires | Vegetation Contact | Branch (OverHanging) | 2034 | 8.4603e-09 | 384.7705 | 3.2553e-06 | 2034 | Mitigation | 0.9 | 30 | 0 | esc | 0.069113 | 5.8472e-10 | 0.072978 | 6.1742e-10 | 0.066806 | 5.652e-10 | 0.063625 | 5.3829e-10
[120 empty] | 7.3.5.15 Identification and remediation of “at-risk species”WLDFRVegetation ContactBranch (OverHanging) | WLDFR | HFTD - Distribution - Tier 3 - 4QU CoRE ¦ 3QU LoRE | Non-Red Flag Warning - Catastrophic Fires | Vegetation Contact | Branch (OverHanging) | 2035 | 8.4603e-09 | 384.7705 | 3.2553e-06 | 2035 | Mitigation | 0.9 | 30 | 0 | esc | 0.069113 | 5.8472e-10 | 0.072978 | 6.1742e-10 | 0.066806 | 5.652e-10 | 0.063625 | 5.3829e-10
[120 empty] | 7.3.5.15 Identification and remediation of “at-risk species”WLDFRVegetation ContactBranch (OverHanging) | WLDFR | HFTD - Distribution - Tier 3 - 4QU CoRE ¦ 3QU LoRE | Non-Red Flag Warning - Catastrophic Fires | Vegetation Contact | Branch (OverHanging) | 2036 | 8.4603e-09 | 384.7705 | 3.2553e-06 | 2036 | Mitigation | 0.9 | 30 | 0 | esc | 0.069113 | 5.8472e-10 | 0.072978 | 6.1742e-10 | 0.066806 | 5.652e-10 | 0.063625 | 5.3829e-10
[120 empty] | 7.3.5.15 Identification and remediation of “at-risk species”WLDFRVegetation ContactBranch (OverHanging) | WLDFR | HFTD - Distribution - Tier 3 - 4QU CoRE ¦ 3QU LoRE | Non-Red Flag Warning - Catastrophic Fires | Vegetation Contact | Branch (OverHanging) | 2037 | 8.4603e-09 | 384.7705 | 3.2553e-06 | 2037 | Mitigation | 0.9 | 30 | 0 | esc | 0.069113 | 5.8472e-10 | 0.072978 | 6.1742e-10 | 0.066806 | 5.652e-10 | 0.063625 | 5.3829e-10
[120 empty] | 7.3.5.15 Identification and remediation of “at-risk species”WLDFRVegetation ContactBranch (OverHanging) | WLDFR | HFTD - Distribution - Tier 3 - 4QU CoRE ¦ 3QU LoRE | Non-Red Flag Warning - Catastrophic Fires | Vegetation Contact | Branch (OverHanging) | 2038 | 8.4603e-09 | 384.7705 | 3.2553e-06 | 2038 | Mitigation | 0.9 | 30 | 0 | esc | 0.069113 | 5.8472e-10 | 0.072978 | 6.1742e-10 | 0.066806 | 5.652e-10 | 0.063625 | 5.3829e-10
[120 empty] | 7.3.5.15 Identification and remediation of “at-risk species”WLDFRVegetation ContactBranch (OverHanging) | WLDFR | HFTD - Distribution - Tier 3 - 4QU CoRE ¦ 3QU LoRE | Non-Red Flag Warning - Catastrophic Fires | Vegetation Contact | Branch (OverHanging) | 2039 | 8.4603e-09 | 384.7705 | 3.2553e-06 | 2039 | Mitigation | 0.9 | 30 | 0 | esc | 0.069113 | 5.8472e-10 | 0.072978 | 6.1742e-10 | 0.066806 | 5.652e-10 | 0.063625 | 5.3829e-10
[120 empty] | 7.3.5.15 Identification and remediation of “at-risk species”WLDFRVegetation ContactBranch (OverHanging) | WLDFR | HFTD - Distribution - Tier 3 - 4QU CoRE ¦ 3QU LoRE | Non-Red Flag Warning - Catastrophic Fires | Vegetation Contact | Branch (OverHanging) | 2040 | 8.4603e-09 | 384.7705 | 3.2553e-06 | 2040 | Mitigation | 0.9 | 30 | 0 | esc | 0.069113 | 5.8472e-10 | 0.072978 | 6.1742e-10 | 0.066806 | 5.652e-10 | 0.063625 | 5.3829e-10
[120 empty] | 7.3.5.15 Identification and remediation of “at-risk species”WLDFRVegetation ContactBranch (OverHanging) | WLDFR | HFTD - Distribution - Tier 3 - 4QU CoRE ¦ 3QU LoRE | Non-Red Flag Warning - Catastrophic Fires | Vegetation Contact | Branch (OverHanging) | 2041 | 8.4603e-09 | 384.7705 | 3.2553e-06 | 2041 | Mitigation | 0.9 | 30 | 0 | esc | 0.069113 | 5.8472e-10 | 0.072978 | 6.1742e-10 | 0.066806 | 5.652e-10 | 0.063625 | 5.3829e-10
[120 empty] | 7.3.5.15 Identification and remediation of “at-risk species”WLDFRVegetation ContactBranch (OverHanging) | WLDFR | HFTD - Distribution - Tier 3 - 4QU CoRE ¦ 3QU LoRE | Non-Red Flag Warning - Catastrophic Fires | Vegetation Contact | Branch (OverHanging) | 2042 | 8.4603e-09 | 384.7705 | 3.2553e-06 | 2042 | Mitigation | 0.9 | 30 | 0 | esc | 0.069113 | 5.8472e-10 | 0.072978 | 6.1742e-10 | 0.066806 | 5.652e-10 | 0.063625 | 5.3829e-10
[120 empty] | 7.3.5.15 Identification and remediation of “at-risk species”WLDFRVegetation ContactBranch (OverHanging) | WLDFR | HFTD - Distribution - Tier 3 - 4QU CoRE ¦ 3QU LoRE | Non-Red Flag Warning - Catastrophic Fires | Vegetation Contact | Branch (OverHanging) | 2043 | 8.4603e-09 | 384.7705 | 3.2553e-06 | 2043 | Mitigation | 0.9 | 30 | 0 | esc | 0.069113 | 5.8472e-10 | 0.072978 | 6.1742e-10 | 0.066806 | 5.652e-10 | 0.063625 | 5.3829e-10
[120 empty] | 7.3.5.15 Identification and remediation of “at-risk species”WLDFRVegetation ContactBranch (OverHanging) | WLDFR | HFTD - Distribution - Tier 3 - 4QU CoRE ¦ 3QU LoRE | Non-Red Flag Warning - Catastrophic Fires | Vegetation Contact | Branch (OverHanging) | 2044 | 8.4603e-09 | 384.7705 | 3.2553e-06 | 2044 | Mitigation | 0.9 | 30 | 0 | esc | 0.069113 | 5.8472e-10 | 0.072978 | 6.1742e-10 | 0.066806 | 5.652e-10 | 0.063625 | 5.3829e-10
[120 empty] | 7.3.5.15 Identification and remediation of “at-risk species”WLDFRVegetation ContactBranch (OverHanging) | WLDFR | HFTD - Distribution - Tier 3 - 4QU CoRE ¦ 3QU LoRE | Non-Red Flag Warning - Catastrophic Fires | Vegetation Contact | Branch (OverHanging) | 2045 | 8.4603e-09 | 384.7705 | 3.2553e-06 | 2045 | Mitigation | 0.9 | 30 | 0 | esc | 0.069113 | 5.8472e-10 | 0.072978 | 6.1742e-10 | 0.066806 | 5.652e-10 | 0.063625 | 5.3829e-10
[120 empty] | 7.3.5.15 Identification and remediation of “at-risk species”WLDFRVegetation ContactBranch (OverHanging) | WLDFR | HFTD - Distribution - Tier 3 - 4QU CoRE ¦ 3QU LoRE | Non-Red Flag Warning - Catastrophic Fires | Vegetation Contact | Branch (OverHanging) | 2046 | 8.4603e-09 | 384.7705 | 3.2553e-06 | 2046 | Mitigation | 0.9 | 30 | 0 | esc | 0.069113 | 5.8472e-10 | 0.072978 | 6.1742e-10 | 0.066806 | 5.652e-10 | 0.063625 | 5.3829e-10
[120 empty] | 7.3.5.15 Identification and remediation of “at-risk species”WLDFRVegetation ContactBranch (OverHanging) | WLDFR | HFTD - Distribution - Tier 3 - 4QU CoRE ¦ 3QU LoRE | Non-Red Flag Warning - Catastrophic Fires | Vegetation Contact | Branch (OverHanging) | 2047 | 8.4603e-09 | 384.7705 | 3.2553e-06 | 2047 | Mitigation | 0.9 | 30 | 0 | esc | 0.069113 | 5.8472e-10 | 0.072978 | 6.1742e-10 | 0.066806 | 5.652e-10 | 0.063625 | 5.3829e-10
[120 empty] | 7.3.5.15 Identification and remediation of “at-risk species”WLDFRVegetation ContactBranch (OverHanging) | WLDFR | HFTD - Distribution - Tier 3 - 4QU CoRE ¦ 3QU LoRE | Non-Red Flag Warning - Catastrophic Fires | Vegetation Contact | Branch (OverHanging) | 2048 | 8.4603e-09 | 384.7705 | 3.2553e-06 | 2048 | Mitigation | 0.9 | 30 | 0 | esc | 0.069113 | 5.8472e-10 | 0.072978 | 6.1742e-10 | 0.066806 | 5.652e-10 | 0.063625 | 5.3829e-10
[120 empty] | 7.3.5.15 Identification and remediation of “at-risk species”WLDFRVegetation ContactBranch (OverHanging) | WLDFR | HFTD - Distribution - Tier 3 - 4QU CoRE ¦ 3QU LoRE | Non-Red Flag Warning - Catastrophic Fires | Vegetation Contact | Branch (OverHanging) | 2049 | 8.4603e-09 | 384.7705 | 3.2553e-06 | 2049 | Mitigation | 0.9 | 30 | 0 | esc | 0.069113 | 5.8472e-10 | 0.072978 | 6.1742e-10 | 0.066806 | 5.652e-10 | 0.063625 | 5.3829e-10
[120 empty] | 7.3.5.15 Identification and remediation of “at-risk species”WLDFRVegetation ContactBranch (OverHanging) | WLDFR | HFTD - Distribution - Tier 3 - 4QU CoRE ¦ 3QU LoRE | Non-Red Flag Warning - Catastrophic Fires | Vegetation Contact | Branch (OverHanging) | 2050 | 8.4603e-09 | 384.7705 | 3.2553e-06 | 2050 | Mitigation | 0.9 | 30 | 0 | esc | 0 | 0 | 0.072978 | 6.1742e-10 | 0.066806 | 5.652e-10 | 0.063625 | 5.3829e-10
[120 empty] | 7.3.5.15 Identification and remediation of “at-risk species”WLDFRVegetation ContactBranch (OverHanging) | WLDFR | HFTD - Distribution - Tier 3 - 4QU CoRE ¦ 3QU LoRE | Non-Red Flag Warning - Catastrophic Fires | Vegetation Contact | Branch (OverHanging) | 2051 | 8.4603e-09 | 384.7705 | 3.2553e-06 | 2051 | Mitigation | 0.9 | 30 | 0 | esc | 0 | 0 | 0 | 0 | 0.066806 | 5.652e-10 | 0.063625 | 5.3829e-10
[120 empty] | 7.3.5.15 Identification and remediation of “at-risk species”WLDFRVegetation ContactBranch (OverHanging) | WLDFR | HFTD - Distribution - Tier 3 - 4QU CoRE ¦ 3QU LoRE | Non-Red Flag Warning - Catastrophic Fires | Vegetation Contact | Branch (OverHanging) | 2052 | 8.4603e-09 | 384.7705 | 3.2553e-06 | 2052 | Mitigation | 0.9 | 30 | 0 | esc | 0 | 0 | 0 | 0 | 0 | 0 | 0.063625 | 5.3829e-10
[120 empty] | 7.3.5.15 Identification and remediation of “at-risk species”WLDFRVegetation ContactFell into (Moderate-Severe defect) | WLDFR | HFTD - Distribution - Tier 3 - 4QU CoRE ¦ 3QU LoRE | Non-Red Flag Warning - Catastrophic Fires | Vegetation Contact | Fell into (Moderate-Severe defect) | 2022 | 4.2312e-09 | 384.7705 | 1.628e-06 | 2022 | Mitigation | 0.95 | 1 | 0 | esc | 0 | 0 | 0 | 0 | 0.070518 | 2.9837e-10 | 0 | 0
[120 empty] | 7.3.5.15 Identification and remediation of “at-risk species”WLDFRVegetation ContactFell into (Moderate-Severe defect) | WLDFR | HFTD - Distribution - Tier 3 - 4QU CoRE ¦ 3QU LoRE | Non-Red Flag Warning - Catastrophic Fires | Vegetation Contact | Fell into (Moderate-Severe defect) | 2023 | 4.2312e-09 | 384.7705 | 1.628e-06 | 2023 | Mitigation | 0.95 | 1 | 0 | esc | 0 | 0 | 0 | 0 | 0 | 0 | 0.06716 | 2.8416e-10
[120 empty] | 7.3.5.15 Identification and remediation of “at-risk species”WLDFRVegetation ContactFell into (slight defect) | WLDFR | HFTD - Distribution - Tier 3 - 4QU CoRE ¦ 3QU LoRE | Non-Red Flag Warning - Catastrophic Fires | Vegetation Contact | Fell into (slight defect) | 2022 | 5.4616e-09 | 384.7705 | 2.1015e-06 | 2022 | Mitigation | 0.5 | 1 | 0 | esc | 0 | 0 | 0 | 0 | 0.037115 | 2.027e-10 | 0 | 0
[120 empty] | 7.3.5.15 Identification and remediation of “at-risk species”WLDFRVegetation ContactFell into (slight defect) | WLDFR | HFTD - Distribution - Tier 3 - 4QU CoRE ¦ 3QU LoRE | Non-Red Flag Warning - Catastrophic Fires | Vegetation Contact | Fell into (slight defect) | 2023 | 5.4616e-09 | 384.7705 | 2.1015e-06 | 2023 | Mitigation | 0.5 | 1 | 0 | esc | 0 | 0 | 0 | 0 | 0 | 0 | 0.035347 | 1.9305e-10
[120 empty] | 7.3.5.15 Identification and remediation of “at-risk species”WLDFRVegetation ContactGrow Into | WLDFR | HFTD - Distribution - Tier 3 - 4QU CoRE ¦ 3QU LoRE | Non-Red Flag Warning - Catastrophic Fires | Vegetation Contact | Grow Into | 2022 | 4.702e-10 | 384.7705 | 1.8092e-07 | 2022 | Mitigation | 0.5 | 1 | 0 | esc | 0 | 0 | 0 | 0 | 0.037115 | 1.7451e-11 | 0 | 0
[120 empty] | 7.3.5.15 Identification and remediation of “at-risk species”WLDFRVegetation ContactGrow Into | WLDFR | HFTD - Distribution - Tier 3 - 4QU CoRE ¦ 3QU LoRE | Non-Red Flag Warning - Catastrophic Fires | Vegetation Contact | Grow Into | 2023 | 4.702e-10 | 384.7705 | 1.8092e-07 | 2023 | Mitigation | 0.5 | 1 | 0 | esc | 0 | 0 | 0 | 0 | 0 | 0 | 0.035347 | 1.662e-11
[120 empty] | 7.3.5.15 Identification and remediation of “at-risk species”WLDFRVegetation ContactBranch (Not overhanging, 4-12ft) | WLDFR | HFTD - Distribution - Tier 3 - 4QU CoRE ¦ 3QU LoRE | Non-Red Flag Warning - Destructive Fires | Vegetation Contact | Branch (Not overhanging, 4-12ft) | 2022 | 1.2764e-09 | 384.7705 | 4.9111e-07 | 2022 | Mitigation | 0.5 | 30 | 0 | esc | 0.038396 | 4.9008e-11 | 0.040543 | 5.1748e-11 | 0.037115 | 4.7372e-11 | 0 | 0
[120 empty] | 7.3.5.15 Identification and remediation of “at-risk species”WLDFRVegetation ContactBranch (Not overhanging, 4-12ft) | WLDFR | HFTD - Distribution - Tier 3 - 4QU CoRE ¦ 3QU LoRE | Non-Red Flag Warning - Destructive Fires | Vegetation Contact | Branch (Not overhanging, 4-12ft) | 2023 | 1.2764e-09 | 384.7705 | 4.9111e-07 | 2023 | Mitigation | 0.5 | 30 | 0 | esc | 0.038396 | 4.9008e-11 | 0.040543 | 5.1748e-11 | 0.037115 | 4.7372e-11 | 0.035347 | 4.5116e-11
[120 empty] | 7.3.5.15 Identification and remediation of “at-risk species”WLDFRVegetation ContactBranch (Not overhanging, 4-12ft) | WLDFR | HFTD - Distribution - Tier 3 - 4QU CoRE ¦ 3QU LoRE | Non-Red Flag Warning - Destructive Fires | Vegetation Contact | Branch (Not overhanging, 4-12ft) | 2024 | 1.2764e-09 | 384.7705 | 4.9111e-07 | 2024 | Mitigation | 0.5 | 30 | 0 | esc | 0.038396 | 4.9008e-11 | 0.040543 | 5.1748e-11 | 0.037115 | 4.7372e-11 | 0.035347 | 4.5116e-11
[120 empty] | 7.3.5.15 Identification and remediation of “at-risk species”WLDFRVegetation ContactBranch (Not overhanging, 4-12ft) | WLDFR | HFTD - Distribution - Tier 3 - 4QU CoRE ¦ 3QU LoRE | Non-Red Flag Warning - Destructive Fires | Vegetation Contact | Branch (Not overhanging, 4-12ft) | 2025 | 1.2764e-09 | 384.7705 | 4.9111e-07 | 2025 | Mitigation | 0.5 | 30 | 0 | esc | 0.038396 | 4.9008e-11 | 0.040543 | 5.1748e-11 | 0.037115 | 4.7372e-11 | 0.035347 | 4.5116e-11
[120 empty] | 7.3.5.15 Identification and remediation of “at-risk species”WLDFRVegetation ContactBranch (Not overhanging, 4-12ft) | WLDFR | HFTD - Distribution - Tier 3 - 4QU CoRE ¦ 3QU LoRE | Non-Red Flag Warning - Destructive Fires | Vegetation Contact | Branch (Not overhanging, 4-12ft) | 2026 | 1.2764e-09 | 384.7705 | 4.9111e-07 | 2026 | Mitigation | 0.5 | 30 | 0 | esc | 0.038396 | 4.9008e-11 | 0.040543 | 5.1748e-11 | 0.037115 | 4.7372e-11 | 0.035347 | 4.5116e-11
[120 empty] | 7.3.5.15 Identification and remediation of “at-risk species”WLDFRVegetation ContactBranch (Not overhanging, 4-12ft) | WLDFR | HFTD - Distribution - Tier 3 - 4QU CoRE ¦ 3QU LoRE | Non-Red Flag Warning - Destructive Fires | Vegetation Contact | Branch (Not overhanging, 4-12ft) | 2027 | 1.2764e-09 | 384.7705 | 4.9111e-07 | 2027 | Mitigation | 0.5 | 30 | 0 | esc | 0.038396 | 4.9008e-11 | 0.040543 | 5.1748e-11 | 0.037115 | 4.7372e-11 | 0.035347 | 4.5116e-11
[120 empty] | 7.3.5.15 Identification and remediation of “at-risk species”WLDFRVegetation ContactBranch (Not overhanging, 4-12ft) | WLDFR | HFTD - Distribution - Tier 3 - 4QU CoRE ¦ 3QU LoRE | Non-Red Flag Warning - Destructive Fires | Vegetation Contact | Branch (Not overhanging, 4-12ft) | 2028 | 1.2764e-09 | 384.7705 | 4.9111e-07 | 2028 | Mitigation | 0.5 | 30 | 0 | esc | 0.038396 | 4.9008e-11 | 0.040543 | 5.1748e-11 | 0.037115 | 4.7372e-11 | 0.035347 | 4.5116e-11
[120 empty] | 7.3.5.15 Identification and remediation of “at-risk species”WLDFRVegetation ContactBranch (Not overhanging, 4-12ft) | WLDFR | HFTD - Distribution - Tier 3 - 4QU CoRE ¦ 3QU LoRE | Non-Red Flag Warning - Destructive Fires | Vegetation Contact | Branch (Not overhanging, 4-12ft) | 2029 | 1.2764e-09 | 384.7705 | 4.9111e-07 | 2029 | Mitigation | 0.5 | 30 | 0 | esc | 0.038396 | 4.9008e-11 | 0.040543 | 5.1748e-11 | 0.037115 | 4.7372e-11 | 0.035347 | 4.5116e-11
[120 empty] | 7.3.5.15 Identification and remediation of “at-risk species”WLDFRVegetation ContactBranch (Not overhanging, 4-12ft) | WLDFR | HFTD - Distribution - Tier 3 - 4QU CoRE ¦ 3QU LoRE | Non-Red Flag Warning - Destructive Fires | Vegetation Contact | Branch (Not overhanging, 4-12ft) | 2030 | 1.2764e-09 | 384.7705 | 4.9111e-07 | 2030 | Mitigation | 0.5 | 30 | 0 | esc | 0.038396 | 4.9008e-11 | 0.040543 | 5.1748e-11 | 0.037115 | 4.7372e-11 | 0.035347 | 4.5116e-11
[120 empty] | 7.3.5.15 Identification and remediation of “at-risk species”WLDFRVegetation ContactBranch (Not overhanging, 4-12ft) | WLDFR | HFTD - Distribution - Tier 3 - 4QU CoRE ¦ 3QU LoRE | Non-Red Flag Warning - Destructive Fires | Vegetation Contact | Branch (Not overhanging, 4-12ft) | 2031 | 1.2764e-09 | 384.7705 | 4.9111e-07 | 2031 | Mitigation | 0.5 | 30 | 0 | esc | 0.038396 | 4.9008e-11 | 0.040543 | 5.1748e-11 | 0.037115 | 4.7372e-11 | 0.035347 | 4.5116e-11
[120 empty] | 7.3.5.15 Identification and remediation of “at-risk species”WLDFRVegetation ContactBranch (Not overhanging, 4-12ft) | WLDFR | HFTD - Distribution - Tier 3 - 4QU CoRE ¦ 3QU LoRE | Non-Red Flag Warning - Destructive Fires | Vegetation Contact | Branch (Not overhanging, 4-12ft) | 2032 | 1.2764e-09 | 384.7705 | 4.9111e-07 | 2032 | Mitigation | 0.5 | 30 | 0 | esc | 0.038396 | 4.9008e-11 | 0.040543 | 5.1748e-11 | 0.037115 | 4.7372e-11 | 0.035347 | 4.5116e-11
[120 empty] | 7.3.5.15 Identification and remediation of “at-risk species”WLDFRVegetation ContactBranch (Not overhanging, 4-12ft) | WLDFR | HFTD - Distribution - Tier 3 - 4QU CoRE ¦ 3QU LoRE | Non-Red Flag Warning - Destructive Fires | Vegetation Contact | Branch (Not overhanging, 4-12ft) | 2033 | 1.2764e-09 | 384.7705 | 4.9111e-07 | 2033 | Mitigation | 0.5 | 30 | 0 | esc | 0.038396 | 4.9008e-11 | 0.040543 | 5.1748e-11 | 0.037115 | 4.7372e-11 | 0.035347 | 4.5116e-11
[120 empty] | 7.3.5.15 Identification and remediation of “at-risk species”WLDFRVegetation ContactBranch (Not overhanging, 4-12ft) | WLDFR | HFTD - Distribution - Tier 3 - 4QU CoRE ¦ 3QU LoRE | Non-Red Flag Warning - Destructive Fires | Vegetation Contact | Branch (Not overhanging, 4-12ft) | 2034 | 1.2764e-09 | 384.7705 | 4.9111e-07 | 2034 | Mitigation | 0.5 | 30 | 0 | esc | 0.038396 | 4.9008e-11 | 0.040543 | 5.1748e-11 | 0.037115 | 4.7372e-11 | 0.035347 | 4.5116e-11
[120 empty] | 7.3.5.15 Identification and remediation of “at-risk species”WLDFRVegetation ContactBranch (Not overhanging, 4-12ft) | WLDFR | HFTD - Distribution - Tier 3 - 4QU CoRE ¦ 3QU LoRE | Non-Red Flag Warning - Destructive Fires | Vegetation Contact | Branch (Not overhanging, 4-12ft) | 2035 | 1.2764e-09 | 384.7705 | 4.9111e-07 | 2035 | Mitigation | 0.5 | 30 | 0 | esc | 0.038396 | 4.9008e-11 | 0.040543 | 5.1748e-11 | 0.037115 | 4.7372e-11 | 0.035347 | 4.5116e-11
[120 empty] | 7.3.5.15 Identification and remediation of “at-risk species”WLDFRVegetation ContactBranch (Not overhanging, 4-12ft) | WLDFR | HFTD - Distribution - Tier 3 - 4QU CoRE ¦ 3QU LoRE | Non-Red Flag Warning - Destructive Fires | Vegetation Contact | Branch (Not overhanging, 4-12ft) | 2036 | 1.2764e-09 | 384.7705 | 4.9111e-07 | 2036 | Mitigation | 0.5 | 30 | 0 | esc | 0.038396 | 4.9008e-11 | 0.040543 | 5.1748e-11 | 0.037115 | 4.7372e-11 | 0.035347 | 4.5116e-11
[120 empty] | 7.3.5.15 Identification and remediation of “at-risk species”WLDFRVegetation ContactBranch (Not overhanging, 4-12ft) | WLDFR | HFTD - Distribution - Tier 3 - 4QU CoRE ¦ 3QU LoRE | Non-Red Flag Warning - Destructive Fires | Vegetation Contact | Branch (Not overhanging, 4-12ft) | 2037 | 1.2764e-09 | 384.7705 | 4.9111e-07 | 2037 | Mitigation | 0.5 | 30 | 0 | esc | 0.038396 | 4.9008e-11 | 0.040543 | 5.1748e-11 | 0.037115 | 4.7372e-11 | 0.035347 | 4.5116e-11
[120 empty] | 7.3.5.15 Identification and remediation of “at-risk species”WLDFRVegetation ContactBranch (Not overhanging, 4-12ft) | WLDFR | HFTD - Distribution - Tier 3 - 4QU CoRE ¦ 3QU LoRE | Non-Red Flag Warning - Destructive Fires | Vegetation Contact | Branch (Not overhanging, 4-12ft) | 2038 | 1.2764e-09 | 384.7705 | 4.9111e-07 | 2038 | Mitigation | 0.5 | 30 | 0 | esc | 0.038396 | 4.9008e-11 | 0.040543 | 5.1748e-11 | 0.037115 | 4.7372e-11 | 0.035347 | 4.5116e-11
[120 empty] | 7.3.5.15 Identification and remediation of “at-risk species”WLDFRVegetation ContactBranch (Not overhanging, 4-12ft) | WLDFR | HFTD - Distribution - Tier 3 - 4QU CoRE ¦ 3QU LoRE | Non-Red Flag Warning - Destructive Fires | Vegetation Contact | Branch (Not overhanging, 4-12ft) | 2039 | 1.2764e-09 | 384.7705 | 4.9111e-07 | 2039 | Mitigation | 0.5 | 30 | 0 | esc | 0.038396 | 4.9008e-11 | 0.040543 | 5.1748e-11 | 0.037115 | 4.7372e-11 | 0.035347 | 4.5116e-11
[120 empty] | 7.3.5.15 Identification and remediation of “at-risk species”WLDFRVegetation ContactBranch (Not overhanging, 4-12ft) | WLDFR | HFTD - Distribution - Tier 3 - 4QU CoRE ¦ 3QU LoRE | Non-Red Flag Warning - Destructive Fires | Vegetation Contact | Branch (Not overhanging, 4-12ft) | 2040 | 1.2764e-09 | 384.7705 | 4.9111e-07 | 2040 | Mitigation | 0.5 | 30 | 0 | esc | 0.038396 | 4.9008e-11 | 0.040543 | 5.1748e-11 | 0.037115 | 4.7372e-11 | 0.035347 | 4.5116e-11
[120 empty] | 7.3.5.15 Identification and remediation of “at-risk species”WLDFRVegetation ContactBranch (Not overhanging, 4-12ft) | WLDFR | HFTD - Distribution - Tier 3 - 4QU CoRE ¦ 3QU LoRE | Non-Red Flag Warning - Destructive Fires | Vegetation Contact | Branch (Not overhanging, 4-12ft) | 2041 | 1.2764e-09 | 384.7705 | 4.9111e-07 | 2041 | Mitigation | 0.5 | 30 | 0 | esc | 0.038396 | 4.9008e-11 | 0.040543 | 5.1748e-11 | 0.037115 | 4.7372e-11 | 0.035347 | 4.5116e-11
[120 empty] | 7.3.5.15 Identification and remediation of “at-risk species”WLDFRVegetation ContactBranch (Not overhanging, 4-12ft) | WLDFR | HFTD - Distribution - Tier 3 - 4QU CoRE ¦ 3QU LoRE | Non-Red Flag Warning - Destructive Fires | Vegetation Contact | Branch (Not overhanging, 4-12ft) | 2042 | 1.2764e-09 | 384.7705 | 4.9111e-07 | 2042 | Mitigation | 0.5 | 30 | 0 | esc | 0.038396 | 4.9008e-11 | 0.040543 | 5.1748e-11 | 0.037115 | 4.7372e-11 | 0.035347 | 4.5116e-11
[120 empty] | 7.3.5.15 Identification and remediation of “at-risk species”WLDFRVegetation ContactBranch (Not overhanging, 4-12ft) | WLDFR | HFTD - Distribution - Tier 3 - 4QU CoRE ¦ 3QU LoRE | Non-Red Flag Warning - Destructive Fires | Vegetation Contact | Branch (Not overhanging, 4-12ft) | 2043 | 1.2764e-09 | 384.7705 | 4.9111e-07 | 2043 | Mitigation | 0.5 | 30 | 0 | esc | 0.038396 | 4.9008e-11 | 0.040543 | 5.1748e-11 | 0.037115 | 4.7372e-11 | 0.035347 | 4.5116e-11
[120 empty] | 7.3.5.15 Identification and remediation of “at-risk species”WLDFRVegetation ContactBranch (Not overhanging, 4-12ft) | WLDFR | HFTD - Distribution - Tier 3 - 4QU CoRE ¦ 3QU LoRE | Non-Red Flag Warning - Destructive Fires | Vegetation Contact | Branch (Not overhanging, 4-12ft) | 2044 | 1.2764e-09 | 384.7705 | 4.9111e-07 | 2044 | Mitigation | 0.5 | 30 | 0 | esc | 0.038396 | 4.9008e-11 | 0.040543 | 5.1748e-11 | 0.037115 | 4.7372e-11 | 0.035347 | 4.5116e-11
[120 empty] | 7.3.5.15 Identification and remediation of “at-risk species”WLDFRVegetation ContactBranch (Not overhanging, 4-12ft) | WLDFR | HFTD - Distribution - Tier 3 - 4QU CoRE ¦ 3QU LoRE | Non-Red Flag Warning - Destructive Fires | Vegetation Contact | Branch (Not overhanging, 4-12ft) | 2045 | 1.2764e-09 | 384.7705 | 4.9111e-07 | 2045 | Mitigation | 0.5 | 30 | 0 | esc | 0.038396 | 4.9008e-11 | 0.040543 | 5.1748e-11 | 0.037115 | 4.7372e-11 | 0.035347 | 4.5116e-11
[120 empty] | 7.3.5.15 Identification and remediation of “at-risk species”WLDFRVegetation ContactBranch (Not overhanging, 4-12ft) | WLDFR | HFTD - Distribution - Tier 3 - 4QU CoRE ¦ 3QU LoRE | Non-Red Flag Warning - Destructive Fires | Vegetation Contact | Branch (Not overhanging, 4-12ft) | 2046 | 1.2764e-09 | 384.7705 | 4.9111e-07 | 2046 | Mitigation | 0.5 | 30 | 0 | esc | 0.038396 | 4.9008e-11 | 0.040543 | 5.1748e-11 | 0.037115 | 4.7372e-11 | 0.035347 | 4.5116e-11
[120 empty] | 7.3.5.15 Identification and remediation of “at-risk species”WLDFRVegetation ContactBranch (Not overhanging, 4-12ft) | WLDFR | HFTD - Distribution - Tier 3 - 4QU CoRE ¦ 3QU LoRE | Non-Red Flag Warning - Destructive Fires | Vegetation Contact | Branch (Not overhanging, 4-12ft) | 2047 | 1.2764e-09 | 384.7705 | 4.9111e-07 | 2047 | Mitigation | 0.5 | 30 | 0 | esc | 0.038396 | 4.9008e-11 | 0.040543 | 5.1748e-11 | 0.037115 | 4.7372e-11 | 0.035347 | 4.5116e-11
[120 empty] | 7.3.5.15 Identification and remediation of “at-risk species”WLDFRVegetation ContactBranch (Not overhanging, 4-12ft) | WLDFR | HFTD - Distribution - Tier 3 - 4QU CoRE ¦ 3QU LoRE | Non-Red Flag Warning - Destructive Fires | Vegetation Contact | Branch (Not overhanging, 4-12ft) | 2048 | 1.2764e-09 | 384.7705 | 4.9111e-07 | 2048 | Mitigation | 0.5 | 30 | 0 | esc | 0.038396 | 4.9008e-11 | 0.040543 | 5.1748e-11 | 0.037115 | 4.7372e-11 | 0.035347 | 4.5116e-11
[120 empty] | 7.3.5.15 Identification and remediation of “at-risk species”WLDFRVegetation ContactBranch (Not overhanging, 4-12ft) | WLDFR | HFTD - Distribution - Tier 3 - 4QU CoRE ¦ 3QU LoRE | Non-Red Flag Warning - Destructive Fires | Vegetation Contact | Branch (Not overhanging, 4-12ft) | 2049 | 1.2764e-09 | 384.7705 | 4.9111e-07 | 2049 | Mitigation | 0.5 | 30 | 0 | esc | 0.038396 | 4.9008e-11 | 0.040543 | 5.1748e-11 | 0.037115 | 4.7372e-11 | 0.035347 | 4.5116e-11
[120 empty] | 7.3.5.15 Identification and remediation of “at-risk species”WLDFRVegetation ContactBranch (Not overhanging, 4-12ft) | WLDFR | HFTD - Distribution - Tier 3 - 4QU CoRE ¦ 3QU LoRE | Non-Red Flag Warning - Destructive Fires | Vegetation Contact | Branch (Not overhanging, 4-12ft) | 2050 | 1.2764e-09 | 384.7705 | 4.9111e-07 | 2050 | Mitigation | 0.5 | 30 | 0 | esc | 0 | 0 | 0.040543 | 5.1748e-11 | 0.037115 | 4.7372e-11 | 0.035347 | 4.5116e-11
[120 empty] | 7.3.5.15 Identification and remediation of “at-risk species”WLDFRVegetation ContactBranch (Not overhanging, 4-12ft) | WLDFR | HFTD - Distribution - Tier 3 - 4QU CoRE ¦ 3QU LoRE | Non-Red Flag Warning - Destructive Fires | Vegetation Contact | Branch (Not overhanging, 4-12ft) | 2051 | 1.2764e-09 | 384.7705 | 4.9111e-07 | 2051 | Mitigation | 0.5 | 30 | 0 | esc | 0 | 0 | 0 | 0 | 0.037115 | 4.7372e-11 | 0.035347 | 4.5116e-11
[120 empty] | 7.3.5.15 Identification and remediation of “at-risk species”WLDFRVegetation ContactBranch (Not overhanging, 4-12ft) | WLDFR | HFTD - Distribution - Tier 3 - 4QU CoRE ¦ 3QU LoRE | Non-Red Flag Warning - Destructive Fires | Vegetation Contact | Branch (Not overhanging, 4-12ft) | 2052 | 1.2764e-09 | 384.7705 | 4.9111e-07 | 2052 | Mitigation | 0.5 | 30 | 0 | esc | 0 | 0 | 0 | 0 | 0 | 0 | 0.035347 | 4.5116e-11
[120 empty] | 7.3.5.15 Identification and remediation of “at-risk species”WLDFRVegetation ContactBranch (Not overhanging, within 4ft) | WLDFR | HFTD - Distribution - Tier 3 - 4QU CoRE ¦ 3QU LoRE | Non-Red Flag Warning - Destructive Fires | Vegetation Contact | Branch (Not overhanging, within 4ft) | 2022 | 5.4621e-10 | 384.7705 | 2.1017e-07 | 2022 | Mitigation | 0.9 | 30 | 0 | esc | 0.069113 | 3.7751e-11 | 0.072978 | 3.9861e-11 | 0.066806 | 3.649e-11 | 0 | 0
[120 empty] | 7.3.5.15 Identification and remediation of “at-risk species”WLDFRVegetation ContactBranch (Not overhanging, within 4ft) | WLDFR | HFTD - Distribution - Tier 3 - 4QU CoRE ¦ 3QU LoRE | Non-Red Flag Warning - Destructive Fires | Vegetation Contact | Branch (Not overhanging, within 4ft) | 2023 | 5.4621e-10 | 384.7705 | 2.1017e-07 | 2023 | Mitigation | 0.9 | 30 | 0 | esc | 0.069113 | 3.7751e-11 | 0.072978 | 3.9861e-11 | 0.066806 | 3.649e-11 | 0.063625 | 3.4753e-11
[120 empty] | 7.3.5.15 Identification and remediation of “at-risk species”WLDFRVegetation ContactBranch (Not overhanging, within 4ft) | WLDFR | HFTD - Distribution - Tier 3 - 4QU CoRE ¦ 3QU LoRE | Non-Red Flag Warning - Destructive Fires | Vegetation Contact | Branch (Not overhanging, within 4ft) | 2024 | 5.4621e-10 | 384.7705 | 2.1017e-07 | 2024 | Mitigation | 0.9 | 30 | 0 | esc | 0.069113 | 3.7751e-11 | 0.072978 | 3.9861e-11 | 0.066806 | 3.649e-11 | 0.063625 | 3.4753e-11
[120 empty] | 7.3.5.15 Identification and remediation of “at-risk species”WLDFRVegetation ContactBranch (Not overhanging, within 4ft) | WLDFR | HFTD - Distribution - Tier 3 - 4QU CoRE ¦ 3QU LoRE | Non-Red Flag Warning - Destructive Fires | Vegetation Contact | Branch (Not overhanging, within 4ft) | 2025 | 5.4621e-10 | 384.7705 | 2.1017e-07 | 2025 | Mitigation | 0.9 | 30 | 0 | esc | 0.069113 | 3.7751e-11 | 0.072978 | 3.9861e-11 | 0.066806 | 3.649e-11 | 0.063625 | 3.4753e-11
[120 empty] | 7.3.5.15 Identification and remediation of “at-risk species”WLDFRVegetation ContactBranch (Not overhanging, within 4ft) | WLDFR | HFTD - Distribution - Tier 3 - 4QU CoRE ¦ 3QU LoRE | Non-Red Flag Warning - Destructive Fires | Vegetation Contact | Branch (Not overhanging, within 4ft) | 2026 | 5.4621e-10 | 384.7705 | 2.1017e-07 | 2026 | Mitigation | 0.9 | 30 | 0 | esc | 0.069113 | 3.7751e-11 | 0.072978 | 3.9861e-11 | 0.066806 | 3.649e-11 | 0.063625 | 3.4753e-11
[120 empty] | 7.3.5.15 Identification and remediation of “at-risk species”WLDFRVegetation ContactBranch (Not overhanging, within 4ft) | WLDFR | HFTD - Distribution - Tier 3 - 4QU CoRE ¦ 3QU LoRE | Non-Red Flag Warning - Destructive Fires | Vegetation Contact | Branch (Not overhanging, within 4ft) | 2027 | 5.4621e-10 | 384.7705 | 2.1017e-07 | 2027 | Mitigation | 0.9 | 30 | 0 | esc | 0.069113 | 3.7751e-11 | 0.072978 | 3.9861e-11 | 0.066806 | 3.649e-11 | 0.063625 | 3.4753e-11
[120 empty] | 7.3.5.15 Identification and remediation of “at-risk species”WLDFRVegetation ContactBranch (Not overhanging, within 4ft) | WLDFR | HFTD - Distribution - Tier 3 - 4QU CoRE ¦ 3QU LoRE | Non-Red Flag Warning - Destructive Fires | Vegetation Contact | Branch (Not overhanging, within 4ft) | 2028 | 5.4621e-10 | 384.7705 | 2.1017e-07 | 2028 | Mitigation | 0.9 | 30 | 0 | esc | 0.069113 | 3.7751e-11 | 0.072978 | 3.9861e-11 | 0.066806 | 3.649e-11 | 0.063625 | 3.4753e-11
[120 empty] | 7.3.5.15 Identification and remediation of “at-risk species”WLDFRVegetation ContactBranch (Not overhanging, within 4ft) | WLDFR | HFTD - Distribution - Tier 3 - 4QU CoRE ¦ 3QU LoRE | Non-Red Flag Warning - Destructive Fires | Vegetation Contact | Branch (Not overhanging, within 4ft) | 2029 | 5.4621e-10 | 384.7705 | 2.1017e-07 | 2029 | Mitigation | 0.9 | 30 | 0 | esc | 0.069113 | 3.7751e-11 | 0.072978 | 3.9861e-11 | 0.066806 | 3.649e-11 | 0.063625 | 3.4753e-11
[120 empty] | 7.3.5.15 Identification and remediation of “at-risk species”WLDFRVegetation ContactBranch (Not overhanging, within 4ft) | WLDFR | HFTD - Distribution - Tier 3 - 4QU CoRE ¦ 3QU LoRE | Non-Red Flag Warning - Destructive Fires | Vegetation Contact | Branch (Not overhanging, within 4ft) | 2030 | 5.4621e-10 | 384.7705 | 2.1017e-07 | 2030 | Mitigation | 0.9 | 30 | 0 | esc | 0.069113 | 3.7751e-11 | 0.072978 | 3.9861e-11 | 0.066806 | 3.649e-11 | 0.063625 | 3.4753e-11
[120 empty] | 7.3.5.15 Identification and remediation of “at-risk species”WLDFRVegetation ContactBranch (Not overhanging, within 4ft) | WLDFR | HFTD - Distribution - Tier 3 - 4QU CoRE ¦ 3QU LoRE | Non-Red Flag Warning - Destructive Fires | Vegetation Contact | Branch (Not overhanging, within 4ft) | 2031 | 5.4621e-10 | 384.7705 | 2.1017e-07 | 2031 | Mitigation | 0.9 | 30 | 0 | esc | 0.069113 | 3.7751e-11 | 0.072978 | 3.9861e-11 | 0.066806 | 3.649e-11 | 0.063625 | 3.4753e-11
[120 empty] | 7.3.5.15 Identification and remediation of “at-risk species”WLDFRVegetation ContactBranch (Not overhanging, within 4ft) | WLDFR | HFTD - Distribution - Tier 3 - 4QU CoRE ¦ 3QU LoRE | Non-Red Flag Warning - Destructive Fires | Vegetation Contact | Branch (Not overhanging, within 4ft) | 2032 | 5.4621e-10 | 384.7705 | 2.1017e-07 | 2032 | Mitigation | 0.9 | 30 | 0 | esc | 0.069113 | 3.7751e-11 | 0.072978 | 3.9861e-11 | 0.066806 | 3.649e-11 | 0.063625 | 3.4753e-11
[120 empty] | 7.3.5.15 Identification and remediation of “at-risk species”WLDFRVegetation ContactBranch (Not overhanging, within 4ft) | WLDFR | HFTD - Distribution - Tier 3 - 4QU CoRE ¦ 3QU LoRE | Non-Red Flag Warning - Destructive Fires | Vegetation Contact | Branch (Not overhanging, within 4ft) | 2033 | 5.4621e-10 | 384.7705 | 2.1017e-07 | 2033 | Mitigation | 0.9 | 30 | 0 | esc | 0.069113 | 3.7751e-11 | 0.072978 | 3.9861e-11 | 0.066806 | 3.649e-11 | 0.063625 | 3.4753e-11
[120 empty] | 7.3.5.15 Identification and remediation of “at-risk species”WLDFRVegetation ContactBranch (Not overhanging, within 4ft) | WLDFR | HFTD - Distribution - Tier 3 - 4QU CoRE ¦ 3QU LoRE | Non-Red Flag Warning - Destructive Fires | Vegetation Contact | Branch (Not overhanging, within 4ft) | 2034 | 5.4621e-10 | 384.7705 | 2.1017e-07 | 2034 | Mitigation | 0.9 | 30 | 0 | esc | 0.069113 | 3.7751e-11 | 0.072978 | 3.9861e-11 | 0.066806 | 3.649e-11 | 0.063625 | 3.4753e-11
[120 empty] | 7.3.5.15 Identification and remediation of “at-risk species”WLDFRVegetation ContactBranch (Not overhanging, within 4ft) | WLDFR | HFTD - Distribution - Tier 3 - 4QU CoRE ¦ 3QU LoRE | Non-Red Flag Warning - Destructive Fires | Vegetation Contact | Branch (Not overhanging, within 4ft) | 2035 | 5.4621e-10 | 384.7705 | 2.1017e-07 | 2035 | Mitigation | 0.9 | 30 | 0 | esc | 0.069113 | 3.7751e-11 | 0.072978 | 3.9861e-11 | 0.066806 | 3.649e-11 | 0.063625 | 3.4753e-11
[120 empty] | 7.3.5.15 Identification and remediation of “at-risk species”WLDFRVegetation ContactBranch (Not overhanging, within 4ft) | WLDFR | HFTD - Distribution - Tier 3 - 4QU CoRE ¦ 3QU LoRE | Non-Red Flag Warning - Destructive Fires | Vegetation Contact | Branch (Not overhanging, within 4ft) | 2036 | 5.4621e-10 | 384.7705 | 2.1017e-07 | 2036 | Mitigation | 0.9 | 30 | 0 | esc | 0.069113 | 3.7751e-11 | 0.072978 | 3.9861e-11 | 0.066806 | 3.649e-11 | 0.063625 | 3.4753e-11
[120 empty] | 7.3.5.15 Identification and remediation of “at-risk species”WLDFRVegetation ContactBranch (Not overhanging, within 4ft) | WLDFR | HFTD - Distribution - Tier 3 - 4QU CoRE ¦ 3QU LoRE | Non-Red Flag Warning - Destructive Fires | Vegetation Contact | Branch (Not overhanging, within 4ft) | 2037 | 5.4621e-10 | 384.7705 | 2.1017e-07 | 2037 | Mitigation | 0.9 | 30 | 0 | esc | 0.069113 | 3.7751e-11 | 0.072978 | 3.9861e-11 | 0.066806 | 3.649e-11 | 0.063625 | 3.4753e-11
[120 empty] | 7.3.5.15 Identification and remediation of “at-risk species”WLDFRVegetation ContactBranch (Not overhanging, within 4ft) | WLDFR | HFTD - Distribution - Tier 3 - 4QU CoRE ¦ 3QU LoRE | Non-Red Flag Warning - Destructive Fires | Vegetation Contact | Branch (Not overhanging, within 4ft) | 2038 | 5.4621e-10 | 384.7705 | 2.1017e-07 | 2038 | Mitigation | 0.9 | 30 | 0 | esc | 0.069113 | 3.7751e-11 | 0.072978 | 3.9861e-11 | 0.066806 | 3.649e-11 | 0.063625 | 3.4753e-11
[120 empty] | 7.3.5.15 Identification and remediation of “at-risk species”WLDFRVegetation ContactBranch (Not overhanging, within 4ft) | WLDFR | HFTD - Distribution - Tier 3 - 4QU CoRE ¦ 3QU LoRE | Non-Red Flag Warning - Destructive Fires | Vegetation Contact | Branch (Not overhanging, within 4ft) | 2039 | 5.4621e-10 | 384.7705 | 2.1017e-07 | 2039 | Mitigation | 0.9 | 30 | 0 | esc | 0.069113 | 3.7751e-11 | 0.072978 | 3.9861e-11 | 0.066806 | 3.649e-11 | 0.063625 | 3.4753e-11
[120 empty] | 7.3.5.15 Identification and remediation of “at-risk species”WLDFRVegetation ContactBranch (Not overhanging, within 4ft) | WLDFR | HFTD - Distribution - Tier 3 - 4QU CoRE ¦ 3QU LoRE | Non-Red Flag Warning - Destructive Fires | Vegetation Contact | Branch (Not overhanging, within 4ft) | 2040 | 5.4621e-10 | 384.7705 | 2.1017e-07 | 2040 | Mitigation | 0.9 | 30 | 0 | esc | 0.069113 | 3.7751e-11 | 0.072978 | 3.9861e-11 | 0.066806 | 3.649e-11 | 0.063625 | 3.4753e-11
[120 empty] | 7.3.5.15 Identification and remediation of “at-risk species”WLDFRVegetation ContactBranch (Not overhanging, within 4ft) | WLDFR | HFTD - Distribution - Tier 3 - 4QU CoRE ¦ 3QU LoRE | Non-Red Flag Warning - Destructive Fires | Vegetation Contact | Branch (Not overhanging, within 4ft) | 2041 | 5.4621e-10 | 384.7705 | 2.1017e-07 | 2041 | Mitigation | 0.9 | 30 | 0 | esc | 0.069113 | 3.7751e-11 | 0.072978 | 3.9861e-11 | 0.066806 | 3.649e-11 | 0.063625 | 3.4753e-11
[120 empty] | 7.3.5.15 Identification and remediation of “at-risk species”WLDFRVegetation ContactBranch (Not overhanging, within 4ft) | WLDFR | HFTD - Distribution - Tier 3 - 4QU CoRE ¦ 3QU LoRE | Non-Red Flag Warning - Destructive Fires | Vegetation Contact | Branch (Not overhanging, within 4ft) | 2042 | 5.4621e-10 | 384.7705 | 2.1017e-07 | 2042 | Mitigation | 0.9 | 30 | 0 | esc | 0.069113 | 3.7751e-11 | 0.072978 | 3.9861e-11 | 0.066806 | 3.649e-11 | 0.063625 | 3.4753e-11
[120 empty] | 7.3.5.15 Identification and remediation of “at-risk species”WLDFRVegetation ContactBranch (Not overhanging, within 4ft) | WLDFR | HFTD - Distribution - Tier 3 - 4QU CoRE ¦ 3QU LoRE | Non-Red Flag Warning - Destructive Fires | Vegetation Contact | Branch (Not overhanging, within 4ft) | 2043 | 5.4621e-10 | 384.7705 | 2.1017e-07 | 2043 | Mitigation | 0.9 | 30 | 0 | esc | 0.069113 | 3.7751e-11 | 0.072978 | 3.9861e-11 | 0.066806 | 3.649e-11 | 0.063625 | 3.4753e-11
[120 empty] | 7.3.5.15 Identification and remediation of “at-risk species”WLDFRVegetation ContactBranch (Not overhanging, within 4ft) | WLDFR | HFTD - Distribution - Tier 3 - 4QU CoRE ¦ 3QU LoRE | Non-Red Flag Warning - Destructive Fires | Vegetation Contact | Branch (Not overhanging, within 4ft) | 2044 | 5.4621e-10 | 384.7705 | 2.1017e-07 | 2044 | Mitigation | 0.9 | 30 | 0 | esc | 0.069113 | 3.7751e-11 | 0.072978 | 3.9861e-11 | 0.066806 | 3.649e-11 | 0.063625 | 3.4753e-11
[120 empty] | 7.3.5.15 Identification and remediation of “at-risk species”WLDFRVegetation ContactBranch (Not overhanging, within 4ft) | WLDFR | HFTD - Distribution - Tier 3 - 4QU CoRE ¦ 3QU LoRE | Non-Red Flag Warning - Destructive Fires | Vegetation Contact | Branch (Not overhanging, within 4ft) | 2045 | 5.4621e-10 | 384.7705 | 2.1017e-07 | 2045 | Mitigation | 0.9 | 30 | 0 | esc | 0.069113 | 3.7751e-11 | 0.072978 | 3.9861e-11 | 0.066806 | 3.649e-11 | 0.063625 | 3.4753e-11
[120 empty] | 7.3.5.15 Identification and remediation of “at-risk species”WLDFRVegetation ContactBranch (Not overhanging, within 4ft) | WLDFR | HFTD - Distribution - Tier 3 - 4QU CoRE ¦ 3QU LoRE | Non-Red Flag Warning - Destructive Fires | Vegetation Contact | Branch (Not overhanging, within 4ft) | 2046 | 5.4621e-10 | 384.7705 | 2.1017e-07 | 2046 | Mitigation | 0.9 | 30 | 0 | esc | 0.069113 | 3.7751e-11 | 0.072978 | 3.9861e-11 | 0.066806 | 3.649e-11 | 0.063625 | 3.4753e-11
[120 empty] | 7.3.5.15 Identification and remediation of “at-risk species”WLDFRVegetation ContactBranch (Not overhanging, within 4ft) | WLDFR | HFTD - Distribution - Tier 3 - 4QU CoRE ¦ 3QU LoRE | Non-Red Flag Warning - Destructive Fires | Vegetation Contact | Branch (Not overhanging, within 4ft) | 2047 | 5.4621e-10 | 384.7705 | 2.1017e-07 | 2047 | Mitigation | 0.9 | 30 | 0 | esc | 0.069113 | 3.7751e-11 | 0.072978 | 3.9861e-11 | 0.066806 | 3.649e-11 | 0.063625 | 3.4753e-11
[120 empty] | 7.3.5.15 Identification and remediation of “at-risk species”WLDFRVegetation ContactBranch (Not overhanging, within 4ft) | WLDFR | HFTD - Distribution - Tier 3 - 4QU CoRE ¦ 3QU LoRE | Non-Red Flag Warning - Destructive Fires | Vegetation Contact | Branch (Not overhanging, within 4ft) | 2048 | 5.4621e-10 | 384.7705 | 2.1017e-07 | 2048 | Mitigation | 0.9 | 30 | 0 | esc | 0.069113 | 3.7751e-11 | 0.072978 | 3.9861e-11 | 0.066806 | 3.649e-11 | 0.063625 | 3.4753e-11
[120 empty] | 7.3.5.15 Identification and remediation of “at-risk species”WLDFRVegetation ContactBranch (Not overhanging, within 4ft) | WLDFR | HFTD - Distribution - Tier 3 - 4QU CoRE ¦ 3QU LoRE | Non-Red Flag Warning - Destructive Fires | Vegetation Contact | Branch (Not overhanging, within 4ft) | 2049 | 5.4621e-10 | 384.7705 | 2.1017e-07 | 2049 | Mitigation | 0.9 | 30 | 0 | esc | 0.069113 | 3.7751e-11 | 0.072978 | 3.9861e-11 | 0.066806 | 3.649e-11 | 0.063625 | 3.4753e-11
[120 empty] | 7.3.5.15 Identification and remediation of “at-risk species”WLDFRVegetation ContactBranch (Not overhanging, within 4ft) | WLDFR | HFTD - Distribution - Tier 3 - 4QU CoRE ¦ 3QU LoRE | Non-Red Flag Warning - Destructive Fires | Vegetation Contact | Branch (Not overhanging, within 4ft) | 2050 | 5.4621e-10 | 384.7705 | 2.1017e-07 | 2050 | Mitigation | 0.9 | 30 | 0 | esc | 0 | 0 | 0.072978 | 3.9861e-11 | 0.066806 | 3.649e-11 | 0.063625 | 3.4753e-11
[120 empty] | 7.3.5.15 Identification and remediation of “at-risk species”WLDFRVegetation ContactBranch (Not overhanging, within 4ft) | WLDFR | HFTD - Distribution - Tier 3 - 4QU CoRE ¦ 3QU LoRE | Non-Red Flag Warning - Destructive Fires | Vegetation Contact | Branch (Not overhanging, within 4ft) | 2051 | 5.4621e-10 | 384.7705 | 2.1017e-07 | 2051 | Mitigation | 0.9 | 30 | 0 | esc | 0 | 0 | 0 | 0 | 0.066806 | 3.649e-11 | 0.063625 | 3.4753e-11
[120 empty] | 7.3.5.15 Identification and remediation of “at-risk species”WLDFRVegetation ContactBranch (Not overhanging, within 4ft) | WLDFR | HFTD - Distribution - Tier 3 - 4QU CoRE ¦ 3QU LoRE | Non-Red Flag Warning - Destructive Fires | Vegetation Contact | Branch (Not overhanging, within 4ft) | 2052 | 5.4621e-10 | 384.7705 | 2.1017e-07 | 2052 | Mitigation | 0.9 | 30 | 0 | esc | 0 | 0 | 0 | 0 | 0 | 0 | 0.063625 | 3.4753e-11
[120 empty] | 7.3.5.15 Identification and remediation of “at-risk species”WLDFRVegetation ContactBranch (OverHanging) | WLDFR | HFTD - Distribution - Tier 3 - 4QU CoRE ¦ 3QU LoRE | Non-Red Flag Warning - Destructive Fires | Vegetation Contact | Branch (OverHanging) | 2022 | 2.4655e-08 | 384.7705 | 9.4866e-06 | 2022 | Mitigation | 0.9 | 30 | 0 | esc | 0.069113 | 1.704e-09 | 0.072978 | 1.7993e-09 | 0.066806 | 1.6471e-09 | 0 | 0
[120 empty] | 7.3.5.15 Identification and remediation of “at-risk species”WLDFRVegetation ContactBranch (OverHanging) | WLDFR | HFTD - Distribution - Tier 3 - 4QU CoRE ¦ 3QU LoRE | Non-Red Flag Warning - Destructive Fires | Vegetation Contact | Branch (OverHanging) | 2023 | 2.4655e-08 | 384.7705 | 9.4866e-06 | 2023 | Mitigation | 0.9 | 30 | 0 | esc | 0.069113 | 1.704e-09 | 0.072978 | 1.7993e-09 | 0.066806 | 1.6471e-09 | 0.063625 | 1.5687e-09
[120 empty] | 7.3.5.15 Identification and remediation of “at-risk species”WLDFRVegetation ContactBranch (OverHanging) | WLDFR | HFTD - Distribution - Tier 3 - 4QU CoRE ¦ 3QU LoRE | Non-Red Flag Warning - Destructive Fires | Vegetation Contact | Branch (OverHanging) | 2024 | 2.4655e-08 | 384.7705 | 9.4866e-06 | 2024 | Mitigation | 0.9 | 30 | 0 | esc | 0.069113 | 1.704e-09 | 0.072978 | 1.7993e-09 | 0.066806 | 1.6471e-09 | 0.063625 | 1.5687e-09
[120 empty] | 7.3.5.15 Identification and remediation of “at-risk species”WLDFRVegetation ContactBranch (OverHanging) | WLDFR | HFTD - Distribution - Tier 3 - 4QU CoRE ¦ 3QU LoRE | Non-Red Flag Warning - Destructive Fires | Vegetation Contact | Branch (OverHanging) | 2025 | 2.4655e-08 | 384.7705 | 9.4866e-06 | 2025 | Mitigation | 0.9 | 30 | 0 | esc | 0.069113 | 1.704e-09 | 0.072978 | 1.7993e-09 | 0.066806 | 1.6471e-09 | 0.063625 | 1.5687e-09
[120 empty] | 7.3.5.15 Identification and remediation of “at-risk species”WLDFRVegetation ContactBranch (OverHanging) | WLDFR | HFTD - Distribution - Tier 3 - 4QU CoRE ¦ 3QU LoRE | Non-Red Flag Warning - Destructive Fires | Vegetation Contact | Branch (OverHanging) | 2026 | 2.4655e-08 | 384.7705 | 9.4866e-06 | 2026 | Mitigation | 0.9 | 30 | 0 | esc | 0.069113 | 1.704e-09 | 0.072978 | 1.7993e-09 | 0.066806 | 1.6471e-09 | 0.063625 | 1.5687e-09
[120 empty] | 7.3.5.15 Identification and remediation of “at-risk species”WLDFRVegetation ContactBranch (OverHanging) | WLDFR | HFTD - Distribution - Tier 3 - 4QU CoRE ¦ 3QU LoRE | Non-Red Flag Warning - Destructive Fires | Vegetation Contact | Branch (OverHanging) | 2027 | 2.4655e-08 | 384.7705 | 9.4866e-06 | 2027 | Mitigation | 0.9 | 30 | 0 | esc | 0.069113 | 1.704e-09 | 0.072978 | 1.7993e-09 | 0.066806 | 1.6471e-09 | 0.063625 | 1.5687e-09
[120 empty] | 7.3.5.15 Identification and remediation of “at-risk species”WLDFRVegetation ContactBranch (OverHanging) | WLDFR | HFTD - Distribution - Tier 3 - 4QU CoRE ¦ 3QU LoRE | Non-Red Flag Warning - Destructive Fires | Vegetation Contact | Branch (OverHanging) | 2028 | 2.4655e-08 | 384.7705 | 9.4866e-06 | 2028 | Mitigation | 0.9 | 30 | 0 | esc | 0.069113 | 1.704e-09 | 0.072978 | 1.7993e-09 | 0.066806 | 1.6471e-09 | 0.063625 | 1.5687e-09
[120 empty] | 7.3.5.15 Identification and remediation of “at-risk species”WLDFRVegetation ContactBranch (OverHanging) | WLDFR | HFTD - Distribution - Tier 3 - 4QU CoRE ¦ 3QU LoRE | Non-Red Flag Warning - Destructive Fires | Vegetation Contact | Branch (OverHanging) | 2029 | 2.4655e-08 | 384.7705 | 9.4866e-06 | 2029 | Mitigation | 0.9 | 30 | 0 | esc | 0.069113 | 1.704e-09 | 0.072978 | 1.7993e-09 | 0.066806 | 1.6471e-09 | 0.063625 | 1.5687e-09
[120 empty] | 7.3.5.15 Identification and remediation of “at-risk species”WLDFRVegetation ContactBranch (OverHanging) | WLDFR | HFTD - Distribution - Tier 3 - 4QU CoRE ¦ 3QU LoRE | Non-Red Flag Warning - Destructive Fires | Vegetation Contact | Branch (OverHanging) | 2030 | 2.4655e-08 | 384.7705 | 9.4866e-06 | 2030 | Mitigation | 0.9 | 30 | 0 | esc | 0.069113 | 1.704e-09 | 0.072978 | 1.7993e-09 | 0.066806 | 1.6471e-09 | 0.063625 | 1.5687e-09
[120 empty] | 7.3.5.15 Identification and remediation of “at-risk species”WLDFRVegetation ContactBranch (OverHanging) | WLDFR | HFTD - Distribution - Tier 3 - 4QU CoRE ¦ 3QU LoRE | Non-Red Flag Warning - Destructive Fires | Vegetation Contact | Branch (OverHanging) | 2031 | 2.4655e-08 | 384.7705 | 9.4866e-06 | 2031 | Mitigation | 0.9 | 30 | 0 | esc | 0.069113 | 1.704e-09 | 0.072978 | 1.7993e-09 | 0.066806 | 1.6471e-09 | 0.063625 | 1.5687e-09
[120 empty] | 7.3.5.15 Identification and remediation of “at-risk species”WLDFRVegetation ContactBranch (OverHanging) | WLDFR | HFTD - Distribution - Tier 3 - 4QU CoRE ¦ 3QU LoRE | Non-Red Flag Warning - Destructive Fires | Vegetation Contact | Branch (OverHanging) | 2032 | 2.4655e-08 | 384.7705 | 9.4866e-06 | 2032 | Mitigation | 0.9 | 30 | 0 | esc | 0.069113 | 1.704e-09 | 0.072978 | 1.7993e-09 | 0.066806 | 1.6471e-09 | 0.063625 | 1.5687e-09
[120 empty] | 7.3.5.15 Identification and remediation of “at-risk species”WLDFRVegetation ContactBranch (OverHanging) | WLDFR | HFTD - Distribution - Tier 3 - 4QU CoRE ¦ 3QU LoRE | Non-Red Flag Warning - Destructive Fires | Vegetation Contact | Branch (OverHanging) | 2033 | 2.4655e-08 | 384.7705 | 9.4866e-06 | 2033 | Mitigation | 0.9 | 30 | 0 | esc | 0.069113 | 1.704e-09 | 0.072978 | 1.7993e-09 | 0.066806 | 1.6471e-09 | 0.063625 | 1.5687e-09
[120 empty] | 7.3.5.15 Identification and remediation of “at-risk species”WLDFRVegetation ContactBranch (OverHanging) | WLDFR | HFTD - Distribution - Tier 3 - 4QU CoRE ¦ 3QU LoRE | Non-Red Flag Warning - Destructive Fires | Vegetation Contact | Branch (OverHanging) | 2034 | 2.4655e-08 | 384.7705 | 9.4866e-06 | 2034 | Mitigation | 0.9 | 30 | 0 | esc | 0.069113 | 1.704e-09 | 0.072978 | 1.7993e-09 | 0.066806 | 1.6471e-09 | 0.063625 | 1.5687e-09
[120 empty] | 7.3.5.15 Identification and remediation of “at-risk species”WLDFRVegetation ContactBranch (OverHanging) | WLDFR | HFTD - Distribution - Tier 3 - 4QU CoRE ¦ 3QU LoRE | Non-Red Flag Warning - Destructive Fires | Vegetation Contact | Branch (OverHanging) | 2035 | 2.4655e-08 | 384.7705 | 9.4866e-06 | 2035 | Mitigation | 0.9 | 30 | 0 | esc | 0.069113 | 1.704e-09 | 0.072978 | 1.7993e-09 | 0.066806 | 1.6471e-09 | 0.063625 | 1.5687e-09
[120 empty] | 7.3.5.15 Identification and remediation of “at-risk species”WLDFRVegetation ContactBranch (OverHanging) | WLDFR | HFTD - Distribution - Tier 3 - 4QU CoRE ¦ 3QU LoRE | Non-Red Flag Warning - Destructive Fires | Vegetation Contact | Branch (OverHanging) | 2036 | 2.4655e-08 | 384.7705 | 9.4866e-06 | 2036 | Mitigation | 0.9 | 30 | 0 | esc | 0.069113 | 1.704e-09 | 0.072978 | 1.7993e-09 | 0.066806 | 1.6471e-09 | 0.063625 | 1.5687e-09
[120 empty] | 7.3.5.15 Identification and remediation of “at-risk species”WLDFRVegetation ContactBranch (OverHanging) | WLDFR | HFTD - Distribution - Tier 3 - 4QU CoRE ¦ 3QU LoRE | Non-Red Flag Warning - Destructive Fires | Vegetation Contact | Branch (OverHanging) | 2037 | 2.4655e-08 | 384.7705 | 9.4866e-06 | 2037 | Mitigation | 0.9 | 30 | 0 | esc | 0.069113 | 1.704e-09 | 0.072978 | 1.7993e-09 | 0.066806 | 1.6471e-09 | 0.063625 | 1.5687e-09
[120 empty] | 7.3.5.15 Identification and remediation of “at-risk species”WLDFRVegetation ContactBranch (OverHanging) | WLDFR | HFTD - Distribution - Tier 3 - 4QU CoRE ¦ 3QU LoRE | Non-Red Flag Warning - Destructive Fires | Vegetation Contact | Branch (OverHanging) | 2038 | 2.4655e-08 | 384.7705 | 9.4866e-06 | 2038 | Mitigation | 0.9 | 30 | 0 | esc | 0.069113 | 1.704e-09 | 0.072978 | 1.7993e-09 | 0.066806 | 1.6471e-09 | 0.063625 | 1.5687e-09
[120 empty] | 7.3.5.15 Identification and remediation of “at-risk species”WLDFRVegetation ContactBranch (OverHanging) | WLDFR | HFTD - Distribution - Tier 3 - 4QU CoRE ¦ 3QU LoRE | Non-Red Flag Warning - Destructive Fires | Vegetation Contact | Branch (OverHanging) | 2039 | 2.4655e-08 | 384.7705 | 9.4866e-06 | 2039 | Mitigation | 0.9 | 30 | 0 | esc | 0.069113 | 1.704e-09 | 0.072978 | 1.7993e-09 | 0.066806 | 1.6471e-09 | 0.063625 | 1.5687e-09
[120 empty] | 7.3.5.15 Identification and remediation of “at-risk species”WLDFRVegetation ContactBranch (OverHanging) | WLDFR | HFTD - Distribution - Tier 3 - 4QU CoRE ¦ 3QU LoRE | Non-Red Flag Warning - Destructive Fires | Vegetation Contact | Branch (OverHanging) | 2040 | 2.4655e-08 | 384.7705 | 9.4866e-06 | 2040 | Mitigation | 0.9 | 30 | 0 | esc | 0.069113 | 1.704e-09 | 0.072978 | 1.7993e-09 | 0.066806 | 1.6471e-09 | 0.063625 | 1.5687e-09
[120 empty] | 7.3.5.15 Identification and remediation of “at-risk species”WLDFRVegetation ContactBranch (OverHanging) | WLDFR | HFTD - Distribution - Tier 3 - 4QU CoRE ¦ 3QU LoRE | Non-Red Flag Warning - Destructive Fires | Vegetation Contact | Branch (OverHanging) | 2041 | 2.4655e-08 | 384.7705 | 9.4866e-06 | 2041 | Mitigation | 0.9 | 30 | 0 | esc | 0.069113 | 1.704e-09 | 0.072978 | 1.7993e-09 | 0.066806 | 1.6471e-09 | 0.063625 | 1.5687e-09
[120 empty] | 7.3.5.15 Identification and remediation of “at-risk species”WLDFRVegetation ContactBranch (OverHanging) | WLDFR | HFTD - Distribution - Tier 3 - 4QU CoRE ¦ 3QU LoRE | Non-Red Flag Warning - Destructive Fires | Vegetation Contact | Branch (OverHanging) | 2042 | 2.4655e-08 | 384.7705 | 9.4866e-06 | 2042 | Mitigation | 0.9 | 30 | 0 | esc | 0.069113 | 1.704e-09 | 0.072978 | 1.7993e-09 | 0.066806 | 1.6471e-09 | 0.063625 | 1.5687e-09
[120 empty] | 7.3.5.15 Identification and remediation of “at-risk species”WLDFRVegetation ContactBranch (OverHanging) | WLDFR | HFTD - Distribution - Tier 3 - 4QU CoRE ¦ 3QU LoRE | Non-Red Flag Warning - Destructive Fires | Vegetation Contact | Branch (OverHanging) | 2043 | 2.4655e-08 | 384.7705 | 9.4866e-06 | 2043 | Mitigation | 0.9 | 30 | 0 | esc | 0.069113 | 1.704e-09 | 0.072978 | 1.7993e-09 | 0.066806 | 1.6471e-09 | 0.063625 | 1.5687e-09
[120 empty] | 7.3.5.15 Identification and remediation of “at-risk species”WLDFRVegetation ContactBranch (OverHanging) | WLDFR | HFTD - Distribution - Tier 3 - 4QU CoRE ¦ 3QU LoRE | Non-Red Flag Warning - Destructive Fires | Vegetation Contact | Branch (OverHanging) | 2044 | 2.4655e-08 | 384.7705 | 9.4866e-06 | 2044 | Mitigation | 0.9 | 30 | 0 | esc | 0.069113 | 1.704e-09 | 0.072978 | 1.7993e-09 | 0.066806 | 1.6471e-09 | 0.063625 | 1.5687e-09
[120 empty] | 7.3.5.15 Identification and remediation of “at-risk species”WLDFRVegetation ContactBranch (OverHanging) | WLDFR | HFTD - Distribution - Tier 3 - 4QU CoRE ¦ 3QU LoRE | Non-Red Flag Warning - Destructive Fires | Vegetation Contact | Branch (OverHanging) | 2045 | 2.4655e-08 | 384.7705 | 9.4866e-06 | 2045 | Mitigation | 0.9 | 30 | 0 | esc | 0.069113 | 1.704e-09 | 0.072978 | 1.7993e-09 | 0.066806 | 1.6471e-09 | 0.063625 | 1.5687e-09
[120 empty] | 7.3.5.15 Identification and remediation of “at-risk species”WLDFRVegetation ContactBranch (OverHanging) | WLDFR | HFTD - Distribution - Tier 3 - 4QU CoRE ¦ 3QU LoRE | Non-Red Flag Warning - Destructive Fires | Vegetation Contact | Branch (OverHanging) | 2046 | 2.4655e-08 | 384.7705 | 9.4866e-06 | 2046 | Mitigation | 0.9 | 30 | 0 | esc | 0.069113 | 1.704e-09 | 0.072978 | 1.7993e-09 | 0.066806 | 1.6471e-09 | 0.063625 | 1.5687e-09
[120 empty] | 7.3.5.15 Identification and remediation of “at-risk species”WLDFRVegetation ContactBranch (OverHanging) | WLDFR | HFTD - Distribution - Tier 3 - 4QU CoRE ¦ 3QU LoRE | Non-Red Flag Warning - Destructive Fires | Vegetation Contact | Branch (OverHanging) | 2047 | 2.4655e-08 | 384.7705 | 9.4866e-06 | 2047 | Mitigation | 0.9 | 30 | 0 | esc | 0.069113 | 1.704e-09 | 0.072978 | 1.7993e-09 | 0.066806 | 1.6471e-09 | 0.063625 | 1.5687e-09
[120 empty] | 7.3.5.15 Identification and remediation of “at-risk species”WLDFRVegetation ContactBranch (OverHanging) | WLDFR | HFTD - Distribution - Tier 3 - 4QU CoRE ¦ 3QU LoRE | Non-Red Flag Warning - Destructive Fires | Vegetation Contact | Branch (OverHanging) | 2048 | 2.4655e-08 | 384.7705 | 9.4866e-06 | 2048 | Mitigation | 0.9 | 30 | 0 | esc | 0.069113 | 1.704e-09 | 0.072978 | 1.7993e-09 | 0.066806 | 1.6471e-09 | 0.063625 | 1.5687e-09
[120 empty] | 7.3.5.15 Identification and remediation of “at-risk species”WLDFRVegetation ContactBranch (OverHanging) | WLDFR | HFTD - Distribution - Tier 3 - 4QU CoRE ¦ 3QU LoRE | Non-Red Flag Warning - Destructive Fires | Vegetation Contact | Branch (OverHanging) | 2049 | 2.4655e-08 | 384.7705 | 9.4866e-06 | 2049 | Mitigation | 0.9 | 30 | 0 | esc | 0.069113 | 1.704e-09 | 0.072978 | 1.7993e-09 | 0.066806 | 1.6471e-09 | 0.063625 | 1.5687e-09
[120 empty] | 7.3.5.15 Identification and remediation of “at-risk species”WLDFRVegetation ContactBranch (OverHanging) | WLDFR | HFTD - Distribution - Tier 3 - 4QU CoRE ¦ 3QU LoRE | Non-Red Flag Warning - Destructive Fires | Vegetation Contact | Branch (OverHanging) | 2050 | 2.4655e-08 | 384.7705 | 9.4866e-06 | 2050 | Mitigation | 0.9 | 30 | 0 | esc | 0 | 0 | 0.072978 | 1.7993e-09 | 0.066806 | 1.6471e-09 | 0.063625 | 1.5687e-09
[120 empty] | 7.3.5.15 Identification and remediation of “at-risk species”WLDFRVegetation ContactBranch (OverHanging) | WLDFR | HFTD - Distribution - Tier 3 - 4QU CoRE ¦ 3QU LoRE | Non-Red Flag Warning - Destructive Fires | Vegetation Contact | Branch (OverHanging) | 2051 | 2.4655e-08 | 384.7705 | 9.4866e-06 | 2051 | Mitigation | 0.9 | 30 | 0 | esc | 0 | 0 | 0 | 0 | 0.066806 | 1.6471e-09 | 0.063625 | 1.5687e-09
[120 empty] | 7.3.5.15 Identification and remediation of “at-risk species”WLDFRVegetation ContactBranch (OverHanging) | WLDFR | HFTD - Distribution - Tier 3 - 4QU CoRE ¦ 3QU LoRE | Non-Red Flag Warning - Destructive Fires | Vegetation Contact | Branch (OverHanging) | 2052 | 2.4655e-08 | 384.7705 | 9.4866e-06 | 2052 | Mitigation | 0.9 | 30 | 0 | esc | 0 | 0 | 0 | 0 | 0 | 0 | 0.063625 | 1.5687e-09
[120 empty] | 7.3.5.15 Identification and remediation of “at-risk species”WLDFRVegetation ContactFell into (Moderate-Severe defect) | WLDFR | HFTD - Distribution - Tier 3 - 4QU CoRE ¦ 3QU LoRE | Non-Red Flag Warning - Destructive Fires | Vegetation Contact | Fell into (Moderate-Severe defect) | 2022 | 1.2233e-08 | 384.7705 | 4.707e-06 | 2022 | Mitigation | 0.95 | 1 | 0 | esc | 0 | 0 | 0 | 0 | 0.070518 | 8.6266e-10 | 0 | 0
[120 empty] | 7.3.5.15 Identification and remediation of “at-risk species”WLDFRVegetation ContactFell into (Moderate-Severe defect) | WLDFR | HFTD - Distribution - Tier 3 - 4QU CoRE ¦ 3QU LoRE | Non-Red Flag Warning - Destructive Fires | Vegetation Contact | Fell into (Moderate-Severe defect) | 2023 | 1.2233e-08 | 384.7705 | 4.707e-06 | 2023 | Mitigation | 0.95 | 1 | 0 | esc | 0 | 0 | 0 | 0 | 0 | 0 | 0.06716 | 8.2158e-10
[120 empty] | 7.3.5.15 Identification and remediation of “at-risk species”WLDFRVegetation ContactFell into (slight defect) | WLDFR | HFTD - Distribution - Tier 3 - 4QU CoRE ¦ 3QU LoRE | Non-Red Flag Warning - Destructive Fires | Vegetation Contact | Fell into (slight defect) | 2022 | 1.5792e-08 | 384.7705 | 6.0762e-06 | 2022 | Mitigation | 0.5 | 1 | 0 | esc | 0 | 0 | 0 | 0 | 0.037115 | 5.8611e-10 | 0 | 0
[120 empty] | 7.3.5.15 Identification and remediation of “at-risk species”WLDFRVegetation ContactFell into (slight defect) | WLDFR | HFTD - Distribution - Tier 3 - 4QU CoRE ¦ 3QU LoRE | Non-Red Flag Warning - Destructive Fires | Vegetation Contact | Fell into (slight defect) | 2023 | 1.5792e-08 | 384.7705 | 6.0762e-06 | 2023 | Mitigation | 0.5 | 1 | 0 | esc | 0 | 0 | 0 | 0 | 0 | 0 | 0.035347 | 5.582e-10
[120 empty] | 7.3.5.15 Identification and remediation of “at-risk species”WLDFRVegetation ContactGrow Into | WLDFR | HFTD - Distribution - Tier 3 - 4QU CoRE ¦ 3QU LoRE | Non-Red Flag Warning - Destructive Fires | Vegetation Contact | Grow Into | 2022 | 1.3589e-09 | 384.7705 | 5.2288e-07 | 2022 | Mitigation | 0.5 | 1 | 0 | esc | 0 | 0 | 0 | 0 | 0.037115 | 5.0437e-11 | 0 | 0
[120 empty] | 7.3.5.15 Identification and remediation of “at-risk species”WLDFRVegetation ContactGrow Into | WLDFR | HFTD - Distribution - Tier 3 - 4QU CoRE ¦ 3QU LoRE | Non-Red Flag Warning - Destructive Fires | Vegetation Contact | Grow Into | 2023 | 1.3589e-09 | 384.7705 | 5.2288e-07 | 2023 | Mitigation | 0.5 | 1 | 0 | esc | 0 | 0 | 0 | 0 | 0 | 0 | 0.035347 | 4.8035e-11
[120 empty] | 7.3.5.15 Identification and remediation of “at-risk species”WLDFRVegetation ContactBranch (Not overhanging, 4-12ft) | WLDFR | HFTD - Distribution - Tier 3 - 4QU CoRE ¦ 3QU LoRE | Non-Red Flag Warning - Large Fires | Vegetation Contact | Branch (Not overhanging, 4-12ft) | 2022 | 3.4777e-08 | 384.7705 | 1.3381e-05 | 2022 | Mitigation | 0.5 | 30 | 0 | esc | 0.038396 | 1.3353e-09 | 0.040543 | 1.41e-09 | 0.037115 | 1.2907e-09 | 0 | 0
[120 empty] | 7.3.5.15 Identification and remediation of “at-risk species”WLDFRVegetation ContactBranch (Not overhanging, 4-12ft) | WLDFR | HFTD - Distribution - Tier 3 - 4QU CoRE ¦ 3QU LoRE | Non-Red Flag Warning - Large Fires | Vegetation Contact | Branch (Not overhanging, 4-12ft) | 2023 | 3.4777e-08 | 384.7705 | 1.3381e-05 | 2023 | Mitigation | 0.5 | 30 | 0 | esc | 0.038396 | 1.3353e-09 | 0.040543 | 1.41e-09 | 0.037115 | 1.2907e-09 | 0.035347 | 1.2293e-09
[120 empty] | 7.3.5.15 Identification and remediation of “at-risk species”WLDFRVegetation ContactBranch (Not overhanging, 4-12ft) | WLDFR | HFTD - Distribution - Tier 3 - 4QU CoRE ¦ 3QU LoRE | Non-Red Flag Warning - Large Fires | Vegetation Contact | Branch (Not overhanging, 4-12ft) | 2024 | 3.4777e-08 | 384.7705 | 1.3381e-05 | 2024 | Mitigation | 0.5 | 30 | 0 | esc | 0.038396 | 1.3353e-09 | 0.040543 | 1.41e-09 | 0.037115 | 1.2907e-09 | 0.035347 | 1.2293e-09
[120 empty] | 7.3.5.15 Identification and remediation of “at-risk species”WLDFRVegetation ContactBranch (Not overhanging, 4-12ft) | WLDFR | HFTD - Distribution - Tier 3 - 4QU CoRE ¦ 3QU LoRE | Non-Red Flag Warning - Large Fires | Vegetation Contact | Branch (Not overhanging, 4-12ft) | 2025 | 3.4777e-08 | 384.7705 | 1.3381e-05 | 2025 | Mitigation | 0.5 | 30 | 0 | esc | 0.038396 | 1.3353e-09 | 0.040543 | 1.41e-09 | 0.037115 | 1.2907e-09 | 0.035347 | 1.2293e-09
[120 empty] | 7.3.5.15 Identification and remediation of “at-risk species”WLDFRVegetation ContactBranch (Not overhanging, 4-12ft) | WLDFR | HFTD - Distribution - Tier 3 - 4QU CoRE ¦ 3QU LoRE | Non-Red Flag Warning - Large Fires | Vegetation Contact | Branch (Not overhanging, 4-12ft) | 2026 | 3.4777e-08 | 384.7705 | 1.3381e-05 | 2026 | Mitigation | 0.5 | 30 | 0 | esc | 0.038396 | 1.3353e-09 | 0.040543 | 1.41e-09 | 0.037115 | 1.2907e-09 | 0.035347 | 1.2293e-09
[120 empty] | 7.3.5.15 Identification and remediation of “at-risk species”WLDFRVegetation ContactBranch (Not overhanging, 4-12ft) | WLDFR | HFTD - Distribution - Tier 3 - 4QU CoRE ¦ 3QU LoRE | Non-Red Flag Warning - Large Fires | Vegetation Contact | Branch (Not overhanging, 4-12ft) | 2027 | 3.4777e-08 | 384.7705 | 1.3381e-05 | 2027 | Mitigation | 0.5 | 30 | 0 | esc | 0.038396 | 1.3353e-09 | 0.040543 | 1.41e-09 | 0.037115 | 1.2907e-09 | 0.035347 | 1.2293e-09
[120 empty] | 7.3.5.15 Identification and remediation of “at-risk species”WLDFRVegetation ContactBranch (Not overhanging, 4-12ft) | WLDFR | HFTD - Distribution - Tier 3 - 4QU CoRE ¦ 3QU LoRE | Non-Red Flag Warning - Large Fires | Vegetation Contact | Branch (Not overhanging, 4-12ft) | 2028 | 3.4777e-08 | 384.7705 | 1.3381e-05 | 2028 | Mitigation | 0.5 | 30 | 0 | esc | 0.038396 | 1.3353e-09 | 0.040543 | 1.41e-09 | 0.037115 | 1.2907e-09 | 0.035347 | 1.2293e-09
[120 empty] | 7.3.5.15 Identification and remediation of “at-risk species”WLDFRVegetation ContactBranch (Not overhanging, 4-12ft) | WLDFR | HFTD - Distribution - Tier 3 - 4QU CoRE ¦ 3QU LoRE | Non-Red Flag Warning - Large Fires | Vegetation Contact | Branch (Not overhanging, 4-12ft) | 2029 | 3.4777e-08 | 384.7705 | 1.3381e-05 | 2029 | Mitigation | 0.5 | 30 | 0 | esc | 0.038396 | 1.3353e-09 | 0.040543 | 1.41e-09 | 0.037115 | 1.2907e-09 | 0.035347 | 1.2293e-09
[120 empty] | 7.3.5.15 Identification and remediation of “at-risk species”WLDFRVegetation ContactBranch (Not overhanging, 4-12ft) | WLDFR | HFTD - Distribution - Tier 3 - 4QU CoRE ¦ 3QU LoRE | Non-Red Flag Warning - Large Fires | Vegetation Contact | Branch (Not overhanging, 4-12ft) | 2030 | 3.4777e-08 | 384.7705 | 1.3381e-05 | 2030 | Mitigation | 0.5 | 30 | 0 | esc | 0.038396 | 1.3353e-09 | 0.040543 | 1.41e-09 | 0.037115 | 1.2907e-09 | 0.035347 | 1.2293e-09
[120 empty] | 7.3.5.15 Identification and remediation of “at-risk species”WLDFRVegetation ContactBranch (Not overhanging, 4-12ft) | WLDFR | HFTD - Distribution - Tier 3 - 4QU CoRE ¦ 3QU LoRE | Non-Red Flag Warning - Large Fires | Vegetation Contact | Branch (Not overhanging, 4-12ft) | 2031 | 3.4777e-08 | 384.7705 | 1.3381e-05 | 2031 | Mitigation | 0.5 | 30 | 0 | esc | 0.038396 | 1.3353e-09 | 0.040543 | 1.41e-09 | 0.037115 | 1.2907e-09 | 0.035347 | 1.2293e-09
[120 empty] | 7.3.5.15 Identification and remediation of “at-risk species”WLDFRVegetation ContactBranch (Not overhanging, 4-12ft) | WLDFR | HFTD - Distribution - Tier 3 - 4QU CoRE ¦ 3QU LoRE | Non-Red Flag Warning - Large Fires | Vegetation Contact | Branch (Not overhanging, 4-12ft) | 2032 | 3.4777e-08 | 384.7705 | 1.3381e-05 | 2032 | Mitigation | 0.5 | 30 | 0 | esc | 0.038396 | 1.3353e-09 | 0.040543 | 1.41e-09 | 0.037115 | 1.2907e-09 | 0.035347 | 1.2293e-09
[120 empty] | 7.3.5.15 Identification and remediation of “at-risk species”WLDFRVegetation ContactBranch (Not overhanging, 4-12ft) | WLDFR | HFTD - Distribution - Tier 3 - 4QU CoRE ¦ 3QU LoRE | Non-Red Flag Warning - Large Fires | Vegetation Contact | Branch (Not overhanging, 4-12ft) | 2033 | 3.4777e-08 | 384.7705 | 1.3381e-05 | 2033 | Mitigation | 0.5 | 30 | 0 | esc | 0.038396 | 1.3353e-09 | 0.040543 | 1.41e-09 | 0.037115 | 1.2907e-09 | 0.035347 | 1.2293e-09
[120 empty] | 7.3.5.15 Identification and remediation of “at-risk species”WLDFRVegetation ContactBranch (Not overhanging, 4-12ft) | WLDFR | HFTD - Distribution - Tier 3 - 4QU CoRE ¦ 3QU LoRE | Non-Red Flag Warning - Large Fires | Vegetation Contact | Branch (Not overhanging, 4-12ft) | 2034 | 3.4777e-08 | 384.7705 | 1.3381e-05 | 2034 | Mitigation | 0.5 | 30 | 0 | esc | 0.038396 | 1.3353e-09 | 0.040543 | 1.41e-09 | 0.037115 | 1.2907e-09 | 0.035347 | 1.2293e-09
[120 empty] | 7.3.5.15 Identification and remediation of “at-risk species”WLDFRVegetation ContactBranch (Not overhanging, 4-12ft) | WLDFR | HFTD - Distribution - Tier 3 - 4QU CoRE ¦ 3QU LoRE | Non-Red Flag Warning - Large Fires | Vegetation Contact | Branch (Not overhanging, 4-12ft) | 2035 | 3.4777e-08 | 384.7705 | 1.3381e-05 | 2035 | Mitigation | 0.5 | 30 | 0 | esc | 0.038396 | 1.3353e-09 | 0.040543 | 1.41e-09 | 0.037115 | 1.2907e-09 | 0.035347 | 1.2293e-09
[120 empty] | 7.3.5.15 Identification and remediation of “at-risk species”WLDFRVegetation ContactBranch (Not overhanging, 4-12ft) | WLDFR | HFTD - Distribution - Tier 3 - 4QU CoRE ¦ 3QU LoRE | Non-Red Flag Warning - Large Fires | Vegetation Contact | Branch (Not overhanging, 4-12ft) | 2036 | 3.4777e-08 | 384.7705 | 1.3381e-05 | 2036 | Mitigation | 0.5 | 30 | 0 | esc | 0.038396 | 1.3353e-09 | 0.040543 | 1.41e-09 | 0.037115 | 1.2907e-09 | 0.035347 | 1.2293e-09
[120 empty] | 7.3.5.15 Identification and remediation of “at-risk species”WLDFRVegetation ContactBranch (Not overhanging, 4-12ft) | WLDFR | HFTD - Distribution - Tier 3 - 4QU CoRE ¦ 3QU LoRE | Non-Red Flag Warning - Large Fires | Vegetation Contact | Branch (Not overhanging, 4-12ft) | 2037 | 3.4777e-08 | 384.7705 | 1.3381e-05 | 2037 | Mitigation | 0.5 | 30 | 0 | esc | 0.038396 | 1.3353e-09 | 0.040543 | 1.41e-09 | 0.037115 | 1.2907e-09 | 0.035347 | 1.2293e-09
[120 empty] | 7.3.5.15 Identification and remediation of “at-risk species”WLDFRVegetation ContactBranch (Not overhanging, 4-12ft) | WLDFR | HFTD - Distribution - Tier 3 - 4QU CoRE ¦ 3QU LoRE | Non-Red Flag Warning - Large Fires | Vegetation Contact | Branch (Not overhanging, 4-12ft) | 2038 | 3.4777e-08 | 384.7705 | 1.3381e-05 | 2038 | Mitigation | 0.5 | 30 | 0 | esc | 0.038396 | 1.3353e-09 | 0.040543 | 1.41e-09 | 0.037115 | 1.2907e-09 | 0.035347 | 1.2293e-09
[120 empty] | 7.3.5.15 Identification and remediation of “at-risk species”WLDFRVegetation ContactBranch (Not overhanging, 4-12ft) | WLDFR | HFTD - Distribution - Tier 3 - 4QU CoRE ¦ 3QU LoRE | Non-Red Flag Warning - Large Fires | Vegetation Contact | Branch (Not overhanging, 4-12ft) | 2039 | 3.4777e-08 | 384.7705 | 1.3381e-05 | 2039 | Mitigation | 0.5 | 30 | 0 | esc | 0.038396 | 1.3353e-09 | 0.040543 | 1.41e-09 | 0.037115 | 1.2907e-09 | 0.035347 | 1.2293e-09
[120 empty] | 7.3.5.15 Identification and remediation of “at-risk species”WLDFRVegetation ContactBranch (Not overhanging, 4-12ft) | WLDFR | HFTD - Distribution - Tier 3 - 4QU CoRE ¦ 3QU LoRE | Non-Red Flag Warning - Large Fires | Vegetation Contact | Branch (Not overhanging, 4-12ft) | 2040 | 3.4777e-08 | 384.7705 | 1.3381e-05 | 2040 | Mitigation | 0.5 | 30 | 0 | esc | 0.038396 | 1.3353e-09 | 0.040543 | 1.41e-09 | 0.037115 | 1.2907e-09 | 0.035347 | 1.2293e-09
[120 empty] | 7.3.5.15 Identification and remediation of “at-risk species”WLDFRVegetation ContactBranch (Not overhanging, 4-12ft) | WLDFR | HFTD - Distribution - Tier 3 - 4QU CoRE ¦ 3QU LoRE | Non-Red Flag Warning - Large Fires | Vegetation Contact | Branch (Not overhanging, 4-12ft) | 2041 | 3.4777e-08 | 384.7705 | 1.3381e-05 | 2041 | Mitigation | 0.5 | 30 | 0 | esc | 0.038396 | 1.3353e-09 | 0.040543 | 1.41e-09 | 0.037115 | 1.2907e-09 | 0.035347 | 1.2293e-09
[120 empty] | 7.3.5.15 Identification and remediation of “at-risk species”WLDFRVegetation ContactBranch (Not overhanging, 4-12ft) | WLDFR | HFTD - Distribution - Tier 3 - 4QU CoRE ¦ 3QU LoRE | Non-Red Flag Warning - Large Fires | Vegetation Contact | Branch (Not overhanging, 4-12ft) | 2042 | 3.4777e-08 | 384.7705 | 1.3381e-05 | 2042 | Mitigation | 0.5 | 30 | 0 | esc | 0.038396 | 1.3353e-09 | 0.040543 | 1.41e-09 | 0.037115 | 1.2907e-09 | 0.035347 | 1.2293e-09
[120 empty] | 7.3.5.15 Identification and remediation of “at-risk species”WLDFRVegetation ContactBranch (Not overhanging, 4-12ft) | WLDFR | HFTD - Distribution - Tier 3 - 4QU CoRE ¦ 3QU LoRE | Non-Red Flag Warning - Large Fires | Vegetation Contact | Branch (Not overhanging, 4-12ft) | 2043 | 3.4777e-08 | 384.7705 | 1.3381e-05 | 2043 | Mitigation | 0.5 | 30 | 0 | esc | 0.038396 | 1.3353e-09 | 0.040543 | 1.41e-09 | 0.037115 | 1.2907e-09 | 0.035347 | 1.2293e-09
[120 empty] | 7.3.5.15 Identification and remediation of “at-risk species”WLDFRVegetation ContactBranch (Not overhanging, 4-12ft) | WLDFR | HFTD - Distribution - Tier 3 - 4QU CoRE ¦ 3QU LoRE | Non-Red Flag Warning - Large Fires | Vegetation Contact | Branch (Not overhanging, 4-12ft) | 2044 | 3.4777e-08 | 384.7705 | 1.3381e-05 | 2044 | Mitigation | 0.5 | 30 | 0 | esc | 0.038396 | 1.3353e-09 | 0.040543 | 1.41e-09 | 0.037115 | 1.2907e-09 | 0.035347 | 1.2293e-09
[120 empty] | 7.3.5.15 Identification and remediation of “at-risk species”WLDFRVegetation ContactBranch (Not overhanging, 4-12ft) | WLDFR | HFTD - Distribution - Tier 3 - 4QU CoRE ¦ 3QU LoRE | Non-Red Flag Warning - Large Fires | Vegetation Contact | Branch (Not overhanging, 4-12ft) | 2045 | 3.4777e-08 | 384.7705 | 1.3381e-05 | 2045 | Mitigation | 0.5 | 30 | 0 | esc | 0.038396 | 1.3353e-09 | 0.040543 | 1.41e-09 | 0.037115 | 1.2907e-09 | 0.035347 | 1.2293e-09
[120 empty] | 7.3.5.15 Identification and remediation of “at-risk species”WLDFRVegetation ContactBranch (Not overhanging, 4-12ft) | WLDFR | HFTD - Distribution - Tier 3 - 4QU CoRE ¦ 3QU LoRE | Non-Red Flag Warning - Large Fires | Vegetation Contact | Branch (Not overhanging, 4-12ft) | 2046 | 3.4777e-08 | 384.7705 | 1.3381e-05 | 2046 | Mitigation | 0.5 | 30 | 0 | esc | 0.038396 | 1.3353e-09 | 0.040543 | 1.41e-09 | 0.037115 | 1.2907e-09 | 0.035347 | 1.2293e-09
[120 empty] | 7.3.5.15 Identification and remediation of “at-risk species”WLDFRVegetation ContactBranch (Not overhanging, 4-12ft) | WLDFR | HFTD - Distribution - Tier 3 - 4QU CoRE ¦ 3QU LoRE | Non-Red Flag Warning - Large Fires | Vegetation Contact | Branch (Not overhanging, 4-12ft) | 2047 | 3.4777e-08 | 384.7705 | 1.3381e-05 | 2047 | Mitigation | 0.5 | 30 | 0 | esc | 0.038396 | 1.3353e-09 | 0.040543 | 1.41e-09 | 0.037115 | 1.2907e-09 | 0.035347 | 1.2293e-09
[120 empty] | 7.3.5.15 Identification and remediation of “at-risk species”WLDFRVegetation ContactBranch (Not overhanging, 4-12ft) | WLDFR | HFTD - Distribution - Tier 3 - 4QU CoRE ¦ 3QU LoRE | Non-Red Flag Warning - Large Fires | Vegetation Contact | Branch (Not overhanging, 4-12ft) | 2048 | 3.4777e-08 | 384.7705 | 1.3381e-05 | 2048 | Mitigation | 0.5 | 30 | 0 | esc | 0.038396 | 1.3353e-09 | 0.040543 | 1.41e-09 | 0.037115 | 1.2907e-09 | 0.035347 | 1.2293e-09
[120 empty] | 7.3.5.15 Identification and remediation of “at-risk species”WLDFRVegetation ContactBranch (Not overhanging, 4-12ft) | WLDFR | HFTD - Distribution - Tier 3 - 4QU CoRE ¦ 3QU LoRE | Non-Red Flag Warning - Large Fires | Vegetation Contact | Branch (Not overhanging, 4-12ft) | 2049 | 3.4777e-08 | 384.7705 | 1.3381e-05 | 2049 | Mitigation | 0.5 | 30 | 0 | esc | 0.038396 | 1.3353e-09 | 0.040543 | 1.41e-09 | 0.037115 | 1.2907e-09 | 0.035347 | 1.2293e-09
[120 empty] | 7.3.5.15 Identification and remediation of “at-risk species”WLDFRVegetation ContactBranch (Not overhanging, 4-12ft) | WLDFR | HFTD - Distribution - Tier 3 - 4QU CoRE ¦ 3QU LoRE | Non-Red Flag Warning - Large Fires | Vegetation Contact | Branch (Not overhanging, 4-12ft) | 2050 | 3.4777e-08 | 384.7705 | 1.3381e-05 | 2050 | Mitigation | 0.5 | 30 | 0 | esc | 0 | 0 | 0.040543 | 1.41e-09 | 0.037115 | 1.2907e-09 | 0.035347 | 1.2293e-09
[120 empty] | 7.3.5.15 Identification and remediation of “at-risk species”WLDFRVegetation ContactBranch (Not overhanging, 4-12ft) | WLDFR | HFTD - Distribution - Tier 3 - 4QU CoRE ¦ 3QU LoRE | Non-Red Flag Warning - Large Fires | Vegetation Contact | Branch (Not overhanging, 4-12ft) | 2051 | 3.4777e-08 | 384.7705 | 1.3381e-05 | 2051 | Mitigation | 0.5 | 30 | 0 | esc | 0 | 0 | 0 | 0 | 0.037115 | 1.2907e-09 | 0.035347 | 1.2293e-09
[120 empty] | 7.3.5.15 Identification and remediation of “at-risk species”WLDFRVegetation ContactBranch (Not overhanging, 4-12ft) | WLDFR | HFTD - Distribution - Tier 3 - 4QU CoRE ¦ 3QU LoRE | Non-Red Flag Warning - Large Fires | Vegetation Contact | Branch (Not overhanging, 4-12ft) | 2052 | 3.4777e-08 | 384.7705 | 1.3381e-05 | 2052 | Mitigation | 0.5 | 30 | 0 | esc | 0 | 0 | 0 | 0 | 0 | 0 | 0.035347 | 1.2293e-09
[120 empty] | 7.3.5.15 Identification and remediation of “at-risk species”WLDFRVegetation ContactBranch (Not overhanging, within 4ft) | WLDFR | HFTD - Distribution - Tier 3 - 4QU CoRE ¦ 3QU LoRE | Non-Red Flag Warning - Large Fires | Vegetation Contact | Branch (Not overhanging, within 4ft) | 2022 | 1.4899e-08 | 384.7705 | 5.7326e-06 | 2022 | Mitigation | 0.9 | 30 | 0 | esc | 0.069113 | 1.0297e-09 | 0.072978 | 1.0873e-09 | 0.066806 | 9.9533e-10 | 0 | 0
[120 empty] | 7.3.5.15 Identification and remediation of “at-risk species”WLDFRVegetation ContactBranch (Not overhanging, within 4ft) | WLDFR | HFTD - Distribution - Tier 3 - 4QU CoRE ¦ 3QU LoRE | Non-Red Flag Warning - Large Fires | Vegetation Contact | Branch (Not overhanging, within 4ft) | 2023 | 1.4899e-08 | 384.7705 | 5.7326e-06 | 2023 | Mitigation | 0.9 | 30 | 0 | esc | 0.069113 | 1.0297e-09 | 0.072978 | 1.0873e-09 | 0.066806 | 9.9533e-10 | 0.063625 | 9.4793e-10
[120 empty] | 7.3.5.15 Identification and remediation of “at-risk species”WLDFRVegetation ContactBranch (Not overhanging, within 4ft) | WLDFR | HFTD - Distribution - Tier 3 - 4QU CoRE ¦ 3QU LoRE | Non-Red Flag Warning - Large Fires | Vegetation Contact | Branch (Not overhanging, within 4ft) | 2024 | 1.4899e-08 | 384.7705 | 5.7326e-06 | 2024 | Mitigation | 0.9 | 30 | 0 | esc | 0.069113 | 1.0297e-09 | 0.072978 | 1.0873e-09 | 0.066806 | 9.9533e-10 | 0.063625 | 9.4793e-10
[120 empty] | 7.3.5.15 Identification and remediation of “at-risk species”WLDFRVegetation ContactBranch (Not overhanging, within 4ft) | WLDFR | HFTD - Distribution - Tier 3 - 4QU CoRE ¦ 3QU LoRE | Non-Red Flag Warning - Large Fires | Vegetation Contact | Branch (Not overhanging, within 4ft) | 2025 | 1.4899e-08 | 384.7705 | 5.7326e-06 | 2025 | Mitigation | 0.9 | 30 | 0 | esc | 0.069113 | 1.0297e-09 | 0.072978 | 1.0873e-09 | 0.066806 | 9.9533e-10 | 0.063625 | 9.4793e-10
[120 empty] | 7.3.5.15 Identification and remediation of “at-risk species”WLDFRVegetation ContactBranch (Not overhanging, within 4ft) | WLDFR | HFTD - Distribution - Tier 3 - 4QU CoRE ¦ 3QU LoRE | Non-Red Flag Warning - Large Fires | Vegetation Contact | Branch (Not overhanging, within 4ft) | 2026 | 1.4899e-08 | 384.7705 | 5.7326e-06 | 2026 | Mitigation | 0.9 | 30 | 0 | esc | 0.069113 | 1.0297e-09 | 0.072978 | 1.0873e-09 | 0.066806 | 9.9533e-10 | 0.063625 | 9.4793e-10
[120 empty] | 7.3.5.15 Identification and remediation of “at-risk species”WLDFRVegetation ContactBranch (Not overhanging, within 4ft) | WLDFR | HFTD - Distribution - Tier 3 - 4QU CoRE ¦ 3QU LoRE | Non-Red Flag Warning - Large Fires | Vegetation Contact | Branch (Not overhanging, within 4ft) | 2027 | 1.4899e-08 | 384.7705 | 5.7326e-06 | 2027 | Mitigation | 0.9 | 30 | 0 | esc | 0.069113 | 1.0297e-09 | 0.072978 | 1.0873e-09 | 0.066806 | 9.9533e-10 | 0.063625 | 9.4793e-10
[120 empty] | 7.3.5.15 Identification and remediation of “at-risk species”WLDFRVegetation ContactBranch (Not overhanging, within 4ft) | WLDFR | HFTD - Distribution - Tier 3 - 4QU CoRE ¦ 3QU LoRE | Non-Red Flag Warning - Large Fires | Vegetation Contact | Branch (Not overhanging, within 4ft) | 2028 | 1.4899e-08 | 384.7705 | 5.7326e-06 | 2028 | Mitigation | 0.9 | 30 | 0 | esc | 0.069113 | 1.0297e-09 | 0.072978 | 1.0873e-09 | 0.066806 | 9.9533e-10 | 0.063625 | 9.4793e-10
[120 empty] | 7.3.5.15 Identification and remediation of “at-risk species”WLDFRVegetation ContactBranch (Not overhanging, within 4ft) | WLDFR | HFTD - Distribution - Tier 3 - 4QU CoRE ¦ 3QU LoRE | Non-Red Flag Warning - Large Fires | Vegetation Contact | Branch (Not overhanging, within 4ft) | 2029 | 1.4899e-08 | 384.7705 | 5.7326e-06 | 2029 | Mitigation | 0.9 | 30 | 0 | esc | 0.069113 | 1.0297e-09 | 0.072978 | 1.0873e-09 | 0.066806 | 9.9533e-10 | 0.063625 | 9.4793e-10
[120 empty] | 7.3.5.15 Identification and remediation of “at-risk species”WLDFRVegetation ContactBranch (Not overhanging, within 4ft) | WLDFR | HFTD - Distribution - Tier 3 - 4QU CoRE ¦ 3QU LoRE | Non-Red Flag Warning - Large Fires | Vegetation Contact | Branch (Not overhanging, within 4ft) | 2030 | 1.4899e-08 | 384.7705 | 5.7326e-06 | 2030 | Mitigation | 0.9 | 30 | 0 | esc | 0.069113 | 1.0297e-09 | 0.072978 | 1.0873e-09 | 0.066806 | 9.9533e-10 | 0.063625 | 9.4793e-10
[120 empty] | 7.3.5.15 Identification and remediation of “at-risk species”WLDFRVegetation ContactBranch (Not overhanging, within 4ft) | WLDFR | HFTD - Distribution - Tier 3 - 4QU CoRE ¦ 3QU LoRE | Non-Red Flag Warning - Large Fires | Vegetation Contact | Branch (Not overhanging, within 4ft) | 2031 | 1.4899e-08 | 384.7705 | 5.7326e-06 | 2031 | Mitigation | 0.9 | 30 | 0 | esc | 0.069113 | 1.0297e-09 | 0.072978 | 1.0873e-09 | 0.066806 | 9.9533e-10 | 0.063625 | 9.4793e-10
[120 empty] | 7.3.5.15 Identification and remediation of “at-risk species”WLDFRVegetation ContactBranch (Not overhanging, within 4ft) | WLDFR | HFTD - Distribution - Tier 3 - 4QU CoRE ¦ 3QU LoRE | Non-Red Flag Warning - Large Fires | Vegetation Contact | Branch (Not overhanging, within 4ft) | 2032 | 1.4899e-08 | 384.7705 | 5.7326e-06 | 2032 | Mitigation | 0.9 | 30 | 0 | esc | 0.069113 | 1.0297e-09 | 0.072978 | 1.0873e-09 | 0.066806 | 9.9533e-10 | 0.063625 | 9.4793e-10
[120 empty] | 7.3.5.15 Identification and remediation of “at-risk species”WLDFRVegetation ContactBranch (Not overhanging, within 4ft) | WLDFR | HFTD - Distribution - Tier 3 - 4QU CoRE ¦ 3QU LoRE | Non-Red Flag Warning - Large Fires | Vegetation Contact | Branch (Not overhanging, within 4ft) | 2033 | 1.4899e-08 | 384.7705 | 5.7326e-06 | 2033 | Mitigation | 0.9 | 30 | 0 | esc | 0.069113 | 1.0297e-09 | 0.072978 | 1.0873e-09 | 0.066806 | 9.9533e-10 | 0.063625 | 9.4793e-10
[120 empty] | 7.3.5.15 Identification and remediation of “at-risk species”WLDFRVegetation ContactBranch (Not overhanging, within 4ft) | WLDFR | HFTD - Distribution - Tier 3 - 4QU CoRE ¦ 3QU LoRE | Non-Red Flag Warning - Large Fires | Vegetation Contact | Branch (Not overhanging, within 4ft) | 2034 | 1.4899e-08 | 384.7705 | 5.7326e-06 | 2034 | Mitigation | 0.9 | 30 | 0 | esc | 0.069113 | 1.0297e-09 | 0.072978 | 1.0873e-09 | 0.066806 | 9.9533e-10 | 0.063625 | 9.4793e-10
[120 empty] | 7.3.5.15 Identification and remediation of “at-risk species”WLDFRVegetation ContactBranch (Not overhanging, within 4ft) | WLDFR | HFTD - Distribution - Tier 3 - 4QU CoRE ¦ 3QU LoRE | Non-Red Flag Warning - Large Fires | Vegetation Contact | Branch (Not overhanging, within 4ft) | 2035 | 1.4899e-08 | 384.7705 | 5.7326e-06 | 2035 | Mitigation | 0.9 | 30 | 0 | esc | 0.069113 | 1.0297e-09 | 0.072978 | 1.0873e-09 | 0.066806 | 9.9533e-10 | 0.063625 | 9.4793e-10
[120 empty] | 7.3.5.15 Identification and remediation of “at-risk species”WLDFRVegetation ContactBranch (Not overhanging, within 4ft) | WLDFR | HFTD - Distribution - Tier 3 - 4QU CoRE ¦ 3QU LoRE | Non-Red Flag Warning - Large Fires | Vegetation Contact | Branch (Not overhanging, within 4ft) | 2036 | 1.4899e-08 | 384.7705 | 5.7326e-06 | 2036 | Mitigation | 0.9 | 30 | 0 | esc | 0.069113 | 1.0297e-09 | 0.072978 | 1.0873e-09 | 0.066806 | 9.9533e-10 | 0.063625 | 9.4793e-10
[120 empty] | 7.3.5.15 Identification and remediation of “at-risk species”WLDFRVegetation ContactBranch (Not overhanging, within 4ft) | WLDFR | HFTD - Distribution - Tier 3 - 4QU CoRE ¦ 3QU LoRE | Non-Red Flag Warning - Large Fires | Vegetation Contact | Branch (Not overhanging, within 4ft) | 2037 | 1.4899e-08 | 384.7705 | 5.7326e-06 | 2037 | Mitigation | 0.9 | 30 | 0 | esc | 0.069113 | 1.0297e-09 | 0.072978 | 1.0873e-09 | 0.066806 | 9.9533e-10 | 0.063625 | 9.4793e-10
[120 empty] | 7.3.5.15 Identification and remediation of “at-risk species”WLDFRVegetation ContactBranch (Not overhanging, within 4ft) | WLDFR | HFTD - Distribution - Tier 3 - 4QU CoRE ¦ 3QU LoRE | Non-Red Flag Warning - Large Fires | Vegetation Contact | Branch (Not overhanging, within 4ft) | 2038 | 1.4899e-08 | 384.7705 | 5.7326e-06 | 2038 | Mitigation | 0.9 | 30 | 0 | esc | 0.069113 | 1.0297e-09 | 0.072978 | 1.0873e-09 | 0.066806 | 9.9533e-10 | 0.063625 | 9.4793e-10
[120 empty] | 7.3.5.15 Identification and remediation of “at-risk species”WLDFRVegetation ContactBranch (Not overhanging, within 4ft) | WLDFR | HFTD - Distribution - Tier 3 - 4QU CoRE ¦ 3QU LoRE | Non-Red Flag Warning - Large Fires | Vegetation Contact | Branch (Not overhanging, within 4ft) | 2039 | 1.4899e-08 | 384.7705 | 5.7326e-06 | 2039 | Mitigation | 0.9 | 30 | 0 | esc | 0.069113 | 1.0297e-09 | 0.072978 | 1.0873e-09 | 0.066806 | 9.9533e-10 | 0.063625 | 9.4793e-10
[120 empty] | 7.3.5.15 Identification and remediation of “at-risk species”WLDFRVegetation ContactBranch (Not overhanging, within 4ft) | WLDFR | HFTD - Distribution - Tier 3 - 4QU CoRE ¦ 3QU LoRE | Non-Red Flag Warning - Large Fires | Vegetation Contact | Branch (Not overhanging, within 4ft) | 2040 | 1.4899e-08 | 384.7705 | 5.7326e-06 | 2040 | Mitigation | 0.9 | 30 | 0 | esc | 0.069113 | 1.0297e-09 | 0.072978 | 1.0873e-09 | 0.066806 | 9.9533e-10 | 0.063625 | 9.4793e-10
[120 empty] | 7.3.5.15 Identification and remediation of “at-risk species”WLDFRVegetation ContactBranch (Not overhanging, within 4ft) | WLDFR | HFTD - Distribution - Tier 3 - 4QU CoRE ¦ 3QU LoRE | Non-Red Flag Warning - Large Fires | Vegetation Contact | Branch (Not overhanging, within 4ft) | 2041 | 1.4899e-08 | 384.7705 | 5.7326e-06 | 2041 | Mitigation | 0.9 | 30 | 0 | esc | 0.069113 | 1.0297e-09 | 0.072978 | 1.0873e-09 | 0.066806 | 9.9533e-10 | 0.063625 | 9.4793e-10
[120 empty] | 7.3.5.15 Identification and remediation of “at-risk species”WLDFRVegetation ContactBranch (Not overhanging, within 4ft) | WLDFR | HFTD - Distribution - Tier 3 - 4QU CoRE ¦ 3QU LoRE | Non-Red Flag Warning - Large Fires | Vegetation Contact | Branch (Not overhanging, within 4ft) | 2042 | 1.4899e-08 | 384.7705 | 5.7326e-06 | 2042 | Mitigation | 0.9 | 30 | 0 | esc | 0.069113 | 1.0297e-09 | 0.072978 | 1.0873e-09 | 0.066806 | 9.9533e-10 | 0.063625 | 9.4793e-10
[120 empty] | 7.3.5.15 Identification and remediation of “at-risk species”WLDFRVegetation ContactBranch (Not overhanging, within 4ft) | WLDFR | HFTD - Distribution - Tier 3 - 4QU CoRE ¦ 3QU LoRE | Non-Red Flag Warning - Large Fires | Vegetation Contact | Branch (Not overhanging, within 4ft) | 2043 | 1.4899e-08 | 384.7705 | 5.7326e-06 | 2043 | Mitigation | 0.9 | 30 | 0 | esc | 0.069113 | 1.0297e-09 | 0.072978 | 1.0873e-09 | 0.066806 | 9.9533e-10 | 0.063625 | 9.4793e-10
[120 empty] | 7.3.5.15 Identification and remediation of “at-risk species”WLDFRVegetation ContactBranch (Not overhanging, within 4ft) | WLDFR | HFTD - Distribution - Tier 3 - 4QU CoRE ¦ 3QU LoRE | Non-Red Flag Warning - Large Fires | Vegetation Contact | Branch (Not overhanging, within 4ft) | 2044 | 1.4899e-08 | 384.7705 | 5.7326e-06 | 2044 | Mitigation | 0.9 | 30 | 0 | esc | 0.069113 | 1.0297e-09 | 0.072978 | 1.0873e-09 | 0.066806 | 9.9533e-10 | 0.063625 | 9.4793e-10
[120 empty] | 7.3.5.15 Identification and remediation of “at-risk species”WLDFRVegetation ContactBranch (Not overhanging, within 4ft) | WLDFR | HFTD - Distribution - Tier 3 - 4QU CoRE ¦ 3QU LoRE | Non-Red Flag Warning - Large Fires | Vegetation Contact | Branch (Not overhanging, within 4ft) | 2045 | 1.4899e-08 | 384.7705 | 5.7326e-06 | 2045 | Mitigation | 0.9 | 30 | 0 | esc | 0.069113 | 1.0297e-09 | 0.072978 | 1.0873e-09 | 0.066806 | 9.9533e-10 | 0.063625 | 9.4793e-10
[120 empty] | 7.3.5.15 Identification and remediation of “at-risk species”WLDFRVegetation ContactBranch (Not overhanging, within 4ft) | WLDFR | HFTD - Distribution - Tier 3 - 4QU CoRE ¦ 3QU LoRE | Non-Red Flag Warning - Large Fires | Vegetation Contact | Branch (Not overhanging, within 4ft) | 2046 | 1.4899e-08 | 384.7705 | 5.7326e-06 | 2046 | Mitigation | 0.9 | 30 | 0 | esc | 0.069113 | 1.0297e-09 | 0.072978 | 1.0873e-09 | 0.066806 | 9.9533e-10 | 0.063625 | 9.4793e-10
[120 empty] | 7.3.5.15 Identification and remediation of “at-risk species”WLDFRVegetation ContactBranch (Not overhanging, within 4ft) | WLDFR | HFTD - Distribution - Tier 3 - 4QU CoRE ¦ 3QU LoRE | Non-Red Flag Warning - Large Fires | Vegetation Contact | Branch (Not overhanging, within 4ft) | 2047 | 1.4899e-08 | 384.7705 | 5.7326e-06 | 2047 | Mitigation | 0.9 | 30 | 0 | esc | 0.069113 | 1.0297e-09 | 0.072978 | 1.0873e-09 | 0.066806 | 9.9533e-10 | 0.063625 | 9.4793e-10
[120 empty] | 7.3.5.15 Identification and remediation of “at-risk species”WLDFRVegetation ContactBranch (Not overhanging, within 4ft) | WLDFR | HFTD - Distribution - Tier 3 - 4QU CoRE ¦ 3QU LoRE | Non-Red Flag Warning - Large Fires | Vegetation Contact | Branch (Not overhanging, within 4ft) | 2048 | 1.4899e-08 | 384.7705 | 5.7326e-06 | 2048 | Mitigation | 0.9 | 30 | 0 | esc | 0.069113 | 1.0297e-09 | 0.072978 | 1.0873e-09 | 0.066806 | 9.9533e-10 | 0.063625 | 9.4793e-10
[120 empty] | 7.3.5.15 Identification and remediation of “at-risk species”WLDFRVegetation ContactBranch (Not overhanging, within 4ft) | WLDFR | HFTD - Distribution - Tier 3 - 4QU CoRE ¦ 3QU LoRE | Non-Red Flag Warning - Large Fires | Vegetation Contact | Branch (Not overhanging, within 4ft) | 2049 | 1.4899e-08 | 384.7705 | 5.7326e-06 | 2049 | Mitigation | 0.9 | 30 | 0 | esc | 0.069113 | 1.0297e-09 | 0.072978 | 1.0873e-09 | 0.066806 | 9.9533e-10 | 0.063625 | 9.4793e-10
[120 empty] | 7.3.5.15 Identification and remediation of “at-risk species”WLDFRVegetation ContactBranch (Not overhanging, within 4ft) | WLDFR | HFTD - Distribution - Tier 3 - 4QU CoRE ¦ 3QU LoRE | Non-Red Flag Warning - Large Fires | Vegetation Contact | Branch (Not overhanging, within 4ft) | 2050 | 1.4899e-08 | 384.7705 | 5.7326e-06 | 2050 | Mitigation | 0.9 | 30 | 0 | esc | 0 | 0 | 0.072978 | 1.0873e-09 | 0.066806 | 9.9533e-10 | 0.063625 | 9.4793e-10
[120 empty] | 7.3.5.15 Identification and remediation of “at-risk species”WLDFRVegetation ContactBranch (Not overhanging, within 4ft) | WLDFR | HFTD - Distribution - Tier 3 - 4QU CoRE ¦ 3QU LoRE | Non-Red Flag Warning - Large Fires | Vegetation Contact | Branch (Not overhanging, within 4ft) | 2051 | 1.4899e-08 | 384.7705 | 5.7326e-06 | 2051 | Mitigation | 0.9 | 30 | 0 | esc | 0 | 0 | 0 | 0 | 0.066806 | 9.9533e-10 | 0.063625 | 9.4793e-10
[120 empty] | 7.3.5.15 Identification and remediation of “at-risk species”WLDFRVegetation ContactBranch (Not overhanging, within 4ft) | WLDFR | HFTD - Distribution - Tier 3 - 4QU CoRE ¦ 3QU LoRE | Non-Red Flag Warning - Large Fires | Vegetation Contact | Branch (Not overhanging, within 4ft) | 2052 | 1.4899e-08 | 384.7705 | 5.7326e-06 | 2052 | Mitigation | 0.9 | 30 | 0 | esc | 0 | 0 | 0 | 0 | 0 | 0 | 0.063625 | 9.4793e-10
[120 empty] | 7.3.5.15 Identification and remediation of “at-risk species”WLDFRVegetation ContactBranch (OverHanging) | WLDFR | HFTD - Distribution - Tier 3 - 4QU CoRE ¦ 3QU LoRE | Non-Red Flag Warning - Large Fires | Vegetation Contact | Branch (OverHanging) | 2022 | 6.7085e-07 | 384.7705 | 0.00025812 | 2022 | Mitigation | 0.9 | 30 | 0 | esc | 0.069113 | 4.6365e-08 | 0.072978 | 4.8957e-08 | 0.066806 | 4.4817e-08 | 0 | 0
[120 empty] | 7.3.5.15 Identification and remediation of “at-risk species”WLDFRVegetation ContactBranch (OverHanging) | WLDFR | HFTD - Distribution - Tier 3 - 4QU CoRE ¦ 3QU LoRE | Non-Red Flag Warning - Large Fires | Vegetation Contact | Branch (OverHanging) | 2023 | 6.7085e-07 | 384.7705 | 0.00025812 | 2023 | Mitigation | 0.9 | 30 | 0 | esc | 0.069113 | 4.6365e-08 | 0.072978 | 4.8957e-08 | 0.066806 | 4.4817e-08 | 0.063625 | 4.2683e-08
[120 empty] | 7.3.5.15 Identification and remediation of “at-risk species”WLDFRVegetation ContactBranch (OverHanging) | WLDFR | HFTD - Distribution - Tier 3 - 4QU CoRE ¦ 3QU LoRE | Non-Red Flag Warning - Large Fires | Vegetation Contact | Branch (OverHanging) | 2024 | 6.7085e-07 | 384.7705 | 0.00025812 | 2024 | Mitigation | 0.9 | 30 | 0 | esc | 0.069113 | 4.6365e-08 | 0.072978 | 4.8957e-08 | 0.066806 | 4.4817e-08 | 0.063625 | 4.2683e-08
[120 empty] | 7.3.5.15 Identification and remediation of “at-risk species”WLDFRVegetation ContactBranch (OverHanging) | WLDFR | HFTD - Distribution - Tier 3 - 4QU CoRE ¦ 3QU LoRE | Non-Red Flag Warning - Large Fires | Vegetation Contact | Branch (OverHanging) | 2025 | 6.7085e-07 | 384.7705 | 0.00025812 | 2025 | Mitigation | 0.9 | 30 | 0 | esc | 0.069113 | 4.6365e-08 | 0.072978 | 4.8957e-08 | 0.066806 | 4.4817e-08 | 0.063625 | 4.2683e-08
[120 empty] | 7.3.5.15 Identification and remediation of “at-risk species”WLDFRVegetation ContactBranch (OverHanging) | WLDFR | HFTD - Distribution - Tier 3 - 4QU CoRE ¦ 3QU LoRE | Non-Red Flag Warning - Large Fires | Vegetation Contact | Branch (OverHanging) | 2026 | 6.7085e-07 | 384.7705 | 0.00025812 | 2026 | Mitigation | 0.9 | 30 | 0 | esc | 0.069113 | 4.6365e-08 | 0.072978 | 4.8957e-08 | 0.066806 | 4.4817e-08 | 0.063625 | 4.2683e-08
[120 empty] | 7.3.5.15 Identification and remediation of “at-risk species”WLDFRVegetation ContactBranch (OverHanging) | WLDFR | HFTD - Distribution - Tier 3 - 4QU CoRE ¦ 3QU LoRE | Non-Red Flag Warning - Large Fires | Vegetation Contact | Branch (OverHanging) | 2027 | 6.7085e-07 | 384.7705 | 0.00025812 | 2027 | Mitigation | 0.9 | 30 | 0 | esc | 0.069113 | 4.6365e-08 | 0.072978 | 4.8957e-08 | 0.066806 | 4.4817e-08 | 0.063625 | 4.2683e-08
[120 empty] | 7.3.5.15 Identification and remediation of “at-risk species”WLDFRVegetation ContactBranch (OverHanging) | WLDFR | HFTD - Distribution - Tier 3 - 4QU CoRE ¦ 3QU LoRE | Non-Red Flag Warning - Large Fires | Vegetation Contact | Branch (OverHanging) | 2028 | 6.7085e-07 | 384.7705 | 0.00025812 | 2028 | Mitigation | 0.9 | 30 | 0 | esc | 0.069113 | 4.6365e-08 | 0.072978 | 4.8957e-08 | 0.066806 | 4.4817e-08 | 0.063625 | 4.2683e-08
[120 empty] | 7.3.5.15 Identification and remediation of “at-risk species”WLDFRVegetation ContactBranch (OverHanging) | WLDFR | HFTD - Distribution - Tier 3 - 4QU CoRE ¦ 3QU LoRE | Non-Red Flag Warning - Large Fires | Vegetation Contact | Branch (OverHanging) | 2029 | 6.7085e-07 | 384.7705 | 0.00025812 | 2029 | Mitigation | 0.9 | 30 | 0 | esc | 0.069113 | 4.6365e-08 | 0.072978 | 4.8957e-08 | 0.066806 | 4.4817e-08 | 0.063625 | 4.2683e-08
[120 empty] | 7.3.5.15 Identification and remediation of “at-risk species”WLDFRVegetation ContactBranch (OverHanging) | WLDFR | HFTD - Distribution - Tier 3 - 4QU CoRE ¦ 3QU LoRE | Non-Red Flag Warning - Large Fires | Vegetation Contact | Branch (OverHanging) | 2030 | 6.7085e-07 | 384.7705 | 0.00025812 | 2030 | Mitigation | 0.9 | 30 | 0 | esc | 0.069113 | 4.6365e-08 | 0.072978 | 4.8957e-08 | 0.066806 | 4.4817e-08 | 0.063625 | 4.2683e-08
[120 empty] | 7.3.5.15 Identification and remediation of “at-risk species”WLDFRVegetation ContactBranch (OverHanging) | WLDFR | HFTD - Distribution - Tier 3 - 4QU CoRE ¦ 3QU LoRE | Non-Red Flag Warning - Large Fires | Vegetation Contact | Branch (OverHanging) | 2031 | 6.7085e-07 | 384.7705 | 0.00025812 | 2031 | Mitigation | 0.9 | 30 | 0 | esc | 0.069113 | 4.6365e-08 | 0.072978 | 4.8957e-08 | 0.066806 | 4.4817e-08 | 0.063625 | 4.2683e-08
[120 empty] | 7.3.5.15 Identification and remediation of “at-risk species”WLDFRVegetation ContactBranch (OverHanging) | WLDFR | HFTD - Distribution - Tier 3 - 4QU CoRE ¦ 3QU LoRE | Non-Red Flag Warning - Large Fires | Vegetation Contact | Branch (OverHanging) | 2032 | 6.7085e-07 | 384.7705 | 0.00025812 | 2032 | Mitigation | 0.9 | 30 | 0 | esc | 0.069113 | 4.6365e-08 | 0.072978 | 4.8957e-08 | 0.066806 | 4.4817e-08 | 0.063625 | 4.2683e-08
[120 empty] | 7.3.5.15 Identification and remediation of “at-risk species”WLDFRVegetation ContactBranch (OverHanging) | WLDFR | HFTD - Distribution - Tier 3 - 4QU CoRE ¦ 3QU LoRE | Non-Red Flag Warning - Large Fires | Vegetation Contact | Branch (OverHanging) | 2033 | 6.7085e-07 | 384.7705 | 0.00025812 | 2033 | Mitigation | 0.9 | 30 | 0 | esc | 0.069113 | 4.6365e-08 | 0.072978 | 4.8957e-08 | 0.066806 | 4.4817e-08 | 0.063625 | 4.2683e-08
[120 empty] | 7.3.5.15 Identification and remediation of “at-risk species”WLDFRVegetation ContactBranch (OverHanging) | WLDFR | HFTD - Distribution - Tier 3 - 4QU CoRE ¦ 3QU LoRE | Non-Red Flag Warning - Large Fires | Vegetation Contact | Branch (OverHanging) | 2034 | 6.7085e-07 | 384.7705 | 0.00025812 | 2034 | Mitigation | 0.9 | 30 | 0 | esc | 0.069113 | 4.6365e-08 | 0.072978 | 4.8957e-08 | 0.066806 | 4.4817e-08 | 0.063625 | 4.2683e-08
[120 empty] | 7.3.5.15 Identification and remediation of “at-risk species”WLDFRVegetation ContactBranch (OverHanging) | WLDFR | HFTD - Distribution - Tier 3 - 4QU CoRE ¦ 3QU LoRE | Non-Red Flag Warning - Large Fires | Vegetation Contact | Branch (OverHanging) | 2035 | 6.7085e-07 | 384.7705 | 0.00025812 | 2035 | Mitigation | 0.9 | 30 | 0 | esc | 0.069113 | 4.6365e-08 | 0.072978 | 4.8957e-08 | 0.066806 | 4.4817e-08 | 0.063625 | 4.2683e-08
[120 empty] | 7.3.5.15 Identification and remediation of “at-risk species”WLDFRVegetation ContactBranch (OverHanging) | WLDFR | HFTD - Distribution - Tier 3 - 4QU CoRE ¦ 3QU LoRE | Non-Red Flag Warning - Large Fires | Vegetation Contact | Branch (OverHanging) | 2036 | 6.7085e-07 | 384.7705 | 0.00025812 | 2036 | Mitigation | 0.9 | 30 | 0 | esc | 0.069113 | 4.6365e-08 | 0.072978 | 4.8957e-08 | 0.066806 | 4.4817e-08 | 0.063625 | 4.2683e-08
[120 empty] | 7.3.5.15 Identification and remediation of “at-risk species”WLDFRVegetation ContactBranch (OverHanging) | WLDFR | HFTD - Distribution - Tier 3 - 4QU CoRE ¦ 3QU LoRE | Non-Red Flag Warning - Large Fires | Vegetation Contact | Branch (OverHanging) | 2037 | 6.7085e-07 | 384.7705 | 0.00025812 | 2037 | Mitigation | 0.9 | 30 | 0 | esc | 0.069113 | 4.6365e-08 | 0.072978 | 4.8957e-08 | 0.066806 | 4.4817e-08 | 0.063625 | 4.2683e-08
[120 empty] | 7.3.5.15 Identification and remediation of “at-risk species”WLDFRVegetation ContactBranch (OverHanging) | WLDFR | HFTD - Distribution - Tier 3 - 4QU CoRE ¦ 3QU LoRE | Non-Red Flag Warning - Large Fires | Vegetation Contact | Branch (OverHanging) | 2038 | 6.7085e-07 | 384.7705 | 0.00025812 | 2038 | Mitigation | 0.9 | 30 | 0 | esc | 0.069113 | 4.6365e-08 | 0.072978 | 4.8957e-08 | 0.066806 | 4.4817e-08 | 0.063625 | 4.2683e-08
[120 empty] | 7.3.5.15 Identification and remediation of “at-risk species”WLDFRVegetation ContactBranch (OverHanging) | WLDFR | HFTD - Distribution - Tier 3 - 4QU CoRE ¦ 3QU LoRE | Non-Red Flag Warning - Large Fires | Vegetation Contact | Branch (OverHanging) | 2039 | 6.7085e-07 | 384.7705 | 0.00025812 | 2039 | Mitigation | 0.9 | 30 | 0 | esc | 0.069113 | 4.6365e-08 | 0.072978 | 4.8957e-08 | 0.066806 | 4.4817e-08 | 0.063625 | 4.2683e-08
[120 empty] | 7.3.5.15 Identification and remediation of “at-risk species”WLDFRVegetation ContactBranch (OverHanging) | WLDFR | HFTD - Distribution - Tier 3 - 4QU CoRE ¦ 3QU LoRE | Non-Red Flag Warning - Large Fires | Vegetation Contact | Branch (OverHanging) | 2040 | 6.7085e-07 | 384.7705 | 0.00025812 | 2040 | Mitigation | 0.9 | 30 | 0 | esc | 0.069113 | 4.6365e-08 | 0.072978 | 4.8957e-08 | 0.066806 | 4.4817e-08 | 0.063625 | 4.2683e-08
[120 empty] | 7.3.5.15 Identification and remediation of “at-risk species”WLDFRVegetation ContactBranch (OverHanging) | WLDFR | HFTD - Distribution - Tier 3 - 4QU CoRE ¦ 3QU LoRE | Non-Red Flag Warning - Large Fires | Vegetation Contact | Branch (OverHanging) | 2041 | 6.7085e-07 | 384.7705 | 0.00025812 | 2041 | Mitigation | 0.9 | 30 | 0 | esc | 0.069113 | 4.6365e-08 | 0.072978 | 4.8957e-08 | 0.066806 | 4.4817e-08 | 0.063625 | 4.2683e-08
[120 empty] | 7.3.5.15 Identification and remediation of “at-risk species”WLDFRVegetation ContactBranch (OverHanging) | WLDFR | HFTD - Distribution - Tier 3 - 4QU CoRE ¦ 3QU LoRE | Non-Red Flag Warning - Large Fires | Vegetation Contact | Branch (OverHanging) | 2042 | 6.7085e-07 | 384.7705 | 0.00025812 | 2042 | Mitigation | 0.9 | 30 | 0 | esc | 0.069113 | 4.6365e-08 | 0.072978 | 4.8957e-08 | 0.066806 | 4.4817e-08 | 0.063625 | 4.2683e-08
[120 empty] | 7.3.5.15 Identification and remediation of “at-risk species”WLDFRVegetation ContactBranch (OverHanging) | WLDFR | HFTD - Distribution - Tier 3 - 4QU CoRE ¦ 3QU LoRE | Non-Red Flag Warning - Large Fires | Vegetation Contact | Branch (OverHanging) | 2043 | 6.7085e-07 | 384.7705 | 0.00025812 | 2043 | Mitigation | 0.9 | 30 | 0 | esc | 0.069113 | 4.6365e-08 | 0.072978 | 4.8957e-08 | 0.066806 | 4.4817e-08 | 0.063625 | 4.2683e-08
[120 empty] | 7.3.5.15 Identification and remediation of “at-risk species”WLDFRVegetation ContactBranch (OverHanging) | WLDFR | HFTD - Distribution - Tier 3 - 4QU CoRE ¦ 3QU LoRE | Non-Red Flag Warning - Large Fires | Vegetation Contact | Branch (OverHanging) | 2044 | 6.7085e-07 | 384.7705 | 0.00025812 | 2044 | Mitigation | 0.9 | 30 | 0 | esc | 0.069113 | 4.6365e-08 | 0.072978 | 4.8957e-08 | 0.066806 | 4.4817e-08 | 0.063625 | 4.2683e-08
[120 empty] | 7.3.5.15 Identification and remediation of “at-risk species”WLDFRVegetation ContactBranch (OverHanging) | WLDFR | HFTD - Distribution - Tier 3 - 4QU CoRE ¦ 3QU LoRE | Non-Red Flag Warning - Large Fires | Vegetation Contact | Branch (OverHanging) | 2045 | 6.7085e-07 | 384.7705 | 0.00025812 | 2045 | Mitigation | 0.9 | 30 | 0 | esc | 0.069113 | 4.6365e-08 | 0.072978 | 4.8957e-08 | 0.066806 | 4.4817e-08 | 0.063625 | 4.2683e-08
[120 empty] | 7.3.5.15 Identification and remediation of “at-risk species”WLDFRVegetation ContactBranch (OverHanging) | WLDFR | HFTD - Distribution - Tier 3 - 4QU CoRE ¦ 3QU LoRE | Non-Red Flag Warning - Large Fires | Vegetation Contact | Branch (OverHanging) | 2046 | 6.7085e-07 | 384.7705 | 0.00025812 | 2046 | Mitigation | 0.9 | 30 | 0 | esc | 0.069113 | 4.6365e-08 | 0.072978 | 4.8957e-08 | 0.066806 | 4.4817e-08 | 0.063625 | 4.2683e-08
[120 empty] | 7.3.5.15 Identification and remediation of “at-risk species”WLDFRVegetation ContactBranch (OverHanging) | WLDFR | HFTD - Distribution - Tier 3 - 4QU CoRE ¦ 3QU LoRE | Non-Red Flag Warning - Large Fires | Vegetation Contact | Branch (OverHanging) | 2047 | 6.7085e-07 | 384.7705 | 0.00025812 | 2047 | Mitigation | 0.9 | 30 | 0 | esc | 0.069113 | 4.6365e-08 | 0.072978 | 4.8957e-08 | 0.066806 | 4.4817e-08 | 0.063625 | 4.2683e-08
[120 empty] | 7.3.5.15 Identification and remediation of “at-risk species”WLDFRVegetation ContactBranch (OverHanging) | WLDFR | HFTD - Distribution - Tier 3 - 4QU CoRE ¦ 3QU LoRE | Non-Red Flag Warning - Large Fires | Vegetation Contact | Branch (OverHanging) | 2048 | 6.7085e-07 | 384.7705 | 0.00025812 | 2048 | Mitigation | 0.9 | 30 | 0 | esc | 0.069113 | 4.6365e-08 | 0.072978 | 4.8957e-08 | 0.066806 | 4.4817e-08 | 0.063625 | 4.2683e-08
[120 empty] | 7.3.5.15 Identification and remediation of “at-risk species”WLDFRVegetation ContactBranch (OverHanging) | WLDFR | HFTD - Distribution - Tier 3 - 4QU CoRE ¦ 3QU LoRE | Non-Red Flag Warning - Large Fires | Vegetation Contact | Branch (OverHanging) | 2049 | 6.7085e-07 | 384.7705 | 0.00025812 | 2049 | Mitigation | 0.9 | 30 | 0 | esc | 0.069113 | 4.6365e-08 | 0.072978 | 4.8957e-08 | 0.066806 | 4.4817e-08 | 0.063625 | 4.2683e-08
[120 empty] | 7.3.5.15 Identification and remediation of “at-risk species”WLDFRVegetation ContactBranch (OverHanging) | WLDFR | HFTD - Distribution - Tier 3 - 4QU CoRE ¦ 3QU LoRE | Non-Red Flag Warning - Large Fires | Vegetation Contact | Branch (OverHanging) | 2050 | 6.7085e-07 | 384.7705 | 0.00025812 | 2050 | Mitigation | 0.9 | 30 | 0 | esc | 0 | 0 | 0.072978 | 4.8957e-08 | 0.066806 | 4.4817e-08 | 0.063625 | 4.2683e-08
[120 empty] | 7.3.5.15 Identification and remediation of “at-risk species”WLDFRVegetation ContactBranch (OverHanging) | WLDFR | HFTD - Distribution - Tier 3 - 4QU CoRE ¦ 3QU LoRE | Non-Red Flag Warning - Large Fires | Vegetation Contact | Branch (OverHanging) | 2051 | 6.7085e-07 | 384.7705 | 0.00025812 | 2051 | Mitigation | 0.9 | 30 | 0 | esc | 0 | 0 | 0 | 0 | 0.066806 | 4.4817e-08 | 0.063625 | 4.2683e-08
[120 empty] | 7.3.5.15 Identification and remediation of “at-risk species”WLDFRVegetation ContactBranch (OverHanging) | WLDFR | HFTD - Distribution - Tier 3 - 4QU CoRE ¦ 3QU LoRE | Non-Red Flag Warning - Large Fires | Vegetation Contact | Branch (OverHanging) | 2052 | 6.7085e-07 | 384.7705 | 0.00025812 | 2052 | Mitigation | 0.9 | 30 | 0 | esc | 0 | 0 | 0 | 0 | 0 | 0 | 0.063625 | 4.2683e-08
[120 empty] | 7.3.5.15 Identification and remediation of “at-risk species”WLDFRVegetation ContactFell into (Moderate-Severe defect) | WLDFR | HFTD - Distribution - Tier 3 - 4QU CoRE ¦ 3QU LoRE | Non-Red Flag Warning - Large Fires | Vegetation Contact | Fell into (Moderate-Severe defect) | 2022 | 3.3038e-07 | 384.7705 | 0.00012712 | 2022 | Mitigation | 0.95 | 1 | 0 | esc | 0 | 0 | 0 | 0 | 0.070518 | 2.3298e-08 | 0 | 0
[120 empty] | 7.3.5.15 Identification and remediation of “at-risk species”WLDFRVegetation ContactFell into (Moderate-Severe defect) | WLDFR | HFTD - Distribution - Tier 3 - 4QU CoRE ¦ 3QU LoRE | Non-Red Flag Warning - Large Fires | Vegetation Contact | Fell into (Moderate-Severe defect) | 2023 | 3.3038e-07 | 384.7705 | 0.00012712 | 2023 | Mitigation | 0.95 | 1 | 0 | esc | 0 | 0 | 0 | 0 | 0 | 0 | 0.06716 | 2.2188e-08
[120 empty] | 7.3.5.15 Identification and remediation of “at-risk species”WLDFRVegetation ContactFell into (slight defect) | WLDFR | HFTD - Distribution - Tier 3 - 4QU CoRE ¦ 3QU LoRE | Non-Red Flag Warning - Large Fires | Vegetation Contact | Fell into (slight defect) | 2022 | 4.2639e-07 | 384.7705 | 0.00016406 | 2022 | Mitigation | 0.5 | 1 | 0 | esc | 0 | 0 | 0 | 0 | 0.037115 | 1.5825e-08 | 0 | 0
[120 empty] | 7.3.5.15 Identification and remediation of “at-risk species”WLDFRVegetation ContactFell into (slight defect) | WLDFR | HFTD - Distribution - Tier 3 - 4QU CoRE ¦ 3QU LoRE | Non-Red Flag Warning - Large Fires | Vegetation Contact | Fell into (slight defect) | 2023 | 4.2639e-07 | 384.7705 | 0.00016406 | 2023 | Mitigation | 0.5 | 1 | 0 | esc | 0 | 0 | 0 | 0 | 0 | 0 | 0.035347 | 1.5072e-08
[120 empty] | 7.3.5.15 Identification and remediation of “at-risk species”WLDFRVegetation ContactGrow Into | WLDFR | HFTD - Distribution - Tier 3 - 4QU CoRE ¦ 3QU LoRE | Non-Red Flag Warning - Large Fires | Vegetation Contact | Grow Into | 2022 | 3.6742e-08 | 384.7705 | 1.4137e-05 | 2022 | Mitigation | 0.5 | 1 | 0 | esc | 0 | 0 | 0 | 0 | 0.037115 | 1.3637e-09 | 0 | 0
[120 empty] | 7.3.5.15 Identification and remediation of “at-risk species”WLDFRVegetation ContactGrow Into | WLDFR | HFTD - Distribution - Tier 3 - 4QU CoRE ¦ 3QU LoRE | Non-Red Flag Warning - Large Fires | Vegetation Contact | Grow Into | 2023 | 3.6742e-08 | 384.7705 | 1.4137e-05 | 2023 | Mitigation | 0.5 | 1 | 0 | esc | 0 | 0 | 0 | 0 | 0 | 0 | 0.035347 | 1.2987e-09
[120 empty] | 7.3.5.15 Identification and remediation of “at-risk species”WLDFRVegetation ContactBranch (Not overhanging, 4-12ft) | WLDFR | HFTD - Distribution - Tier 3 - 4QU CoRE ¦ 3QU LoRE | Non-Red Flag Warning - Small Fires | Vegetation Contact | Branch (Not overhanging, 4-12ft) | 2022 | 1.3984e-05 | 384.7705 | 0.0053807 | 2022 | Mitigation | 0.5 | 30 | 0 | esc | 0.038396 | 5.3694e-07 | 0.040543 | 5.6696e-07 | 0.037115 | 5.1902e-07 | 0 | 0
[120 empty] | 7.3.5.15 Identification and remediation of “at-risk species”WLDFRVegetation ContactBranch (Not overhanging, 4-12ft) | WLDFR | HFTD - Distribution - Tier 3 - 4QU CoRE ¦ 3QU LoRE | Non-Red Flag Warning - Small Fires | Vegetation Contact | Branch (Not overhanging, 4-12ft) | 2023 | 1.3984e-05 | 384.7705 | 0.0053807 | 2023 | Mitigation | 0.5 | 30 | 0 | esc | 0.038396 | 5.3694e-07 | 0.040543 | 5.6696e-07 | 0.037115 | 5.1902e-07 | 0.035347 | 4.943e-07
[120 empty] | 7.3.5.15 Identification and remediation of “at-risk species”WLDFRVegetation ContactBranch (Not overhanging, 4-12ft) | WLDFR | HFTD - Distribution - Tier 3 - 4QU CoRE ¦ 3QU LoRE | Non-Red Flag Warning - Small Fires | Vegetation Contact | Branch (Not overhanging, 4-12ft) | 2024 | 1.3984e-05 | 384.7705 | 0.0053807 | 2024 | Mitigation | 0.5 | 30 | 0 | esc | 0.038396 | 5.3694e-07 | 0.040543 | 5.6696e-07 | 0.037115 | 5.1902e-07 | 0.035347 | 4.943e-07
[120 empty] | 7.3.5.15 Identification and remediation of “at-risk species”WLDFRVegetation ContactBranch (Not overhanging, 4-12ft) | WLDFR | HFTD - Distribution - Tier 3 - 4QU CoRE ¦ 3QU LoRE | Non-Red Flag Warning - Small Fires | Vegetation Contact | Branch (Not overhanging, 4-12ft) | 2025 | 1.3984e-05 | 384.7705 | 0.0053807 | 2025 | Mitigation | 0.5 | 30 | 0 | esc | 0.038396 | 5.3694e-07 | 0.040543 | 5.6696e-07 | 0.037115 | 5.1902e-07 | 0.035347 | 4.943e-07
[120 empty] | 7.3.5.15 Identification and remediation of “at-risk species”WLDFRVegetation ContactBranch (Not overhanging, 4-12ft) | WLDFR | HFTD - Distribution - Tier 3 - 4QU CoRE ¦ 3QU LoRE | Non-Red Flag Warning - Small Fires | Vegetation Contact | Branch (Not overhanging, 4-12ft) | 2026 | 1.3984e-05 | 384.7705 | 0.0053807 | 2026 | Mitigation | 0.5 | 30 | 0 | esc | 0.038396 | 5.3694e-07 | 0.040543 | 5.6696e-07 | 0.037115 | 5.1902e-07 | 0.035347 | 4.943e-07
[120 empty] | 7.3.5.15 Identification and remediation of “at-risk species”WLDFRVegetation ContactBranch (Not overhanging, 4-12ft) | WLDFR | HFTD - Distribution - Tier 3 - 4QU CoRE ¦ 3QU LoRE | Non-Red Flag Warning - Small Fires | Vegetation Contact | Branch (Not overhanging, 4-12ft) | 2027 | 1.3984e-05 | 384.7705 | 0.0053807 | 2027 | Mitigation | 0.5 | 30 | 0 | esc | 0.038396 | 5.3694e-07 | 0.040543 | 5.6696e-07 | 0.037115 | 5.1902e-07 | 0.035347 | 4.943e-07
[120 empty] | 7.3.5.15 Identification and remediation of “at-risk species”WLDFRVegetation ContactBranch (Not overhanging, 4-12ft) | WLDFR | HFTD - Distribution - Tier 3 - 4QU CoRE ¦ 3QU LoRE | Non-Red Flag Warning - Small Fires | Vegetation Contact | Branch (Not overhanging, 4-12ft) | 2028 | 1.3984e-05 | 384.7705 | 0.0053807 | 2028 | Mitigation | 0.5 | 30 | 0 | esc | 0.038396 | 5.3694e-07 | 0.040543 | 5.6696e-07 | 0.037115 | 5.1902e-07 | 0.035347 | 4.943e-07
[120 empty] | 7.3.5.15 Identification and remediation of “at-risk species”WLDFRVegetation ContactBranch (Not overhanging, 4-12ft) | WLDFR | HFTD - Distribution - Tier 3 - 4QU CoRE ¦ 3QU LoRE | Non-Red Flag Warning - Small Fires | Vegetation Contact | Branch (Not overhanging, 4-12ft) | 2029 | 1.3984e-05 | 384.7705 | 0.0053807 | 2029 | Mitigation | 0.5 | 30 | 0 | esc | 0.038396 | 5.3694e-07 | 0.040543 | 5.6696e-07 | 0.037115 | 5.1902e-07 | 0.035347 | 4.943e-07
[120 empty] | 7.3.5.15 Identification and remediation of “at-risk species”WLDFRVegetation ContactBranch (Not overhanging, 4-12ft) | WLDFR | HFTD - Distribution - Tier 3 - 4QU CoRE ¦ 3QU LoRE | Non-Red Flag Warning - Small Fires | Vegetation Contact | Branch (Not overhanging, 4-12ft) | 2030 | 1.3984e-05 | 384.7705 | 0.0053807 | 2030 | Mitigation | 0.5 | 30 | 0 | esc | 0.038396 | 5.3694e-07 | 0.040543 | 5.6696e-07 | 0.037115 | 5.1902e-07 | 0.035347 | 4.943e-07
[120 empty] | 7.3.5.15 Identification and remediation of “at-risk species”WLDFRVegetation ContactBranch (Not overhanging, 4-12ft) | WLDFR | HFTD - Distribution - Tier 3 - 4QU CoRE ¦ 3QU LoRE | Non-Red Flag Warning - Small Fires | Vegetation Contact | Branch (Not overhanging, 4-12ft) | 2031 | 1.3984e-05 | 384.7705 | 0.0053807 | 2031 | Mitigation | 0.5 | 30 | 0 | esc | 0.038396 | 5.3694e-07 | 0.040543 | 5.6696e-07 | 0.037115 | 5.1902e-07 | 0.035347 | 4.943e-07
[120 empty] | 7.3.5.15 Identification and remediation of “at-risk species”WLDFRVegetation ContactBranch (Not overhanging, 4-12ft) | WLDFR | HFTD - Distribution - Tier 3 - 4QU CoRE ¦ 3QU LoRE | Non-Red Flag Warning - Small Fires | Vegetation Contact | Branch (Not overhanging, 4-12ft) | 2032 | 1.3984e-05 | 384.7705 | 0.0053807 | 2032 | Mitigation | 0.5 | 30 | 0 | esc | 0.038396 | 5.3694e-07 | 0.040543 | 5.6696e-07 | 0.037115 | 5.1902e-07 | 0.035347 | 4.943e-07
[120 empty] | 7.3.5.15 Identification and remediation of “at-risk species”WLDFRVegetation ContactBranch (Not overhanging, 4-12ft) | WLDFR | HFTD - Distribution - Tier 3 - 4QU CoRE ¦ 3QU LoRE | Non-Red Flag Warning - Small Fires | Vegetation Contact | Branch (Not overhanging, 4-12ft) | 2033 | 1.3984e-05 | 384.7705 | 0.0053807 | 2033 | Mitigation | 0.5 | 30 | 0 | esc | 0.038396 | 5.3694e-07 | 0.040543 | 5.6696e-07 | 0.037115 | 5.1902e-07 | 0.035347 | 4.943e-07
[120 empty] | 7.3.5.15 Identification and remediation of “at-risk species”WLDFRVegetation ContactBranch (Not overhanging, 4-12ft) | WLDFR | HFTD - Distribution - Tier 3 - 4QU CoRE ¦ 3QU LoRE | Non-Red Flag Warning - Small Fires | Vegetation Contact | Branch (Not overhanging, 4-12ft) | 2034 | 1.3984e-05 | 384.7705 | 0.0053807 | 2034 | Mitigation | 0.5 | 30 | 0 | esc | 0.038396 | 5.3694e-07 | 0.040543 | 5.6696e-07 | 0.037115 | 5.1902e-07 | 0.035347 | 4.943e-07
[120 empty] | 7.3.5.15 Identification and remediation of “at-risk species”WLDFRVegetation ContactBranch (Not overhanging, 4-12ft) | WLDFR | HFTD - Distribution - Tier 3 - 4QU CoRE ¦ 3QU LoRE | Non-Red Flag Warning - Small Fires | Vegetation Contact | Branch (Not overhanging, 4-12ft) | 2035 | 1.3984e-05 | 384.7705 | 0.0053807 | 2035 | Mitigation | 0.5 | 30 | 0 | esc | 0.038396 | 5.3694e-07 | 0.040543 | 5.6696e-07 | 0.037115 | 5.1902e-07 | 0.035347 | 4.943e-07
[120 empty] | 7.3.5.15 Identification and remediation of “at-risk species”WLDFRVegetation ContactBranch (Not overhanging, 4-12ft) | WLDFR | HFTD - Distribution - Tier 3 - 4QU CoRE ¦ 3QU LoRE | Non-Red Flag Warning - Small Fires | Vegetation Contact | Branch (Not overhanging, 4-12ft) | 2036 | 1.3984e-05 | 384.7705 | 0.0053807 | 2036 | Mitigation | 0.5 | 30 | 0 | esc | 0.038396 | 5.3694e-07 | 0.040543 | 5.6696e-07 | 0.037115 | 5.1902e-07 | 0.035347 | 4.943e-07
[120 empty] | 7.3.5.15 Identification and remediation of “at-risk species”WLDFRVegetation ContactBranch (Not overhanging, 4-12ft) | WLDFR | HFTD - Distribution - Tier 3 - 4QU CoRE ¦ 3QU LoRE | Non-Red Flag Warning - Small Fires | Vegetation Contact | Branch (Not overhanging, 4-12ft) | 2037 | 1.3984e-05 | 384.7705 | 0.0053807 | 2037 | Mitigation | 0.5 | 30 | 0 | esc | 0.038396 | 5.3694e-07 | 0.040543 | 5.6696e-07 | 0.037115 | 5.1902e-07 | 0.035347 | 4.943e-07
[120 empty] | 7.3.5.15 Identification and remediation of “at-risk species”WLDFRVegetation ContactBranch (Not overhanging, 4-12ft) | WLDFR | HFTD - Distribution - Tier 3 - 4QU CoRE ¦ 3QU LoRE | Non-Red Flag Warning - Small Fires | Vegetation Contact | Branch (Not overhanging, 4-12ft) | 2038 | 1.3984e-05 | 384.7705 | 0.0053807 | 2038 | Mitigation | 0.5 | 30 | 0 | esc | 0.038396 | 5.3694e-07 | 0.040543 | 5.6696e-07 | 0.037115 | 5.1902e-07 | 0.035347 | 4.943e-07
[120 empty] | 7.3.5.15 Identification and remediation of “at-risk species”WLDFRVegetation ContactBranch (Not overhanging, 4-12ft) | WLDFR | HFTD - Distribution - Tier 3 - 4QU CoRE ¦ 3QU LoRE | Non-Red Flag Warning - Small Fires | Vegetation Contact | Branch (Not overhanging, 4-12ft) | 2039 | 1.3984e-05 | 384.7705 | 0.0053807 | 2039 | Mitigation | 0.5 | 30 | 0 | esc | 0.038396 | 5.3694e-07 | 0.040543 | 5.6696e-07 | 0.037115 | 5.1902e-07 | 0.035347 | 4.943e-07
[120 empty] | 7.3.5.15 Identification and remediation of “at-risk species”WLDFRVegetation ContactBranch (Not overhanging, 4-12ft) | WLDFR | HFTD - Distribution - Tier 3 - 4QU CoRE ¦ 3QU LoRE | Non-Red Flag Warning - Small Fires | Vegetation Contact | Branch (Not overhanging, 4-12ft) | 2040 | 1.3984e-05 | 384.7705 | 0.0053807 | 2040 | Mitigation | 0.5 | 30 | 0 | esc | 0.038396 | 5.3694e-07 | 0.040543 | 5.6696e-07 | 0.037115 | 5.1902e-07 | 0.035347 | 4.943e-07
[120 empty] | 7.3.5.15 Identification and remediation of “at-risk species”WLDFRVegetation ContactBranch (Not overhanging, 4-12ft) | WLDFR | HFTD - Distribution - Tier 3 - 4QU CoRE ¦ 3QU LoRE | Non-Red Flag Warning - Small Fires | Vegetation Contact | Branch (Not overhanging, 4-12ft) | 2041 | 1.3984e-05 | 384.7705 | 0.0053807 | 2041 | Mitigation | 0.5 | 30 | 0 | esc | 0.038396 | 5.3694e-07 | 0.040543 | 5.6696e-07 | 0.037115 | 5.1902e-07 | 0.035347 | 4.943e-07
[120 empty] | 7.3.5.15 Identification and remediation of “at-risk species”WLDFRVegetation ContactBranch (Not overhanging, 4-12ft) | WLDFR | HFTD - Distribution - Tier 3 - 4QU CoRE ¦ 3QU LoRE | Non-Red Flag Warning - Small Fires | Vegetation Contact | Branch (Not overhanging, 4-12ft) | 2042 | 1.3984e-05 | 384.7705 | 0.0053807 | 2042 | Mitigation | 0.5 | 30 | 0 | esc | 0.038396 | 5.3694e-07 | 0.040543 | 5.6696e-07 | 0.037115 | 5.1902e-07 | 0.035347 | 4.943e-07
[120 empty] | 7.3.5.15 Identification and remediation of “at-risk species”WLDFRVegetation ContactBranch (Not overhanging, 4-12ft) | WLDFR | HFTD - Distribution - Tier 3 - 4QU CoRE ¦ 3QU LoRE | Non-Red Flag Warning - Small Fires | Vegetation Contact | Branch (Not overhanging, 4-12ft) | 2043 | 1.3984e-05 | 384.7705 | 0.0053807 | 2043 | Mitigation | 0.5 | 30 | 0 | esc | 0.038396 | 5.3694e-07 | 0.040543 | 5.6696e-07 | 0.037115 | 5.1902e-07 | 0.035347 | 4.943e-07
[120 empty] | 7.3.5.15 Identification and remediation of “at-risk species”WLDFRVegetation ContactBranch (Not overhanging, 4-12ft) | WLDFR | HFTD - Distribution - Tier 3 - 4QU CoRE ¦ 3QU LoRE | Non-Red Flag Warning - Small Fires | Vegetation Contact | Branch (Not overhanging, 4-12ft) | 2044 | 1.3984e-05 | 384.7705 | 0.0053807 | 2044 | Mitigation | 0.5 | 30 | 0 | esc | 0.038396 | 5.3694e-07 | 0.040543 | 5.6696e-07 | 0.037115 | 5.1902e-07 | 0.035347 | 4.943e-07
[120 empty] | 7.3.5.15 Identification and remediation of “at-risk species”WLDFRVegetation ContactBranch (Not overhanging, 4-12ft) | WLDFR | HFTD - Distribution - Tier 3 - 4QU CoRE ¦ 3QU LoRE | Non-Red Flag Warning - Small Fires | Vegetation Contact | Branch (Not overhanging, 4-12ft) | 2045 | 1.3984e-05 | 384.7705 | 0.0053807 | 2045 | Mitigation | 0.5 | 30 | 0 | esc | 0.038396 | 5.3694e-07 | 0.040543 | 5.6696e-07 | 0.037115 | 5.1902e-07 | 0.035347 | 4.943e-07
[120 empty] | 7.3.5.15 Identification and remediation of “at-risk species”WLDFRVegetation ContactBranch (Not overhanging, 4-12ft) | WLDFR | HFTD - Distribution - Tier 3 - 4QU CoRE ¦ 3QU LoRE | Non-Red Flag Warning - Small Fires | Vegetation Contact | Branch (Not overhanging, 4-12ft) | 2046 | 1.3984e-05 | 384.7705 | 0.0053807 | 2046 | Mitigation | 0.5 | 30 | 0 | esc | 0.038396 | 5.3694e-07 | 0.040543 | 5.6696e-07 | 0.037115 | 5.1902e-07 | 0.035347 | 4.943e-07
[120 empty] | 7.3.5.15 Identification and remediation of “at-risk species”WLDFRVegetation ContactBranch (Not overhanging, 4-12ft) | WLDFR | HFTD - Distribution - Tier 3 - 4QU CoRE ¦ 3QU LoRE | Non-Red Flag Warning - Small Fires | Vegetation Contact | Branch (Not overhanging, 4-12ft) | 2047 | 1.3984e-05 | 384.7705 | 0.0053807 | 2047 | Mitigation | 0.5 | 30 | 0 | esc | 0.038396 | 5.3694e-07 | 0.040543 | 5.6696e-07 | 0.037115 | 5.1902e-07 | 0.035347 | 4.943e-07
[120 empty] | 7.3.5.15 Identification and remediation of “at-risk species”WLDFRVegetation ContactBranch (Not overhanging, 4-12ft) | WLDFR | HFTD - Distribution - Tier 3 - 4QU CoRE ¦ 3QU LoRE | Non-Red Flag Warning - Small Fires | Vegetation Contact | Branch (Not overhanging, 4-12ft) | 2048 | 1.3984e-05 | 384.7705 | 0.0053807 | 2048 | Mitigation | 0.5 | 30 | 0 | esc | 0.038396 | 5.3694e-07 | 0.040543 | 5.6696e-07 | 0.037115 | 5.1902e-07 | 0.035347 | 4.943e-07
[120 empty] | 7.3.5.15 Identification and remediation of “at-risk species”WLDFRVegetation ContactBranch (Not overhanging, 4-12ft) | WLDFR | HFTD - Distribution - Tier 3 - 4QU CoRE ¦ 3QU LoRE | Non-Red Flag Warning - Small Fires | Vegetation Contact | Branch (Not overhanging, 4-12ft) | 2049 | 1.3984e-05 | 384.7705 | 0.0053807 | 2049 | Mitigation | 0.5 | 30 | 0 | esc | 0.038396 | 5.3694e-07 | 0.040543 | 5.6696e-07 | 0.037115 | 5.1902e-07 | 0.035347 | 4.943e-07
[120 empty] | 7.3.5.15 Identification and remediation of “at-risk species”WLDFRVegetation ContactBranch (Not overhanging, 4-12ft) | WLDFR | HFTD - Distribution - Tier 3 - 4QU CoRE ¦ 3QU LoRE | Non-Red Flag Warning - Small Fires | Vegetation Contact | Branch (Not overhanging, 4-12ft) | 2050 | 1.3984e-05 | 384.7705 | 0.0053807 | 2050 | Mitigation | 0.5 | 30 | 0 | esc | 0 | 0 | 0.040543 | 5.6696e-07 | 0.037115 | 5.1902e-07 | 0.035347 | 4.943e-07
[120 empty] | 7.3.5.15 Identification and remediation of “at-risk species”WLDFRVegetation ContactBranch (Not overhanging, 4-12ft) | WLDFR | HFTD - Distribution - Tier 3 - 4QU CoRE ¦ 3QU LoRE | Non-Red Flag Warning - Small Fires | Vegetation Contact | Branch (Not overhanging, 4-12ft) | 2051 | 1.3984e-05 | 384.7705 | 0.0053807 | 2051 | Mitigation | 0.5 | 30 | 0 | esc | 0 | 0 | 0 | 0 | 0.037115 | 5.1902e-07 | 0.035347 | 4.943e-07
[120 empty] | 7.3.5.15 Identification and remediation of “at-risk species”WLDFRVegetation ContactBranch (Not overhanging, 4-12ft) | WLDFR | HFTD - Distribution - Tier 3 - 4QU CoRE ¦ 3QU LoRE | Non-Red Flag Warning - Small Fires | Vegetation Contact | Branch (Not overhanging, 4-12ft) | 2052 | 1.3984e-05 | 384.7705 | 0.0053807 | 2052 | Mitigation | 0.5 | 30 | 0 | esc | 0 | 0 | 0 | 0 | 0 | 0 | 0.035347 | 4.943e-07
[120 empty] | 7.3.5.15 Identification and remediation of “at-risk species”WLDFRVegetation ContactBranch (Not overhanging, within 4ft) | WLDFR | HFTD - Distribution - Tier 3 - 4QU CoRE ¦ 3QU LoRE | Non-Red Flag Warning - Small Fires | Vegetation Contact | Branch (Not overhanging, within 4ft) | 2022 | 5.9941e-06 | 384.7705 | 0.0023064 | 2022 | Mitigation | 0.9 | 30 | 0 | esc | 0.069113 | 4.1427e-07 | 0.072978 | 4.3744e-07 | 0.066806 | 4.0044e-07 | 0 | 0
[120 empty] | 7.3.5.15 Identification and remediation of “at-risk species”WLDFRVegetation ContactBranch (Not overhanging, within 4ft) | WLDFR | HFTD - Distribution - Tier 3 - 4QU CoRE ¦ 3QU LoRE | Non-Red Flag Warning - Small Fires | Vegetation Contact | Branch (Not overhanging, within 4ft) | 2023 | 5.9941e-06 | 384.7705 | 0.0023064 | 2023 | Mitigation | 0.9 | 30 | 0 | esc | 0.069113 | 4.1427e-07 | 0.072978 | 4.3744e-07 | 0.066806 | 4.0044e-07 | 0.063625 | 3.8138e-07
[120 empty] | 7.3.5.15 Identification and remediation of “at-risk species”WLDFRVegetation ContactBranch (Not overhanging, within 4ft) | WLDFR | HFTD - Distribution - Tier 3 - 4QU CoRE ¦ 3QU LoRE | Non-Red Flag Warning - Small Fires | Vegetation Contact | Branch (Not overhanging, within 4ft) | 2024 | 5.9941e-06 | 384.7705 | 0.0023064 | 2024 | Mitigation | 0.9 | 30 | 0 | esc | 0.069113 | 4.1427e-07 | 0.072978 | 4.3744e-07 | 0.066806 | 4.0044e-07 | 0.063625 | 3.8138e-07
[120 empty] | 7.3.5.15 Identification and remediation of “at-risk species”WLDFRVegetation ContactBranch (Not overhanging, within 4ft) | WLDFR | HFTD - Distribution - Tier 3 - 4QU CoRE ¦ 3QU LoRE | Non-Red Flag Warning - Small Fires | Vegetation Contact | Branch (Not overhanging, within 4ft) | 2025 | 5.9941e-06 | 384.7705 | 0.0023064 | 2025 | Mitigation | 0.9 | 30 | 0 | esc | 0.069113 | 4.1427e-07 | 0.072978 | 4.3744e-07 | 0.066806 | 4.0044e-07 | 0.063625 | 3.8138e-07
[120 empty] | 7.3.5.15 Identification and remediation of “at-risk species”WLDFRVegetation ContactBranch (Not overhanging, within 4ft) | WLDFR | HFTD - Distribution - Tier 3 - 4QU CoRE ¦ 3QU LoRE | Non-Red Flag Warning - Small Fires | Vegetation Contact | Branch (Not overhanging, within 4ft) | 2026 | 5.9941e-06 | 384.7705 | 0.0023064 | 2026 | Mitigation | 0.9 | 30 | 0 | esc | 0.069113 | 4.1427e-07 | 0.072978 | 4.3744e-07 | 0.066806 | 4.0044e-07 | 0.063625 | 3.8138e-07
[120 empty] | 7.3.5.15 Identification and remediation of “at-risk species”WLDFRVegetation ContactBranch (Not overhanging, within 4ft) | WLDFR | HFTD - Distribution - Tier 3 - 4QU CoRE ¦ 3QU LoRE | Non-Red Flag Warning - Small Fires | Vegetation Contact | Branch (Not overhanging, within 4ft) | 2027 | 5.9941e-06 | 384.7705 | 0.0023064 | 2027 | Mitigation | 0.9 | 30 | 0 | esc | 0.069113 | 4.1427e-07 | 0.072978 | 4.3744e-07 | 0.066806 | 4.0044e-07 | 0.063625 | 3.8138e-07
[120 empty] | 7.3.5.15 Identification and remediation of “at-risk species”WLDFRVegetation ContactBranch (Not overhanging, within 4ft) | WLDFR | HFTD - Distribution - Tier 3 - 4QU CoRE ¦ 3QU LoRE | Non-Red Flag Warning - Small Fires | Vegetation Contact | Branch (Not overhanging, within 4ft) | 2028 | 5.9941e-06 | 384.7705 | 0.0023064 | 2028 | Mitigation | 0.9 | 30 | 0 | esc | 0.069113 | 4.1427e-07 | 0.072978 | 4.3744e-07 | 0.066806 | 4.0044e-07 | 0.063625 | 3.8138e-07
[120 empty] | 7.3.5.15 Identification and remediation of “at-risk species”WLDFRVegetation ContactBranch (Not overhanging, within 4ft) | WLDFR | HFTD - Distribution - Tier 3 - 4QU CoRE ¦ 3QU LoRE | Non-Red Flag Warning - Small Fires | Vegetation Contact | Branch (Not overhanging, within 4ft) | 2029 | 5.9941e-06 | 384.7705 | 0.0023064 | 2029 | Mitigation | 0.9 | 30 | 0 | esc | 0.069113 | 4.1427e-07 | 0.072978 | 4.3744e-07 | 0.066806 | 4.0044e-07 | 0.063625 | 3.8138e-07
[120 empty] | 7.3.5.15 Identification and remediation of “at-risk species”WLDFRVegetation ContactBranch (Not overhanging, within 4ft) | WLDFR | HFTD - Distribution - Tier 3 - 4QU CoRE ¦ 3QU LoRE | Non-Red Flag Warning - Small Fires | Vegetation Contact | Branch (Not overhanging, within 4ft) | 2030 | 5.9941e-06 | 384.7705 | 0.0023064 | 2030 | Mitigation | 0.9 | 30 | 0 | esc | 0.069113 | 4.1427e-07 | 0.072978 | 4.3744e-07 | 0.066806 | 4.0044e-07 | 0.063625 | 3.8138e-07
[120 empty] | 7.3.5.15 Identification and remediation of “at-risk species”WLDFRVegetation ContactBranch (Not overhanging, within 4ft) | WLDFR | HFTD - Distribution - Tier 3 - 4QU CoRE ¦ 3QU LoRE | Non-Red Flag Warning - Small Fires | Vegetation Contact | Branch (Not overhanging, within 4ft) | 2031 | 5.9941e-06 | 384.7705 | 0.0023064 | 2031 | Mitigation | 0.9 | 30 | 0 | esc | 0.069113 | 4.1427e-07 | 0.072978 | 4.3744e-07 | 0.066806 | 4.0044e-07 | 0.063625 | 3.8138e-07
[120 empty] | 7.3.5.15 Identification and remediation of “at-risk species”WLDFRVegetation ContactBranch (Not overhanging, within 4ft) | WLDFR | HFTD - Distribution - Tier 3 - 4QU CoRE ¦ 3QU LoRE | Non-Red Flag Warning - Small Fires | Vegetation Contact | Branch (Not overhanging, within 4ft) | 2032 | 5.9941e-06 | 384.7705 | 0.0023064 | 2032 | Mitigation | 0.9 | 30 | 0 | esc | 0.069113 | 4.1427e-07 | 0.072978 | 4.3744e-07 | 0.066806 | 4.0044e-07 | 0.063625 | 3.8138e-07
[120 empty] | 7.3.5.15 Identification and remediation of “at-risk species”WLDFRVegetation ContactBranch (Not overhanging, within 4ft) | WLDFR | HFTD - Distribution - Tier 3 - 4QU CoRE ¦ 3QU LoRE | Non-Red Flag Warning - Small Fires | Vegetation Contact | Branch (Not overhanging, within 4ft) | 2033 | 5.9941e-06 | 384.7705 | 0.0023064 | 2033 | Mitigation | 0.9 | 30 | 0 | esc | 0.069113 | 4.1427e-07 | 0.072978 | 4.3744e-07 | 0.066806 | 4.0044e-07 | 0.063625 | 3.8138e-07
[120 empty] | 7.3.5.15 Identification and remediation of “at-risk species”WLDFRVegetation ContactBranch (Not overhanging, within 4ft) | WLDFR | HFTD - Distribution - Tier 3 - 4QU CoRE ¦ 3QU LoRE | Non-Red Flag Warning - Small Fires | Vegetation Contact | Branch (Not overhanging, within 4ft) | 2034 | 5.9941e-06 | 384.7705 | 0.0023064 | 2034 | Mitigation | 0.9 | 30 | 0 | esc | 0.069113 | 4.1427e-07 | 0.072978 | 4.3744e-07 | 0.066806 | 4.0044e-07 | 0.063625 | 3.8138e-07
[120 empty] | 7.3.5.15 Identification and remediation of “at-risk species”WLDFRVegetation ContactBranch (Not overhanging, within 4ft) | WLDFR | HFTD - Distribution - Tier 3 - 4QU CoRE ¦ 3QU LoRE | Non-Red Flag Warning - Small Fires | Vegetation Contact | Branch (Not overhanging, within 4ft) | 2035 | 5.9941e-06 | 384.7705 | 0.0023064 | 2035 | Mitigation | 0.9 | 30 | 0 | esc | 0.069113 | 4.1427e-07 | 0.072978 | 4.3744e-07 | 0.066806 | 4.0044e-07 | 0.063625 | 3.8138e-07
[120 empty] | 7.3.5.15 Identification and remediation of “at-risk species”WLDFRVegetation ContactBranch (Not overhanging, within 4ft) | WLDFR | HFTD - Distribution - Tier 3 - 4QU CoRE ¦ 3QU LoRE | Non-Red Flag Warning - Small Fires | Vegetation Contact | Branch (Not overhanging, within 4ft) | 2036 | 5.9941e-06 | 384.7705 | 0.0023064 | 2036 | Mitigation | 0.9 | 30 | 0 | esc | 0.069113 | 4.1427e-07 | 0.072978 | 4.3744e-07 | 0.066806 | 4.0044e-07 | 0.063625 | 3.8138e-07
[120 empty] | 7.3.5.15 Identification and remediation of “at-risk species”WLDFRVegetation ContactBranch (Not overhanging, within 4ft) | WLDFR | HFTD - Distribution - Tier 3 - 4QU CoRE ¦ 3QU LoRE | Non-Red Flag Warning - Small Fires | Vegetation Contact | Branch (Not overhanging, within 4ft) | 2037 | 5.9941e-06 | 384.7705 | 0.0023064 | 2037 | Mitigation | 0.9 | 30 | 0 | esc | 0.069113 | 4.1427e-07 | 0.072978 | 4.3744e-07 | 0.066806 | 4.0044e-07 | 0.063625 | 3.8138e-07
[120 empty] | 7.3.5.15 Identification and remediation of “at-risk species”WLDFRVegetation ContactBranch (Not overhanging, within 4ft) | WLDFR | HFTD - Distribution - Tier 3 - 4QU CoRE ¦ 3QU LoRE | Non-Red Flag Warning - Small Fires | Vegetation Contact | Branch (Not overhanging, within 4ft) | 2038 | 5.9941e-06 | 384.7705 | 0.0023064 | 2038 | Mitigation | 0.9 | 30 | 0 | esc | 0.069113 | 4.1427e-07 | 0.072978 | 4.3744e-07 | 0.066806 | 4.0044e-07 | 0.063625 | 3.8138e-07
[120 empty] | 7.3.5.15 Identification and remediation of “at-risk species”WLDFRVegetation ContactBranch (Not overhanging, within 4ft) | WLDFR | HFTD - Distribution - Tier 3 - 4QU CoRE ¦ 3QU LoRE | Non-Red Flag Warning - Small Fires | Vegetation Contact | Branch (Not overhanging, within 4ft) | 2039 | 5.9941e-06 | 384.7705 | 0.0023064 | 2039 | Mitigation | 0.9 | 30 | 0 | esc | 0.069113 | 4.1427e-07 | 0.072978 | 4.3744e-07 | 0.066806 | 4.0044e-07 | 0.063625 | 3.8138e-07
[120 empty] | 7.3.5.15 Identification and remediation of “at-risk species”WLDFRVegetation ContactBranch (Not overhanging, within 4ft) | WLDFR | HFTD - Distribution - Tier 3 - 4QU CoRE ¦ 3QU LoRE | Non-Red Flag Warning - Small Fires | Vegetation Contact | Branch (Not overhanging, within 4ft) | 2040 | 5.9941e-06 | 384.7705 | 0.0023064 | 2040 | Mitigation | 0.9 | 30 | 0 | esc | 0.069113 | 4.1427e-07 | 0.072978 | 4.3744e-07 | 0.066806 | 4.0044e-07 | 0.063625 | 3.8138e-07
[120 empty] | 7.3.5.15 Identification and remediation of “at-risk species”WLDFRVegetation ContactBranch (Not overhanging, within 4ft) | WLDFR | HFTD - Distribution - Tier 3 - 4QU CoRE ¦ 3QU LoRE | Non-Red Flag Warning - Small Fires | Vegetation Contact | Branch (Not overhanging, within 4ft) | 2041 | 5.9941e-06 | 384.7705 | 0.0023064 | 2041 | Mitigation | 0.9 | 30 | 0 | esc | 0.069113 | 4.1427e-07 | 0.072978 | 4.3744e-07 | 0.066806 | 4.0044e-07 | 0.063625 | 3.8138e-07
[120 empty] | 7.3.5.15 Identification and remediation of “at-risk species”WLDFRVegetation ContactBranch (Not overhanging, within 4ft) | WLDFR | HFTD - Distribution - Tier 3 - 4QU CoRE ¦ 3QU LoRE | Non-Red Flag Warning - Small Fires | Vegetation Contact | Branch (Not overhanging, within 4ft) | 2042 | 5.9941e-06 | 384.7705 | 0.0023064 | 2042 | Mitigation | 0.9 | 30 | 0 | esc | 0.069113 | 4.1427e-07 | 0.072978 | 4.3744e-07 | 0.066806 | 4.0044e-07 | 0.063625 | 3.8138e-07
[120 empty] | 7.3.5.15 Identification and remediation of “at-risk species”WLDFRVegetation ContactBranch (Not overhanging, within 4ft) | WLDFR | HFTD - Distribution - Tier 3 - 4QU CoRE ¦ 3QU LoRE | Non-Red Flag Warning - Small Fires | Vegetation Contact | Branch (Not overhanging, within 4ft) | 2043 | 5.9941e-06 | 384.7705 | 0.0023064 | 2043 | Mitigation | 0.9 | 30 | 0 | esc | 0.069113 | 4.1427e-07 | 0.072978 | 4.3744e-07 | 0.066806 | 4.0044e-07 | 0.063625 | 3.8138e-07
[120 empty] | 7.3.5.15 Identification and remediation of “at-risk species”WLDFRVegetation ContactBranch (Not overhanging, within 4ft) | WLDFR | HFTD - Distribution - Tier 3 - 4QU CoRE ¦ 3QU LoRE | Non-Red Flag Warning - Small Fires | Vegetation Contact | Branch (Not overhanging, within 4ft) | 2044 | 5.9941e-06 | 384.7705 | 0.0023064 | 2044 | Mitigation | 0.9 | 30 | 0 | esc | 0.069113 | 4.1427e-07 | 0.072978 | 4.3744e-07 | 0.066806 | 4.0044e-07 | 0.063625 | 3.8138e-07
[120 empty] | 7.3.5.15 Identification and remediation of “at-risk species”WLDFRVegetation ContactBranch (Not overhanging, within 4ft) | WLDFR | HFTD - Distribution - Tier 3 - 4QU CoRE ¦ 3QU LoRE | Non-Red Flag Warning - Small Fires | Vegetation Contact | Branch (Not overhanging, within 4ft) | 2045 | 5.9941e-06 | 384.7705 | 0.0023064 | 2045 | Mitigation | 0.9 | 30 | 0 | esc | 0.069113 | 4.1427e-07 | 0.072978 | 4.3744e-07 | 0.066806 | 4.0044e-07 | 0.063625 | 3.8138e-07
[120 empty] | 7.3.5.15 Identification and remediation of “at-risk species”WLDFRVegetation ContactBranch (Not overhanging, within 4ft) | WLDFR | HFTD - Distribution - Tier 3 - 4QU CoRE ¦ 3QU LoRE | Non-Red Flag Warning - Small Fires | Vegetation Contact | Branch (Not overhanging, within 4ft) | 2046 | 5.9941e-06 | 384.7705 | 0.0023064 | 2046 | Mitigation | 0.9 | 30 | 0 | esc | 0.069113 | 4.1427e-07 | 0.072978 | 4.3744e-07 | 0.066806 | 4.0044e-07 | 0.063625 | 3.8138e-07
[120 empty] | 7.3.5.15 Identification and remediation of “at-risk species”WLDFRVegetation ContactBranch (Not overhanging, within 4ft) | WLDFR | HFTD - Distribution - Tier 3 - 4QU CoRE ¦ 3QU LoRE | Non-Red Flag Warning - Small Fires | Vegetation Contact | Branch (Not overhanging, within 4ft) | 2047 | 5.9941e-06 | 384.7705 | 0.0023064 | 2047 | Mitigation | 0.9 | 30 | 0 | esc | 0.069113 | 4.1427e-07 | 0.072978 | 4.3744e-07 | 0.066806 | 4.0044e-07 | 0.063625 | 3.8138e-07
[120 empty] | 7.3.5.15 Identification and remediation of “at-risk species”WLDFRVegetation ContactBranch (Not overhanging, within 4ft) | WLDFR | HFTD - Distribution - Tier 3 - 4QU CoRE ¦ 3QU LoRE | Non-Red Flag Warning - Small Fires | Vegetation Contact | Branch (Not overhanging, within 4ft) | 2048 | 5.9941e-06 | 384.7705 | 0.0023064 | 2048 | Mitigation | 0.9 | 30 | 0 | esc | 0.069113 | 4.1427e-07 | 0.072978 | 4.3744e-07 | 0.066806 | 4.0044e-07 | 0.063625 | 3.8138e-07
[120 empty] | 7.3.5.15 Identification and remediation of “at-risk species”WLDFRVegetation ContactBranch (Not overhanging, within 4ft) | WLDFR | HFTD - Distribution - Tier 3 - 4QU CoRE ¦ 3QU LoRE | Non-Red Flag Warning - Small Fires | Vegetation Contact | Branch (Not overhanging, within 4ft) | 2049 | 5.9941e-06 | 384.7705 | 0.0023064 | 2049 | Mitigation | 0.9 | 30 | 0 | esc | 0.069113 | 4.1427e-07 | 0.072978 | 4.3744e-07 | 0.066806 | 4.0044e-07 | 0.063625 | 3.8138e-07
[120 empty] | 7.3.5.15 Identification and remediation of “at-risk species”WLDFRVegetation ContactBranch (Not overhanging, within 4ft) | WLDFR | HFTD - Distribution - Tier 3 - 4QU CoRE ¦ 3QU LoRE | Non-Red Flag Warning - Small Fires | Vegetation Contact | Branch (Not overhanging, within 4ft) | 2050 | 5.9941e-06 | 384.7705 | 0.0023064 | 2050 | Mitigation | 0.9 | 30 | 0 | esc | 0 | 0 | 0.072978 | 4.3744e-07 | 0.066806 | 4.0044e-07 | 0.063625 | 3.8138e-07
[120 empty] | 7.3.5.15 Identification and remediation of “at-risk species”WLDFRVegetation ContactBranch (Not overhanging, within 4ft) | WLDFR | HFTD - Distribution - Tier 3 - 4QU CoRE ¦ 3QU LoRE | Non-Red Flag Warning - Small Fires | Vegetation Contact | Branch (Not overhanging, within 4ft) | 2051 | 5.9941e-06 | 384.7705 | 0.0023064 | 2051 | Mitigation | 0.9 | 30 | 0 | esc | 0 | 0 | 0 | 0 | 0.066806 | 4.0044e-07 | 0.063625 | 3.8138e-07
[120 empty] | 7.3.5.15 Identification and remediation of “at-risk species”WLDFRVegetation ContactBranch (Not overhanging, within 4ft) | WLDFR | HFTD - Distribution - Tier 3 - 4QU CoRE ¦ 3QU LoRE | Non-Red Flag Warning - Small Fires | Vegetation Contact | Branch (Not overhanging, within 4ft) | 2052 | 5.9941e-06 | 384.7705 | 0.0023064 | 2052 | Mitigation | 0.9 | 30 | 0 | esc | 0 | 0 | 0 | 0 | 0 | 0 | 0.063625 | 3.8138e-07
[120 empty] | 7.3.5.15 Identification and remediation of “at-risk species”WLDFRVegetation ContactBranch (OverHanging) | WLDFR | HFTD - Distribution - Tier 3 - 4QU CoRE ¦ 3QU LoRE | Non-Red Flag Warning - Small Fires | Vegetation Contact | Branch (OverHanging) | 2022 | 0.0002703 | 384.7705 | 0.104 | 2022 | Mitigation | 0.9 | 30 | 0 | esc | 0.069113 | 1.8681e-05 | 0.072978 | 1.9726e-05 | 0.066806 | 1.8058e-05 | 0 | 0
[120 empty] | 7.3.5.15 Identification and remediation of “at-risk species”WLDFRVegetation ContactBranch (OverHanging) | WLDFR | HFTD - Distribution - Tier 3 - 4QU CoRE ¦ 3QU LoRE | Non-Red Flag Warning - Small Fires | Vegetation Contact | Branch (OverHanging) | 2023 | 0.0002703 | 384.7705 | 0.104 | 2023 | Mitigation | 0.9 | 30 | 0 | esc | 0.069113 | 1.8681e-05 | 0.072978 | 1.9726e-05 | 0.066806 | 1.8058e-05 | 0.063625 | 1.7198e-05
[120 empty] | 7.3.5.15 Identification and remediation of “at-risk species”WLDFRVegetation ContactBranch (OverHanging) | WLDFR | HFTD - Distribution - Tier 3 - 4QU CoRE ¦ 3QU LoRE | Non-Red Flag Warning - Small Fires | Vegetation Contact | Branch (OverHanging) | 2024 | 0.0002703 | 384.7705 | 0.104 | 2024 | Mitigation | 0.9 | 30 | 0 | esc | 0.069113 | 1.8681e-05 | 0.072978 | 1.9726e-05 | 0.066806 | 1.8058e-05 | 0.063625 | 1.7198e-05
[120 empty] | 7.3.5.15 Identification and remediation of “at-risk species”WLDFRVegetation ContactBranch (OverHanging) | WLDFR | HFTD - Distribution - Tier 3 - 4QU CoRE ¦ 3QU LoRE | Non-Red Flag Warning - Small Fires | Vegetation Contact | Branch (OverHanging) | 2025 | 0.0002703 | 384.7705 | 0.104 | 2025 | Mitigation | 0.9 | 30 | 0 | esc | 0.069113 | 1.8681e-05 | 0.072978 | 1.9726e-05 | 0.066806 | 1.8058e-05 | 0.063625 | 1.7198e-05
[120 empty] | 7.3.5.15 Identification and remediation of “at-risk species”WLDFRVegetation ContactBranch (OverHanging) | WLDFR | HFTD - Distribution - Tier 3 - 4QU CoRE ¦ 3QU LoRE | Non-Red Flag Warning - Small Fires | Vegetation Contact | Branch (OverHanging) | 2026 | 0.0002703 | 384.7705 | 0.104 | 2026 | Mitigation | 0.9 | 30 | 0 | esc | 0.069113 | 1.8681e-05 | 0.072978 | 1.9726e-05 | 0.066806 | 1.8058e-05 | 0.063625 | 1.7198e-05
[120 empty] | 7.3.5.15 Identification and remediation of “at-risk species”WLDFRVegetation ContactBranch (OverHanging) | WLDFR | HFTD - Distribution - Tier 3 - 4QU CoRE ¦ 3QU LoRE | Non-Red Flag Warning - Small Fires | Vegetation Contact | Branch (OverHanging) | 2027 | 0.0002703 | 384.7705 | 0.104 | 2027 | Mitigation | 0.9 | 30 | 0 | esc | 0.069113 | 1.8681e-05 | 0.072978 | 1.9726e-05 | 0.066806 | 1.8058e-05 | 0.063625 | 1.7198e-05
[120 empty] | 7.3.5.15 Identification and remediation of “at-risk species”WLDFRVegetation ContactBranch (OverHanging) | WLDFR | HFTD - Distribution - Tier 3 - 4QU CoRE ¦ 3QU LoRE | Non-Red Flag Warning - Small Fires | Vegetation Contact | Branch (OverHanging) | 2028 | 0.0002703 | 384.7705 | 0.104 | 2028 | Mitigation | 0.9 | 30 | 0 | esc | 0.069113 | 1.8681e-05 | 0.072978 | 1.9726e-05 | 0.066806 | 1.8058e-05 | 0.063625 | 1.7198e-05
[120 empty] | 7.3.5.15 Identification and remediation of “at-risk species”WLDFRVegetation ContactBranch (OverHanging) | WLDFR | HFTD - Distribution - Tier 3 - 4QU CoRE ¦ 3QU LoRE | Non-Red Flag Warning - Small Fires | Vegetation Contact | Branch (OverHanging) | 2029 | 0.0002703 | 384.7705 | 0.104 | 2029 | Mitigation | 0.9 | 30 | 0 | esc | 0.069113 | 1.8681e-05 | 0.072978 | 1.9726e-05 | 0.066806 | 1.8058e-05 | 0.063625 | 1.7198e-05
[120 empty] | 7.3.5.15 Identification and remediation of “at-risk species”WLDFRVegetation ContactBranch (OverHanging) | WLDFR | HFTD - Distribution - Tier 3 - 4QU CoRE ¦ 3QU LoRE | Non-Red Flag Warning - Small Fires | Vegetation Contact | Branch (OverHanging) | 2030 | 0.0002703 | 384.7705 | 0.104 | 2030 | Mitigation | 0.9 | 30 | 0 | esc | 0.069113 | 1.8681e-05 | 0.072978 | 1.9726e-05 | 0.066806 | 1.8058e-05 | 0.063625 | 1.7198e-05
[120 empty] | 7.3.5.15 Identification and remediation of “at-risk species”WLDFRVegetation ContactBranch (OverHanging) | WLDFR | HFTD - Distribution - Tier 3 - 4QU CoRE ¦ 3QU LoRE | Non-Red Flag Warning - Small Fires | Vegetation Contact | Branch (OverHanging) | 2031 | 0.0002703 | 384.7705 | 0.104 | 2031 | Mitigation | 0.9 | 30 | 0 | esc | 0.069113 | 1.8681e-05 | 0.072978 | 1.9726e-05 | 0.066806 | 1.8058e-05 | 0.063625 | 1.7198e-05
[120 empty] | 7.3.5.15 Identification and remediation of “at-risk species”WLDFRVegetation ContactBranch (OverHanging) | WLDFR | HFTD - Distribution - Tier 3 - 4QU CoRE ¦ 3QU LoRE | Non-Red Flag Warning - Small Fires | Vegetation Contact | Branch (OverHanging) | 2032 | 0.0002703 | 384.7705 | 0.104 | 2032 | Mitigation | 0.9 | 30 | 0 | esc | 0.069113 | 1.8681e-05 | 0.072978 | 1.9726e-05 | 0.066806 | 1.8058e-05 | 0.063625 | 1.7198e-05
[120 empty] | 7.3.5.15 Identification and remediation of “at-risk species”WLDFRVegetation ContactBranch (OverHanging) | WLDFR | HFTD - Distribution - Tier 3 - 4QU CoRE ¦ 3QU LoRE | Non-Red Flag Warning - Small Fires | Vegetation Contact | Branch (OverHanging) | 2033 | 0.0002703 | 384.7705 | 0.104 | 2033 | Mitigation | 0.9 | 30 | 0 | esc | 0.069113 | 1.8681e-05 | 0.072978 | 1.9726e-05 | 0.066806 | 1.8058e-05 | 0.063625 | 1.7198e-05
[120 empty] | 7.3.5.15 Identification and remediation of “at-risk species”WLDFRVegetation ContactBranch (OverHanging) | WLDFR | HFTD - Distribution - Tier 3 - 4QU CoRE ¦ 3QU LoRE | Non-Red Flag Warning - Small Fires | Vegetation Contact | Branch (OverHanging) | 2034 | 0.0002703 | 384.7705 | 0.104 | 2034 | Mitigation | 0.9 | 30 | 0 | esc | 0.069113 | 1.8681e-05 | 0.072978 | 1.9726e-05 | 0.066806 | 1.8058e-05 | 0.063625 | 1.7198e-05
[120 empty] | 7.3.5.15 Identification and remediation of “at-risk species”WLDFRVegetation ContactBranch (OverHanging) | WLDFR | HFTD - Distribution - Tier 3 - 4QU CoRE ¦ 3QU LoRE | Non-Red Flag Warning - Small Fires | Vegetation Contact | Branch (OverHanging) | 2035 | 0.0002703 | 384.7705 | 0.104 | 2035 | Mitigation | 0.9 | 30 | 0 | esc | 0.069113 | 1.8681e-05 | 0.072978 | 1.9726e-05 | 0.066806 | 1.8058e-05 | 0.063625 | 1.7198e-05
[120 empty] | 7.3.5.15 Identification and remediation of “at-risk species”WLDFRVegetation ContactBranch (OverHanging) | WLDFR | HFTD - Distribution - Tier 3 - 4QU CoRE ¦ 3QU LoRE | Non-Red Flag Warning - Small Fires | Vegetation Contact | Branch (OverHanging) | 2036 | 0.0002703 | 384.7705 | 0.104 | 2036 | Mitigation | 0.9 | 30 | 0 | esc | 0.069113 | 1.8681e-05 | 0.072978 | 1.9726e-05 | 0.066806 | 1.8058e-05 | 0.063625 | 1.7198e-05
[120 empty] | 7.3.5.15 Identification and remediation of “at-risk species”WLDFRVegetation ContactBranch (OverHanging) | WLDFR | HFTD - Distribution - Tier 3 - 4QU CoRE ¦ 3QU LoRE | Non-Red Flag Warning - Small Fires | Vegetation Contact | Branch (OverHanging) | 2037 | 0.0002703 | 384.7705 | 0.104 | 2037 | Mitigation | 0.9 | 30 | 0 | esc | 0.069113 | 1.8681e-05 | 0.072978 | 1.9726e-05 | 0.066806 | 1.8058e-05 | 0.063625 | 1.7198e-05
[120 empty] | 7.3.5.15 Identification and remediation of “at-risk species”WLDFRVegetation ContactBranch (OverHanging) | WLDFR | HFTD - Distribution - Tier 3 - 4QU CoRE ¦ 3QU LoRE | Non-Red Flag Warning - Small Fires | Vegetation Contact | Branch (OverHanging) | 2038 | 0.0002703 | 384.7705 | 0.104 | 2038 | Mitigation | 0.9 | 30 | 0 | esc | 0.069113 | 1.8681e-05 | 0.072978 | 1.9726e-05 | 0.066806 | 1.8058e-05 | 0.063625 | 1.7198e-05
[120 empty] | 7.3.5.15 Identification and remediation of “at-risk species”WLDFRVegetation ContactBranch (OverHanging) | WLDFR | HFTD - Distribution - Tier 3 - 4QU CoRE ¦ 3QU LoRE | Non-Red Flag Warning - Small Fires | Vegetation Contact | Branch (OverHanging) | 2039 | 0.0002703 | 384.7705 | 0.104 | 2039 | Mitigation | 0.9 | 30 | 0 | esc | 0.069113 | 1.8681e-05 | 0.072978 | 1.9726e-05 | 0.066806 | 1.8058e-05 | 0.063625 | 1.7198e-05
[120 empty] | 7.3.5.15 Identification and remediation of “at-risk species”WLDFRVegetation ContactBranch (OverHanging) | WLDFR | HFTD - Distribution - Tier 3 - 4QU CoRE ¦ 3QU LoRE | Non-Red Flag Warning - Small Fires | Vegetation Contact | Branch (OverHanging) | 2040 | 0.0002703 | 384.7705 | 0.104 | 2040 | Mitigation | 0.9 | 30 | 0 | esc | 0.069113 | 1.8681e-05 | 0.072978 | 1.9726e-05 | 0.066806 | 1.8058e-05 | 0.063625 | 1.7198e-05
[120 empty] | 7.3.5.15 Identification and remediation of “at-risk species”WLDFRVegetation ContactBranch (OverHanging) | WLDFR | HFTD - Distribution - Tier 3 - 4QU CoRE ¦ 3QU LoRE | Non-Red Flag Warning - Small Fires | Vegetation Contact | Branch (OverHanging) | 2041 | 0.0002703 | 384.7705 | 0.104 | 2041 | Mitigation | 0.9 | 30 | 0 | esc | 0.069113 | 1.8681e-05 | 0.072978 | 1.9726e-05 | 0.066806 | 1.8058e-05 | 0.063625 | 1.7198e-05
[120 empty] | 7.3.5.15 Identification and remediation of “at-risk species”WLDFRVegetation ContactBranch (OverHanging) | WLDFR | HFTD - Distribution - Tier 3 - 4QU CoRE ¦ 3QU LoRE | Non-Red Flag Warning - Small Fires | Vegetation Contact | Branch (OverHanging) | 2042 | 0.0002703 | 384.7705 | 0.104 | 2042 | Mitigation | 0.9 | 30 | 0 | esc | 0.069113 | 1.8681e-05 | 0.072978 | 1.9726e-05 | 0.066806 | 1.8058e-05 | 0.063625 | 1.7198e-05
[120 empty] | 7.3.5.15 Identification and remediation of “at-risk species”WLDFRVegetation ContactBranch (OverHanging) | WLDFR | HFTD - Distribution - Tier 3 - 4QU CoRE ¦ 3QU LoRE | Non-Red Flag Warning - Small Fires | Vegetation Contact | Branch (OverHanging) | 2043 | 0.0002703 | 384.7705 | 0.104 | 2043 | Mitigation | 0.9 | 30 | 0 | esc | 0.069113 | 1.8681e-05 | 0.072978 | 1.9726e-05 | 0.066806 | 1.8058e-05 | 0.063625 | 1.7198e-05
[120 empty] | 7.3.5.15 Identification and remediation of “at-risk species”WLDFRVegetation ContactBranch (OverHanging) | WLDFR | HFTD - Distribution - Tier 3 - 4QU CoRE ¦ 3QU LoRE | Non-Red Flag Warning - Small Fires | Vegetation Contact | Branch (OverHanging) | 2044 | 0.0002703 | 384.7705 | 0.104 | 2044 | Mitigation | 0.9 | 30 | 0 | esc | 0.069113 | 1.8681e-05 | 0.072978 | 1.9726e-05 | 0.066806 | 1.8058e-05 | 0.063625 | 1.7198e-05
[120 empty] | 7.3.5.15 Identification and remediation of “at-risk species”WLDFRVegetation ContactBranch (OverHanging) | WLDFR | HFTD - Distribution - Tier 3 - 4QU CoRE ¦ 3QU LoRE | Non-Red Flag Warning - Small Fires | Vegetation Contact | Branch (OverHanging) | 2045 | 0.0002703 | 384.7705 | 0.104 | 2045 | Mitigation | 0.9 | 30 | 0 | esc | 0.069113 | 1.8681e-05 | 0.072978 | 1.9726e-05 | 0.066806 | 1.8058e-05 | 0.063625 | 1.7198e-05
[120 empty] | 7.3.5.15 Identification and remediation of “at-risk species”WLDFRVegetation ContactBranch (OverHanging) | WLDFR | HFTD - Distribution - Tier 3 - 4QU CoRE ¦ 3QU LoRE | Non-Red Flag Warning - Small Fires | Vegetation Contact | Branch (OverHanging) | 2046 | 0.0002703 | 384.7705 | 0.104 | 2046 | Mitigation | 0.9 | 30 | 0 | esc | 0.069113 | 1.8681e-05 | 0.072978 | 1.9726e-05 | 0.066806 | 1.8058e-05 | 0.063625 | 1.7198e-05
[120 empty] | 7.3.5.15 Identification and remediation of “at-risk species”WLDFRVegetation ContactBranch (OverHanging) | WLDFR | HFTD - Distribution - Tier 3 - 4QU CoRE ¦ 3QU LoRE | Non-Red Flag Warning - Small Fires | Vegetation Contact | Branch (OverHanging) | 2047 | 0.0002703 | 384.7705 | 0.104 | 2047 | Mitigation | 0.9 | 30 | 0 | esc | 0.069113 | 1.8681e-05 | 0.072978 | 1.9726e-05 | 0.066806 | 1.8058e-05 | 0.063625 | 1.7198e-05
[120 empty] | 7.3.5.15 Identification and remediation of “at-risk species”WLDFRVegetation ContactBranch (OverHanging) | WLDFR | HFTD - Distribution - Tier 3 - 4QU CoRE ¦ 3QU LoRE | Non-Red Flag Warning - Small Fires | Vegetation Contact | Branch (OverHanging) | 2048 | 0.0002703 | 384.7705 | 0.104 | 2048 | Mitigation | 0.9 | 30 | 0 | esc | 0.069113 | 1.8681e-05 | 0.072978 | 1.9726e-05 | 0.066806 | 1.8058e-05 | 0.063625 | 1.7198e-05
[120 empty] | 7.3.5.15 Identification and remediation of “at-risk species”WLDFRVegetation ContactBranch (OverHanging) | WLDFR | HFTD - Distribution - Tier 3 - 4QU CoRE ¦ 3QU LoRE | Non-Red Flag Warning - Small Fires | Vegetation Contact | Branch (OverHanging) | 2049 | 0.0002703 | 384.7705 | 0.104 | 2049 | Mitigation | 0.9 | 30 | 0 | esc | 0.069113 | 1.8681e-05 | 0.072978 | 1.9726e-05 | 0.066806 | 1.8058e-05 | 0.063625 | 1.7198e-05
[120 empty] | 7.3.5.15 Identification and remediation of “at-risk species”WLDFRVegetation ContactBranch (OverHanging) | WLDFR | HFTD - Distribution - Tier 3 - 4QU CoRE ¦ 3QU LoRE | Non-Red Flag Warning - Small Fires | Vegetation Contact | Branch (OverHanging) | 2050 | 0.0002703 | 384.7705 | 0.104 | 2050 | Mitigation | 0.9 | 30 | 0 | esc | 0 | 0 | 0.072978 | 1.9726e-05 | 0.066806 | 1.8058e-05 | 0.063625 | 1.7198e-05
[120 empty] | 7.3.5.15 Identification and remediation of “at-risk species”WLDFRVegetation ContactBranch (OverHanging) | WLDFR | HFTD - Distribution - Tier 3 - 4QU CoRE ¦ 3QU LoRE | Non-Red Flag Warning - Small Fires | Vegetation Contact | Branch (OverHanging) | 2051 | 0.0002703 | 384.7705 | 0.104 | 2051 | Mitigation | 0.9 | 30 | 0 | esc | 0 | 0 | 0 | 0 | 0.066806 | 1.8058e-05 | 0.063625 | 1.7198e-05
[120 empty] | 7.3.5.15 Identification and remediation of “at-risk species”WLDFRVegetation ContactBranch (OverHanging) | WLDFR | HFTD - Distribution - Tier 3 - 4QU CoRE ¦ 3QU LoRE | Non-Red Flag Warning - Small Fires | Vegetation Contact | Branch (OverHanging) | 2052 | 0.0002703 | 384.7705 | 0.104 | 2052 | Mitigation | 0.9 | 30 | 0 | esc | 0 | 0 | 0 | 0 | 0 | 0 | 0.063625 | 1.7198e-05
[120 empty] | 7.3.5.15 Identification and remediation of “at-risk species”WLDFRVegetation ContactFell into (Moderate-Severe defect) | WLDFR | HFTD - Distribution - Tier 3 - 4QU CoRE ¦ 3QU LoRE | Non-Red Flag Warning - Small Fires | Vegetation Contact | Fell into (Moderate-Severe defect) | 2022 | 0.00013326 | 384.7705 | 0.051273 | 2022 | Mitigation | 0.95 | 1 | 0 | esc | 0 | 0 | 0 | 0 | 0.070518 | 9.3969e-06 | 0 | 0
[120 empty] | 7.3.5.15 Identification and remediation of “at-risk species”WLDFRVegetation ContactFell into (Moderate-Severe defect) | WLDFR | HFTD - Distribution - Tier 3 - 4QU CoRE ¦ 3QU LoRE | Non-Red Flag Warning - Small Fires | Vegetation Contact | Fell into (Moderate-Severe defect) | 2023 | 0.00013326 | 384.7705 | 0.051273 | 2023 | Mitigation | 0.95 | 1 | 0 | esc | 0 | 0 | 0 | 0 | 0 | 0 | 0.06716 | 8.9494e-06
[120 empty] | 7.3.5.15 Identification and remediation of “at-risk species”WLDFRVegetation ContactFell into (slight defect) | WLDFR | HFTD - Distribution - Tier 3 - 4QU CoRE ¦ 3QU LoRE | Non-Red Flag Warning - Small Fires | Vegetation Contact | Fell into (slight defect) | 2022 | 0.000172 | 384.7705 | 0.066179 | 2022 | Mitigation | 0.5 | 1 | 0 | esc | 0 | 0 | 0 | 0 | 0.037115 | 6.3836e-06 | 0 | 0
[120 empty] | 7.3.5.15 Identification and remediation of “at-risk species”WLDFRVegetation ContactFell into (slight defect) | WLDFR | HFTD - Distribution - Tier 3 - 4QU CoRE ¦ 3QU LoRE | Non-Red Flag Warning - Small Fires | Vegetation Contact | Fell into (slight defect) | 2023 | 0.000172 | 384.7705 | 0.066179 | 2023 | Mitigation | 0.5 | 1 | 0 | esc | 0 | 0 | 0 | 0 | 0 | 0 | 0.035347 | 6.0796e-06
[120 empty] | 7.3.5.15 Identification and remediation of “at-risk species”WLDFRVegetation ContactGrow Into | WLDFR | HFTD - Distribution - Tier 3 - 4QU CoRE ¦ 3QU LoRE | Non-Red Flag Warning - Small Fires | Vegetation Contact | Grow Into | 2022 | 1.4812e-05 | 384.7705 | 0.0056994 | 2022 | Mitigation | 0.5 | 1 | 0 | esc | 0 | 0 | 0 | 0 | 0.037115 | 5.4976e-07 | 0 | 0
[120 empty] | 7.3.5.15 Identification and remediation of “at-risk species”WLDFRVegetation ContactGrow Into | WLDFR | HFTD - Distribution - Tier 3 - 4QU CoRE ¦ 3QU LoRE | Non-Red Flag Warning - Small Fires | Vegetation Contact | Grow Into | 2023 | 1.4812e-05 | 384.7705 | 0.0056994 | 2023 | Mitigation | 0.5 | 1 | 0 | esc | 0 | 0 | 0 | 0 | 0 | 0 | 0.035347 | 5.2358e-07
[120 empty] | 7.3.5.15 Identification and remediation of “at-risk species”WLDFRVegetation ContactBranch (Not overhanging, 4-12ft) | WLDFR | HFTD - Distribution - Tier 3 - 4QU CoRE ¦ 3QU LoRE | Red Flag Warning - Catastrophic Fires | Vegetation Contact | Branch (Not overhanging, 4-12ft) | 2022 | 7.2025e-08 | 384.7705 | 2.7713e-05 | 2022 | Mitigation | 0.5 | 30 | 0 | esc | 0.038396 | 2.7655e-09 | 0.040543 | 2.9201e-09 | 0.037115 | 2.6732e-09 | 0 | 0
[120 empty] | 7.3.5.15 Identification and remediation of “at-risk species”WLDFRVegetation ContactBranch (Not overhanging, 4-12ft) | WLDFR | HFTD - Distribution - Tier 3 - 4QU CoRE ¦ 3QU LoRE | Red Flag Warning - Catastrophic Fires | Vegetation Contact | Branch (Not overhanging, 4-12ft) | 2023 | 7.2025e-08 | 384.7705 | 2.7713e-05 | 2023 | Mitigation | 0.5 | 30 | 0 | esc | 0.038396 | 2.7655e-09 | 0.040543 | 2.9201e-09 | 0.037115 | 2.6732e-09 | 0.035347 | 2.5459e-09
[120 empty] | 7.3.5.15 Identification and remediation of “at-risk species”WLDFRVegetation ContactBranch (Not overhanging, 4-12ft) | WLDFR | HFTD - Distribution - Tier 3 - 4QU CoRE ¦ 3QU LoRE | Red Flag Warning - Catastrophic Fires | Vegetation Contact | Branch (Not overhanging, 4-12ft) | 2024 | 7.2025e-08 | 384.7705 | 2.7713e-05 | 2024 | Mitigation | 0.5 | 30 | 0 | esc | 0.038396 | 2.7655e-09 | 0.040543 | 2.9201e-09 | 0.037115 | 2.6732e-09 | 0.035347 | 2.5459e-09
[120 empty] | 7.3.5.15 Identification and remediation of “at-risk species”WLDFRVegetation ContactBranch (Not overhanging, 4-12ft) | WLDFR | HFTD - Distribution - Tier 3 - 4QU CoRE ¦ 3QU LoRE | Red Flag Warning - Catastrophic Fires | Vegetation Contact | Branch (Not overhanging, 4-12ft) | 2025 | 7.2025e-08 | 384.7705 | 2.7713e-05 | 2025 | Mitigation | 0.5 | 30 | 0 | esc | 0.038396 | 2.7655e-09 | 0.040543 | 2.9201e-09 | 0.037115 | 2.6732e-09 | 0.035347 | 2.5459e-09
[120 empty] | 7.3.5.15 Identification and remediation of “at-risk species”WLDFRVegetation ContactBranch (Not overhanging, 4-12ft) | WLDFR | HFTD - Distribution - Tier 3 - 4QU CoRE ¦ 3QU LoRE | Red Flag Warning - Catastrophic Fires | Vegetation Contact | Branch (Not overhanging, 4-12ft) | 2026 | 7.2025e-08 | 384.7705 | 2.7713e-05 | 2026 | Mitigation | 0.5 | 30 | 0 | esc | 0.038396 | 2.7655e-09 | 0.040543 | 2.9201e-09 | 0.037115 | 2.6732e-09 | 0.035347 | 2.5459e-09
[120 empty] | 7.3.5.15 Identification and remediation of “at-risk species”WLDFRVegetation ContactBranch (Not overhanging, 4-12ft) | WLDFR | HFTD - Distribution - Tier 3 - 4QU CoRE ¦ 3QU LoRE | Red Flag Warning - Catastrophic Fires | Vegetation Contact | Branch (Not overhanging, 4-12ft) | 2027 | 7.2025e-08 | 384.7705 | 2.7713e-05 | 2027 | Mitigation | 0.5 | 30 | 0 | esc | 0.038396 | 2.7655e-09 | 0.040543 | 2.9201e-09 | 0.037115 | 2.6732e-09 | 0.035347 | 2.5459e-09
[120 empty] | 7.3.5.15 Identification and remediation of “at-risk species”WLDFRVegetation ContactBranch (Not overhanging, 4-12ft) | WLDFR | HFTD - Distribution - Tier 3 - 4QU CoRE ¦ 3QU LoRE | Red Flag Warning - Catastrophic Fires | Vegetation Contact | Branch (Not overhanging, 4-12ft) | 2028 | 7.2025e-08 | 384.7705 | 2.7713e-05 | 2028 | Mitigation | 0.5 | 30 | 0 | esc | 0.038396 | 2.7655e-09 | 0.040543 | 2.9201e-09 | 0.037115 | 2.6732e-09 | 0.035347 | 2.5459e-09
[120 empty] | 7.3.5.15 Identification and remediation of “at-risk species”WLDFRVegetation ContactBranch (Not overhanging, 4-12ft) | WLDFR | HFTD - Distribution - Tier 3 - 4QU CoRE ¦ 3QU LoRE | Red Flag Warning - Catastrophic Fires | Vegetation Contact | Branch (Not overhanging, 4-12ft) | 2029 | 7.2025e-08 | 384.7705 | 2.7713e-05 | 2029 | Mitigation | 0.5 | 30 | 0 | esc | 0.038396 | 2.7655e-09 | 0.040543 | 2.9201e-09 | 0.037115 | 2.6732e-09 | 0.035347 | 2.5459e-09
[120 empty] | 7.3.5.15 Identification and remediation of “at-risk species”WLDFRVegetation ContactBranch (Not overhanging, 4-12ft) | WLDFR | HFTD - Distribution - Tier 3 - 4QU CoRE ¦ 3QU LoRE | Red Flag Warning - Catastrophic Fires | Vegetation Contact | Branch (Not overhanging, 4-12ft) | 2030 | 7.2025e-08 | 384.7705 | 2.7713e-05 | 2030 | Mitigation | 0.5 | 30 | 0 | esc | 0.038396 | 2.7655e-09 | 0.040543 | 2.9201e-09 | 0.037115 | 2.6732e-09 | 0.035347 | 2.5459e-09
[120 empty] | 7.3.5.15 Identification and remediation of “at-risk species”WLDFRVegetation ContactBranch (Not overhanging, 4-12ft) | WLDFR | HFTD - Distribution - Tier 3 - 4QU CoRE ¦ 3QU LoRE | Red Flag Warning - Catastrophic Fires | Vegetation Contact | Branch (Not overhanging, 4-12ft) | 2031 | 7.2025e-08 | 384.7705 | 2.7713e-05 | 2031 | Mitigation | 0.5 | 30 | 0 | esc | 0.038396 | 2.7655e-09 | 0.040543 | 2.9201e-09 | 0.037115 | 2.6732e-09 | 0.035347 | 2.5459e-09
[120 empty] | 7.3.5.15 Identification and remediation of “at-risk species”WLDFRVegetation ContactBranch (Not overhanging, 4-12ft) | WLDFR | HFTD - Distribution - Tier 3 - 4QU CoRE ¦ 3QU LoRE | Red Flag Warning - Catastrophic Fires | Vegetation Contact | Branch (Not overhanging, 4-12ft) | 2032 | 7.2025e-08 | 384.7705 | 2.7713e-05 | 2032 | Mitigation | 0.5 | 30 | 0 | esc | 0.038396 | 2.7655e-09 | 0.040543 | 2.9201e-09 | 0.037115 | 2.6732e-09 | 0.035347 | 2.5459e-09
[120 empty] | 7.3.5.15 Identification and remediation of “at-risk species”WLDFRVegetation ContactBranch (Not overhanging, 4-12ft) | WLDFR | HFTD - Distribution - Tier 3 - 4QU CoRE ¦ 3QU LoRE | Red Flag Warning - Catastrophic Fires | Vegetation Contact | Branch (Not overhanging, 4-12ft) | 2033 | 7.2025e-08 | 384.7705 | 2.7713e-05 | 2033 | Mitigation | 0.5 | 30 | 0 | esc | 0.038396 | 2.7655e-09 | 0.040543 | 2.9201e-09 | 0.037115 | 2.6732e-09 | 0.035347 | 2.5459e-09
[120 empty] | 7.3.5.15 Identification and remediation of “at-risk species”WLDFRVegetation ContactBranch (Not overhanging, 4-12ft) | WLDFR | HFTD - Distribution - Tier 3 - 4QU CoRE ¦ 3QU LoRE | Red Flag Warning - Catastrophic Fires | Vegetation Contact | Branch (Not overhanging, 4-12ft) | 2034 | 7.2025e-08 | 384.7705 | 2.7713e-05 | 2034 | Mitigation | 0.5 | 30 | 0 | esc | 0.038396 | 2.7655e-09 | 0.040543 | 2.9201e-09 | 0.037115 | 2.6732e-09 | 0.035347 | 2.5459e-09
[120 empty] | 7.3.5.15 Identification and remediation of “at-risk species”WLDFRVegetation ContactBranch (Not overhanging, 4-12ft) | WLDFR | HFTD - Distribution - Tier 3 - 4QU CoRE ¦ 3QU LoRE | Red Flag Warning - Catastrophic Fires | Vegetation Contact | Branch (Not overhanging, 4-12ft) | 2035 | 7.2025e-08 | 384.7705 | 2.7713e-05 | 2035 | Mitigation | 0.5 | 30 | 0 | esc | 0.038396 | 2.7655e-09 | 0.040543 | 2.9201e-09 | 0.037115 | 2.6732e-09 | 0.035347 | 2.5459e-09
[120 empty] | 7.3.5.15 Identification and remediation of “at-risk species”WLDFRVegetation ContactBranch (Not overhanging, 4-12ft) | WLDFR | HFTD - Distribution - Tier 3 - 4QU CoRE ¦ 3QU LoRE | Red Flag Warning - Catastrophic Fires | Vegetation Contact | Branch (Not overhanging, 4-12ft) | 2036 | 7.2025e-08 | 384.7705 | 2.7713e-05 | 2036 | Mitigation | 0.5 | 30 | 0 | esc | 0.038396 | 2.7655e-09 | 0.040543 | 2.9201e-09 | 0.037115 | 2.6732e-09 | 0.035347 | 2.5459e-09
[120 empty] | 7.3.5.15 Identification and remediation of “at-risk species”WLDFRVegetation ContactBranch (Not overhanging, 4-12ft) | WLDFR | HFTD - Distribution - Tier 3 - 4QU CoRE ¦ 3QU LoRE | Red Flag Warning - Catastrophic Fires | Vegetation Contact | Branch (Not overhanging, 4-12ft) | 2037 | 7.2025e-08 | 384.7705 | 2.7713e-05 | 2037 | Mitigation | 0.5 | 30 | 0 | esc | 0.038396 | 2.7655e-09 | 0.040543 | 2.9201e-09 | 0.037115 | 2.6732e-09 | 0.035347 | 2.5459e-09
[120 empty] | 7.3.5.15 Identification and remediation of “at-risk species”WLDFRVegetation ContactBranch (Not overhanging, 4-12ft) | WLDFR | HFTD - Distribution - Tier 3 - 4QU CoRE ¦ 3QU LoRE | Red Flag Warning - Catastrophic Fires | Vegetation Contact | Branch (Not overhanging, 4-12ft) | 2038 | 7.2025e-08 | 384.7705 | 2.7713e-05 | 2038 | Mitigation | 0.5 | 30 | 0 | esc | 0.038396 | 2.7655e-09 | 0.040543 | 2.9201e-09 | 0.037115 | 2.6732e-09 | 0.035347 | 2.5459e-09
[120 empty] | 7.3.5.15 Identification and remediation of “at-risk species”WLDFRVegetation ContactBranch (Not overhanging, 4-12ft) | WLDFR | HFTD - Distribution - Tier 3 - 4QU CoRE ¦ 3QU LoRE | Red Flag Warning - Catastrophic Fires | Vegetation Contact | Branch (Not overhanging, 4-12ft) | 2039 | 7.2025e-08 | 384.7705 | 2.7713e-05 | 2039 | Mitigation | 0.5 | 30 | 0 | esc | 0.038396 | 2.7655e-09 | 0.040543 | 2.9201e-09 | 0.037115 | 2.6732e-09 | 0.035347 | 2.5459e-09
[120 empty] | 7.3.5.15 Identification and remediation of “at-risk species”WLDFRVegetation ContactBranch (Not overhanging, 4-12ft) | WLDFR | HFTD - Distribution - Tier 3 - 4QU CoRE ¦ 3QU LoRE | Red Flag Warning - Catastrophic Fires | Vegetation Contact | Branch (Not overhanging, 4-12ft) | 2040 | 7.2025e-08 | 384.7705 | 2.7713e-05 | 2040 | Mitigation | 0.5 | 30 | 0 | esc | 0.038396 | 2.7655e-09 | 0.040543 | 2.9201e-09 | 0.037115 | 2.6732e-09 | 0.035347 | 2.5459e-09
[120 empty] | 7.3.5.15 Identification and remediation of “at-risk species”WLDFRVegetation ContactBranch (Not overhanging, 4-12ft) | WLDFR | HFTD - Distribution - Tier 3 - 4QU CoRE ¦ 3QU LoRE | Red Flag Warning - Catastrophic Fires | Vegetation Contact | Branch (Not overhanging, 4-12ft) | 2041 | 7.2025e-08 | 384.7705 | 2.7713e-05 | 2041 | Mitigation | 0.5 | 30 | 0 | esc | 0.038396 | 2.7655e-09 | 0.040543 | 2.9201e-09 | 0.037115 | 2.6732e-09 | 0.035347 | 2.5459e-09
[120 empty] | 7.3.5.15 Identification and remediation of “at-risk species”WLDFRVegetation ContactBranch (Not overhanging, 4-12ft) | WLDFR | HFTD - Distribution - Tier 3 - 4QU CoRE ¦ 3QU LoRE | Red Flag Warning - Catastrophic Fires | Vegetation Contact | Branch (Not overhanging, 4-12ft) | 2042 | 7.2025e-08 | 384.7705 | 2.7713e-05 | 2042 | Mitigation | 0.5 | 30 | 0 | esc | 0.038396 | 2.7655e-09 | 0.040543 | 2.9201e-09 | 0.037115 | 2.6732e-09 | 0.035347 | 2.5459e-09
[120 empty] | 7.3.5.15 Identification and remediation of “at-risk species”WLDFRVegetation ContactBranch (Not overhanging, 4-12ft) | WLDFR | HFTD - Distribution - Tier 3 - 4QU CoRE ¦ 3QU LoRE | Red Flag Warning - Catastrophic Fires | Vegetation Contact | Branch (Not overhanging, 4-12ft) | 2043 | 7.2025e-08 | 384.7705 | 2.7713e-05 | 2043 | Mitigation | 0.5 | 30 | 0 | esc | 0.038396 | 2.7655e-09 | 0.040543 | 2.9201e-09 | 0.037115 | 2.6732e-09 | 0.035347 | 2.5459e-09
[120 empty] | 7.3.5.15 Identification and remediation of “at-risk species”WLDFRVegetation ContactBranch (Not overhanging, 4-12ft) | WLDFR | HFTD - Distribution - Tier 3 - 4QU CoRE ¦ 3QU LoRE | Red Flag Warning - Catastrophic Fires | Vegetation Contact | Branch (Not overhanging, 4-12ft) | 2044 | 7.2025e-08 | 384.7705 | 2.7713e-05 | 2044 | Mitigation | 0.5 | 30 | 0 | esc | 0.038396 | 2.7655e-09 | 0.040543 | 2.9201e-09 | 0.037115 | 2.6732e-09 | 0.035347 | 2.5459e-09
[120 empty] | 7.3.5.15 Identification and remediation of “at-risk species”WLDFRVegetation ContactBranch (Not overhanging, 4-12ft) | WLDFR | HFTD - Distribution - Tier 3 - 4QU CoRE ¦ 3QU LoRE | Red Flag Warning - Catastrophic Fires | Vegetation Contact | Branch (Not overhanging, 4-12ft) | 2045 | 7.2025e-08 | 384.7705 | 2.7713e-05 | 2045 | Mitigation | 0.5 | 30 | 0 | esc | 0.038396 | 2.7655e-09 | 0.040543 | 2.9201e-09 | 0.037115 | 2.6732e-09 | 0.035347 | 2.5459e-09
[120 empty] | 7.3.5.15 Identification and remediation of “at-risk species”WLDFRVegetation ContactBranch (Not overhanging, 4-12ft) | WLDFR | HFTD - Distribution - Tier 3 - 4QU CoRE ¦ 3QU LoRE | Red Flag Warning - Catastrophic Fires | Vegetation Contact | Branch (Not overhanging, 4-12ft) | 2046 | 7.2025e-08 | 384.7705 | 2.7713e-05 | 2046 | Mitigation | 0.5 | 30 | 0 | esc | 0.038396 | 2.7655e-09 | 0.040543 | 2.9201e-09 | 0.037115 | 2.6732e-09 | 0.035347 | 2.5459e-09
[120 empty] | 7.3.5.15 Identification and remediation of “at-risk species”WLDFRVegetation ContactBranch (Not overhanging, 4-12ft) | WLDFR | HFTD - Distribution - Tier 3 - 4QU CoRE ¦ 3QU LoRE | Red Flag Warning - Catastrophic Fires | Vegetation Contact | Branch (Not overhanging, 4-12ft) | 2047 | 7.2025e-08 | 384.7705 | 2.7713e-05 | 2047 | Mitigation | 0.5 | 30 | 0 | esc | 0.038396 | 2.7655e-09 | 0.040543 | 2.9201e-09 | 0.037115 | 2.6732e-09 | 0.035347 | 2.5459e-09
[120 empty] | 7.3.5.15 Identification and remediation of “at-risk species”WLDFRVegetation ContactBranch (Not overhanging, 4-12ft) | WLDFR | HFTD - Distribution - Tier 3 - 4QU CoRE ¦ 3QU LoRE | Red Flag Warning - Catastrophic Fires | Vegetation Contact | Branch (Not overhanging, 4-12ft) | 2048 | 7.2025e-08 | 384.7705 | 2.7713e-05 | 2048 | Mitigation | 0.5 | 30 | 0 | esc | 0.038396 | 2.7655e-09 | 0.040543 | 2.9201e-09 | 0.037115 | 2.6732e-09 | 0.035347 | 2.5459e-09
[120 empty] | 7.3.5.15 Identification and remediation of “at-risk species”WLDFRVegetation ContactBranch (Not overhanging, 4-12ft) | WLDFR | HFTD - Distribution - Tier 3 - 4QU CoRE ¦ 3QU LoRE | Red Flag Warning - Catastrophic Fires | Vegetation Contact | Branch (Not overhanging, 4-12ft) | 2049 | 7.2025e-08 | 384.7705 | 2.7713e-05 | 2049 | Mitigation | 0.5 | 30 | 0 | esc | 0.038396 | 2.7655e-09 | 0.040543 | 2.9201e-09 | 0.037115 | 2.6732e-09 | 0.035347 | 2.5459e-09
[120 empty] | 7.3.5.15 Identification and remediation of “at-risk species”WLDFRVegetation ContactBranch (Not overhanging, 4-12ft) | WLDFR | HFTD - Distribution - Tier 3 - 4QU CoRE ¦ 3QU LoRE | Red Flag Warning - Catastrophic Fires | Vegetation Contact | Branch (Not overhanging, 4-12ft) | 2050 | 7.2025e-08 | 384.7705 | 2.7713e-05 | 2050 | Mitigation | 0.5 | 30 | 0 | esc | 0 | 0 | 0.040543 | 2.9201e-09 | 0.037115 | 2.6732e-09 | 0.035347 | 2.5459e-09
[120 empty] | 7.3.5.15 Identification and remediation of “at-risk species”WLDFRVegetation ContactBranch (Not overhanging, 4-12ft) | WLDFR | HFTD - Distribution - Tier 3 - 4QU CoRE ¦ 3QU LoRE | Red Flag Warning - Catastrophic Fires | Vegetation Contact | Branch (Not overhanging, 4-12ft) | 2051 | 7.2025e-08 | 384.7705 | 2.7713e-05 | 2051 | Mitigation | 0.5 | 30 | 0 | esc | 0 | 0 | 0 | 0 | 0.037115 | 2.6732e-09 | 0.035347 | 2.5459e-09
[120 empty] | 7.3.5.15 Identification and remediation of “at-risk species”WLDFRVegetation ContactBranch (Not overhanging, 4-12ft) | WLDFR | HFTD - Distribution - Tier 3 - 4QU CoRE ¦ 3QU LoRE | Red Flag Warning - Catastrophic Fires | Vegetation Contact | Branch (Not overhanging, 4-12ft) | 2052 | 7.2025e-08 | 384.7705 | 2.7713e-05 | 2052 | Mitigation | 0.5 | 30 | 0 | esc | 0 | 0 | 0 | 0 | 0 | 0 | 0.035347 | 2.5459e-09
[120 empty] | 7.3.5.15 Identification and remediation of “at-risk species”WLDFRVegetation ContactBranch (Not overhanging, within 4ft) | WLDFR | HFTD - Distribution - Tier 3 - 4QU CoRE ¦ 3QU LoRE | Red Flag Warning - Catastrophic Fires | Vegetation Contact | Branch (Not overhanging, within 4ft) | 2022 | 1.7534e-08 | 384.7705 | 6.7465e-06 | 2022 | Mitigation | 0.9 | 30 | 0 | esc | 0.069113 | 1.2118e-09 | 0.072978 | 1.2796e-09 | 0.066806 | 1.1714e-09 | 0 | 0
[120 empty] | 7.3.5.15 Identification and remediation of “at-risk species”WLDFRVegetation ContactBranch (Not overhanging, within 4ft) | WLDFR | HFTD - Distribution - Tier 3 - 4QU CoRE ¦ 3QU LoRE | Red Flag Warning - Catastrophic Fires | Vegetation Contact | Branch (Not overhanging, within 4ft) | 2023 | 1.7534e-08 | 384.7705 | 6.7465e-06 | 2023 | Mitigation | 0.9 | 30 | 0 | esc | 0.069113 | 1.2118e-09 | 0.072978 | 1.2796e-09 | 0.066806 | 1.1714e-09 | 0.063625 | 1.1156e-09
[120 empty] | 7.3.5.15 Identification and remediation of “at-risk species”WLDFRVegetation ContactBranch (Not overhanging, within 4ft) | WLDFR | HFTD - Distribution - Tier 3 - 4QU CoRE ¦ 3QU LoRE | Red Flag Warning - Catastrophic Fires | Vegetation Contact | Branch (Not overhanging, within 4ft) | 2024 | 1.7534e-08 | 384.7705 | 6.7465e-06 | 2024 | Mitigation | 0.9 | 30 | 0 | esc | 0.069113 | 1.2118e-09 | 0.072978 | 1.2796e-09 | 0.066806 | 1.1714e-09 | 0.063625 | 1.1156e-09
[120 empty] | 7.3.5.15 Identification and remediation of “at-risk species”WLDFRVegetation ContactBranch (Not overhanging, within 4ft) | WLDFR | HFTD - Distribution - Tier 3 - 4QU CoRE ¦ 3QU LoRE | Red Flag Warning - Catastrophic Fires | Vegetation Contact | Branch (Not overhanging, within 4ft) | 2025 | 1.7534e-08 | 384.7705 | 6.7465e-06 | 2025 | Mitigation | 0.9 | 30 | 0 | esc | 0.069113 | 1.2118e-09 | 0.072978 | 1.2796e-09 | 0.066806 | 1.1714e-09 | 0.063625 | 1.1156e-09
[120 empty] | 7.3.5.15 Identification and remediation of “at-risk species”WLDFRVegetation ContactBranch (Not overhanging, within 4ft) | WLDFR | HFTD - Distribution - Tier 3 - 4QU CoRE ¦ 3QU LoRE | Red Flag Warning - Catastrophic Fires | Vegetation Contact | Branch (Not overhanging, within 4ft) | 2026 | 1.7534e-08 | 384.7705 | 6.7465e-06 | 2026 | Mitigation | 0.9 | 30 | 0 | esc | 0.069113 | 1.2118e-09 | 0.072978 | 1.2796e-09 | 0.066806 | 1.1714e-09 | 0.063625 | 1.1156e-09
[120 empty] | 7.3.5.15 Identification and remediation of “at-risk species”WLDFRVegetation ContactBranch (Not overhanging, within 4ft) | WLDFR | HFTD - Distribution - Tier 3 - 4QU CoRE ¦ 3QU LoRE | Red Flag Warning - Catastrophic Fires | Vegetation Contact | Branch (Not overhanging, within 4ft) | 2027 | 1.7534e-08 | 384.7705 | 6.7465e-06 | 2027 | Mitigation | 0.9 | 30 | 0 | esc | 0.069113 | 1.2118e-09 | 0.072978 | 1.2796e-09 | 0.066806 | 1.1714e-09 | 0.063625 | 1.1156e-09
[120 empty] | 7.3.5.15 Identification and remediation of “at-risk species”WLDFRVegetation ContactBranch (Not overhanging, within 4ft) | WLDFR | HFTD - Distribution - Tier 3 - 4QU CoRE ¦ 3QU LoRE | Red Flag Warning - Catastrophic Fires | Vegetation Contact | Branch (Not overhanging, within 4ft) | 2028 | 1.7534e-08 | 384.7705 | 6.7465e-06 | 2028 | Mitigation | 0.9 | 30 | 0 | esc | 0.069113 | 1.2118e-09 | 0.072978 | 1.2796e-09 | 0.066806 | 1.1714e-09 | 0.063625 | 1.1156e-09
[120 empty] | 7.3.5.15 Identification and remediation of “at-risk species”WLDFRVegetation ContactBranch (Not overhanging, within 4ft) | WLDFR | HFTD - Distribution - Tier 3 - 4QU CoRE ¦ 3QU LoRE | Red Flag Warning - Catastrophic Fires | Vegetation Contact | Branch (Not overhanging, within 4ft) | 2029 | 1.7534e-08 | 384.7705 | 6.7465e-06 | 2029 | Mitigation | 0.9 | 30 | 0 | esc | 0.069113 | 1.2118e-09 | 0.072978 | 1.2796e-09 | 0.066806 | 1.1714e-09 | 0.063625 | 1.1156e-09
[120 empty] | 7.3.5.15 Identification and remediation of “at-risk species”WLDFRVegetation ContactBranch (Not overhanging, within 4ft) | WLDFR | HFTD - Distribution - Tier 3 - 4QU CoRE ¦ 3QU LoRE | Red Flag Warning - Catastrophic Fires | Vegetation Contact | Branch (Not overhanging, within 4ft) | 2030 | 1.7534e-08 | 384.7705 | 6.7465e-06 | 2030 | Mitigation | 0.9 | 30 | 0 | esc | 0.069113 | 1.2118e-09 | 0.072978 | 1.2796e-09 | 0.066806 | 1.1714e-09 | 0.063625 | 1.1156e-09
[120 empty] | 7.3.5.15 Identification and remediation of “at-risk species”WLDFRVegetation ContactBranch (Not overhanging, within 4ft) | WLDFR | HFTD - Distribution - Tier 3 - 4QU CoRE ¦ 3QU LoRE | Red Flag Warning - Catastrophic Fires | Vegetation Contact | Branch (Not overhanging, within 4ft) | 2031 | 1.7534e-08 | 384.7705 | 6.7465e-06 | 2031 | Mitigation | 0.9 | 30 | 0 | esc | 0.069113 | 1.2118e-09 | 0.072978 | 1.2796e-09 | 0.066806 | 1.1714e-09 | 0.063625 | 1.1156e-09
[120 empty] | 7.3.5.15 Identification and remediation of “at-risk species”WLDFRVegetation ContactBranch (Not overhanging, within 4ft) | WLDFR | HFTD - Distribution - Tier 3 - 4QU CoRE ¦ 3QU LoRE | Red Flag Warning - Catastrophic Fires | Vegetation Contact | Branch (Not overhanging, within 4ft) | 2032 | 1.7534e-08 | 384.7705 | 6.7465e-06 | 2032 | Mitigation | 0.9 | 30 | 0 | esc | 0.069113 | 1.2118e-09 | 0.072978 | 1.2796e-09 | 0.066806 | 1.1714e-09 | 0.063625 | 1.1156e-09
[120 empty] | 7.3.5.15 Identification and remediation of “at-risk species”WLDFRVegetation ContactBranch (Not overhanging, within 4ft) | WLDFR | HFTD - Distribution - Tier 3 - 4QU CoRE ¦ 3QU LoRE | Red Flag Warning - Catastrophic Fires | Vegetation Contact | Branch (Not overhanging, within 4ft) | 2033 | 1.7534e-08 | 384.7705 | 6.7465e-06 | 2033 | Mitigation | 0.9 | 30 | 0 | esc | 0.069113 | 1.2118e-09 | 0.072978 | 1.2796e-09 | 0.066806 | 1.1714e-09 | 0.063625 | 1.1156e-09
[120 empty] | 7.3.5.15 Identification and remediation of “at-risk species”WLDFRVegetation ContactBranch (Not overhanging, within 4ft) | WLDFR | HFTD - Distribution - Tier 3 - 4QU CoRE ¦ 3QU LoRE | Red Flag Warning - Catastrophic Fires | Vegetation Contact | Branch (Not overhanging, within 4ft) | 2034 | 1.7534e-08 | 384.7705 | 6.7465e-06 | 2034 | Mitigation | 0.9 | 30 | 0 | esc | 0.069113 | 1.2118e-09 | 0.072978 | 1.2796e-09 | 0.066806 | 1.1714e-09 | 0.063625 | 1.1156e-09
[120 empty] | 7.3.5.15 Identification and remediation of “at-risk species”WLDFRVegetation ContactBranch (Not overhanging, within 4ft) | WLDFR | HFTD - Distribution - Tier 3 - 4QU CoRE ¦ 3QU LoRE | Red Flag Warning - Catastrophic Fires | Vegetation Contact | Branch (Not overhanging, within 4ft) | 2035 | 1.7534e-08 | 384.7705 | 6.7465e-06 | 2035 | Mitigation | 0.9 | 30 | 0 | esc | 0.069113 | 1.2118e-09 | 0.072978 | 1.2796e-09 | 0.066806 | 1.1714e-09 | 0.063625 | 1.1156e-09
[120 empty] | 7.3.5.15 Identification and remediation of “at-risk species”WLDFRVegetation ContactBranch (Not overhanging, within 4ft) | WLDFR | HFTD - Distribution - Tier 3 - 4QU CoRE ¦ 3QU LoRE | Red Flag Warning - Catastrophic Fires | Vegetation Contact | Branch (Not overhanging, within 4ft) | 2036 | 1.7534e-08 | 384.7705 | 6.7465e-06 | 2036 | Mitigation | 0.9 | 30 | 0 | esc | 0.069113 | 1.2118e-09 | 0.072978 | 1.2796e-09 | 0.066806 | 1.1714e-09 | 0.063625 | 1.1156e-09
[120 empty] | 7.3.5.15 Identification and remediation of “at-risk species”WLDFRVegetation ContactBranch (Not overhanging, within 4ft) | WLDFR | HFTD - Distribution - Tier 3 - 4QU CoRE ¦ 3QU LoRE | Red Flag Warning - Catastrophic Fires | Vegetation Contact | Branch (Not overhanging, within 4ft) | 2037 | 1.7534e-08 | 384.7705 | 6.7465e-06 | 2037 | Mitigation | 0.9 | 30 | 0 | esc | 0.069113 | 1.2118e-09 | 0.072978 | 1.2796e-09 | 0.066806 | 1.1714e-09 | 0.063625 | 1.1156e-09
[120 empty] | 7.3.5.15 Identification and remediation of “at-risk species”WLDFRVegetation ContactBranch (Not overhanging, within 4ft) | WLDFR | HFTD - Distribution - Tier 3 - 4QU CoRE ¦ 3QU LoRE | Red Flag Warning - Catastrophic Fires | Vegetation Contact | Branch (Not overhanging, within 4ft) | 2038 | 1.7534e-08 | 384.7705 | 6.7465e-06 | 2038 | Mitigation | 0.9 | 30 | 0 | esc | 0.069113 | 1.2118e-09 | 0.072978 | 1.2796e-09 | 0.066806 | 1.1714e-09 | 0.063625 | 1.1156e-09
[120 empty] | 7.3.5.15 Identification and remediation of “at-risk species”WLDFRVegetation ContactBranch (Not overhanging, within 4ft) | WLDFR | HFTD - Distribution - Tier 3 - 4QU CoRE ¦ 3QU LoRE | Red Flag Warning - Catastrophic Fires | Vegetation Contact | Branch (Not overhanging, within 4ft) | 2039 | 1.7534e-08 | 384.7705 | 6.7465e-06 | 2039 | Mitigation | 0.9 | 30 | 0 | esc | 0.069113 | 1.2118e-09 | 0.072978 | 1.2796e-09 | 0.066806 | 1.1714e-09 | 0.063625 | 1.1156e-09
[120 empty] | 7.3.5.15 Identification and remediation of “at-risk species”WLDFRVegetation ContactBranch (Not overhanging, within 4ft) | WLDFR | HFTD - Distribution - Tier 3 - 4QU CoRE ¦ 3QU LoRE | Red Flag Warning - Catastrophic Fires | Vegetation Contact | Branch (Not overhanging, within 4ft) | 2040 | 1.7534e-08 | 384.7705 | 6.7465e-06 | 2040 | Mitigation | 0.9 | 30 | 0 | esc | 0.069113 | 1.2118e-09 | 0.072978 | 1.2796e-09 | 0.066806 | 1.1714e-09 | 0.063625 | 1.1156e-09
[120 empty] | 7.3.5.15 Identification and remediation of “at-risk species”WLDFRVegetation ContactBranch (Not overhanging, within 4ft) | WLDFR | HFTD - Distribution - Tier 3 - 4QU CoRE ¦ 3QU LoRE | Red Flag Warning - Catastrophic Fires | Vegetation Contact | Branch (Not overhanging, within 4ft) | 2041 | 1.7534e-08 | 384.7705 | 6.7465e-06 | 2041 | Mitigation | 0.9 | 30 | 0 | esc | 0.069113 | 1.2118e-09 | 0.072978 | 1.2796e-09 | 0.066806 | 1.1714e-09 | 0.063625 | 1.1156e-09
[120 empty] | 7.3.5.15 Identification and remediation of “at-risk species”WLDFRVegetation ContactBranch (Not overhanging, within 4ft) | WLDFR | HFTD - Distribution - Tier 3 - 4QU CoRE ¦ 3QU LoRE | Red Flag Warning - Catastrophic Fires | Vegetation Contact | Branch (Not overhanging, within 4ft) | 2042 | 1.7534e-08 | 384.7705 | 6.7465e-06 | 2042 | Mitigation | 0.9 | 30 | 0 | esc | 0.069113 | 1.2118e-09 | 0.072978 | 1.2796e-09 | 0.066806 | 1.1714e-09 | 0.063625 | 1.1156e-09
[120 empty] | 7.3.5.15 Identification and remediation of “at-risk species”WLDFRVegetation ContactBranch (Not overhanging, within 4ft) | WLDFR | HFTD - Distribution - Tier 3 - 4QU CoRE ¦ 3QU LoRE | Red Flag Warning - Catastrophic Fires | Vegetation Contact | Branch (Not overhanging, within 4ft) | 2043 | 1.7534e-08 | 384.7705 | 6.7465e-06 | 2043 | Mitigation | 0.9 | 30 | 0 | esc | 0.069113 | 1.2118e-09 | 0.072978 | 1.2796e-09 | 0.066806 | 1.1714e-09 | 0.063625 | 1.1156e-09
[120 empty] | 7.3.5.15 Identification and remediation of “at-risk species”WLDFRVegetation ContactBranch (Not overhanging, within 4ft) | WLDFR | HFTD - Distribution - Tier 3 - 4QU CoRE ¦ 3QU LoRE | Red Flag Warning - Catastrophic Fires | Vegetation Contact | Branch (Not overhanging, within 4ft) | 2044 | 1.7534e-08 | 384.7705 | 6.7465e-06 | 2044 | Mitigation | 0.9 | 30 | 0 | esc | 0.069113 | 1.2118e-09 | 0.072978 | 1.2796e-09 | 0.066806 | 1.1714e-09 | 0.063625 | 1.1156e-09
[120 empty] | 7.3.5.15 Identification and remediation of “at-risk species”WLDFRVegetation ContactBranch (Not overhanging, within 4ft) | WLDFR | HFTD - Distribution - Tier 3 - 4QU CoRE ¦ 3QU LoRE | Red Flag Warning - Catastrophic Fires | Vegetation Contact | Branch (Not overhanging, within 4ft) | 2045 | 1.7534e-08 | 384.7705 | 6.7465e-06 | 2045 | Mitigation | 0.9 | 30 | 0 | esc | 0.069113 | 1.2118e-09 | 0.072978 | 1.2796e-09 | 0.066806 | 1.1714e-09 | 0.063625 | 1.1156e-09
[120 empty] | 7.3.5.15 Identification and remediation of “at-risk species”WLDFRVegetation ContactBranch (Not overhanging, within 4ft) | WLDFR | HFTD - Distribution - Tier 3 - 4QU CoRE ¦ 3QU LoRE | Red Flag Warning - Catastrophic Fires | Vegetation Contact | Branch (Not overhanging, within 4ft) | 2046 | 1.7534e-08 | 384.7705 | 6.7465e-06 | 2046 | Mitigation | 0.9 | 30 | 0 | esc | 0.069113 | 1.2118e-09 | 0.072978 | 1.2796e-09 | 0.066806 | 1.1714e-09 | 0.063625 | 1.1156e-09
[120 empty] | 7.3.5.15 Identification and remediation of “at-risk species”WLDFRVegetation ContactBranch (Not overhanging, within 4ft) | WLDFR | HFTD - Distribution - Tier 3 - 4QU CoRE ¦ 3QU LoRE | Red Flag Warning - Catastrophic Fires | Vegetation Contact | Branch (Not overhanging, within 4ft) | 2047 | 1.7534e-08 | 384.7705 | 6.7465e-06 | 2047 | Mitigation | 0.9 | 30 | 0 | esc | 0.069113 | 1.2118e-09 | 0.072978 | 1.2796e-09 | 0.066806 | 1.1714e-09 | 0.063625 | 1.1156e-09
[120 empty] | 7.3.5.15 Identification and remediation of “at-risk species”WLDFRVegetation ContactBranch (Not overhanging, within 4ft) | WLDFR | HFTD - Distribution - Tier 3 - 4QU CoRE ¦ 3QU LoRE | Red Flag Warning - Catastrophic Fires | Vegetation Contact | Branch (Not overhanging, within 4ft) | 2048 | 1.7534e-08 | 384.7705 | 6.7465e-06 | 2048 | Mitigation | 0.9 | 30 | 0 | esc | 0.069113 | 1.2118e-09 | 0.072978 | 1.2796e-09 | 0.066806 | 1.1714e-09 | 0.063625 | 1.1156e-09
[120 empty] | 7.3.5.15 Identification and remediation of “at-risk species”WLDFRVegetation ContactBranch (Not overhanging, within 4ft) | WLDFR | HFTD - Distribution - Tier 3 - 4QU CoRE ¦ 3QU LoRE | Red Flag Warning - Catastrophic Fires | Vegetation Contact | Branch (Not overhanging, within 4ft) | 2049 | 1.7534e-08 | 384.7705 | 6.7465e-06 | 2049 | Mitigation | 0.9 | 30 | 0 | esc | 0.069113 | 1.2118e-09 | 0.072978 | 1.2796e-09 | 0.066806 | 1.1714e-09 | 0.063625 | 1.1156e-09
[120 empty] | 7.3.5.15 Identification and remediation of “at-risk species”WLDFRVegetation ContactBranch (Not overhanging, within 4ft) | WLDFR | HFTD - Distribution - Tier 3 - 4QU CoRE ¦ 3QU LoRE | Red Flag Warning - Catastrophic Fires | Vegetation Contact | Branch (Not overhanging, within 4ft) | 2050 | 1.7534e-08 | 384.7705 | 6.7465e-06 | 2050 | Mitigation | 0.9 | 30 | 0 | esc | 0 | 0 | 0.072978 | 1.2796e-09 | 0.066806 | 1.1714e-09 | 0.063625 | 1.1156e-09
[120 empty] | 7.3.5.15 Identification and remediation of “at-risk species”WLDFRVegetation ContactBranch (Not overhanging, within 4ft) | WLDFR | HFTD - Distribution - Tier 3 - 4QU CoRE ¦ 3QU LoRE | Red Flag Warning - Catastrophic Fires | Vegetation Contact | Branch (Not overhanging, within 4ft) | 2051 | 1.7534e-08 | 384.7705 | 6.7465e-06 | 2051 | Mitigation | 0.9 | 30 | 0 | esc | 0 | 0 | 0 | 0 | 0.066806 | 1.1714e-09 | 0.063625 | 1.1156e-09
[120 empty] | 7.3.5.15 Identification and remediation of “at-risk species”WLDFRVegetation ContactBranch (Not overhanging, within 4ft) | WLDFR | HFTD - Distribution - Tier 3 - 4QU CoRE ¦ 3QU LoRE | Red Flag Warning - Catastrophic Fires | Vegetation Contact | Branch (Not overhanging, within 4ft) | 2052 | 1.7534e-08 | 384.7705 | 6.7465e-06 | 2052 | Mitigation | 0.9 | 30 | 0 | esc | 0 | 0 | 0 | 0 | 0 | 0 | 0.063625 | 1.1156e-09
[120 empty] | 7.3.5.15 Identification and remediation of “at-risk species”WLDFRVegetation ContactBranch (OverHanging) | WLDFR | HFTD - Distribution - Tier 3 - 4QU CoRE ¦ 3QU LoRE | Red Flag Warning - Catastrophic Fires | Vegetation Contact | Branch (OverHanging) | 2022 | 1.0474e-06 | 384.7705 | 0.00040302 | 2022 | Mitigation | 0.9 | 30 | 0 | esc | 0.069113 | 7.2392e-08 | 0.072978 | 7.644e-08 | 0.066806 | 6.9976e-08 | 0 | 0
[120 empty] | 7.3.5.15 Identification and remediation of “at-risk species”WLDFRVegetation ContactBranch (OverHanging) | WLDFR | HFTD - Distribution - Tier 3 - 4QU CoRE ¦ 3QU LoRE | Red Flag Warning - Catastrophic Fires | Vegetation Contact | Branch (OverHanging) | 2023 | 1.0474e-06 | 384.7705 | 0.00040302 | 2023 | Mitigation | 0.9 | 30 | 0 | esc | 0.069113 | 7.2392e-08 | 0.072978 | 7.644e-08 | 0.066806 | 6.9976e-08 | 0.063625 | 6.6643e-08
[120 empty] | 7.3.5.15 Identification and remediation of “at-risk species”WLDFRVegetation ContactBranch (OverHanging) | WLDFR | HFTD - Distribution - Tier 3 - 4QU CoRE ¦ 3QU LoRE | Red Flag Warning - Catastrophic Fires | Vegetation Contact | Branch (OverHanging) | 2024 | 1.0474e-06 | 384.7705 | 0.00040302 | 2024 | Mitigation | 0.9 | 30 | 0 | esc | 0.069113 | 7.2392e-08 | 0.072978 | 7.644e-08 | 0.066806 | 6.9976e-08 | 0.063625 | 6.6643e-08
[120 empty] | 7.3.5.15 Identification and remediation of “at-risk species”WLDFRVegetation ContactBranch (OverHanging) | WLDFR | HFTD - Distribution - Tier 3 - 4QU CoRE ¦ 3QU LoRE | Red Flag Warning - Catastrophic Fires | Vegetation Contact | Branch (OverHanging) | 2025 | 1.0474e-06 | 384.7705 | 0.00040302 | 2025 | Mitigation | 0.9 | 30 | 0 | esc | 0.069113 | 7.2392e-08 | 0.072978 | 7.644e-08 | 0.066806 | 6.9976e-08 | 0.063625 | 6.6643e-08
[120 empty] | 7.3.5.15 Identification and remediation of “at-risk species”WLDFRVegetation ContactBranch (OverHanging) | WLDFR | HFTD - Distribution - Tier 3 - 4QU CoRE ¦ 3QU LoRE | Red Flag Warning - Catastrophic Fires | Vegetation Contact | Branch (OverHanging) | 2026 | 1.0474e-06 | 384.7705 | 0.00040302 | 2026 | Mitigation | 0.9 | 30 | 0 | esc | 0.069113 | 7.2392e-08 | 0.072978 | 7.644e-08 | 0.066806 | 6.9976e-08 | 0.063625 | 6.6643e-08
[120 empty] | 7.3.5.15 Identification and remediation of “at-risk species”WLDFRVegetation ContactBranch (OverHanging) | WLDFR | HFTD - Distribution - Tier 3 - 4QU CoRE ¦ 3QU LoRE | Red Flag Warning - Catastrophic Fires | Vegetation Contact | Branch (OverHanging) | 2027 | 1.0474e-06 | 384.7705 | 0.00040302 | 2027 | Mitigation | 0.9 | 30 | 0 | esc | 0.069113 | 7.2392e-08 | 0.072978 | 7.644e-08 | 0.066806 | 6.9976e-08 | 0.063625 | 6.6643e-08
[120 empty] | 7.3.5.15 Identification and remediation of “at-risk species”WLDFRVegetation ContactBranch (OverHanging) | WLDFR | HFTD - Distribution - Tier 3 - 4QU CoRE ¦ 3QU LoRE | Red Flag Warning - Catastrophic Fires | Vegetation Contact | Branch (OverHanging) | 2028 | 1.0474e-06 | 384.7705 | 0.00040302 | 2028 | Mitigation | 0.9 | 30 | 0 | esc | 0.069113 | 7.2392e-08 | 0.072978 | 7.644e-08 | 0.066806 | 6.9976e-08 | 0.063625 | 6.6643e-08
[120 empty] | 7.3.5.15 Identification and remediation of “at-risk species”WLDFRVegetation ContactBranch (OverHanging) | WLDFR | HFTD - Distribution - Tier 3 - 4QU CoRE ¦ 3QU LoRE | Red Flag Warning - Catastrophic Fires | Vegetation Contact | Branch (OverHanging) | 2029 | 1.0474e-06 | 384.7705 | 0.00040302 | 2029 | Mitigation | 0.9 | 30 | 0 | esc | 0.069113 | 7.2392e-08 | 0.072978 | 7.644e-08 | 0.066806 | 6.9976e-08 | 0.063625 | 6.6643e-08
[120 empty] | 7.3.5.15 Identification and remediation of “at-risk species”WLDFRVegetation ContactBranch (OverHanging) | WLDFR | HFTD - Distribution - Tier 3 - 4QU CoRE ¦ 3QU LoRE | Red Flag Warning - Catastrophic Fires | Vegetation Contact | Branch (OverHanging) | 2030 | 1.0474e-06 | 384.7705 | 0.00040302 | 2030 | Mitigation | 0.9 | 30 | 0 | esc | 0.069113 | 7.2392e-08 | 0.072978 | 7.644e-08 | 0.066806 | 6.9976e-08 | 0.063625 | 6.6643e-08
[120 empty] | 7.3.5.15 Identification and remediation of “at-risk species”WLDFRVegetation ContactBranch (OverHanging) | WLDFR | HFTD - Distribution - Tier 3 - 4QU CoRE ¦ 3QU LoRE | Red Flag Warning - Catastrophic Fires | Vegetation Contact | Branch (OverHanging) | 2031 | 1.0474e-06 | 384.7705 | 0.00040302 | 2031 | Mitigation | 0.9 | 30 | 0 | esc | 0.069113 | 7.2392e-08 | 0.072978 | 7.644e-08 | 0.066806 | 6.9976e-08 | 0.063625 | 6.6643e-08
[120 empty] | 7.3.5.15 Identification and remediation of “at-risk species”WLDFRVegetation ContactBranch (OverHanging) | WLDFR | HFTD - Distribution - Tier 3 - 4QU CoRE ¦ 3QU LoRE | Red Flag Warning - Catastrophic Fires | Vegetation Contact | Branch (OverHanging) | 2032 | 1.0474e-06 | 384.7705 | 0.00040302 | 2032 | Mitigation | 0.9 | 30 | 0 | esc | 0.069113 | 7.2392e-08 | 0.072978 | 7.644e-08 | 0.066806 | 6.9976e-08 | 0.063625 | 6.6643e-08
[120 empty] | 7.3.5.15 Identification and remediation of “at-risk species”WLDFRVegetation ContactBranch (OverHanging) | WLDFR | HFTD - Distribution - Tier 3 - 4QU CoRE ¦ 3QU LoRE | Red Flag Warning - Catastrophic Fires | Vegetation Contact | Branch (OverHanging) | 2033 | 1.0474e-06 | 384.7705 | 0.00040302 | 2033 | Mitigation | 0.9 | 30 | 0 | esc | 0.069113 | 7.2392e-08 | 0.072978 | 7.644e-08 | 0.066806 | 6.9976e-08 | 0.063625 | 6.6643e-08
[120 empty] | 7.3.5.15 Identification and remediation of “at-risk species”WLDFRVegetation ContactBranch (OverHanging) | WLDFR | HFTD - Distribution - Tier 3 - 4QU CoRE ¦ 3QU LoRE | Red Flag Warning - Catastrophic Fires | Vegetation Contact | Branch (OverHanging) | 2034 | 1.0474e-06 | 384.7705 | 0.00040302 | 2034 | Mitigation | 0.9 | 30 | 0 | esc | 0.069113 | 7.2392e-08 | 0.072978 | 7.644e-08 | 0.066806 | 6.9976e-08 | 0.063625 | 6.6643e-08
[120 empty] | 7.3.5.15 Identification and remediation of “at-risk species”WLDFRVegetation ContactBranch (OverHanging) | WLDFR | HFTD - Distribution - Tier 3 - 4QU CoRE ¦ 3QU LoRE | Red Flag Warning - Catastrophic Fires | Vegetation Contact | Branch (OverHanging) | 2035 | 1.0474e-06 | 384.7705 | 0.00040302 | 2035 | Mitigation | 0.9 | 30 | 0 | esc | 0.069113 | 7.2392e-08 | 0.072978 | 7.644e-08 | 0.066806 | 6.9976e-08 | 0.063625 | 6.6643e-08
[120 empty] | 7.3.5.15 Identification and remediation of “at-risk species”WLDFRVegetation ContactBranch (OverHanging) | WLDFR | HFTD - Distribution - Tier 3 - 4QU CoRE ¦ 3QU LoRE | Red Flag Warning - Catastrophic Fires | Vegetation Contact | Branch (OverHanging) | 2036 | 1.0474e-06 | 384.7705 | 0.00040302 | 2036 | Mitigation | 0.9 | 30 | 0 | esc | 0.069113 | 7.2392e-08 | 0.072978 | 7.644e-08 | 0.066806 | 6.9976e-08 | 0.063625 | 6.6643e-08
[120 empty] | 7.3.5.15 Identification and remediation of “at-risk species”WLDFRVegetation ContactBranch (OverHanging) | WLDFR | HFTD - Distribution - Tier 3 - 4QU CoRE ¦ 3QU LoRE | Red Flag Warning - Catastrophic Fires | Vegetation Contact | Branch (OverHanging) | 2037 | 1.0474e-06 | 384.7705 | 0.00040302 | 2037 | Mitigation | 0.9 | 30 | 0 | esc | 0.069113 | 7.2392e-08 | 0.072978 | 7.644e-08 | 0.066806 | 6.9976e-08 | 0.063625 | 6.6643e-08
[120 empty] | 7.3.5.15 Identification and remediation of “at-risk species”WLDFRVegetation ContactBranch (OverHanging) | WLDFR | HFTD - Distribution - Tier 3 - 4QU CoRE ¦ 3QU LoRE | Red Flag Warning - Catastrophic Fires | Vegetation Contact | Branch (OverHanging) | 2038 | 1.0474e-06 | 384.7705 | 0.00040302 | 2038 | Mitigation | 0.9 | 30 | 0 | esc | 0.069113 | 7.2392e-08 | 0.072978 | 7.644e-08 | 0.066806 | 6.9976e-08 | 0.063625 | 6.6643e-08
[120 empty] | 7.3.5.15 Identification and remediation of “at-risk species”WLDFRVegetation ContactBranch (OverHanging) | WLDFR | HFTD - Distribution - Tier 3 - 4QU CoRE ¦ 3QU LoRE | Red Flag Warning - Catastrophic Fires | Vegetation Contact | Branch (OverHanging) | 2039 | 1.0474e-06 | 384.7705 | 0.00040302 | 2039 | Mitigation | 0.9 | 30 | 0 | esc | 0.069113 | 7.2392e-08 | 0.072978 | 7.644e-08 | 0.066806 | 6.9976e-08 | 0.063625 | 6.6643e-08
[120 empty] | 7.3.5.15 Identification and remediation of “at-risk species”WLDFRVegetation ContactBranch (OverHanging) | WLDFR | HFTD - Distribution - Tier 3 - 4QU CoRE ¦ 3QU LoRE | Red Flag Warning - Catastrophic Fires | Vegetation Contact | Branch (OverHanging) | 2040 | 1.0474e-06 | 384.7705 | 0.00040302 | 2040 | Mitigation | 0.9 | 30 | 0 | esc | 0.069113 | 7.2392e-08 | 0.072978 | 7.644e-08 | 0.066806 | 6.9976e-08 | 0.063625 | 6.6643e-08
[120 empty] | 7.3.5.15 Identification and remediation of “at-risk species”WLDFRVegetation ContactBranch (OverHanging) | WLDFR | HFTD - Distribution - Tier 3 - 4QU CoRE ¦ 3QU LoRE | Red Flag Warning - Catastrophic Fires | Vegetation Contact | Branch (OverHanging) | 2041 | 1.0474e-06 | 384.7705 | 0.00040302 | 2041 | Mitigation | 0.9 | 30 | 0 | esc | 0.069113 | 7.2392e-08 | 0.072978 | 7.644e-08 | 0.066806 | 6.9976e-08 | 0.063625 | 6.6643e-08
[120 empty] | 7.3.5.15 Identification and remediation of “at-risk species”WLDFRVegetation ContactBranch (OverHanging) | WLDFR | HFTD - Distribution - Tier 3 - 4QU CoRE ¦ 3QU LoRE | Red Flag Warning - Catastrophic Fires | Vegetation Contact | Branch (OverHanging) | 2042 | 1.0474e-06 | 384.7705 | 0.00040302 | 2042 | Mitigation | 0.9 | 30 | 0 | esc | 0.069113 | 7.2392e-08 | 0.072978 | 7.644e-08 | 0.066806 | 6.9976e-08 | 0.063625 | 6.6643e-08
[120 empty] | 7.3.5.15 Identification and remediation of “at-risk species”WLDFRVegetation ContactBranch (OverHanging) | WLDFR | HFTD - Distribution - Tier 3 - 4QU CoRE ¦ 3QU LoRE | Red Flag Warning - Catastrophic Fires | Vegetation Contact | Branch (OverHanging) | 2043 | 1.0474e-06 | 384.7705 | 0.00040302 | 2043 | Mitigation | 0.9 | 30 | 0 | esc | 0.069113 | 7.2392e-08 | 0.072978 | 7.644e-08 | 0.066806 | 6.9976e-08 | 0.063625 | 6.6643e-08
[120 empty] | 7.3.5.15 Identification and remediation of “at-risk species”WLDFRVegetation ContactBranch (OverHanging) | WLDFR | HFTD - Distribution - Tier 3 - 4QU CoRE ¦ 3QU LoRE | Red Flag Warning - Catastrophic Fires | Vegetation Contact | Branch (OverHanging) | 2044 | 1.0474e-06 | 384.7705 | 0.00040302 | 2044 | Mitigation | 0.9 | 30 | 0 | esc | 0.069113 | 7.2392e-08 | 0.072978 | 7.644e-08 | 0.066806 | 6.9976e-08 | 0.063625 | 6.6643e-08
[120 empty] | 7.3.5.15 Identification and remediation of “at-risk species”WLDFRVegetation ContactBranch (OverHanging) | WLDFR | HFTD - Distribution - Tier 3 - 4QU CoRE ¦ 3QU LoRE | Red Flag Warning - Catastrophic Fires | Vegetation Contact | Branch (OverHanging) | 2045 | 1.0474e-06 | 384.7705 | 0.00040302 | 2045 | Mitigation | 0.9 | 30 | 0 | esc | 0.069113 | 7.2392e-08 | 0.072978 | 7.644e-08 | 0.066806 | 6.9976e-08 | 0.063625 | 6.6643e-08
[120 empty] | 7.3.5.15 Identification and remediation of “at-risk species”WLDFRVegetation ContactBranch (OverHanging) | WLDFR | HFTD - Distribution - Tier 3 - 4QU CoRE ¦ 3QU LoRE | Red Flag Warning - Catastrophic Fires | Vegetation Contact | Branch (OverHanging) | 2046 | 1.0474e-06 | 384.7705 | 0.00040302 | 2046 | Mitigation | 0.9 | 30 | 0 | esc | 0.069113 | 7.2392e-08 | 0.072978 | 7.644e-08 | 0.066806 | 6.9976e-08 | 0.063625 | 6.6643e-08
[120 empty] | 7.3.5.15 Identification and remediation of “at-risk species”WLDFRVegetation ContactBranch (OverHanging) | WLDFR | HFTD - Distribution - Tier 3 - 4QU CoRE ¦ 3QU LoRE | Red Flag Warning - Catastrophic Fires | Vegetation Contact | Branch (OverHanging) | 2047 | 1.0474e-06 | 384.7705 | 0.00040302 | 2047 | Mitigation | 0.9 | 30 | 0 | esc | 0.069113 | 7.2392e-08 | 0.072978 | 7.644e-08 | 0.066806 | 6.9976e-08 | 0.063625 | 6.6643e-08
[120 empty] | 7.3.5.15 Identification and remediation of “at-risk species”WLDFRVegetation ContactBranch (OverHanging) | WLDFR | HFTD - Distribution - Tier 3 - 4QU CoRE ¦ 3QU LoRE | Red Flag Warning - Catastrophic Fires | Vegetation Contact | Branch (OverHanging) | 2048 | 1.0474e-06 | 384.7705 | 0.00040302 | 2048 | Mitigation | 0.9 | 30 | 0 | esc | 0.069113 | 7.2392e-08 | 0.072978 | 7.644e-08 | 0.066806 | 6.9976e-08 | 0.063625 | 6.6643e-08
[120 empty] | 7.3.5.15 Identification and remediation of “at-risk species”WLDFRVegetation ContactBranch (OverHanging) | WLDFR | HFTD - Distribution - Tier 3 - 4QU CoRE ¦ 3QU LoRE | Red Flag Warning - Catastrophic Fires | Vegetation Contact | Branch (OverHanging) | 2049 | 1.0474e-06 | 384.7705 | 0.00040302 | 2049 | Mitigation | 0.9 | 30 | 0 | esc | 0.069113 | 7.2392e-08 | 0.072978 | 7.644e-08 | 0.066806 | 6.9976e-08 | 0.063625 | 6.6643e-08
[120 empty] | 7.3.5.15 Identification and remediation of “at-risk species”WLDFRVegetation ContactBranch (OverHanging) | WLDFR | HFTD - Distribution - Tier 3 - 4QU CoRE ¦ 3QU LoRE | Red Flag Warning - Catastrophic Fires | Vegetation Contact | Branch (OverHanging) | 2050 | 1.0474e-06 | 384.7705 | 0.00040302 | 2050 | Mitigation | 0.9 | 30 | 0 | esc | 0 | 0 | 0.072978 | 7.644e-08 | 0.066806 | 6.9976e-08 | 0.063625 | 6.6643e-08
[120 empty] | 7.3.5.15 Identification and remediation of “at-risk species”WLDFRVegetation ContactBranch (OverHanging) | WLDFR | HFTD - Distribution - Tier 3 - 4QU CoRE ¦ 3QU LoRE | Red Flag Warning - Catastrophic Fires | Vegetation Contact | Branch (OverHanging) | 2051 | 1.0474e-06 | 384.7705 | 0.00040302 | 2051 | Mitigation | 0.9 | 30 | 0 | esc | 0 | 0 | 0 | 0 | 0.066806 | 6.9976e-08 | 0.063625 | 6.6643e-08
[120 empty] | 7.3.5.15 Identification and remediation of “at-risk species”WLDFRVegetation ContactBranch (OverHanging) | WLDFR | HFTD - Distribution - Tier 3 - 4QU CoRE ¦ 3QU LoRE | Red Flag Warning - Catastrophic Fires | Vegetation Contact | Branch (OverHanging) | 2052 | 1.0474e-06 | 384.7705 | 0.00040302 | 2052 | Mitigation | 0.9 | 30 | 0 | esc | 0 | 0 | 0 | 0 | 0 | 0 | 0.063625 | 6.6643e-08
[120 empty] | 7.3.5.15 Identification and remediation of “at-risk species”WLDFRVegetation ContactFell into (Moderate-Severe defect) | WLDFR | HFTD - Distribution - Tier 3 - 4QU CoRE ¦ 3QU LoRE | Red Flag Warning - Catastrophic Fires | Vegetation Contact | Fell into (Moderate-Severe defect) | 2022 | 3.3256e-07 | 384.7705 | 0.00012796 | 2022 | Mitigation | 0.95 | 1 | 0 | esc | 0 | 0 | 0 | 0 | 0.070518 | 2.3451e-08 | 0 | 0
[120 empty] | 7.3.5.15 Identification and remediation of “at-risk species”WLDFRVegetation ContactFell into (Moderate-Severe defect) | WLDFR | HFTD - Distribution - Tier 3 - 4QU CoRE ¦ 3QU LoRE | Red Flag Warning - Catastrophic Fires | Vegetation Contact | Fell into (Moderate-Severe defect) | 2023 | 3.3256e-07 | 384.7705 | 0.00012796 | 2023 | Mitigation | 0.95 | 1 | 0 | esc | 0 | 0 | 0 | 0 | 0 | 0 | 0.06716 | 2.2334e-08
[120 empty] | 7.3.5.15 Identification and remediation of “at-risk species”WLDFRVegetation ContactFell into (slight defect) | WLDFR | HFTD - Distribution - Tier 3 - 4QU CoRE ¦ 3QU LoRE | Red Flag Warning - Catastrophic Fires | Vegetation Contact | Fell into (slight defect) | 2022 | 3.6871e-07 | 384.7705 | 0.00014187 | 2022 | Mitigation | 0.5 | 1 | 0 | esc | 0 | 0 | 0 | 0 | 0.037115 | 1.3684e-08 | 0 | 0
[120 empty] | 7.3.5.15 Identification and remediation of “at-risk species”WLDFRVegetation ContactFell into (slight defect) | WLDFR | HFTD - Distribution - Tier 3 - 4QU CoRE ¦ 3QU LoRE | Red Flag Warning - Catastrophic Fires | Vegetation Contact | Fell into (slight defect) | 2023 | 3.6871e-07 | 384.7705 | 0.00014187 | 2023 | Mitigation | 0.5 | 1 | 0 | esc | 0 | 0 | 0 | 0 | 0 | 0 | 0.035347 | 1.3033e-08
[120 empty] | 7.3.5.15 Identification and remediation of “at-risk species”WLDFRVegetation ContactGrow Into | WLDFR | HFTD - Distribution - Tier 3 - 4QU CoRE ¦ 3QU LoRE | Red Flag Warning - Catastrophic Fires | Vegetation Contact | Grow Into | 2022 | 3.8615e-08 | 384.7705 | 1.4858e-05 | 2022 | Mitigation | 0.5 | 1 | 0 | esc | 0 | 0 | 0 | 0 | 0.037115 | 1.4332e-09 | 0 | 0
[120 empty] | 7.3.5.15 Identification and remediation of “at-risk species”WLDFRVegetation ContactGrow Into | WLDFR | HFTD - Distribution - Tier 3 - 4QU CoRE ¦ 3QU LoRE | Red Flag Warning - Catastrophic Fires | Vegetation Contact | Grow Into | 2023 | 3.8615e-08 | 384.7705 | 1.4858e-05 | 2023 | Mitigation | 0.5 | 1 | 0 | esc | 0 | 0 | 0 | 0 | 0 | 0 | 0.035347 | 1.3649e-09
[120 empty] | 7.3.5.15 Identification and remediation of “at-risk species”WLDFRVegetation ContactBranch (Not overhanging, 4-12ft) | WLDFR | HFTD - Distribution - Tier 3 - 4QU CoRE ¦ 3QU LoRE | Red Flag Warning - Destructive Fires | Vegetation Contact | Branch (Not overhanging, 4-12ft) | 2022 | 1.0495e-08 | 384.7705 | 4.0381e-06 | 2022 | Mitigation | 0.5 | 30 | 0 | esc | 0.038396 | 4.0296e-10 | 0.040543 | 4.2549e-10 | 0.037115 | 3.8951e-10 | 0 | 0
[120 empty] | 7.3.5.15 Identification and remediation of “at-risk species”WLDFRVegetation ContactBranch (Not overhanging, 4-12ft) | WLDFR | HFTD - Distribution - Tier 3 - 4QU CoRE ¦ 3QU LoRE | Red Flag Warning - Destructive Fires | Vegetation Contact | Branch (Not overhanging, 4-12ft) | 2023 | 1.0495e-08 | 384.7705 | 4.0381e-06 | 2023 | Mitigation | 0.5 | 30 | 0 | esc | 0.038396 | 4.0296e-10 | 0.040543 | 4.2549e-10 | 0.037115 | 3.8951e-10 | 0.035347 | 3.7096e-10
[120 empty] | 7.3.5.15 Identification and remediation of “at-risk species”WLDFRVegetation ContactBranch (Not overhanging, 4-12ft) | WLDFR | HFTD - Distribution - Tier 3 - 4QU CoRE ¦ 3QU LoRE | Red Flag Warning - Destructive Fires | Vegetation Contact | Branch (Not overhanging, 4-12ft) | 2024 | 1.0495e-08 | 384.7705 | 4.0381e-06 | 2024 | Mitigation | 0.5 | 30 | 0 | esc | 0.038396 | 4.0296e-10 | 0.040543 | 4.2549e-10 | 0.037115 | 3.8951e-10 | 0.035347 | 3.7096e-10
[120 empty] | 7.3.5.15 Identification and remediation of “at-risk species”WLDFRVegetation ContactBranch (Not overhanging, 4-12ft) | WLDFR | HFTD - Distribution - Tier 3 - 4QU CoRE ¦ 3QU LoRE | Red Flag Warning - Destructive Fires | Vegetation Contact | Branch (Not overhanging, 4-12ft) | 2025 | 1.0495e-08 | 384.7705 | 4.0381e-06 | 2025 | Mitigation | 0.5 | 30 | 0 | esc | 0.038396 | 4.0296e-10 | 0.040543 | 4.2549e-10 | 0.037115 | 3.8951e-10 | 0.035347 | 3.7096e-10
[120 empty] | 7.3.5.15 Identification and remediation of “at-risk species”WLDFRVegetation ContactBranch (Not overhanging, 4-12ft) | WLDFR | HFTD - Distribution - Tier 3 - 4QU CoRE ¦ 3QU LoRE | Red Flag Warning - Destructive Fires | Vegetation Contact | Branch (Not overhanging, 4-12ft) | 2026 | 1.0495e-08 | 384.7705 | 4.0381e-06 | 2026 | Mitigation | 0.5 | 30 | 0 | esc | 0.038396 | 4.0296e-10 | 0.040543 | 4.2549e-10 | 0.037115 | 3.8951e-10 | 0.035347 | 3.7096e-10
[120 empty] | 7.3.5.15 Identification and remediation of “at-risk species”WLDFRVegetation ContactBranch (Not overhanging, 4-12ft) | WLDFR | HFTD - Distribution - Tier 3 - 4QU CoRE ¦ 3QU LoRE | Red Flag Warning - Destructive Fires | Vegetation Contact | Branch (Not overhanging, 4-12ft) | 2027 | 1.0495e-08 | 384.7705 | 4.0381e-06 | 2027 | Mitigation | 0.5 | 30 | 0 | esc | 0.038396 | 4.0296e-10 | 0.040543 | 4.2549e-10 | 0.037115 | 3.8951e-10 | 0.035347 | 3.7096e-10
[120 empty] | 7.3.5.15 Identification and remediation of “at-risk species”WLDFRVegetation ContactBranch (Not overhanging, 4-12ft) | WLDFR | HFTD - Distribution - Tier 3 - 4QU CoRE ¦ 3QU LoRE | Red Flag Warning - Destructive Fires | Vegetation Contact | Branch (Not overhanging, 4-12ft) | 2028 | 1.0495e-08 | 384.7705 | 4.0381e-06 | 2028 | Mitigation | 0.5 | 30 | 0 | esc | 0.038396 | 4.0296e-10 | 0.040543 | 4.2549e-10 | 0.037115 | 3.8951e-10 | 0.035347 | 3.7096e-10
[120 empty] | 7.3.5.15 Identification and remediation of “at-risk species”WLDFRVegetation ContactBranch (Not overhanging, 4-12ft) | WLDFR | HFTD - Distribution - Tier 3 - 4QU CoRE ¦ 3QU LoRE | Red Flag Warning - Destructive Fires | Vegetation Contact | Branch (Not overhanging, 4-12ft) | 2029 | 1.0495e-08 | 384.7705 | 4.0381e-06 | 2029 | Mitigation | 0.5 | 30 | 0 | esc | 0.038396 | 4.0296e-10 | 0.040543 | 4.2549e-10 | 0.037115 | 3.8951e-10 | 0.035347 | 3.7096e-10
[120 empty] | 7.3.5.15 Identification and remediation of “at-risk species”WLDFRVegetation ContactBranch (Not overhanging, 4-12ft) | WLDFR | HFTD - Distribution - Tier 3 - 4QU CoRE ¦ 3QU LoRE | Red Flag Warning - Destructive Fires | Vegetation Contact | Branch (Not overhanging, 4-12ft) | 2030 | 1.0495e-08 | 384.7705 | 4.0381e-06 | 2030 | Mitigation | 0.5 | 30 | 0 | esc | 0.038396 | 4.0296e-10 | 0.040543 | 4.2549e-10 | 0.037115 | 3.8951e-10 | 0.035347 | 3.7096e-10
[120 empty] | 7.3.5.15 Identification and remediation of “at-risk species”WLDFRVegetation ContactBranch (Not overhanging, 4-12ft) | WLDFR | HFTD - Distribution - Tier 3 - 4QU CoRE ¦ 3QU LoRE | Red Flag Warning - Destructive Fires | Vegetation Contact | Branch (Not overhanging, 4-12ft) | 2031 | 1.0495e-08 | 384.7705 | 4.0381e-06 | 2031 | Mitigation | 0.5 | 30 | 0 | esc | 0.038396 | 4.0296e-10 | 0.040543 | 4.2549e-10 | 0.037115 | 3.8951e-10 | 0.035347 | 3.7096e-10
[120 empty] | 7.3.5.15 Identification and remediation of “at-risk species”WLDFRVegetation ContactBranch (Not overhanging, 4-12ft) | WLDFR | HFTD - Distribution - Tier 3 - 4QU CoRE ¦ 3QU LoRE | Red Flag Warning - Destructive Fires | Vegetation Contact | Branch (Not overhanging, 4-12ft) | 2032 | 1.0495e-08 | 384.7705 | 4.0381e-06 | 2032 | Mitigation | 0.5 | 30 | 0 | esc | 0.038396 | 4.0296e-10 | 0.040543 | 4.2549e-10 | 0.037115 | 3.8951e-10 | 0.035347 | 3.7096e-10
[120 empty] | 7.3.5.15 Identification and remediation of “at-risk species”WLDFRVegetation ContactBranch (Not overhanging, 4-12ft) | WLDFR | HFTD - Distribution - Tier 3 - 4QU CoRE ¦ 3QU LoRE | Red Flag Warning - Destructive Fires | Vegetation Contact | Branch (Not overhanging, 4-12ft) | 2033 | 1.0495e-08 | 384.7705 | 4.0381e-06 | 2033 | Mitigation | 0.5 | 30 | 0 | esc | 0.038396 | 4.0296e-10 | 0.040543 | 4.2549e-10 | 0.037115 | 3.8951e-10 | 0.035347 | 3.7096e-10
[120 empty] | 7.3.5.15 Identification and remediation of “at-risk species”WLDFRVegetation ContactBranch (Not overhanging, 4-12ft) | WLDFR | HFTD - Distribution - Tier 3 - 4QU CoRE ¦ 3QU LoRE | Red Flag Warning - Destructive Fires | Vegetation Contact | Branch (Not overhanging, 4-12ft) | 2034 | 1.0495e-08 | 384.7705 | 4.0381e-06 | 2034 | Mitigation | 0.5 | 30 | 0 | esc | 0.038396 | 4.0296e-10 | 0.040543 | 4.2549e-10 | 0.037115 | 3.8951e-10 | 0.035347 | 3.7096e-10
[120 empty] | 7.3.5.15 Identification and remediation of “at-risk species”WLDFRVegetation ContactBranch (Not overhanging, 4-12ft) | WLDFR | HFTD - Distribution - Tier 3 - 4QU CoRE ¦ 3QU LoRE | Red Flag Warning - Destructive Fires | Vegetation Contact | Branch (Not overhanging, 4-12ft) | 2035 | 1.0495e-08 | 384.7705 | 4.0381e-06 | 2035 | Mitigation | 0.5 | 30 | 0 | esc | 0.038396 | 4.0296e-10 | 0.040543 | 4.2549e-10 | 0.037115 | 3.8951e-10 | 0.035347 | 3.7096e-10
[120 empty] | 7.3.5.15 Identification and remediation of “at-risk species”WLDFRVegetation ContactBranch (Not overhanging, 4-12ft) | WLDFR | HFTD - Distribution - Tier 3 - 4QU CoRE ¦ 3QU LoRE | Red Flag Warning - Destructive Fires | Vegetation Contact | Branch (Not overhanging, 4-12ft) | 2036 | 1.0495e-08 | 384.7705 | 4.0381e-06 | 2036 | Mitigation | 0.5 | 30 | 0 | esc | 0.038396 | 4.0296e-10 | 0.040543 | 4.2549e-10 | 0.037115 | 3.8951e-10 | 0.035347 | 3.7096e-10
[120 empty] | 7.3.5.15 Identification and remediation of “at-risk species”WLDFRVegetation ContactBranch (Not overhanging, 4-12ft) | WLDFR | HFTD - Distribution - Tier 3 - 4QU CoRE ¦ 3QU LoRE | Red Flag Warning - Destructive Fires | Vegetation Contact | Branch (Not overhanging, 4-12ft) | 2037 | 1.0495e-08 | 384.7705 | 4.0381e-06 | 2037 | Mitigation | 0.5 | 30 | 0 | esc | 0.038396 | 4.0296e-10 | 0.040543 | 4.2549e-10 | 0.037115 | 3.8951e-10 | 0.035347 | 3.7096e-10
[120 empty] | 7.3.5.15 Identification and remediation of “at-risk species”WLDFRVegetation ContactBranch (Not overhanging, 4-12ft) | WLDFR | HFTD - Distribution - Tier 3 - 4QU CoRE ¦ 3QU LoRE | Red Flag Warning - Destructive Fires | Vegetation Contact | Branch (Not overhanging, 4-12ft) | 2038 | 1.0495e-08 | 384.7705 | 4.0381e-06 | 2038 | Mitigation | 0.5 | 30 | 0 | esc | 0.038396 | 4.0296e-10 | 0.040543 | 4.2549e-10 | 0.037115 | 3.8951e-10 | 0.035347 | 3.7096e-10
[120 empty] | 7.3.5.15 Identification and remediation of “at-risk species”WLDFRVegetation ContactBranch (Not overhanging, 4-12ft) | WLDFR | HFTD - Distribution - Tier 3 - 4QU CoRE ¦ 3QU LoRE | Red Flag Warning - Destructive Fires | Vegetation Contact | Branch (Not overhanging, 4-12ft) | 2039 | 1.0495e-08 | 384.7705 | 4.0381e-06 | 2039 | Mitigation | 0.5 | 30 | 0 | esc | 0.038396 | 4.0296e-10 | 0.040543 | 4.2549e-10 | 0.037115 | 3.8951e-10 | 0.035347 | 3.7096e-10
[120 empty] | 7.3.5.15 Identification and remediation of “at-risk species”WLDFRVegetation ContactBranch (Not overhanging, 4-12ft) | WLDFR | HFTD - Distribution - Tier 3 - 4QU CoRE ¦ 3QU LoRE | Red Flag Warning - Destructive Fires | Vegetation Contact | Branch (Not overhanging, 4-12ft) | 2040 | 1.0495e-08 | 384.7705 | 4.0381e-06 | 2040 | Mitigation | 0.5 | 30 | 0 | esc | 0.038396 | 4.0296e-10 | 0.040543 | 4.2549e-10 | 0.037115 | 3.8951e-10 | 0.035347 | 3.7096e-10
[120 empty] | 7.3.5.15 Identification and remediation of “at-risk species”WLDFRVegetation ContactBranch (Not overhanging, 4-12ft) | WLDFR | HFTD - Distribution - Tier 3 - 4QU CoRE ¦ 3QU LoRE | Red Flag Warning - Destructive Fires | Vegetation Contact | Branch (Not overhanging, 4-12ft) | 2041 | 1.0495e-08 | 384.7705 | 4.0381e-06 | 2041 | Mitigation | 0.5 | 30 | 0 | esc | 0.038396 | 4.0296e-10 | 0.040543 | 4.2549e-10 | 0.037115 | 3.8951e-10 | 0.035347 | 3.7096e-10
[120 empty] | 7.3.5.15 Identification and remediation of “at-risk species”WLDFRVegetation ContactBranch (Not overhanging, 4-12ft) | WLDFR | HFTD - Distribution - Tier 3 - 4QU CoRE ¦ 3QU LoRE | Red Flag Warning - Destructive Fires | Vegetation Contact | Branch (Not overhanging, 4-12ft) | 2042 | 1.0495e-08 | 384.7705 | 4.0381e-06 | 2042 | Mitigation | 0.5 | 30 | 0 | esc | 0.038396 | 4.0296e-10 | 0.040543 | 4.2549e-10 | 0.037115 | 3.8951e-10 | 0.035347 | 3.7096e-10
[120 empty] | 7.3.5.15 Identification and remediation of “at-risk species”WLDFRVegetation ContactBranch (Not overhanging, 4-12ft) | WLDFR | HFTD - Distribution - Tier 3 - 4QU CoRE ¦ 3QU LoRE | Red Flag Warning - Destructive Fires | Vegetation Contact | Branch (Not overhanging, 4-12ft) | 2043 | 1.0495e-08 | 384.7705 | 4.0381e-06 | 2043 | Mitigation | 0.5 | 30 | 0 | esc | 0.038396 | 4.0296e-10 | 0.040543 | 4.2549e-10 | 0.037115 | 3.8951e-10 | 0.035347 | 3.7096e-10
[120 empty] | 7.3.5.15 Identification and remediation of “at-risk species”WLDFRVegetation ContactBranch (Not overhanging, 4-12ft) | WLDFR | HFTD - Distribution - Tier 3 - 4QU CoRE ¦ 3QU LoRE | Red Flag Warning - Destructive Fires | Vegetation Contact | Branch (Not overhanging, 4-12ft) | 2044 | 1.0495e-08 | 384.7705 | 4.0381e-06 | 2044 | Mitigation | 0.5 | 30 | 0 | esc | 0.038396 | 4.0296e-10 | 0.040543 | 4.2549e-10 | 0.037115 | 3.8951e-10 | 0.035347 | 3.7096e-10
[120 empty] | 7.3.5.15 Identification and remediation of “at-risk species”WLDFRVegetation ContactBranch (Not overhanging, 4-12ft) | WLDFR | HFTD - Distribution - Tier 3 - 4QU CoRE ¦ 3QU LoRE | Red Flag Warning - Destructive Fires | Vegetation Contact | Branch (Not overhanging, 4-12ft) | 2045 | 1.0495e-08 | 384.7705 | 4.0381e-06 | 2045 | Mitigation | 0.5 | 30 | 0 | esc | 0.038396 | 4.0296e-10 | 0.040543 | 4.2549e-10 | 0.037115 | 3.8951e-10 | 0.035347 | 3.7096e-10
[120 empty] | 7.3.5.15 Identification and remediation of “at-risk species”WLDFRVegetation ContactBranch (Not overhanging, 4-12ft) | WLDFR | HFTD - Distribution - Tier 3 - 4QU CoRE ¦ 3QU LoRE | Red Flag Warning - Destructive Fires | Vegetation Contact | Branch (Not overhanging, 4-12ft) | 2046 | 1.0495e-08 | 384.7705 | 4.0381e-06 | 2046 | Mitigation | 0.5 | 30 | 0 | esc | 0.038396 | 4.0296e-10 | 0.040543 | 4.2549e-10 | 0.037115 | 3.8951e-10 | 0.035347 | 3.7096e-10
[120 empty] | 7.3.5.15 Identification and remediation of “at-risk species”WLDFRVegetation ContactBranch (Not overhanging, 4-12ft) | WLDFR | HFTD - Distribution - Tier 3 - 4QU CoRE ¦ 3QU LoRE | Red Flag Warning - Destructive Fires | Vegetation Contact | Branch (Not overhanging, 4-12ft) | 2047 | 1.0495e-08 | 384.7705 | 4.0381e-06 | 2047 | Mitigation | 0.5 | 30 | 0 | esc | 0.038396 | 4.0296e-10 | 0.040543 | 4.2549e-10 | 0.037115 | 3.8951e-10 | 0.035347 | 3.7096e-10
[120 empty] | 7.3.5.15 Identification and remediation of “at-risk species”WLDFRVegetation ContactBranch (Not overhanging, 4-12ft) | WLDFR | HFTD - Distribution - Tier 3 - 4QU CoRE ¦ 3QU LoRE | Red Flag Warning - Destructive Fires | Vegetation Contact | Branch (Not overhanging, 4-12ft) | 2048 | 1.0495e-08 | 384.7705 | 4.0381e-06 | 2048 | Mitigation | 0.5 | 30 | 0 | esc | 0.038396 | 4.0296e-10 | 0.040543 | 4.2549e-10 | 0.037115 | 3.8951e-10 | 0.035347 | 3.7096e-10
[120 empty] | 7.3.5.15 Identification and remediation of “at-risk species”WLDFRVegetation ContactBranch (Not overhanging, 4-12ft) | WLDFR | HFTD - Distribution - Tier 3 - 4QU CoRE ¦ 3QU LoRE | Red Flag Warning - Destructive Fires | Vegetation Contact | Branch (Not overhanging, 4-12ft) | 2049 | 1.0495e-08 | 384.7705 | 4.0381e-06 | 2049 | Mitigation | 0.5 | 30 | 0 | esc | 0.038396 | 4.0296e-10 | 0.040543 | 4.2549e-10 | 0.037115 | 3.8951e-10 | 0.035347 | 3.7096e-10
[120 empty] | 7.3.5.15 Identification and remediation of “at-risk species”WLDFRVegetation ContactBranch (Not overhanging, 4-12ft) | WLDFR | HFTD - Distribution - Tier 3 - 4QU CoRE ¦ 3QU LoRE | Red Flag Warning - Destructive Fires | Vegetation Contact | Branch (Not overhanging, 4-12ft) | 2050 | 1.0495e-08 | 384.7705 | 4.0381e-06 | 2050 | Mitigation | 0.5 | 30 | 0 | esc | 0 | 0 | 0.040543 | 4.2549e-10 | 0.037115 | 3.8951e-10 | 0.035347 | 3.7096e-10
[120 empty] | 7.3.5.15 Identification and remediation of “at-risk species”WLDFRVegetation ContactBranch (Not overhanging, 4-12ft) | WLDFR | HFTD - Distribution - Tier 3 - 4QU CoRE ¦ 3QU LoRE | Red Flag Warning - Destructive Fires | Vegetation Contact | Branch (Not overhanging, 4-12ft) | 2051 | 1.0495e-08 | 384.7705 | 4.0381e-06 | 2051 | Mitigation | 0.5 | 30 | 0 | esc | 0 | 0 | 0 | 0 | 0.037115 | 3.8951e-10 | 0.035347 | 3.7096e-10
[120 empty] | 7.3.5.15 Identification and remediation of “at-risk species”WLDFRVegetation ContactBranch (Not overhanging, 4-12ft) | WLDFR | HFTD - Distribution - Tier 3 - 4QU CoRE ¦ 3QU LoRE | Red Flag Warning - Destructive Fires | Vegetation Contact | Branch (Not overhanging, 4-12ft) | 2052 | 1.0495e-08 | 384.7705 | 4.0381e-06 | 2052 | Mitigation | 0.5 | 30 | 0 | esc | 0 | 0 | 0 | 0 | 0 | 0 | 0.035347 | 3.7096e-10
[120 empty] | 7.3.5.15 Identification and remediation of “at-risk species”WLDFRVegetation ContactBranch (Not overhanging, within 4ft) | WLDFR | HFTD - Distribution - Tier 3 - 4QU CoRE ¦ 3QU LoRE | Red Flag Warning - Destructive Fires | Vegetation Contact | Branch (Not overhanging, within 4ft) | 2022 | 2.5668e-09 | 384.7705 | 9.8762e-07 | 2022 | Mitigation | 0.9 | 30 | 0 | esc | 0.069113 | 1.774e-10 | 0.072978 | 1.8732e-10 | 0.066806 | 1.7148e-10 | 0 | 0
[120 empty] | 7.3.5.15 Identification and remediation of “at-risk species”WLDFRVegetation ContactBranch (Not overhanging, within 4ft) | WLDFR | HFTD - Distribution - Tier 3 - 4QU CoRE ¦ 3QU LoRE | Red Flag Warning - Destructive Fires | Vegetation Contact | Branch (Not overhanging, within 4ft) | 2023 | 2.5668e-09 | 384.7705 | 9.8762e-07 | 2023 | Mitigation | 0.9 | 30 | 0 | esc | 0.069113 | 1.774e-10 | 0.072978 | 1.8732e-10 | 0.066806 | 1.7148e-10 | 0.063625 | 1.6331e-10
[120 empty] | 7.3.5.15 Identification and remediation of “at-risk species”WLDFRVegetation ContactBranch (Not overhanging, within 4ft) | WLDFR | HFTD - Distribution - Tier 3 - 4QU CoRE ¦ 3QU LoRE | Red Flag Warning - Destructive Fires | Vegetation Contact | Branch (Not overhanging, within 4ft) | 2024 | 2.5668e-09 | 384.7705 | 9.8762e-07 | 2024 | Mitigation | 0.9 | 30 | 0 | esc | 0.069113 | 1.774e-10 | 0.072978 | 1.8732e-10 | 0.066806 | 1.7148e-10 | 0.063625 | 1.6331e-10
[120 empty] | 7.3.5.15 Identification and remediation of “at-risk species”WLDFRVegetation ContactBranch (Not overhanging, within 4ft) | WLDFR | HFTD - Distribution - Tier 3 - 4QU CoRE ¦ 3QU LoRE | Red Flag Warning - Destructive Fires | Vegetation Contact | Branch (Not overhanging, within 4ft) | 2025 | 2.5668e-09 | 384.7705 | 9.8762e-07 | 2025 | Mitigation | 0.9 | 30 | 0 | esc | 0.069113 | 1.774e-10 | 0.072978 | 1.8732e-10 | 0.066806 | 1.7148e-10 | 0.063625 | 1.6331e-10
[120 empty] | 7.3.5.15 Identification and remediation of “at-risk species”WLDFRVegetation ContactBranch (Not overhanging, within 4ft) | WLDFR | HFTD - Distribution - Tier 3 - 4QU CoRE ¦ 3QU LoRE | Red Flag Warning - Destructive Fires | Vegetation Contact | Branch (Not overhanging, within 4ft) | 2026 | 2.5668e-09 | 384.7705 | 9.8762e-07 | 2026 | Mitigation | 0.9 | 30 | 0 | esc | 0.069113 | 1.774e-10 | 0.072978 | 1.8732e-10 | 0.066806 | 1.7148e-10 | 0.063625 | 1.6331e-10
[120 empty] | 7.3.5.15 Identification and remediation of “at-risk species”WLDFRVegetation ContactBranch (Not overhanging, within 4ft) | WLDFR | HFTD - Distribution - Tier 3 - 4QU CoRE ¦ 3QU LoRE | Red Flag Warning - Destructive Fires | Vegetation Contact | Branch (Not overhanging, within 4ft) | 2027 | 2.5668e-09 | 384.7705 | 9.8762e-07 | 2027 | Mitigation | 0.9 | 30 | 0 | esc | 0.069113 | 1.774e-10 | 0.072978 | 1.8732e-10 | 0.066806 | 1.7148e-10 | 0.063625 | 1.6331e-10
[120 empty] | 7.3.5.15 Identification and remediation of “at-risk species”WLDFRVegetation ContactBranch (Not overhanging, within 4ft) | WLDFR | HFTD - Distribution - Tier 3 - 4QU CoRE ¦ 3QU LoRE | Red Flag Warning - Destructive Fires | Vegetation Contact | Branch (Not overhanging, within 4ft) | 2028 | 2.5668e-09 | 384.7705 | 9.8762e-07 | 2028 | Mitigation | 0.9 | 30 | 0 | esc | 0.069113 | 1.774e-10 | 0.072978 | 1.8732e-10 | 0.066806 | 1.7148e-10 | 0.063625 | 1.6331e-10
[120 empty] | 7.3.5.15 Identification and remediation of “at-risk species”WLDFRVegetation ContactBranch (Not overhanging, within 4ft) | WLDFR | HFTD - Distribution - Tier 3 - 4QU CoRE ¦ 3QU LoRE | Red Flag Warning - Destructive Fires | Vegetation Contact | Branch (Not overhanging, within 4ft) | 2029 | 2.5668e-09 | 384.7705 | 9.8762e-07 | 2029 | Mitigation | 0.9 | 30 | 0 | esc | 0.069113 | 1.774e-10 | 0.072978 | 1.8732e-10 | 0.066806 | 1.7148e-10 | 0.063625 | 1.6331e-10
[120 empty] | 7.3.5.15 Identification and remediation of “at-risk species”WLDFRVegetation ContactBranch (Not overhanging, within 4ft) | WLDFR | HFTD - Distribution - Tier 3 - 4QU CoRE ¦ 3QU LoRE | Red Flag Warning - Destructive Fires | Vegetation Contact | Branch (Not overhanging, within 4ft) | 2030 | 2.5668e-09 | 384.7705 | 9.8762e-07 | 2030 | Mitigation | 0.9 | 30 | 0 | esc | 0.069113 | 1.774e-10 | 0.072978 | 1.8732e-10 | 0.066806 | 1.7148e-10 | 0.063625 | 1.6331e-10
[120 empty] | 7.3.5.15 Identification and remediation of “at-risk species”WLDFRVegetation ContactBranch (Not overhanging, within 4ft) | WLDFR | HFTD - Distribution - Tier 3 - 4QU CoRE ¦ 3QU LoRE | Red Flag Warning - Destructive Fires | Vegetation Contact | Branch (Not overhanging, within 4ft) | 2031 | 2.5668e-09 | 384.7705 | 9.8762e-07 | 2031 | Mitigation | 0.9 | 30 | 0 | esc | 0.069113 | 1.774e-10 | 0.072978 | 1.8732e-10 | 0.066806 | 1.7148e-10 | 0.063625 | 1.6331e-10
[120 empty] | 7.3.5.15 Identification and remediation of “at-risk species”WLDFRVegetation ContactBranch (Not overhanging, within 4ft) | WLDFR | HFTD - Distribution - Tier 3 - 4QU CoRE ¦ 3QU LoRE | Red Flag Warning - Destructive Fires | Vegetation Contact | Branch (Not overhanging, within 4ft) | 2032 | 2.5668e-09 | 384.7705 | 9.8762e-07 | 2032 | Mitigation | 0.9 | 30 | 0 | esc | 0.069113 | 1.774e-10 | 0.072978 | 1.8732e-10 | 0.066806 | 1.7148e-10 | 0.063625 | 1.6331e-10
[120 empty] | 7.3.5.15 Identification and remediation of “at-risk species”WLDFRVegetation ContactBranch (Not overhanging, within 4ft) | WLDFR | HFTD - Distribution - Tier 3 - 4QU CoRE ¦ 3QU LoRE | Red Flag Warning - Destructive Fires | Vegetation Contact | Branch (Not overhanging, within 4ft) | 2033 | 2.5668e-09 | 384.7705 | 9.8762e-07 | 2033 | Mitigation | 0.9 | 30 | 0 | esc | 0.069113 | 1.774e-10 | 0.072978 | 1.8732e-10 | 0.066806 | 1.7148e-10 | 0.063625 | 1.6331e-10
[120 empty] | 7.3.5.15 Identification and remediation of “at-risk species”WLDFRVegetation ContactBranch (Not overhanging, within 4ft) | WLDFR | HFTD - Distribution - Tier 3 - 4QU CoRE ¦ 3QU LoRE | Red Flag Warning - Destructive Fires | Vegetation Contact | Branch (Not overhanging, within 4ft) | 2034 | 2.5668e-09 | 384.7705 | 9.8762e-07 | 2034 | Mitigation | 0.9 | 30 | 0 | esc | 0.069113 | 1.774e-10 | 0.072978 | 1.8732e-10 | 0.066806 | 1.7148e-10 | 0.063625 | 1.6331e-10
[120 empty] | 7.3.5.15 Identification and remediation of “at-risk species”WLDFRVegetation ContactBranch (Not overhanging, within 4ft) | WLDFR | HFTD - Distribution - Tier 3 - 4QU CoRE ¦ 3QU LoRE | Red Flag Warning - Destructive Fires | Vegetation Contact | Branch (Not overhanging, within 4ft) | 2035 | 2.5668e-09 | 384.7705 | 9.8762e-07 | 2035 | Mitigation | 0.9 | 30 | 0 | esc | 0.069113 | 1.774e-10 | 0.072978 | 1.8732e-10 | 0.066806 | 1.7148e-10 | 0.063625 | 1.6331e-10
[120 empty] | 7.3.5.15 Identification and remediation of “at-risk species”WLDFRVegetation ContactBranch (Not overhanging, within 4ft) | WLDFR | HFTD - Distribution - Tier 3 - 4QU CoRE ¦ 3QU LoRE | Red Flag Warning - Destructive Fires | Vegetation Contact | Branch (Not overhanging, within 4ft) | 2036 | 2.5668e-09 | 384.7705 | 9.8762e-07 | 2036 | Mitigation | 0.9 | 30 | 0 | esc | 0.069113 | 1.774e-10 | 0.072978 | 1.8732e-10 | 0.066806 | 1.7148e-10 | 0.063625 | 1.6331e-10
[120 empty] | 7.3.5.15 Identification and remediation of “at-risk species”WLDFRVegetation ContactBranch (Not overhanging, within 4ft) | WLDFR | HFTD - Distribution - Tier 3 - 4QU CoRE ¦ 3QU LoRE | Red Flag Warning - Destructive Fires | Vegetation Contact | Branch (Not overhanging, within 4ft) | 2037 | 2.5668e-09 | 384.7705 | 9.8762e-07 | 2037 | Mitigation | 0.9 | 30 | 0 | esc | 0.069113 | 1.774e-10 | 0.072978 | 1.8732e-10 | 0.066806 | 1.7148e-10 | 0.063625 | 1.6331e-10
[120 empty] | 7.3.5.15 Identification and remediation of “at-risk species”WLDFRVegetation ContactBranch (Not overhanging, within 4ft) | WLDFR | HFTD - Distribution - Tier 3 - 4QU CoRE ¦ 3QU LoRE | Red Flag Warning - Destructive Fires | Vegetation Contact | Branch (Not overhanging, within 4ft) | 2038 | 2.5668e-09 | 384.7705 | 9.8762e-07 | 2038 | Mitigation | 0.9 | 30 | 0 | esc | 0.069113 | 1.774e-10 | 0.072978 | 1.8732e-10 | 0.066806 | 1.7148e-10 | 0.063625 | 1.6331e-10
[120 empty] | 7.3.5.15 Identification and remediation of “at-risk species”WLDFRVegetation ContactBranch (Not overhanging, within 4ft) | WLDFR | HFTD - Distribution - Tier 3 - 4QU CoRE ¦ 3QU LoRE | Red Flag Warning - Destructive Fires | Vegetation Contact | Branch (Not overhanging, within 4ft) | 2039 | 2.5668e-09 | 384.7705 | 9.8762e-07 | 2039 | Mitigation | 0.9 | 30 | 0 | esc | 0.069113 | 1.774e-10 | 0.072978 | 1.8732e-10 | 0.066806 | 1.7148e-10 | 0.063625 | 1.6331e-10
[120 empty] | 7.3.5.15 Identification and remediation of “at-risk species”WLDFRVegetation ContactBranch (Not overhanging, within 4ft) | WLDFR | HFTD - Distribution - Tier 3 - 4QU CoRE ¦ 3QU LoRE | Red Flag Warning - Destructive Fires | Vegetation Contact | Branch (Not overhanging, within 4ft) | 2040 | 2.5668e-09 | 384.7705 | 9.8762e-07 | 2040 | Mitigation | 0.9 | 30 | 0 | esc | 0.069113 | 1.774e-10 | 0.072978 | 1.8732e-10 | 0.066806 | 1.7148e-10 | 0.063625 | 1.6331e-10
[120 empty] | 7.3.5.15 Identification and remediation of “at-risk species”WLDFRVegetation ContactBranch (Not overhanging, within 4ft) | WLDFR | HFTD - Distribution - Tier 3 - 4QU CoRE ¦ 3QU LoRE | Red Flag Warning - Destructive Fires | Vegetation Contact | Branch (Not overhanging, within 4ft) | 2041 | 2.5668e-09 | 384.7705 | 9.8762e-07 | 2041 | Mitigation | 0.9 | 30 | 0 | esc | 0.069113 | 1.774e-10 | 0.072978 | 1.8732e-10 | 0.066806 | 1.7148e-10 | 0.063625 | 1.6331e-10
[120 empty] | 7.3.5.15 Identification and remediation of “at-risk species”WLDFRVegetation ContactBranch (Not overhanging, within 4ft) | WLDFR | HFTD - Distribution - Tier 3 - 4QU CoRE ¦ 3QU LoRE | Red Flag Warning - Destructive Fires | Vegetation Contact | Branch (Not overhanging, within 4ft) | 2042 | 2.5668e-09 | 384.7705 | 9.8762e-07 | 2042 | Mitigation | 0.9 | 30 | 0 | esc | 0.069113 | 1.774e-10 | 0.072978 | 1.8732e-10 | 0.066806 | 1.7148e-10 | 0.063625 | 1.6331e-10
[120 empty] | 7.3.5.15 Identification and remediation of “at-risk species”WLDFRVegetation ContactBranch (Not overhanging, within 4ft) | WLDFR | HFTD - Distribution - Tier 3 - 4QU CoRE ¦ 3QU LoRE | Red Flag Warning - Destructive Fires | Vegetation Contact | Branch (Not overhanging, within 4ft) | 2043 | 2.5668e-09 | 384.7705 | 9.8762e-07 | 2043 | Mitigation | 0.9 | 30 | 0 | esc | 0.069113 | 1.774e-10 | 0.072978 | 1.8732e-10 | 0.066806 | 1.7148e-10 | 0.063625 | 1.6331e-10
[120 empty] | 7.3.5.15 Identification and remediation of “at-risk species”WLDFRVegetation ContactBranch (Not overhanging, within 4ft) | WLDFR | HFTD - Distribution - Tier 3 - 4QU CoRE ¦ 3QU LoRE | Red Flag Warning - Destructive Fires | Vegetation Contact | Branch (Not overhanging, within 4ft) | 2044 | 2.5668e-09 | 384.7705 | 9.8762e-07 | 2044 | Mitigation | 0.9 | 30 | 0 | esc | 0.069113 | 1.774e-10 | 0.072978 | 1.8732e-10 | 0.066806 | 1.7148e-10 | 0.063625 | 1.6331e-10
[120 empty] | 7.3.5.15 Identification and remediation of “at-risk species”WLDFRVegetation ContactBranch (Not overhanging, within 4ft) | WLDFR | HFTD - Distribution - Tier 3 - 4QU CoRE ¦ 3QU LoRE | Red Flag Warning - Destructive Fires | Vegetation Contact | Branch (Not overhanging, within 4ft) | 2045 | 2.5668e-09 | 384.7705 | 9.8762e-07 | 2045 | Mitigation | 0.9 | 30 | 0 | esc | 0.069113 | 1.774e-10 | 0.072978 | 1.8732e-10 | 0.066806 | 1.7148e-10 | 0.063625 | 1.6331e-10
[120 empty] | 7.3.5.15 Identification and remediation of “at-risk species”WLDFRVegetation ContactBranch (Not overhanging, within 4ft) | WLDFR | HFTD - Distribution - Tier 3 - 4QU CoRE ¦ 3QU LoRE | Red Flag Warning - Destructive Fires | Vegetation Contact | Branch (Not overhanging, within 4ft) | 2046 | 2.5668e-09 | 384.7705 | 9.8762e-07 | 2046 | Mitigation | 0.9 | 30 | 0 | esc | 0.069113 | 1.774e-10 | 0.072978 | 1.8732e-10 | 0.066806 | 1.7148e-10 | 0.063625 | 1.6331e-10
[120 empty] | 7.3.5.15 Identification and remediation of “at-risk species”WLDFRVegetation ContactBranch (Not overhanging, within 4ft) | WLDFR | HFTD - Distribution - Tier 3 - 4QU CoRE ¦ 3QU LoRE | Red Flag Warning - Destructive Fires | Vegetation Contact | Branch (Not overhanging, within 4ft) | 2047 | 2.5668e-09 | 384.7705 | 9.8762e-07 | 2047 | Mitigation | 0.9 | 30 | 0 | esc | 0.069113 | 1.774e-10 | 0.072978 | 1.8732e-10 | 0.066806 | 1.7148e-10 | 0.063625 | 1.6331e-10
[120 empty] | 7.3.5.15 Identification and remediation of “at-risk species”WLDFRVegetation ContactBranch (Not overhanging, within 4ft) | WLDFR | HFTD - Distribution - Tier 3 - 4QU CoRE ¦ 3QU LoRE | Red Flag Warning - Destructive Fires | Vegetation Contact | Branch (Not overhanging, within 4ft) | 2048 | 2.5668e-09 | 384.7705 | 9.8762e-07 | 2048 | Mitigation | 0.9 | 30 | 0 | esc | 0.069113 | 1.774e-10 | 0.072978 | 1.8732e-10 | 0.066806 | 1.7148e-10 | 0.063625 | 1.6331e-10
[120 empty] | 7.3.5.15 Identification and remediation of “at-risk species”WLDFRVegetation ContactBranch (Not overhanging, within 4ft) | WLDFR | HFTD - Distribution - Tier 3 - 4QU CoRE ¦ 3QU LoRE | Red Flag Warning - Destructive Fires | Vegetation Contact | Branch (Not overhanging, within 4ft) | 2049 | 2.5668e-09 | 384.7705 | 9.8762e-07 | 2049 | Mitigation | 0.9 | 30 | 0 | esc | 0.069113 | 1.774e-10 | 0.072978 | 1.8732e-10 | 0.066806 | 1.7148e-10 | 0.063625 | 1.6331e-10
[120 empty] | 7.3.5.15 Identification and remediation of “at-risk species”WLDFRVegetation ContactBranch (Not overhanging, within 4ft) | WLDFR | HFTD - Distribution - Tier 3 - 4QU CoRE ¦ 3QU LoRE | Red Flag Warning - Destructive Fires | Vegetation Contact | Branch (Not overhanging, within 4ft) | 2050 | 2.5668e-09 | 384.7705 | 9.8762e-07 | 2050 | Mitigation | 0.9 | 30 | 0 | esc | 0 | 0 | 0.072978 | 1.8732e-10 | 0.066806 | 1.7148e-10 | 0.063625 | 1.6331e-10
[120 empty] | 7.3.5.15 Identification and remediation of “at-risk species”WLDFRVegetation ContactBranch (Not overhanging, within 4ft) | WLDFR | HFTD - Distribution - Tier 3 - 4QU CoRE ¦ 3QU LoRE | Red Flag Warning - Destructive Fires | Vegetation Contact | Branch (Not overhanging, within 4ft) | 2051 | 2.5668e-09 | 384.7705 | 9.8762e-07 | 2051 | Mitigation | 0.9 | 30 | 0 | esc | 0 | 0 | 0 | 0 | 0.066806 | 1.7148e-10 | 0.063625 | 1.6331e-10
[120 empty] | 7.3.5.15 Identification and remediation of “at-risk species”WLDFRVegetation ContactBranch (Not overhanging, within 4ft) | WLDFR | HFTD - Distribution - Tier 3 - 4QU CoRE ¦ 3QU LoRE | Red Flag Warning - Destructive Fires | Vegetation Contact | Branch (Not overhanging, within 4ft) | 2052 | 2.5668e-09 | 384.7705 | 9.8762e-07 | 2052 | Mitigation | 0.9 | 30 | 0 | esc | 0 | 0 | 0 | 0 | 0 | 0 | 0.063625 | 1.6331e-10
[120 empty] | 7.3.5.15 Identification and remediation of “at-risk species”WLDFRVegetation ContactBranch (OverHanging) | WLDFR | HFTD - Distribution - Tier 3 - 4QU CoRE ¦ 3QU LoRE | Red Flag Warning - Destructive Fires | Vegetation Contact | Branch (OverHanging) | 2022 | 1.5349e-07 | 384.7705 | 5.906e-05 | 2022 | Mitigation | 0.9 | 30 | 0 | esc | 0.069113 | 1.0609e-08 | 0.072978 | 1.1202e-08 | 0.066806 | 1.0254e-08 | 0 | 0
[120 empty] | 7.3.5.15 Identification and remediation of “at-risk species”WLDFRVegetation ContactBranch (OverHanging) | WLDFR | HFTD - Distribution - Tier 3 - 4QU CoRE ¦ 3QU LoRE | Red Flag Warning - Destructive Fires | Vegetation Contact | Branch (OverHanging) | 2023 | 1.5349e-07 | 384.7705 | 5.906e-05 | 2023 | Mitigation | 0.9 | 30 | 0 | esc | 0.069113 | 1.0609e-08 | 0.072978 | 1.1202e-08 | 0.066806 | 1.0254e-08 | 0.063625 | 9.7661e-09
[120 empty] | 7.3.5.15 Identification and remediation of “at-risk species”WLDFRVegetation ContactBranch (OverHanging) | WLDFR | HFTD - Distribution - Tier 3 - 4QU CoRE ¦ 3QU LoRE | Red Flag Warning - Destructive Fires | Vegetation Contact | Branch (OverHanging) | 2024 | 1.5349e-07 | 384.7705 | 5.906e-05 | 2024 | Mitigation | 0.9 | 30 | 0 | esc | 0.069113 | 1.0609e-08 | 0.072978 | 1.1202e-08 | 0.066806 | 1.0254e-08 | 0.063625 | 9.7661e-09
[120 empty] | 7.3.5.15 Identification and remediation of “at-risk species”WLDFRVegetation ContactBranch (OverHanging) | WLDFR | HFTD - Distribution - Tier 3 - 4QU CoRE ¦ 3QU LoRE | Red Flag Warning - Destructive Fires | Vegetation Contact | Branch (OverHanging) | 2025 | 1.5349e-07 | 384.7705 | 5.906e-05 | 2025 | Mitigation | 0.9 | 30 | 0 | esc | 0.069113 | 1.0609e-08 | 0.072978 | 1.1202e-08 | 0.066806 | 1.0254e-08 | 0.063625 | 9.7661e-09
[120 empty] | 7.3.5.15 Identification and remediation of “at-risk species”WLDFRVegetation ContactBranch (OverHanging) | WLDFR | HFTD - Distribution - Tier 3 - 4QU CoRE ¦ 3QU LoRE | Red Flag Warning - Destructive Fires | Vegetation Contact | Branch (OverHanging) | 2026 | 1.5349e-07 | 384.7705 | 5.906e-05 | 2026 | Mitigation | 0.9 | 30 | 0 | esc | 0.069113 | 1.0609e-08 | 0.072978 | 1.1202e-08 | 0.066806 | 1.0254e-08 | 0.063625 | 9.7661e-09
[120 empty] | 7.3.5.15 Identification and remediation of “at-risk species”WLDFRVegetation ContactBranch (OverHanging) | WLDFR | HFTD - Distribution - Tier 3 - 4QU CoRE ¦ 3QU LoRE | Red Flag Warning - Destructive Fires | Vegetation Contact | Branch (OverHanging) | 2027 | 1.5349e-07 | 384.7705 | 5.906e-05 | 2027 | Mitigation | 0.9 | 30 | 0 | esc | 0.069113 | 1.0609e-08 | 0.072978 | 1.1202e-08 | 0.066806 | 1.0254e-08 | 0.063625 | 9.7661e-09
[120 empty] | 7.3.5.15 Identification and remediation of “at-risk species”WLDFRVegetation ContactBranch (OverHanging) | WLDFR | HFTD - Distribution - Tier 3 - 4QU CoRE ¦ 3QU LoRE | Red Flag Warning - Destructive Fires | Vegetation Contact | Branch (OverHanging) | 2028 | 1.5349e-07 | 384.7705 | 5.906e-05 | 2028 | Mitigation | 0.9 | 30 | 0 | esc | 0.069113 | 1.0609e-08 | 0.072978 | 1.1202e-08 | 0.066806 | 1.0254e-08 | 0.063625 | 9.7661e-09
[120 empty] | 7.3.5.15 Identification and remediation of “at-risk species”WLDFRVegetation ContactBranch (OverHanging) | WLDFR | HFTD - Distribution - Tier 3 - 4QU CoRE ¦ 3QU LoRE | Red Flag Warning - Destructive Fires | Vegetation Contact | Branch (OverHanging) | 2029 | 1.5349e-07 | 384.7705 | 5.906e-05 | 2029 | Mitigation | 0.9 | 30 | 0 | esc | 0.069113 | 1.0609e-08 | 0.072978 | 1.1202e-08 | 0.066806 | 1.0254e-08 | 0.063625 | 9.7661e-09
[120 empty] | 7.3.5.15 Identification and remediation of “at-risk species”WLDFRVegetation ContactBranch (OverHanging) | WLDFR | HFTD - Distribution - Tier 3 - 4QU CoRE ¦ 3QU LoRE | Red Flag Warning - Destructive Fires | Vegetation Contact | Branch (OverHanging) | 2030 | 1.5349e-07 | 384.7705 | 5.906e-05 | 2030 | Mitigation | 0.9 | 30 | 0 | esc | 0.069113 | 1.0609e-08 | 0.072978 | 1.1202e-08 | 0.066806 | 1.0254e-08 | 0.063625 | 9.7661e-09
[120 empty] | 7.3.5.15 Identification and remediation of “at-risk species”WLDFRVegetation ContactBranch (OverHanging) | WLDFR | HFTD - Distribution - Tier 3 - 4QU CoRE ¦ 3QU LoRE | Red Flag Warning - Destructive Fires | Vegetation Contact | Branch (OverHanging) | 2031 | 1.5349e-07 | 384.7705 | 5.906e-05 | 2031 | Mitigation | 0.9 | 30 | 0 | esc | 0.069113 | 1.0609e-08 | 0.072978 | 1.1202e-08 | 0.066806 | 1.0254e-08 | 0.063625 | 9.7661e-09
[120 empty] | 7.3.5.15 Identification and remediation of “at-risk species”WLDFRVegetation ContactBranch (OverHanging) | WLDFR | HFTD - Distribution - Tier 3 - 4QU CoRE ¦ 3QU LoRE | Red Flag Warning - Destructive Fires | Vegetation Contact | Branch (OverHanging) | 2032 | 1.5349e-07 | 384.7705 | 5.906e-05 | 2032 | Mitigation | 0.9 | 30 | 0 | esc | 0.069113 | 1.0609e-08 | 0.072978 | 1.1202e-08 | 0.066806 | 1.0254e-08 | 0.063625 | 9.7661e-09
[120 empty] | 7.3.5.15 Identification and remediation of “at-risk species”WLDFRVegetation ContactBranch (OverHanging) | WLDFR | HFTD - Distribution - Tier 3 - 4QU CoRE ¦ 3QU LoRE | Red Flag Warning - Destructive Fires | Vegetation Contact | Branch (OverHanging) | 2033 | 1.5349e-07 | 384.7705 | 5.906e-05 | 2033 | Mitigation | 0.9 | 30 | 0 | esc | 0.069113 | 1.0609e-08 | 0.072978 | 1.1202e-08 | 0.066806 | 1.0254e-08 | 0.063625 | 9.7661e-09
[120 empty] | 7.3.5.15 Identification and remediation of “at-risk species”WLDFRVegetation ContactBranch (OverHanging) | WLDFR | HFTD - Distribution - Tier 3 - 4QU CoRE ¦ 3QU LoRE | Red Flag Warning - Destructive Fires | Vegetation Contact | Branch (OverHanging) | 2034 | 1.5349e-07 | 384.7705 | 5.906e-05 | 2034 | Mitigation | 0.9 | 30 | 0 | esc | 0.069113 | 1.0609e-08 | 0.072978 | 1.1202e-08 | 0.066806 | 1.0254e-08 | 0.063625 | 9.7661e-09
[120 empty] | 7.3.5.15 Identification and remediation of “at-risk species”WLDFRVegetation ContactBranch (OverHanging) | WLDFR | HFTD - Distribution - Tier 3 - 4QU CoRE ¦ 3QU LoRE | Red Flag Warning - Destructive Fires | Vegetation Contact | Branch (OverHanging) | 2035 | 1.5349e-07 | 384.7705 | 5.906e-05 | 2035 | Mitigation | 0.9 | 30 | 0 | esc | 0.069113 | 1.0609e-08 | 0.072978 | 1.1202e-08 | 0.066806 | 1.0254e-08 | 0.063625 | 9.7661e-09
[120 empty] | 7.3.5.15 Identification and remediation of “at-risk species”WLDFRVegetation ContactBranch (OverHanging) | WLDFR | HFTD - Distribution - Tier 3 - 4QU CoRE ¦ 3QU LoRE | Red Flag Warning - Destructive Fires | Vegetation Contact | Branch (OverHanging) | 2036 | 1.5349e-07 | 384.7705 | 5.906e-05 | 2036 | Mitigation | 0.9 | 30 | 0 | esc | 0.069113 | 1.0609e-08 | 0.072978 | 1.1202e-08 | 0.066806 | 1.0254e-08 | 0.063625 | 9.7661e-09
[120 empty] | 7.3.5.15 Identification and remediation of “at-risk species”WLDFRVegetation ContactBranch (OverHanging) | WLDFR | HFTD - Distribution - Tier 3 - 4QU CoRE ¦ 3QU LoRE | Red Flag Warning - Destructive Fires | Vegetation Contact | Branch (OverHanging) | 2037 | 1.5349e-07 | 384.7705 | 5.906e-05 | 2037 | Mitigation | 0.9 | 30 | 0 | esc | 0.069113 | 1.0609e-08 | 0.072978 | 1.1202e-08 | 0.066806 | 1.0254e-08 | 0.063625 | 9.7661e-09
[120 empty] | 7.3.5.15 Identification and remediation of “at-risk species”WLDFRVegetation ContactBranch (OverHanging) | WLDFR | HFTD - Distribution - Tier 3 - 4QU CoRE ¦ 3QU LoRE | Red Flag Warning - Destructive Fires | Vegetation Contact | Branch (OverHanging) | 2038 | 1.5349e-07 | 384.7705 | 5.906e-05 | 2038 | Mitigation | 0.9 | 30 | 0 | esc | 0.069113 | 1.0609e-08 | 0.072978 | 1.1202e-08 | 0.066806 | 1.0254e-08 | 0.063625 | 9.7661e-09
[120 empty] | 7.3.5.15 Identification and remediation of “at-risk species”WLDFRVegetation ContactBranch (OverHanging) | WLDFR | HFTD - Distribution - Tier 3 - 4QU CoRE ¦ 3QU LoRE | Red Flag Warning - Destructive Fires | Vegetation Contact | Branch (OverHanging) | 2039 | 1.5349e-07 | 384.7705 | 5.906e-05 | 2039 | Mitigation | 0.9 | 30 | 0 | esc | 0.069113 | 1.0609e-08 | 0.072978 | 1.1202e-08 | 0.066806 | 1.0254e-08 | 0.063625 | 9.7661e-09
[120 empty] | 7.3.5.15 Identification and remediation of “at-risk species”WLDFRVegetation ContactBranch (OverHanging) | WLDFR | HFTD - Distribution - Tier 3 - 4QU CoRE ¦ 3QU LoRE | Red Flag Warning - Destructive Fires | Vegetation Contact | Branch (OverHanging) | 2040 | 1.5349e-07 | 384.7705 | 5.906e-05 | 2040 | Mitigation | 0.9 | 30 | 0 | esc | 0.069113 | 1.0609e-08 | 0.072978 | 1.1202e-08 | 0.066806 | 1.0254e-08 | 0.063625 | 9.7661e-09
[120 empty] | 7.3.5.15 Identification and remediation of “at-risk species”WLDFRVegetation ContactBranch (OverHanging) | WLDFR | HFTD - Distribution - Tier 3 - 4QU CoRE ¦ 3QU LoRE | Red Flag Warning - Destructive Fires | Vegetation Contact | Branch (OverHanging) | 2041 | 1.5349e-07 | 384.7705 | 5.906e-05 | 2041 | Mitigation | 0.9 | 30 | 0 | esc | 0.069113 | 1.0609e-08 | 0.072978 | 1.1202e-08 | 0.066806 | 1.0254e-08 | 0.063625 | 9.7661e-09
[120 empty] | 7.3.5.15 Identification and remediation of “at-risk species”WLDFRVegetation ContactBranch (OverHanging) | WLDFR | HFTD - Distribution - Tier 3 - 4QU CoRE ¦ 3QU LoRE | Red Flag Warning - Destructive Fires | Vegetation Contact | Branch (OverHanging) | 2042 | 1.5349e-07 | 384.7705 | 5.906e-05 | 2042 | Mitigation | 0.9 | 30 | 0 | esc | 0.069113 | 1.0609e-08 | 0.072978 | 1.1202e-08 | 0.066806 | 1.0254e-08 | 0.063625 | 9.7661e-09
[120 empty] | 7.3.5.15 Identification and remediation of “at-risk species”WLDFRVegetation ContactBranch (OverHanging) | WLDFR | HFTD - Distribution - Tier 3 - 4QU CoRE ¦ 3QU LoRE | Red Flag Warning - Destructive Fires | Vegetation Contact | Branch (OverHanging) | 2043 | 1.5349e-07 | 384.7705 | 5.906e-05 | 2043 | Mitigation | 0.9 | 30 | 0 | esc | 0.069113 | 1.0609e-08 | 0.072978 | 1.1202e-08 | 0.066806 | 1.0254e-08 | 0.063625 | 9.7661e-09
[120 empty] | 7.3.5.15 Identification and remediation of “at-risk species”WLDFRVegetation ContactBranch (OverHanging) | WLDFR | HFTD - Distribution - Tier 3 - 4QU CoRE ¦ 3QU LoRE | Red Flag Warning - Destructive Fires | Vegetation Contact | Branch (OverHanging) | 2044 | 1.5349e-07 | 384.7705 | 5.906e-05 | 2044 | Mitigation | 0.9 | 30 | 0 | esc | 0.069113 | 1.0609e-08 | 0.072978 | 1.1202e-08 | 0.066806 | 1.0254e-08 | 0.063625 | 9.7661e-09
[120 empty] | 7.3.5.15 Identification and remediation of “at-risk species”WLDFRVegetation ContactBranch (OverHanging) | WLDFR | HFTD - Distribution - Tier 3 - 4QU CoRE ¦ 3QU LoRE | Red Flag Warning - Destructive Fires | Vegetation Contact | Branch (OverHanging) | 2045 | 1.5349e-07 | 384.7705 | 5.906e-05 | 2045 | Mitigation | 0.9 | 30 | 0 | esc | 0.069113 | 1.0609e-08 | 0.072978 | 1.1202e-08 | 0.066806 | 1.0254e-08 | 0.063625 | 9.7661e-09
[120 empty] | 7.3.5.15 Identification and remediation of “at-risk species”WLDFRVegetation ContactBranch (OverHanging) | WLDFR | HFTD - Distribution - Tier 3 - 4QU CoRE ¦ 3QU LoRE | Red Flag Warning - Destructive Fires | Vegetation Contact | Branch (OverHanging) | 2046 | 1.5349e-07 | 384.7705 | 5.906e-05 | 2046 | Mitigation | 0.9 | 30 | 0 | esc | 0.069113 | 1.0609e-08 | 0.072978 | 1.1202e-08 | 0.066806 | 1.0254e-08 | 0.063625 | 9.7661e-09
[120 empty] | 7.3.5.15 Identification and remediation of “at-risk species”WLDFRVegetation ContactBranch (OverHanging) | WLDFR | HFTD - Distribution - Tier 3 - 4QU CoRE ¦ 3QU LoRE | Red Flag Warning - Destructive Fires | Vegetation Contact | Branch (OverHanging) | 2047 | 1.5349e-07 | 384.7705 | 5.906e-05 | 2047 | Mitigation | 0.9 | 30 | 0 | esc | 0.069113 | 1.0609e-08 | 0.072978 | 1.1202e-08 | 0.066806 | 1.0254e-08 | 0.063625 | 9.7661e-09
[120 empty] | 7.3.5.15 Identification and remediation of “at-risk species”WLDFRVegetation ContactBranch (OverHanging) | WLDFR | HFTD - Distribution - Tier 3 - 4QU CoRE ¦ 3QU LoRE | Red Flag Warning - Destructive Fires | Vegetation Contact | Branch (OverHanging) | 2048 | 1.5349e-07 | 384.7705 | 5.906e-05 | 2048 | Mitigation | 0.9 | 30 | 0 | esc | 0.069113 | 1.0609e-08 | 0.072978 | 1.1202e-08 | 0.066806 | 1.0254e-08 | 0.063625 | 9.7661e-09
[120 empty] | 7.3.5.15 Identification and remediation of “at-risk species”WLDFRVegetation ContactBranch (OverHanging) | WLDFR | HFTD - Distribution - Tier 3 - 4QU CoRE ¦ 3QU LoRE | Red Flag Warning - Destructive Fires | Vegetation Contact | Branch (OverHanging) | 2049 | 1.5349e-07 | 384.7705 | 5.906e-05 | 2049 | Mitigation | 0.9 | 30 | 0 | esc | 0.069113 | 1.0609e-08 | 0.072978 | 1.1202e-08 | 0.066806 | 1.0254e-08 | 0.063625 | 9.7661e-09
[120 empty] | 7.3.5.15 Identification and remediation of “at-risk species”WLDFRVegetation ContactBranch (OverHanging) | WLDFR | HFTD - Distribution - Tier 3 - 4QU CoRE ¦ 3QU LoRE | Red Flag Warning - Destructive Fires | Vegetation Contact | Branch (OverHanging) | 2050 | 1.5349e-07 | 384.7705 | 5.906e-05 | 2050 | Mitigation | 0.9 | 30 | 0 | esc | 0 | 0 | 0.072978 | 1.1202e-08 | 0.066806 | 1.0254e-08 | 0.063625 | 9.7661e-09
[120 empty] | 7.3.5.15 Identification and remediation of “at-risk species”WLDFRVegetation ContactBranch (OverHanging) | WLDFR | HFTD - Distribution - Tier 3 - 4QU CoRE ¦ 3QU LoRE | Red Flag Warning - Destructive Fires | Vegetation Contact | Branch (OverHanging) | 2051 | 1.5349e-07 | 384.7705 | 5.906e-05 | 2051 | Mitigation | 0.9 | 30 | 0 | esc | 0 | 0 | 0 | 0 | 0.066806 | 1.0254e-08 | 0.063625 | 9.7661e-09
[120 empty] | 7.3.5.15 Identification and remediation of “at-risk species”WLDFRVegetation ContactBranch (OverHanging) | WLDFR | HFTD - Distribution - Tier 3 - 4QU CoRE ¦ 3QU LoRE | Red Flag Warning - Destructive Fires | Vegetation Contact | Branch (OverHanging) | 2052 | 1.5349e-07 | 384.7705 | 5.906e-05 | 2052 | Mitigation | 0.9 | 30 | 0 | esc | 0 | 0 | 0 | 0 | 0 | 0 | 0.063625 | 9.7661e-09
[120 empty] | 7.3.5.15 Identification and remediation of “at-risk species”WLDFRVegetation ContactFell into (Moderate-Severe defect) | WLDFR | HFTD - Distribution - Tier 3 - 4QU CoRE ¦ 3QU LoRE | Red Flag Warning - Destructive Fires | Vegetation Contact | Fell into (Moderate-Severe defect) | 2022 | 4.8349e-08 | 384.7705 | 1.8603e-05 | 2022 | Mitigation | 0.95 | 1 | 0 | esc | 0 | 0 | 0 | 0 | 0.070518 | 3.4095e-09 | 0 | 0
[120 empty] | 7.3.5.15 Identification and remediation of “at-risk species”WLDFRVegetation ContactFell into (Moderate-Severe defect) | WLDFR | HFTD - Distribution - Tier 3 - 4QU CoRE ¦ 3QU LoRE | Red Flag Warning - Destructive Fires | Vegetation Contact | Fell into (Moderate-Severe defect) | 2023 | 4.8349e-08 | 384.7705 | 1.8603e-05 | 2023 | Mitigation | 0.95 | 1 | 0 | esc | 0 | 0 | 0 | 0 | 0 | 0 | 0.06716 | 3.2471e-09
[120 empty] | 7.3.5.15 Identification and remediation of “at-risk species”WLDFRVegetation ContactFell into (slight defect) | WLDFR | HFTD - Distribution - Tier 3 - 4QU CoRE ¦ 3QU LoRE | Red Flag Warning - Destructive Fires | Vegetation Contact | Fell into (slight defect) | 2022 | 5.3609e-08 | 384.7705 | 2.0627e-05 | 2022 | Mitigation | 0.5 | 1 | 0 | esc | 0 | 0 | 0 | 0 | 0.037115 | 1.9897e-09 | 0 | 0
[120 empty] | 7.3.5.15 Identification and remediation of “at-risk species”WLDFRVegetation ContactFell into (slight defect) | WLDFR | HFTD - Distribution - Tier 3 - 4QU CoRE ¦ 3QU LoRE | Red Flag Warning - Destructive Fires | Vegetation Contact | Fell into (slight defect) | 2023 | 5.3609e-08 | 384.7705 | 2.0627e-05 | 2023 | Mitigation | 0.5 | 1 | 0 | esc | 0 | 0 | 0 | 0 | 0 | 0 | 0.035347 | 1.8949e-09
[120 empty] | 7.3.5.15 Identification and remediation of “at-risk species”WLDFRVegetation ContactGrow Into | WLDFR | HFTD - Distribution - Tier 3 - 4QU CoRE ¦ 3QU LoRE | Red Flag Warning - Destructive Fires | Vegetation Contact | Grow Into | 2022 | 5.6121e-09 | 384.7705 | 2.1594e-06 | 2022 | Mitigation | 0.5 | 1 | 0 | esc | 0 | 0 | 0 | 0 | 0.037115 | 2.0829e-10 | 0 | 0
[120 empty] | 7.3.5.15 Identification and remediation of “at-risk species”WLDFRVegetation ContactGrow Into | WLDFR | HFTD - Distribution - Tier 3 - 4QU CoRE ¦ 3QU LoRE | Red Flag Warning - Destructive Fires | Vegetation Contact | Grow Into | 2023 | 5.6121e-09 | 384.7705 | 2.1594e-06 | 2023 | Mitigation | 0.5 | 1 | 0 | esc | 0 | 0 | 0 | 0 | 0 | 0 | 0.035347 | 1.9837e-10
[120 empty] | 7.3.5.15 Identification and remediation of “at-risk species”WLDFRVegetation ContactBranch (Not overhanging, 4-12ft) | WLDFR | HFTD - Distribution - Tier 3 - 4QU CoRE ¦ 3QU LoRE | Red Flag Warning - Large Fires | Vegetation Contact | Branch (Not overhanging, 4-12ft) | 2022 | 1.5634e-07 | 384.7705 | 6.0153e-05 | 2022 | Mitigation | 0.5 | 30 | 0 | esc | 0.038396 | 6.0027e-09 | 0.040543 | 6.3383e-09 | 0.037115 | 5.8023e-09 | 0 | 0
[120 empty] | 7.3.5.15 Identification and remediation of “at-risk species”WLDFRVegetation ContactBranch (Not overhanging, 4-12ft) | WLDFR | HFTD - Distribution - Tier 3 - 4QU CoRE ¦ 3QU LoRE | Red Flag Warning - Large Fires | Vegetation Contact | Branch (Not overhanging, 4-12ft) | 2023 | 1.5634e-07 | 384.7705 | 6.0153e-05 | 2023 | Mitigation | 0.5 | 30 | 0 | esc | 0.038396 | 6.0027e-09 | 0.040543 | 6.3383e-09 | 0.037115 | 5.8023e-09 | 0.035347 | 5.526e-09
[120 empty] | 7.3.5.15 Identification and remediation of “at-risk species”WLDFRVegetation ContactBranch (Not overhanging, 4-12ft) | WLDFR | HFTD - Distribution - Tier 3 - 4QU CoRE ¦ 3QU LoRE | Red Flag Warning - Large Fires | Vegetation Contact | Branch (Not overhanging, 4-12ft) | 2024 | 1.5634e-07 | 384.7705 | 6.0153e-05 | 2024 | Mitigation | 0.5 | 30 | 0 | esc | 0.038396 | 6.0027e-09 | 0.040543 | 6.3383e-09 | 0.037115 | 5.8023e-09 | 0.035347 | 5.526e-09
[120 empty] | 7.3.5.15 Identification and remediation of “at-risk species”WLDFRVegetation ContactBranch (Not overhanging, 4-12ft) | WLDFR | HFTD - Distribution - Tier 3 - 4QU CoRE ¦ 3QU LoRE | Red Flag Warning - Large Fires | Vegetation Contact | Branch (Not overhanging, 4-12ft) | 2025 | 1.5634e-07 | 384.7705 | 6.0153e-05 | 2025 | Mitigation | 0.5 | 30 | 0 | esc | 0.038396 | 6.0027e-09 | 0.040543 | 6.3383e-09 | 0.037115 | 5.8023e-09 | 0.035347 | 5.526e-09
[120 empty] | 7.3.5.15 Identification and remediation of “at-risk species”WLDFRVegetation ContactBranch (Not overhanging, 4-12ft) | WLDFR | HFTD - Distribution - Tier 3 - 4QU CoRE ¦ 3QU LoRE | Red Flag Warning - Large Fires | Vegetation Contact | Branch (Not overhanging, 4-12ft) | 2026 | 1.5634e-07 | 384.7705 | 6.0153e-05 | 2026 | Mitigation | 0.5 | 30 | 0 | esc | 0.038396 | 6.0027e-09 | 0.040543 | 6.3383e-09 | 0.037115 | 5.8023e-09 | 0.035347 | 5.526e-09
[120 empty] | 7.3.5.15 Identification and remediation of “at-risk species”WLDFRVegetation ContactBranch (Not overhanging, 4-12ft) | WLDFR | HFTD - Distribution - Tier 3 - 4QU CoRE ¦ 3QU LoRE | Red Flag Warning - Large Fires | Vegetation Contact | Branch (Not overhanging, 4-12ft) | 2027 | 1.5634e-07 | 384.7705 | 6.0153e-05 | 2027 | Mitigation | 0.5 | 30 | 0 | esc | 0.038396 | 6.0027e-09 | 0.040543 | 6.3383e-09 | 0.037115 | 5.8023e-09 | 0.035347 | 5.526e-09
[120 empty] | 7.3.5.15 Identification and remediation of “at-risk species”WLDFRVegetation ContactBranch (Not overhanging, 4-12ft) | WLDFR | HFTD - Distribution - Tier 3 - 4QU CoRE ¦ 3QU LoRE | Red Flag Warning - Large Fires | Vegetation Contact | Branch (Not overhanging, 4-12ft) | 2028 | 1.5634e-07 | 384.7705 | 6.0153e-05 | 2028 | Mitigation | 0.5 | 30 | 0 | esc | 0.038396 | 6.0027e-09 | 0.040543 | 6.3383e-09 | 0.037115 | 5.8023e-09 | 0.035347 | 5.526e-09
[120 empty] | 7.3.5.15 Identification and remediation of “at-risk species”WLDFRVegetation ContactBranch (Not overhanging, 4-12ft) | WLDFR | HFTD - Distribution - Tier 3 - 4QU CoRE ¦ 3QU LoRE | Red Flag Warning - Large Fires | Vegetation Contact | Branch (Not overhanging, 4-12ft) | 2029 | 1.5634e-07 | 384.7705 | 6.0153e-05 | 2029 | Mitigation | 0.5 | 30 | 0 | esc | 0.038396 | 6.0027e-09 | 0.040543 | 6.3383e-09 | 0.037115 | 5.8023e-09 | 0.035347 | 5.526e-09
[120 empty] | 7.3.5.15 Identification and remediation of “at-risk species”WLDFRVegetation ContactBranch (Not overhanging, 4-12ft) | WLDFR | HFTD - Distribution - Tier 3 - 4QU CoRE ¦ 3QU LoRE | Red Flag Warning - Large Fires | Vegetation Contact | Branch (Not overhanging, 4-12ft) | 2030 | 1.5634e-07 | 384.7705 | 6.0153e-05 | 2030 | Mitigation | 0.5 | 30 | 0 | esc | 0.038396 | 6.0027e-09 | 0.040543 | 6.3383e-09 | 0.037115 | 5.8023e-09 | 0.035347 | 5.526e-09
[120 empty] | 7.3.5.15 Identification and remediation of “at-risk species”WLDFRVegetation ContactBranch (Not overhanging, 4-12ft) | WLDFR | HFTD - Distribution - Tier 3 - 4QU CoRE ¦ 3QU LoRE | Red Flag Warning - Large Fires | Vegetation Contact | Branch (Not overhanging, 4-12ft) | 2031 | 1.5634e-07 | 384.7705 | 6.0153e-05 | 2031 | Mitigation | 0.5 | 30 | 0 | esc | 0.038396 | 6.0027e-09 | 0.040543 | 6.3383e-09 | 0.037115 | 5.8023e-09 | 0.035347 | 5.526e-09
[120 empty] | 7.3.5.15 Identification and remediation of “at-risk species”WLDFRVegetation ContactBranch (Not overhanging, 4-12ft) | WLDFR | HFTD - Distribution - Tier 3 - 4QU CoRE ¦ 3QU LoRE | Red Flag Warning - Large Fires | Vegetation Contact | Branch (Not overhanging, 4-12ft) | 2032 | 1.5634e-07 | 384.7705 | 6.0153e-05 | 2032 | Mitigation | 0.5 | 30 | 0 | esc | 0.038396 | 6.0027e-09 | 0.040543 | 6.3383e-09 | 0.037115 | 5.8023e-09 | 0.035347 | 5.526e-09
[120 empty] | 7.3.5.15 Identification and remediation of “at-risk species”WLDFRVegetation ContactBranch (Not overhanging, 4-12ft) | WLDFR | HFTD - Distribution - Tier 3 - 4QU CoRE ¦ 3QU LoRE | Red Flag Warning - Large Fires | Vegetation Contact | Branch (Not overhanging, 4-12ft) | 2033 | 1.5634e-07 | 384.7705 | 6.0153e-05 | 2033 | Mitigation | 0.5 | 30 | 0 | esc | 0.038396 | 6.0027e-09 | 0.040543 | 6.3383e-09 | 0.037115 | 5.8023e-09 | 0.035347 | 5.526e-09
[120 empty] | 7.3.5.15 Identification and remediation of “at-risk species”WLDFRVegetation ContactBranch (Not overhanging, 4-12ft) | WLDFR | HFTD - Distribution - Tier 3 - 4QU CoRE ¦ 3QU LoRE | Red Flag Warning - Large Fires | Vegetation Contact | Branch (Not overhanging, 4-12ft) | 2034 | 1.5634e-07 | 384.7705 | 6.0153e-05 | 2034 | Mitigation | 0.5 | 30 | 0 | esc | 0.038396 | 6.0027e-09 | 0.040543 | 6.3383e-09 | 0.037115 | 5.8023e-09 | 0.035347 | 5.526e-09
[120 empty] | 7.3.5.15 Identification and remediation of “at-risk species”WLDFRVegetation ContactBranch (Not overhanging, 4-12ft) | WLDFR | HFTD - Distribution - Tier 3 - 4QU CoRE ¦ 3QU LoRE | Red Flag Warning - Large Fires | Vegetation Contact | Branch (Not overhanging, 4-12ft) | 2035 | 1.5634e-07 | 384.7705 | 6.0153e-05 | 2035 | Mitigation | 0.5 | 30 | 0 | esc | 0.038396 | 6.0027e-09 | 0.040543 | 6.3383e-09 | 0.037115 | 5.8023e-09 | 0.035347 | 5.526e-09
[120 empty] | 7.3.5.15 Identification and remediation of “at-risk species”WLDFRVegetation ContactBranch (Not overhanging, 4-12ft) | WLDFR | HFTD - Distribution - Tier 3 - 4QU CoRE ¦ 3QU LoRE | Red Flag Warning - Large Fires | Vegetation Contact | Branch (Not overhanging, 4-12ft) | 2036 | 1.5634e-07 | 384.7705 | 6.0153e-05 | 2036 | Mitigation | 0.5 | 30 | 0 | esc | 0.038396 | 6.0027e-09 | 0.040543 | 6.3383e-09 | 0.037115 | 5.8023e-09 | 0.035347 | 5.526e-09
[120 empty] | 7.3.5.15 Identification and remediation of “at-risk species”WLDFRVegetation ContactBranch (Not overhanging, 4-12ft) | WLDFR | HFTD - Distribution - Tier 3 - 4QU CoRE ¦ 3QU LoRE | Red Flag Warning - Large Fires | Vegetation Contact | Branch (Not overhanging, 4-12ft) | 2037 | 1.5634e-07 | 384.7705 | 6.0153e-05 | 2037 | Mitigation | 0.5 | 30 | 0 | esc | 0.038396 | 6.0027e-09 | 0.040543 | 6.3383e-09 | 0.037115 | 5.8023e-09 | 0.035347 | 5.526e-09
[120 empty] | 7.3.5.15 Identification and remediation of “at-risk species”WLDFRVegetation ContactBranch (Not overhanging, 4-12ft) | WLDFR | HFTD - Distribution - Tier 3 - 4QU CoRE ¦ 3QU LoRE | Red Flag Warning - Large Fires | Vegetation Contact | Branch (Not overhanging, 4-12ft) | 2038 | 1.5634e-07 | 384.7705 | 6.0153e-05 | 2038 | Mitigation | 0.5 | 30 | 0 | esc | 0.038396 | 6.0027e-09 | 0.040543 | 6.3383e-09 | 0.037115 | 5.8023e-09 | 0.035347 | 5.526e-09
[120 empty] | 7.3.5.15 Identification and remediation of “at-risk species”WLDFRVegetation ContactBranch (Not overhanging, 4-12ft) | WLDFR | HFTD - Distribution - Tier 3 - 4QU CoRE ¦ 3QU LoRE | Red Flag Warning - Large Fires | Vegetation Contact | Branch (Not overhanging, 4-12ft) | 2039 | 1.5634e-07 | 384.7705 | 6.0153e-05 | 2039 | Mitigation | 0.5 | 30 | 0 | esc | 0.038396 | 6.0027e-09 | 0.040543 | 6.3383e-09 | 0.037115 | 5.8023e-09 | 0.035347 | 5.526e-09
[120 empty] | 7.3.5.15 Identification and remediation of “at-risk species”WLDFRVegetation ContactBranch (Not overhanging, 4-12ft) | WLDFR | HFTD - Distribution - Tier 3 - 4QU CoRE ¦ 3QU LoRE | Red Flag Warning - Large Fires | Vegetation Contact | Branch (Not overhanging, 4-12ft) | 2040 | 1.5634e-07 | 384.7705 | 6.0153e-05 | 2040 | Mitigation | 0.5 | 30 | 0 | esc | 0.038396 | 6.0027e-09 | 0.040543 | 6.3383e-09 | 0.037115 | 5.8023e-09 | 0.035347 | 5.526e-09
[120 empty] | 7.3.5.15 Identification and remediation of “at-risk species”WLDFRVegetation ContactBranch (Not overhanging, 4-12ft) | WLDFR | HFTD - Distribution - Tier 3 - 4QU CoRE ¦ 3QU LoRE | Red Flag Warning - Large Fires | Vegetation Contact | Branch (Not overhanging, 4-12ft) | 2041 | 1.5634e-07 | 384.7705 | 6.0153e-05 | 2041 | Mitigation | 0.5 | 30 | 0 | esc | 0.038396 | 6.0027e-09 | 0.040543 | 6.3383e-09 | 0.037115 | 5.8023e-09 | 0.035347 | 5.526e-09
[120 empty] | 7.3.5.15 Identification and remediation of “at-risk species”WLDFRVegetation ContactBranch (Not overhanging, 4-12ft) | WLDFR | HFTD - Distribution - Tier 3 - 4QU CoRE ¦ 3QU LoRE | Red Flag Warning - Large Fires | Vegetation Contact | Branch (Not overhanging, 4-12ft) | 2042 | 1.5634e-07 | 384.7705 | 6.0153e-05 | 2042 | Mitigation | 0.5 | 30 | 0 | esc | 0.038396 | 6.0027e-09 | 0.040543 | 6.3383e-09 | 0.037115 | 5.8023e-09 | 0.035347 | 5.526e-09
[120 empty] | 7.3.5.15 Identification and remediation of “at-risk species”WLDFRVegetation ContactBranch (Not overhanging, 4-12ft) | WLDFR | HFTD - Distribution - Tier 3 - 4QU CoRE ¦ 3QU LoRE | Red Flag Warning - Large Fires | Vegetation Contact | Branch (Not overhanging, 4-12ft) | 2043 | 1.5634e-07 | 384.7705 | 6.0153e-05 | 2043 | Mitigation | 0.5 | 30 | 0 | esc | 0.038396 | 6.0027e-09 | 0.040543 | 6.3383e-09 | 0.037115 | 5.8023e-09 | 0.035347 | 5.526e-09
[120 empty] | 7.3.5.15 Identification and remediation of “at-risk species”WLDFRVegetation ContactBranch (Not overhanging, 4-12ft) | WLDFR | HFTD - Distribution - Tier 3 - 4QU CoRE ¦ 3QU LoRE | Red Flag Warning - Large Fires | Vegetation Contact | Branch (Not overhanging, 4-12ft) | 2044 | 1.5634e-07 | 384.7705 | 6.0153e-05 | 2044 | Mitigation | 0.5 | 30 | 0 | esc | 0.038396 | 6.0027e-09 | 0.040543 | 6.3383e-09 | 0.037115 | 5.8023e-09 | 0.035347 | 5.526e-09
[120 empty] | 7.3.5.15 Identification and remediation of “at-risk species”WLDFRVegetation ContactBranch (Not overhanging, 4-12ft) | WLDFR | HFTD - Distribution - Tier 3 - 4QU CoRE ¦ 3QU LoRE | Red Flag Warning - Large Fires | Vegetation Contact | Branch (Not overhanging, 4-12ft) | 2045 | 1.5634e-07 | 384.7705 | 6.0153e-05 | 2045 | Mitigation | 0.5 | 30 | 0 | esc | 0.038396 | 6.0027e-09 | 0.040543 | 6.3383e-09 | 0.037115 | 5.8023e-09 | 0.035347 | 5.526e-09
[120 empty] | 7.3.5.15 Identification and remediation of “at-risk species”WLDFRVegetation ContactBranch (Not overhanging, 4-12ft) | WLDFR | HFTD - Distribution - Tier 3 - 4QU CoRE ¦ 3QU LoRE | Red Flag Warning - Large Fires | Vegetation Contact | Branch (Not overhanging, 4-12ft) | 2046 | 1.5634e-07 | 384.7705 | 6.0153e-05 | 2046 | Mitigation | 0.5 | 30 | 0 | esc | 0.038396 | 6.0027e-09 | 0.040543 | 6.3383e-09 | 0.037115 | 5.8023e-09 | 0.035347 | 5.526e-09
[120 empty] | 7.3.5.15 Identification and remediation of “at-risk species”WLDFRVegetation ContactBranch (Not overhanging, 4-12ft) | WLDFR | HFTD - Distribution - Tier 3 - 4QU CoRE ¦ 3QU LoRE | Red Flag Warning - Large Fires | Vegetation Contact | Branch (Not overhanging, 4-12ft) | 2047 | 1.5634e-07 | 384.7705 | 6.0153e-05 | 2047 | Mitigation | 0.5 | 30 | 0 | esc | 0.038396 | 6.0027e-09 | 0.040543 | 6.3383e-09 | 0.037115 | 5.8023e-09 | 0.035347 | 5.526e-09
[120 empty] | 7.3.5.15 Identification and remediation of “at-risk species”WLDFRVegetation ContactBranch (Not overhanging, 4-12ft) | WLDFR | HFTD - Distribution - Tier 3 - 4QU CoRE ¦ 3QU LoRE | Red Flag Warning - Large Fires | Vegetation Contact | Branch (Not overhanging, 4-12ft) | 2048 | 1.5634e-07 | 384.7705 | 6.0153e-05 | 2048 | Mitigation | 0.5 | 30 | 0 | esc | 0.038396 | 6.0027e-09 | 0.040543 | 6.3383e-09 | 0.037115 | 5.8023e-09 | 0.035347 | 5.526e-09
[120 empty] | 7.3.5.15 Identification and remediation of “at-risk species”WLDFRVegetation ContactBranch (Not overhanging, 4-12ft) | WLDFR | HFTD - Distribution - Tier 3 - 4QU CoRE ¦ 3QU LoRE | Red Flag Warning - Large Fires | Vegetation Contact | Branch (Not overhanging, 4-12ft) | 2049 | 1.5634e-07 | 384.7705 | 6.0153e-05 | 2049 | Mitigation | 0.5 | 30 | 0 | esc | 0.038396 | 6.0027e-09 | 0.040543 | 6.3383e-09 | 0.037115 | 5.8023e-09 | 0.035347 | 5.526e-09
[120 empty] | 7.3.5.15 Identification and remediation of “at-risk species”WLDFRVegetation ContactBranch (Not overhanging, 4-12ft) | WLDFR | HFTD - Distribution - Tier 3 - 4QU CoRE ¦ 3QU LoRE | Red Flag Warning - Large Fires | Vegetation Contact | Branch (Not overhanging, 4-12ft) | 2050 | 1.5634e-07 | 384.7705 | 6.0153e-05 | 2050 | Mitigation | 0.5 | 30 | 0 | esc | 0 | 0 | 0.040543 | 6.3383e-09 | 0.037115 | 5.8023e-09 | 0.035347 | 5.526e-09
[120 empty] | 7.3.5.15 Identification and remediation of “at-risk species”WLDFRVegetation ContactBranch (Not overhanging, 4-12ft) | WLDFR | HFTD - Distribution - Tier 3 - 4QU CoRE ¦ 3QU LoRE | Red Flag Warning - Large Fires | Vegetation Contact | Branch (Not overhanging, 4-12ft) | 2051 | 1.5634e-07 | 384.7705 | 6.0153e-05 | 2051 | Mitigation | 0.5 | 30 | 0 | esc | 0 | 0 | 0 | 0 | 0.037115 | 5.8023e-09 | 0.035347 | 5.526e-09
[120 empty] | 7.3.5.15 Identification and remediation of “at-risk species”WLDFRVegetation ContactBranch (Not overhanging, 4-12ft) | WLDFR | HFTD - Distribution - Tier 3 - 4QU CoRE ¦ 3QU LoRE | Red Flag Warning - Large Fires | Vegetation Contact | Branch (Not overhanging, 4-12ft) | 2052 | 1.5634e-07 | 384.7705 | 6.0153e-05 | 2052 | Mitigation | 0.5 | 30 | 0 | esc | 0 | 0 | 0 | 0 | 0 | 0 | 0.035347 | 5.526e-09
[120 empty] | 7.3.5.15 Identification and remediation of “at-risk species”WLDFRVegetation ContactBranch (Not overhanging, within 4ft) | WLDFR | HFTD - Distribution - Tier 3 - 4QU CoRE ¦ 3QU LoRE | Red Flag Warning - Large Fires | Vegetation Contact | Branch (Not overhanging, within 4ft) | 2022 | 3.8277e-08 | 384.7705 | 1.4728e-05 | 2022 | Mitigation | 0.9 | 30 | 0 | esc | 0.069113 | 2.6455e-09 | 0.072978 | 2.7934e-09 | 0.066806 | 2.5572e-09 | 0 | 0
[120 empty] | 7.3.5.15 Identification and remediation of “at-risk species”WLDFRVegetation ContactBranch (Not overhanging, within 4ft) | WLDFR | HFTD - Distribution - Tier 3 - 4QU CoRE ¦ 3QU LoRE | Red Flag Warning - Large Fires | Vegetation Contact | Branch (Not overhanging, within 4ft) | 2023 | 3.8277e-08 | 384.7705 | 1.4728e-05 | 2023 | Mitigation | 0.9 | 30 | 0 | esc | 0.069113 | 2.6455e-09 | 0.072978 | 2.7934e-09 | 0.066806 | 2.5572e-09 | 0.063625 | 2.4354e-09
[120 empty] | 7.3.5.15 Identification and remediation of “at-risk species”WLDFRVegetation ContactBranch (Not overhanging, within 4ft) | WLDFR | HFTD - Distribution - Tier 3 - 4QU CoRE ¦ 3QU LoRE | Red Flag Warning - Large Fires | Vegetation Contact | Branch (Not overhanging, within 4ft) | 2024 | 3.8277e-08 | 384.7705 | 1.4728e-05 | 2024 | Mitigation | 0.9 | 30 | 0 | esc | 0.069113 | 2.6455e-09 | 0.072978 | 2.7934e-09 | 0.066806 | 2.5572e-09 | 0.063625 | 2.4354e-09
[120 empty] | 7.3.5.15 Identification and remediation of “at-risk species”WLDFRVegetation ContactBranch (Not overhanging, within 4ft) | WLDFR | HFTD - Distribution - Tier 3 - 4QU CoRE ¦ 3QU LoRE | Red Flag Warning - Large Fires | Vegetation Contact | Branch (Not overhanging, within 4ft) | 2025 | 3.8277e-08 | 384.7705 | 1.4728e-05 | 2025 | Mitigation | 0.9 | 30 | 0 | esc | 0.069113 | 2.6455e-09 | 0.072978 | 2.7934e-09 | 0.066806 | 2.5572e-09 | 0.063625 | 2.4354e-09
[120 empty] | 7.3.5.15 Identification and remediation of “at-risk species”WLDFRVegetation ContactBranch (Not overhanging, within 4ft) | WLDFR | HFTD - Distribution - Tier 3 - 4QU CoRE ¦ 3QU LoRE | Red Flag Warning - Large Fires | Vegetation Contact | Branch (Not overhanging, within 4ft) | 2026 | 3.8277e-08 | 384.7705 | 1.4728e-05 | 2026 | Mitigation | 0.9 | 30 | 0 | esc | 0.069113 | 2.6455e-09 | 0.072978 | 2.7934e-09 | 0.066806 | 2.5572e-09 | 0.063625 | 2.4354e-09
[120 empty] | 7.3.5.15 Identification and remediation of “at-risk species”WLDFRVegetation ContactBranch (Not overhanging, within 4ft) | WLDFR | HFTD - Distribution - Tier 3 - 4QU CoRE ¦ 3QU LoRE | Red Flag Warning - Large Fires | Vegetation Contact | Branch (Not overhanging, within 4ft) | 2027 | 3.8277e-08 | 384.7705 | 1.4728e-05 | 2027 | Mitigation | 0.9 | 30 | 0 | esc | 0.069113 | 2.6455e-09 | 0.072978 | 2.7934e-09 | 0.066806 | 2.5572e-09 | 0.063625 | 2.4354e-09
[120 empty] | 7.3.5.15 Identification and remediation of “at-risk species”WLDFRVegetation ContactBranch (Not overhanging, within 4ft) | WLDFR | HFTD - Distribution - Tier 3 - 4QU CoRE ¦ 3QU LoRE | Red Flag Warning - Large Fires | Vegetation Contact | Branch (Not overhanging, within 4ft) | 2028 | 3.8277e-08 | 384.7705 | 1.4728e-05 | 2028 | Mitigation | 0.9 | 30 | 0 | esc | 0.069113 | 2.6455e-09 | 0.072978 | 2.7934e-09 | 0.066806 | 2.5572e-09 | 0.063625 | 2.4354e-09
[120 empty] | 7.3.5.15 Identification and remediation of “at-risk species”WLDFRVegetation ContactBranch (Not overhanging, within 4ft) | WLDFR | HFTD - Distribution - Tier 3 - 4QU CoRE ¦ 3QU LoRE | Red Flag Warning - Large Fires | Vegetation Contact | Branch (Not overhanging, within 4ft) | 2029 | 3.8277e-08 | 384.7705 | 1.4728e-05 | 2029 | Mitigation | 0.9 | 30 | 0 | esc | 0.069113 | 2.6455e-09 | 0.072978 | 2.7934e-09 | 0.066806 | 2.5572e-09 | 0.063625 | 2.4354e-09
[120 empty] | 7.3.5.15 Identification and remediation of “at-risk species”WLDFRVegetation ContactBranch (Not overhanging, within 4ft) | WLDFR | HFTD - Distribution - Tier 3 - 4QU CoRE ¦ 3QU LoRE | Red Flag Warning - Large Fires | Vegetation Contact | Branch (Not overhanging, within 4ft) | 2030 | 3.8277e-08 | 384.7705 | 1.4728e-05 | 2030 | Mitigation | 0.9 | 30 | 0 | esc | 0.069113 | 2.6455e-09 | 0.072978 | 2.7934e-09 | 0.066806 | 2.5572e-09 | 0.063625 | 2.4354e-09
[120 empty] | 7.3.5.15 Identification and remediation of “at-risk species”WLDFRVegetation ContactBranch (Not overhanging, within 4ft) | WLDFR | HFTD - Distribution - Tier 3 - 4QU CoRE ¦ 3QU LoRE | Red Flag Warning - Large Fires | Vegetation Contact | Branch (Not overhanging, within 4ft) | 2031 | 3.8277e-08 | 384.7705 | 1.4728e-05 | 2031 | Mitigation | 0.9 | 30 | 0 | esc | 0.069113 | 2.6455e-09 | 0.072978 | 2.7934e-09 | 0.066806 | 2.5572e-09 | 0.063625 | 2.4354e-09
[120 empty] | 7.3.5.15 Identification and remediation of “at-risk species”WLDFRVegetation ContactBranch (Not overhanging, within 4ft) | WLDFR | HFTD - Distribution - Tier 3 - 4QU CoRE ¦ 3QU LoRE | Red Flag Warning - Large Fires | Vegetation Contact | Branch (Not overhanging, within 4ft) | 2032 | 3.8277e-08 | 384.7705 | 1.4728e-05 | 2032 | Mitigation | 0.9 | 30 | 0 | esc | 0.069113 | 2.6455e-09 | 0.072978 | 2.7934e-09 | 0.066806 | 2.5572e-09 | 0.063625 | 2.4354e-09
[120 empty] | 7.3.5.15 Identification and remediation of “at-risk species”WLDFRVegetation ContactBranch (Not overhanging, within 4ft) | WLDFR | HFTD - Distribution - Tier 3 - 4QU CoRE ¦ 3QU LoRE | Red Flag Warning - Large Fires | Vegetation Contact | Branch (Not overhanging, within 4ft) | 2033 | 3.8277e-08 | 384.7705 | 1.4728e-05 | 2033 | Mitigation | 0.9 | 30 | 0 | esc | 0.069113 | 2.6455e-09 | 0.072978 | 2.7934e-09 | 0.066806 | 2.5572e-09 | 0.063625 | 2.4354e-09
[120 empty] | 7.3.5.15 Identification and remediation of “at-risk species”WLDFRVegetation ContactBranch (Not overhanging, within 4ft) | WLDFR | HFTD - Distribution - Tier 3 - 4QU CoRE ¦ 3QU LoRE | Red Flag Warning - Large Fires | Vegetation Contact | Branch (Not overhanging, within 4ft) | 2034 | 3.8277e-08 | 384.7705 | 1.4728e-05 | 2034 | Mitigation | 0.9 | 30 | 0 | esc | 0.069113 | 2.6455e-09 | 0.072978 | 2.7934e-09 | 0.066806 | 2.5572e-09 | 0.063625 | 2.4354e-09
[120 empty] | 7.3.5.15 Identification and remediation of “at-risk species”WLDFRVegetation ContactBranch (Not overhanging, within 4ft) | WLDFR | HFTD - Distribution - Tier 3 - 4QU CoRE ¦ 3QU LoRE | Red Flag Warning - Large Fires | Vegetation Contact | Branch (Not overhanging, within 4ft) | 2035 | 3.8277e-08 | 384.7705 | 1.4728e-05 | 2035 | Mitigation | 0.9 | 30 | 0 | esc | 0.069113 | 2.6455e-09 | 0.072978 | 2.7934e-09 | 0.066806 | 2.5572e-09 | 0.063625 | 2.4354e-09
[120 empty] | 7.3.5.15 Identification and remediation of “at-risk species”WLDFRVegetation ContactBranch (Not overhanging, within 4ft) | WLDFR | HFTD - Distribution - Tier 3 - 4QU CoRE ¦ 3QU LoRE | Red Flag Warning - Large Fires | Vegetation Contact | Branch (Not overhanging, within 4ft) | 2036 | 3.8277e-08 | 384.7705 | 1.4728e-05 | 2036 | Mitigation | 0.9 | 30 | 0 | esc | 0.069113 | 2.6455e-09 | 0.072978 | 2.7934e-09 | 0.066806 | 2.5572e-09 | 0.063625 | 2.4354e-09
[120 empty] | 7.3.5.15 Identification and remediation of “at-risk species”WLDFRVegetation ContactBranch (Not overhanging, within 4ft) | WLDFR | HFTD - Distribution - Tier 3 - 4QU CoRE ¦ 3QU LoRE | Red Flag Warning - Large Fires | Vegetation Contact | Branch (Not overhanging, within 4ft) | 2037 | 3.8277e-08 | 384.7705 | 1.4728e-05 | 2037 | Mitigation | 0.9 | 30 | 0 | esc | 0.069113 | 2.6455e-09 | 0.072978 | 2.7934e-09 | 0.066806 | 2.5572e-09 | 0.063625 | 2.4354e-09
[120 empty] | 7.3.5.15 Identification and remediation of “at-risk species”WLDFRVegetation ContactBranch (Not overhanging, within 4ft) | WLDFR | HFTD - Distribution - Tier 3 - 4QU CoRE ¦ 3QU LoRE | Red Flag Warning - Large Fires | Vegetation Contact | Branch (Not overhanging, within 4ft) | 2038 | 3.8277e-08 | 384.7705 | 1.4728e-05 | 2038 | Mitigation | 0.9 | 30 | 0 | esc | 0.069113 | 2.6455e-09 | 0.072978 | 2.7934e-09 | 0.066806 | 2.5572e-09 | 0.063625 | 2.4354e-09
[120 empty] | 7.3.5.15 Identification and remediation of “at-risk species”WLDFRVegetation ContactBranch (Not overhanging, within 4ft) | WLDFR | HFTD - Distribution - Tier 3 - 4QU CoRE ¦ 3QU LoRE | Red Flag Warning - Large Fires | Vegetation Contact | Branch (Not overhanging, within 4ft) | 2039 | 3.8277e-08 | 384.7705 | 1.4728e-05 | 2039 | Mitigation | 0.9 | 30 | 0 | esc | 0.069113 | 2.6455e-09 | 0.072978 | 2.7934e-09 | 0.066806 | 2.5572e-09 | 0.063625 | 2.4354e-09
[120 empty] | 7.3.5.15 Identification and remediation of “at-risk species”WLDFRVegetation ContactBranch (Not overhanging, within 4ft) | WLDFR | HFTD - Distribution - Tier 3 - 4QU CoRE ¦ 3QU LoRE | Red Flag Warning - Large Fires | Vegetation Contact | Branch (Not overhanging, within 4ft) | 2040 | 3.8277e-08 | 384.7705 | 1.4728e-05 | 2040 | Mitigation | 0.9 | 30 | 0 | esc | 0.069113 | 2.6455e-09 | 0.072978 | 2.7934e-09 | 0.066806 | 2.5572e-09 | 0.063625 | 2.4354e-09
[120 empty] | 7.3.5.15 Identification and remediation of “at-risk species”WLDFRVegetation ContactBranch (Not overhanging, within 4ft) | WLDFR | HFTD - Distribution - Tier 3 - 4QU CoRE ¦ 3QU LoRE | Red Flag Warning - Large Fires | Vegetation Contact | Branch (Not overhanging, within 4ft) | 2041 | 3.8277e-08 | 384.7705 | 1.4728e-05 | 2041 | Mitigation | 0.9 | 30 | 0 | esc | 0.069113 | 2.6455e-09 | 0.072978 | 2.7934e-09 | 0.066806 | 2.5572e-09 | 0.063625 | 2.4354e-09
[120 empty] | 7.3.5.15 Identification and remediation of “at-risk species”WLDFRVegetation ContactBranch (Not overhanging, within 4ft) | WLDFR | HFTD - Distribution - Tier 3 - 4QU CoRE ¦ 3QU LoRE | Red Flag Warning - Large Fires | Vegetation Contact | Branch (Not overhanging, within 4ft) | 2042 | 3.8277e-08 | 384.7705 | 1.4728e-05 | 2042 | Mitigation | 0.9 | 30 | 0 | esc | 0.069113 | 2.6455e-09 | 0.072978 | 2.7934e-09 | 0.066806 | 2.5572e-09 | 0.063625 | 2.4354e-09
[120 empty] | 7.3.5.15 Identification and remediation of “at-risk species”WLDFRVegetation ContactBranch (Not overhanging, within 4ft) | WLDFR | HFTD - Distribution - Tier 3 - 4QU CoRE ¦ 3QU LoRE | Red Flag Warning - Large Fires | Vegetation Contact | Branch (Not overhanging, within 4ft) | 2043 | 3.8277e-08 | 384.7705 | 1.4728e-05 | 2043 | Mitigation | 0.9 | 30 | 0 | esc | 0.069113 | 2.6455e-09 | 0.072978 | 2.7934e-09 | 0.066806 | 2.5572e-09 | 0.063625 | 2.4354e-09
[120 empty] | 7.3.5.15 Identification and remediation of “at-risk species”WLDFRVegetation ContactBranch (Not overhanging, within 4ft) | WLDFR | HFTD - Distribution - Tier 3 - 4QU CoRE ¦ 3QU LoRE | Red Flag Warning - Large Fires | Vegetation Contact | Branch (Not overhanging, within 4ft) | 2044 | 3.8277e-08 | 384.7705 | 1.4728e-05 | 2044 | Mitigation | 0.9 | 30 | 0 | esc | 0.069113 | 2.6455e-09 | 0.072978 | 2.7934e-09 | 0.066806 | 2.5572e-09 | 0.063625 | 2.4354e-09
[120 empty] | 7.3.5.15 Identification and remediation of “at-risk species”WLDFRVegetation ContactBranch (Not overhanging, within 4ft) | WLDFR | HFTD - Distribution - Tier 3 - 4QU CoRE ¦ 3QU LoRE | Red Flag Warning - Large Fires | Vegetation Contact | Branch (Not overhanging, within 4ft) | 2045 | 3.8277e-08 | 384.7705 | 1.4728e-05 | 2045 | Mitigation | 0.9 | 30 | 0 | esc | 0.069113 | 2.6455e-09 | 0.072978 | 2.7934e-09 | 0.066806 | 2.5572e-09 | 0.063625 | 2.4354e-09
[120 empty] | 7.3.5.15 Identification and remediation of “at-risk species”WLDFRVegetation ContactBranch (Not overhanging, within 4ft) | WLDFR | HFTD - Distribution - Tier 3 - 4QU CoRE ¦ 3QU LoRE | Red Flag Warning - Large Fires | Vegetation Contact | Branch (Not overhanging, within 4ft) | 2046 | 3.8277e-08 | 384.7705 | 1.4728e-05 | 2046 | Mitigation | 0.9 | 30 | 0 | esc | 0.069113 | 2.6455e-09 | 0.072978 | 2.7934e-09 | 0.066806 | 2.5572e-09 | 0.063625 | 2.4354e-09
[120 empty] | 7.3.5.15 Identification and remediation of “at-risk species”WLDFRVegetation ContactBranch (Not overhanging, within 4ft) | WLDFR | HFTD - Distribution - Tier 3 - 4QU CoRE ¦ 3QU LoRE | Red Flag Warning - Large Fires | Vegetation Contact | Branch (Not overhanging, within 4ft) | 2047 | 3.8277e-08 | 384.7705 | 1.4728e-05 | 2047 | Mitigation | 0.9 | 30 | 0 | esc | 0.069113 | 2.6455e-09 | 0.072978 | 2.7934e-09 | 0.066806 | 2.5572e-09 | 0.063625 | 2.4354e-09
[120 empty] | 7.3.5.15 Identification and remediation of “at-risk species”WLDFRVegetation ContactBranch (Not overhanging, within 4ft) | WLDFR | HFTD - Distribution - Tier 3 - 4QU CoRE ¦ 3QU LoRE | Red Flag Warning - Large Fires | Vegetation Contact | Branch (Not overhanging, within 4ft) | 2048 | 3.8277e-08 | 384.7705 | 1.4728e-05 | 2048 | Mitigation | 0.9 | 30 | 0 | esc | 0.069113 | 2.6455e-09 | 0.072978 | 2.7934e-09 | 0.066806 | 2.5572e-09 | 0.063625 | 2.4354e-09
[120 empty] | 7.3.5.15 Identification and remediation of “at-risk species”WLDFRVegetation ContactBranch (Not overhanging, within 4ft) | WLDFR | HFTD - Distribution - Tier 3 - 4QU CoRE ¦ 3QU LoRE | Red Flag Warning - Large Fires | Vegetation Contact | Branch (Not overhanging, within 4ft) | 2049 | 3.8277e-08 | 384.7705 | 1.4728e-05 | 2049 | Mitigation | 0.9 | 30 | 0 | esc | 0.069113 | 2.6455e-09 | 0.072978 | 2.7934e-09 | 0.066806 | 2.5572e-09 | 0.063625 | 2.4354e-09
[120 empty] | 7.3.5.15 Identification and remediation of “at-risk species”WLDFRVegetation ContactBranch (Not overhanging, within 4ft) | WLDFR | HFTD - Distribution - Tier 3 - 4QU CoRE ¦ 3QU LoRE | Red Flag Warning - Large Fires | Vegetation Contact | Branch (Not overhanging, within 4ft) | 2050 | 3.8277e-08 | 384.7705 | 1.4728e-05 | 2050 | Mitigation | 0.9 | 30 | 0 | esc | 0 | 0 | 0.072978 | 2.7934e-09 | 0.066806 | 2.5572e-09 | 0.063625 | 2.4354e-09
[120 empty] | 7.3.5.15 Identification and remediation of “at-risk species”WLDFRVegetation ContactBranch (Not overhanging, within 4ft) | WLDFR | HFTD - Distribution - Tier 3 - 4QU CoRE ¦ 3QU LoRE | Red Flag Warning - Large Fires | Vegetation Contact | Branch (Not overhanging, within 4ft) | 2051 | 3.8277e-08 | 384.7705 | 1.4728e-05 | 2051 | Mitigation | 0.9 | 30 | 0 | esc | 0 | 0 | 0 | 0 | 0.066806 | 2.5572e-09 | 0.063625 | 2.4354e-09
[120 empty] | 7.3.5.15 Identification and remediation of “at-risk species”WLDFRVegetation ContactBranch (Not overhanging, within 4ft) | WLDFR | HFTD - Distribution - Tier 3 - 4QU CoRE ¦ 3QU LoRE | Red Flag Warning - Large Fires | Vegetation Contact | Branch (Not overhanging, within 4ft) | 2052 | 3.8277e-08 | 384.7705 | 1.4728e-05 | 2052 | Mitigation | 0.9 | 30 | 0 | esc | 0 | 0 | 0 | 0 | 0 | 0 | 0.063625 | 2.4354e-09
[120 empty] | 7.3.5.15 Identification and remediation of “at-risk species”WLDFRVegetation ContactBranch (OverHanging) | WLDFR | HFTD - Distribution - Tier 3 - 4QU CoRE ¦ 3QU LoRE | Red Flag Warning - Large Fires | Vegetation Contact | Branch (OverHanging) | 2022 | 2.2834e-06 | 384.7705 | 0.00087858 | 2022 | Mitigation | 0.9 | 30 | 0 | esc | 0.069113 | 1.5781e-07 | 0.072978 | 1.6664e-07 | 0.066806 | 1.5254e-07 | 0 | 0
[120 empty] | 7.3.5.15 Identification and remediation of “at-risk species”WLDFRVegetation ContactBranch (OverHanging) | WLDFR | HFTD - Distribution - Tier 3 - 4QU CoRE ¦ 3QU LoRE | Red Flag Warning - Large Fires | Vegetation Contact | Branch (OverHanging) | 2023 | 2.2834e-06 | 384.7705 | 0.00087858 | 2023 | Mitigation | 0.9 | 30 | 0 | esc | 0.069113 | 1.5781e-07 | 0.072978 | 1.6664e-07 | 0.066806 | 1.5254e-07 | 0.063625 | 1.4528e-07
[120 empty] | 7.3.5.15 Identification and remediation of “at-risk species”WLDFRVegetation ContactBranch (OverHanging) | WLDFR | HFTD - Distribution - Tier 3 - 4QU CoRE ¦ 3QU LoRE | Red Flag Warning - Large Fires | Vegetation Contact | Branch (OverHanging) | 2024 | 2.2834e-06 | 384.7705 | 0.00087858 | 2024 | Mitigation | 0.9 | 30 | 0 | esc | 0.069113 | 1.5781e-07 | 0.072978 | 1.6664e-07 | 0.066806 | 1.5254e-07 | 0.063625 | 1.4528e-07
[120 empty] | 7.3.5.15 Identification and remediation of “at-risk species”WLDFRVegetation ContactBranch (OverHanging) | WLDFR | HFTD - Distribution - Tier 3 - 4QU CoRE ¦ 3QU LoRE | Red Flag Warning - Large Fires | Vegetation Contact | Branch (OverHanging) | 2025 | 2.2834e-06 | 384.7705 | 0.00087858 | 2025 | Mitigation | 0.9 | 30 | 0 | esc | 0.069113 | 1.5781e-07 | 0.072978 | 1.6664e-07 | 0.066806 | 1.5254e-07 | 0.063625 | 1.4528e-07
[120 empty] | 7.3.5.15 Identification and remediation of “at-risk species”WLDFRVegetation ContactBranch (OverHanging) | WLDFR | HFTD - Distribution - Tier 3 - 4QU CoRE ¦ 3QU LoRE | Red Flag Warning - Large Fires | Vegetation Contact | Branch (OverHanging) | 2026 | 2.2834e-06 | 384.7705 | 0.00087858 | 2026 | Mitigation | 0.9 | 30 | 0 | esc | 0.069113 | 1.5781e-07 | 0.072978 | 1.6664e-07 | 0.066806 | 1.5254e-07 | 0.063625 | 1.4528e-07
[120 empty] | 7.3.5.15 Identification and remediation of “at-risk species”WLDFRVegetation ContactBranch (OverHanging) | WLDFR | HFTD - Distribution - Tier 3 - 4QU CoRE ¦ 3QU LoRE | Red Flag Warning - Large Fires | Vegetation Contact | Branch (OverHanging) | 2027 | 2.2834e-06 | 384.7705 | 0.00087858 | 2027 | Mitigation | 0.9 | 30 | 0 | esc | 0.069113 | 1.5781e-07 | 0.072978 | 1.6664e-07 | 0.066806 | 1.5254e-07 | 0.063625 | 1.4528e-07
[120 empty] | 7.3.5.15 Identification and remediation of “at-risk species”WLDFRVegetation ContactBranch (OverHanging) | WLDFR | HFTD - Distribution - Tier 3 - 4QU CoRE ¦ 3QU LoRE | Red Flag Warning - Large Fires | Vegetation Contact | Branch (OverHanging) | 2028 | 2.2834e-06 | 384.7705 | 0.00087858 | 2028 | Mitigation | 0.9 | 30 | 0 | esc | 0.069113 | 1.5781e-07 | 0.072978 | 1.6664e-07 | 0.066806 | 1.5254e-07 | 0.063625 | 1.4528e-07
[120 empty] | 7.3.5.15 Identification and remediation of “at-risk species”WLDFRVegetation ContactBranch (OverHanging) | WLDFR | HFTD - Distribution - Tier 3 - 4QU CoRE ¦ 3QU LoRE | Red Flag Warning - Large Fires | Vegetation Contact | Branch (OverHanging) | 2029 | 2.2834e-06 | 384.7705 | 0.00087858 | 2029 | Mitigation | 0.9 | 30 | 0 | esc | 0.069113 | 1.5781e-07 | 0.072978 | 1.6664e-07 | 0.066806 | 1.5254e-07 | 0.063625 | 1.4528e-07
[120 empty] | 7.3.5.15 Identification and remediation of “at-risk species”WLDFRVegetation ContactBranch (OverHanging) | WLDFR | HFTD - Distribution - Tier 3 - 4QU CoRE ¦ 3QU LoRE | Red Flag Warning - Large Fires | Vegetation Contact | Branch (OverHanging) | 2030 | 2.2834e-06 | 384.7705 | 0.00087858 | 2030 | Mitigation | 0.9 | 30 | 0 | esc | 0.069113 | 1.5781e-07 | 0.072978 | 1.6664e-07 | 0.066806 | 1.5254e-07 | 0.063625 | 1.4528e-07
[120 empty] | 7.3.5.15 Identification and remediation of “at-risk species”WLDFRVegetation ContactBranch (OverHanging) | WLDFR | HFTD - Distribution - Tier 3 - 4QU CoRE ¦ 3QU LoRE | Red Flag Warning - Large Fires | Vegetation Contact | Branch (OverHanging) | 2031 | 2.2834e-06 | 384.7705 | 0.00087858 | 2031 | Mitigation | 0.9 | 30 | 0 | esc | 0.069113 | 1.5781e-07 | 0.072978 | 1.6664e-07 | 0.066806 | 1.5254e-07 | 0.063625 | 1.4528e-07
[120 empty] | 7.3.5.15 Identification and remediation of “at-risk species”WLDFRVegetation ContactBranch (OverHanging) | WLDFR | HFTD - Distribution - Tier 3 - 4QU CoRE ¦ 3QU LoRE | Red Flag Warning - Large Fires | Vegetation Contact | Branch (OverHanging) | 2032 | 2.2834e-06 | 384.7705 | 0.00087858 | 2032 | Mitigation | 0.9 | 30 | 0 | esc | 0.069113 | 1.5781e-07 | 0.072978 | 1.6664e-07 | 0.066806 | 1.5254e-07 | 0.063625 | 1.4528e-07
[120 empty] | 7.3.5.15 Identification and remediation of “at-risk species”WLDFRVegetation ContactBranch (OverHanging) | WLDFR | HFTD - Distribution - Tier 3 - 4QU CoRE ¦ 3QU LoRE | Red Flag Warning - Large Fires | Vegetation Contact | Branch (OverHanging) | 2033 | 2.2834e-06 | 384.7705 | 0.00087858 | 2033 | Mitigation | 0.9 | 30 | 0 | esc | 0.069113 | 1.5781e-07 | 0.072978 | 1.6664e-07 | 0.066806 | 1.5254e-07 | 0.063625 | 1.4528e-07
[120 empty] | 7.3.5.15 Identification and remediation of “at-risk species”WLDFRVegetation ContactBranch (OverHanging) | WLDFR | HFTD - Distribution - Tier 3 - 4QU CoRE ¦ 3QU LoRE | Red Flag Warning - Large Fires | Vegetation Contact | Branch (OverHanging) | 2034 | 2.2834e-06 | 384.7705 | 0.00087858 | 2034 | Mitigation | 0.9 | 30 | 0 | esc | 0.069113 | 1.5781e-07 | 0.072978 | 1.6664e-07 | 0.066806 | 1.5254e-07 | 0.063625 | 1.4528e-07
[120 empty] | 7.3.5.15 Identification and remediation of “at-risk species”WLDFRVegetation ContactBranch (OverHanging) | WLDFR | HFTD - Distribution - Tier 3 - 4QU CoRE ¦ 3QU LoRE | Red Flag Warning - Large Fires | Vegetation Contact | Branch (OverHanging) | 2035 | 2.2834e-06 | 384.7705 | 0.00087858 | 2035 | Mitigation | 0.9 | 30 | 0 | esc | 0.069113 | 1.5781e-07 | 0.072978 | 1.6664e-07 | 0.066806 | 1.5254e-07 | 0.063625 | 1.4528e-07
[120 empty] | 7.3.5.15 Identification and remediation of “at-risk species”WLDFRVegetation ContactBranch (OverHanging) | WLDFR | HFTD - Distribution - Tier 3 - 4QU CoRE ¦ 3QU LoRE | Red Flag Warning - Large Fires | Vegetation Contact | Branch (OverHanging) | 2036 | 2.2834e-06 | 384.7705 | 0.00087858 | 2036 | Mitigation | 0.9 | 30 | 0 | esc | 0.069113 | 1.5781e-07 | 0.072978 | 1.6664e-07 | 0.066806 | 1.5254e-07 | 0.063625 | 1.4528e-07
[120 empty] | 7.3.5.15 Identification and remediation of “at-risk species”WLDFRVegetation ContactBranch (OverHanging) | WLDFR | HFTD - Distribution - Tier 3 - 4QU CoRE ¦ 3QU LoRE | Red Flag Warning - Large Fires | Vegetation Contact | Branch (OverHanging) | 2037 | 2.2834e-06 | 384.7705 | 0.00087858 | 2037 | Mitigation | 0.9 | 30 | 0 | esc | 0.069113 | 1.5781e-07 | 0.072978 | 1.6664e-07 | 0.066806 | 1.5254e-07 | 0.063625 | 1.4528e-07
[120 empty] | 7.3.5.15 Identification and remediation of “at-risk species”WLDFRVegetation ContactBranch (OverHanging) | WLDFR | HFTD - Distribution - Tier 3 - 4QU CoRE ¦ 3QU LoRE | Red Flag Warning - Large Fires | Vegetation Contact | Branch (OverHanging) | 2038 | 2.2834e-06 | 384.7705 | 0.00087858 | 2038 | Mitigation | 0.9 | 30 | 0 | esc | 0.069113 | 1.5781e-07 | 0.072978 | 1.6664e-07 | 0.066806 | 1.5254e-07 | 0.063625 | 1.4528e-07
[120 empty] | 7.3.5.15 Identification and remediation of “at-risk species”WLDFRVegetation ContactBranch (OverHanging) | WLDFR | HFTD - Distribution - Tier 3 - 4QU CoRE ¦ 3QU LoRE | Red Flag Warning - Large Fires | Vegetation Contact | Branch (OverHanging) | 2039 | 2.2834e-06 | 384.7705 | 0.00087858 | 2039 | Mitigation | 0.9 | 30 | 0 | esc | 0.069113 | 1.5781e-07 | 0.072978 | 1.6664e-07 | 0.066806 | 1.5254e-07 | 0.063625 | 1.4528e-07
[120 empty] | 7.3.5.15 Identification and remediation of “at-risk species”WLDFRVegetation ContactBranch (OverHanging) | WLDFR | HFTD - Distribution - Tier 3 - 4QU CoRE ¦ 3QU LoRE | Red Flag Warning - Large Fires | Vegetation Contact | Branch (OverHanging) | 2040 | 2.2834e-06 | 384.7705 | 0.00087858 | 2040 | Mitigation | 0.9 | 30 | 0 | esc | 0.069113 | 1.5781e-07 | 0.072978 | 1.6664e-07 | 0.066806 | 1.5254e-07 | 0.063625 | 1.4528e-07
[120 empty] | 7.3.5.15 Identification and remediation of “at-risk species”WLDFRVegetation ContactBranch (OverHanging) | WLDFR | HFTD - Distribution - Tier 3 - 4QU CoRE ¦ 3QU LoRE | Red Flag Warning - Large Fires | Vegetation Contact | Branch (OverHanging) | 2041 | 2.2834e-06 | 384.7705 | 0.00087858 | 2041 | Mitigation | 0.9 | 30 | 0 | esc | 0.069113 | 1.5781e-07 | 0.072978 | 1.6664e-07 | 0.066806 | 1.5254e-07 | 0.063625 | 1.4528e-07
[120 empty] | 7.3.5.15 Identification and remediation of “at-risk species”WLDFRVegetation ContactBranch (OverHanging) | WLDFR | HFTD - Distribution - Tier 3 - 4QU CoRE ¦ 3QU LoRE | Red Flag Warning - Large Fires | Vegetation Contact | Branch (OverHanging) | 2042 | 2.2834e-06 | 384.7705 | 0.00087858 | 2042 | Mitigation | 0.9 | 30 | 0 | esc | 0.069113 | 1.5781e-07 | 0.072978 | 1.6664e-07 | 0.066806 | 1.5254e-07 | 0.063625 | 1.4528e-07
[120 empty] | 7.3.5.15 Identification and remediation of “at-risk species”WLDFRVegetation ContactBranch (OverHanging) | WLDFR | HFTD - Distribution - Tier 3 - 4QU CoRE ¦ 3QU LoRE | Red Flag Warning - Large Fires | Vegetation Contact | Branch (OverHanging) | 2043 | 2.2834e-06 | 384.7705 | 0.00087858 | 2043 | Mitigation | 0.9 | 30 | 0 | esc | 0.069113 | 1.5781e-07 | 0.072978 | 1.6664e-07 | 0.066806 | 1.5254e-07 | 0.063625 | 1.4528e-07
[120 empty] | 7.3.5.15 Identification and remediation of “at-risk species”WLDFRVegetation ContactBranch (OverHanging) | WLDFR | HFTD - Distribution - Tier 3 - 4QU CoRE ¦ 3QU LoRE | Red Flag Warning - Large Fires | Vegetation Contact | Branch (OverHanging) | 2044 | 2.2834e-06 | 384.7705 | 0.00087858 | 2044 | Mitigation | 0.9 | 30 | 0 | esc | 0.069113 | 1.5781e-07 | 0.072978 | 1.6664e-07 | 0.066806 | 1.5254e-07 | 0.063625 | 1.4528e-07
[120 empty] | 7.3.5.15 Identification and remediation of “at-risk species”WLDFRVegetation ContactBranch (OverHanging) | WLDFR | HFTD - Distribution - Tier 3 - 4QU CoRE ¦ 3QU LoRE | Red Flag Warning - Large Fires | Vegetation Contact | Branch (OverHanging) | 2045 | 2.2834e-06 | 384.7705 | 0.00087858 | 2045 | Mitigation | 0.9 | 30 | 0 | esc | 0.069113 | 1.5781e-07 | 0.072978 | 1.6664e-07 | 0.066806 | 1.5254e-07 | 0.063625 | 1.4528e-07
[120 empty] | 7.3.5.15 Identification and remediation of “at-risk species”WLDFRVegetation ContactBranch (OverHanging) | WLDFR | HFTD - Distribution - Tier 3 - 4QU CoRE ¦ 3QU LoRE | Red Flag Warning - Large Fires | Vegetation Contact | Branch (OverHanging) | 2046 | 2.2834e-06 | 384.7705 | 0.00087858 | 2046 | Mitigation | 0.9 | 30 | 0 | esc | 0.069113 | 1.5781e-07 | 0.072978 | 1.6664e-07 | 0.066806 | 1.5254e-07 | 0.063625 | 1.4528e-07
[120 empty] | 7.3.5.15 Identification and remediation of “at-risk species”WLDFRVegetation ContactBranch (OverHanging) | WLDFR | HFTD - Distribution - Tier 3 - 4QU CoRE ¦ 3QU LoRE | Red Flag Warning - Large Fires | Vegetation Contact | Branch (OverHanging) | 2047 | 2.2834e-06 | 384.7705 | 0.00087858 | 2047 | Mitigation | 0.9 | 30 | 0 | esc | 0.069113 | 1.5781e-07 | 0.072978 | 1.6664e-07 | 0.066806 | 1.5254e-07 | 0.063625 | 1.4528e-07
[120 empty] | 7.3.5.15 Identification and remediation of “at-risk species”WLDFRVegetation ContactBranch (OverHanging) | WLDFR | HFTD - Distribution - Tier 3 - 4QU CoRE ¦ 3QU LoRE | Red Flag Warning - Large Fires | Vegetation Contact | Branch (OverHanging) | 2048 | 2.2834e-06 | 384.7705 | 0.00087858 | 2048 | Mitigation | 0.9 | 30 | 0 | esc | 0.069113 | 1.5781e-07 | 0.072978 | 1.6664e-07 | 0.066806 | 1.5254e-07 | 0.063625 | 1.4528e-07
[120 empty] | 7.3.5.15 Identification and remediation of “at-risk species”WLDFRVegetation ContactBranch (OverHanging) | WLDFR | HFTD - Distribution - Tier 3 - 4QU CoRE ¦ 3QU LoRE | Red Flag Warning - Large Fires | Vegetation Contact | Branch (OverHanging) | 2049 | 2.2834e-06 | 384.7705 | 0.00087858 | 2049 | Mitigation | 0.9 | 30 | 0 | esc | 0.069113 | 1.5781e-07 | 0.072978 | 1.6664e-07 | 0.066806 | 1.5254e-07 | 0.063625 | 1.4528e-07
[120 empty] | 7.3.5.15 Identification and remediation of “at-risk species”WLDFRVegetation ContactBranch (OverHanging) | WLDFR | HFTD - Distribution - Tier 3 - 4QU CoRE ¦ 3QU LoRE | Red Flag Warning - Large Fires | Vegetation Contact | Branch (OverHanging) | 2050 | 2.2834e-06 | 384.7705 | 0.00087858 | 2050 | Mitigation | 0.9 | 30 | 0 | esc | 0 | 0 | 0.072978 | 1.6664e-07 | 0.066806 | 1.5254e-07 | 0.063625 | 1.4528e-07
[120 empty] | 7.3.5.15 Identification and remediation of “at-risk species”WLDFRVegetation ContactBranch (OverHanging) | WLDFR | HFTD - Distribution - Tier 3 - 4QU CoRE ¦ 3QU LoRE | Red Flag Warning - Large Fires | Vegetation Contact | Branch (OverHanging) | 2051 | 2.2834e-06 | 384.7705 | 0.00087858 | 2051 | Mitigation | 0.9 | 30 | 0 | esc | 0 | 0 | 0 | 0 | 0.066806 | 1.5254e-07 | 0.063625 | 1.4528e-07
[120 empty] | 7.3.5.15 Identification and remediation of “at-risk species”WLDFRVegetation ContactBranch (OverHanging) | WLDFR | HFTD - Distribution - Tier 3 - 4QU CoRE ¦ 3QU LoRE | Red Flag Warning - Large Fires | Vegetation Contact | Branch (OverHanging) | 2052 | 2.2834e-06 | 384.7705 | 0.00087858 | 2052 | Mitigation | 0.9 | 30 | 0 | esc | 0 | 0 | 0 | 0 | 0 | 0 | 0.063625 | 1.4528e-07
[120 empty] | 7.3.5.15 Identification and remediation of “at-risk species”WLDFRVegetation ContactFell into (Moderate-Severe defect) | WLDFR | HFTD - Distribution - Tier 3 - 4QU CoRE ¦ 3QU LoRE | Red Flag Warning - Large Fires | Vegetation Contact | Fell into (Moderate-Severe defect) | 2022 | 7.1389e-07 | 384.7705 | 0.00027468 | 2022 | Mitigation | 0.95 | 1 | 0 | esc | 0 | 0 | 0 | 0 | 0.070518 | 5.0342e-08 | 0 | 0
[120 empty] | 7.3.5.15 Identification and remediation of “at-risk species”WLDFRVegetation ContactFell into (Moderate-Severe defect) | WLDFR | HFTD - Distribution - Tier 3 - 4QU CoRE ¦ 3QU LoRE | Red Flag Warning - Large Fires | Vegetation Contact | Fell into (Moderate-Severe defect) | 2023 | 7.1389e-07 | 384.7705 | 0.00027468 | 2023 | Mitigation | 0.95 | 1 | 0 | esc | 0 | 0 | 0 | 0 | 0 | 0 | 0.06716 | 4.7945e-08
[120 empty] | 7.3.5.15 Identification and remediation of “at-risk species”WLDFRVegetation ContactFell into (slight defect) | WLDFR | HFTD - Distribution - Tier 3 - 4QU CoRE ¦ 3QU LoRE | Red Flag Warning - Large Fires | Vegetation Contact | Fell into (slight defect) | 2022 | 7.9137e-07 | 384.7705 | 0.0003045 | 2022 | Mitigation | 0.5 | 1 | 0 | esc | 0 | 0 | 0 | 0 | 0.037115 | 2.9371e-08 | 0 | 0
[120 empty] | 7.3.5.15 Identification and remediation of “at-risk species”WLDFRVegetation ContactFell into (slight defect) | WLDFR | HFTD - Distribution - Tier 3 - 4QU CoRE ¦ 3QU LoRE | Red Flag Warning - Large Fires | Vegetation Contact | Fell into (slight defect) | 2023 | 7.9137e-07 | 384.7705 | 0.0003045 | 2023 | Mitigation | 0.5 | 1 | 0 | esc | 0 | 0 | 0 | 0 | 0 | 0 | 0.035347 | 2.7973e-08
[120 empty] | 7.3.5.15 Identification and remediation of “at-risk species”WLDFRVegetation ContactGrow Into | WLDFR | HFTD - Distribution - Tier 3 - 4QU CoRE ¦ 3QU LoRE | Red Flag Warning - Large Fires | Vegetation Contact | Grow Into | 2022 | 8.2957e-08 | 384.7705 | 3.1919e-05 | 2022 | Mitigation | 0.5 | 1 | 0 | esc | 0 | 0 | 0 | 0 | 0.037115 | 3.0789e-09 | 0 | 0
[120 empty] | 7.3.5.15 Identification and remediation of “at-risk species”WLDFRVegetation ContactGrow Into | WLDFR | HFTD - Distribution - Tier 3 - 4QU CoRE ¦ 3QU LoRE | Red Flag Warning - Large Fires | Vegetation Contact | Grow Into | 2023 | 8.2957e-08 | 384.7705 | 3.1919e-05 | 2023 | Mitigation | 0.5 | 1 | 0 | esc | 0 | 0 | 0 | 0 | 0 | 0 | 0.035347 | 2.9323e-09
[120 empty] | 7.3.5.15 Identification and remediation of “at-risk species”WLDFRVegetation ContactBranch (Not overhanging, 4-12ft) | WLDFR | HFTD - Distribution - Tier 3 - 4QU CoRE ¦ 3QU LoRE | Red Flag Warning - Small Fires | Vegetation Contact | Branch (Not overhanging, 4-12ft) | 2022 | 5.6875e-06 | 384.7705 | 0.0021884 | 2022 | Mitigation | 0.5 | 30 | 0 | esc | 0.038396 | 2.1838e-07 | 0.040543 | 2.3059e-07 | 0.037115 | 2.1109e-07 | 0 | 0
[120 empty] | 7.3.5.15 Identification and remediation of “at-risk species”WLDFRVegetation ContactBranch (Not overhanging, 4-12ft) | WLDFR | HFTD - Distribution - Tier 3 - 4QU CoRE ¦ 3QU LoRE | Red Flag Warning - Small Fires | Vegetation Contact | Branch (Not overhanging, 4-12ft) | 2023 | 5.6875e-06 | 384.7705 | 0.0021884 | 2023 | Mitigation | 0.5 | 30 | 0 | esc | 0.038396 | 2.1838e-07 | 0.040543 | 2.3059e-07 | 0.037115 | 2.1109e-07 | 0.035347 | 2.0104e-07
[120 empty] | 7.3.5.15 Identification and remediation of “at-risk species”WLDFRVegetation ContactBranch (Not overhanging, 4-12ft) | WLDFR | HFTD - Distribution - Tier 3 - 4QU CoRE ¦ 3QU LoRE | Red Flag Warning - Small Fires | Vegetation Contact | Branch (Not overhanging, 4-12ft) | 2024 | 5.6875e-06 | 384.7705 | 0.0021884 | 2024 | Mitigation | 0.5 | 30 | 0 | esc | 0.038396 | 2.1838e-07 | 0.040543 | 2.3059e-07 | 0.037115 | 2.1109e-07 | 0.035347 | 2.0104e-07
[120 empty] | 7.3.5.15 Identification and remediation of “at-risk species”WLDFRVegetation ContactBranch (Not overhanging, 4-12ft) | WLDFR | HFTD - Distribution - Tier 3 - 4QU CoRE ¦ 3QU LoRE | Red Flag Warning - Small Fires | Vegetation Contact | Branch (Not overhanging, 4-12ft) | 2025 | 5.6875e-06 | 384.7705 | 0.0021884 | 2025 | Mitigation | 0.5 | 30 | 0 | esc | 0.038396 | 2.1838e-07 | 0.040543 | 2.3059e-07 | 0.037115 | 2.1109e-07 | 0.035347 | 2.0104e-07
[120 empty] | 7.3.5.15 Identification and remediation of “at-risk species”WLDFRVegetation ContactBranch (Not overhanging, 4-12ft) | WLDFR | HFTD - Distribution - Tier 3 - 4QU CoRE ¦ 3QU LoRE | Red Flag Warning - Small Fires | Vegetation Contact | Branch (Not overhanging, 4-12ft) | 2026 | 5.6875e-06 | 384.7705 | 0.0021884 | 2026 | Mitigation | 0.5 | 30 | 0 | esc | 0.038396 | 2.1838e-07 | 0.040543 | 2.3059e-07 | 0.037115 | 2.1109e-07 | 0.035347 | 2.0104e-07
[120 empty] | 7.3.5.15 Identification and remediation of “at-risk species”WLDFRVegetation ContactBranch (Not overhanging, 4-12ft) | WLDFR | HFTD - Distribution - Tier 3 - 4QU CoRE ¦ 3QU LoRE | Red Flag Warning - Small Fires | Vegetation Contact | Branch (Not overhanging, 4-12ft) | 2027 | 5.6875e-06 | 384.7705 | 0.0021884 | 2027 | Mitigation | 0.5 | 30 | 0 | esc | 0.038396 | 2.1838e-07 | 0.040543 | 2.3059e-07 | 0.037115 | 2.1109e-07 | 0.035347 | 2.0104e-07
[120 empty] | 7.3.5.15 Identification and remediation of “at-risk species”WLDFRVegetation ContactBranch (Not overhanging, 4-12ft) | WLDFR | HFTD - Distribution - Tier 3 - 4QU CoRE ¦ 3QU LoRE | Red Flag Warning - Small Fires | Vegetation Contact | Branch (Not overhanging, 4-12ft) | 2028 | 5.6875e-06 | 384.7705 | 0.0021884 | 2028 | Mitigation | 0.5 | 30 | 0 | esc | 0.038396 | 2.1838e-07 | 0.040543 | 2.3059e-07 | 0.037115 | 2.1109e-07 | 0.035347 | 2.0104e-07
[120 empty] | 7.3.5.15 Identification and remediation of “at-risk species”WLDFRVegetation ContactBranch (Not overhanging, 4-12ft) | WLDFR | HFTD - Distribution - Tier 3 - 4QU CoRE ¦ 3QU LoRE | Red Flag Warning - Small Fires | Vegetation Contact | Branch (Not overhanging, 4-12ft) | 2029 | 5.6875e-06 | 384.7705 | 0.0021884 | 2029 | Mitigation | 0.5 | 30 | 0 | esc | 0.038396 | 2.1838e-07 | 0.040543 | 2.3059e-07 | 0.037115 | 2.1109e-07 | 0.035347 | 2.0104e-07
[120 empty] | 7.3.5.15 Identification and remediation of “at-risk species”WLDFRVegetation ContactBranch (Not overhanging, 4-12ft) | WLDFR | HFTD - Distribution - Tier 3 - 4QU CoRE ¦ 3QU LoRE | Red Flag Warning - Small Fires | Vegetation Contact | Branch (Not overhanging, 4-12ft) | 2030 | 5.6875e-06 | 384.7705 | 0.0021884 | 2030 | Mitigation | 0.5 | 30 | 0 | esc | 0.038396 | 2.1838e-07 | 0.040543 | 2.3059e-07 | 0.037115 | 2.1109e-07 | 0.035347 | 2.0104e-07
[120 empty] | 7.3.5.15 Identification and remediation of “at-risk species”WLDFRVegetation ContactBranch (Not overhanging, 4-12ft) | WLDFR | HFTD - Distribution - Tier 3 - 4QU CoRE ¦ 3QU LoRE | Red Flag Warning - Small Fires | Vegetation Contact | Branch (Not overhanging, 4-12ft) | 2031 | 5.6875e-06 | 384.7705 | 0.0021884 | 2031 | Mitigation | 0.5 | 30 | 0 | esc | 0.038396 | 2.1838e-07 | 0.040543 | 2.3059e-07 | 0.037115 | 2.1109e-07 | 0.035347 | 2.0104e-07
[120 empty] | 7.3.5.15 Identification and remediation of “at-risk species”WLDFRVegetation ContactBranch (Not overhanging, 4-12ft) | WLDFR | HFTD - Distribution - Tier 3 - 4QU CoRE ¦ 3QU LoRE | Red Flag Warning - Small Fires | Vegetation Contact | Branch (Not overhanging, 4-12ft) | 2032 | 5.6875e-06 | 384.7705 | 0.0021884 | 2032 | Mitigation | 0.5 | 30 | 0 | esc | 0.038396 | 2.1838e-07 | 0.040543 | 2.3059e-07 | 0.037115 | 2.1109e-07 | 0.035347 | 2.0104e-07
[120 empty] | 7.3.5.15 Identification and remediation of “at-risk species”WLDFRVegetation ContactBranch (Not overhanging, 4-12ft) | WLDFR | HFTD - Distribution - Tier 3 - 4QU CoRE ¦ 3QU LoRE | Red Flag Warning - Small Fires | Vegetation Contact | Branch (Not overhanging, 4-12ft) | 2033 | 5.6875e-06 | 384.7705 | 0.0021884 | 2033 | Mitigation | 0.5 | 30 | 0 | esc | 0.038396 | 2.1838e-07 | 0.040543 | 2.3059e-07 | 0.037115 | 2.1109e-07 | 0.035347 | 2.0104e-07
[120 empty] | 7.3.5.15 Identification and remediation of “at-risk species”WLDFRVegetation ContactBranch (Not overhanging, 4-12ft) | WLDFR | HFTD - Distribution - Tier 3 - 4QU CoRE ¦ 3QU LoRE | Red Flag Warning - Small Fires | Vegetation Contact | Branch (Not overhanging, 4-12ft) | 2034 | 5.6875e-06 | 384.7705 | 0.0021884 | 2034 | Mitigation | 0.5 | 30 | 0 | esc | 0.038396 | 2.1838e-07 | 0.040543 | 2.3059e-07 | 0.037115 | 2.1109e-07 | 0.035347 | 2.0104e-07
[120 empty] | 7.3.5.15 Identification and remediation of “at-risk species”WLDFRVegetation ContactBranch (Not overhanging, 4-12ft) | WLDFR | HFTD - Distribution - Tier 3 - 4QU CoRE ¦ 3QU LoRE | Red Flag Warning - Small Fires | Vegetation Contact | Branch (Not overhanging, 4-12ft) | 2035 | 5.6875e-06 | 384.7705 | 0.0021884 | 2035 | Mitigation | 0.5 | 30 | 0 | esc | 0.038396 | 2.1838e-07 | 0.040543 | 2.3059e-07 | 0.037115 | 2.1109e-07 | 0.035347 | 2.0104e-07
[120 empty] | 7.3.5.15 Identification and remediation of “at-risk species”WLDFRVegetation ContactBranch (Not overhanging, 4-12ft) | WLDFR | HFTD - Distribution - Tier 3 - 4QU CoRE ¦ 3QU LoRE | Red Flag Warning - Small Fires | Vegetation Contact | Branch (Not overhanging, 4-12ft) | 2036 | 5.6875e-06 | 384.7705 | 0.0021884 | 2036 | Mitigation | 0.5 | 30 | 0 | esc | 0.038396 | 2.1838e-07 | 0.040543 | 2.3059e-07 | 0.037115 | 2.1109e-07 | 0.035347 | 2.0104e-07
[120 empty] | 7.3.5.15 Identification and remediation of “at-risk species”WLDFRVegetation ContactBranch (Not overhanging, 4-12ft) | WLDFR | HFTD - Distribution - Tier 3 - 4QU CoRE ¦ 3QU LoRE | Red Flag Warning - Small Fires | Vegetation Contact | Branch (Not overhanging, 4-12ft) | 2037 | 5.6875e-06 | 384.7705 | 0.0021884 | 2037 | Mitigation | 0.5 | 30 | 0 | esc | 0.038396 | 2.1838e-07 | 0.040543 | 2.3059e-07 | 0.037115 | 2.1109e-07 | 0.035347 | 2.0104e-07
[120 empty] | 7.3.5.15 Identification and remediation of “at-risk species”WLDFRVegetation ContactBranch (Not overhanging, 4-12ft) | WLDFR | HFTD - Distribution - Tier 3 - 4QU CoRE ¦ 3QU LoRE | Red Flag Warning - Small Fires | Vegetation Contact | Branch (Not overhanging, 4-12ft) | 2038 | 5.6875e-06 | 384.7705 | 0.0021884 | 2038 | Mitigation | 0.5 | 30 | 0 | esc | 0.038396 | 2.1838e-07 | 0.040543 | 2.3059e-07 | 0.037115 | 2.1109e-07 | 0.035347 | 2.0104e-07
[120 empty] | 7.3.5.15 Identification and remediation of “at-risk species”WLDFRVegetation ContactBranch (Not overhanging, 4-12ft) | WLDFR | HFTD - Distribution - Tier 3 - 4QU CoRE ¦ 3QU LoRE | Red Flag Warning - Small Fires | Vegetation Contact | Branch (Not overhanging, 4-12ft) | 2039 | 5.6875e-06 | 384.7705 | 0.0021884 | 2039 | Mitigation | 0.5 | 30 | 0 | esc | 0.038396 | 2.1838e-07 | 0.040543 | 2.3059e-07 | 0.037115 | 2.1109e-07 | 0.035347 | 2.0104e-07
[120 empty] | 7.3.5.15 Identification and remediation of “at-risk species”WLDFRVegetation ContactBranch (Not overhanging, 4-12ft) | WLDFR | HFTD - Distribution - Tier 3 - 4QU CoRE ¦ 3QU LoRE | Red Flag Warning - Small Fires | Vegetation Contact | Branch (Not overhanging, 4-12ft) | 2040 | 5.6875e-06 | 384.7705 | 0.0021884 | 2040 | Mitigation | 0.5 | 30 | 0 | esc | 0.038396 | 2.1838e-07 | 0.040543 | 2.3059e-07 | 0.037115 | 2.1109e-07 | 0.035347 | 2.0104e-07
[120 empty] | 7.3.5.15 Identification and remediation of “at-risk species”WLDFRVegetation ContactBranch (Not overhanging, 4-12ft) | WLDFR | HFTD - Distribution - Tier 3 - 4QU CoRE ¦ 3QU LoRE | Red Flag Warning - Small Fires | Vegetation Contact | Branch (Not overhanging, 4-12ft) | 2041 | 5.6875e-06 | 384.7705 | 0.0021884 | 2041 | Mitigation | 0.5 | 30 | 0 | esc | 0.038396 | 2.1838e-07 | 0.040543 | 2.3059e-07 | 0.037115 | 2.1109e-07 | 0.035347 | 2.0104e-07
[120 empty] | 7.3.5.15 Identification and remediation of “at-risk species”WLDFRVegetation ContactBranch (Not overhanging, 4-12ft) | WLDFR | HFTD - Distribution - Tier 3 - 4QU CoRE ¦ 3QU LoRE | Red Flag Warning - Small Fires | Vegetation Contact | Branch (Not overhanging, 4-12ft) | 2042 | 5.6875e-06 | 384.7705 | 0.0021884 | 2042 | Mitigation | 0.5 | 30 | 0 | esc | 0.038396 | 2.1838e-07 | 0.040543 | 2.3059e-07 | 0.037115 | 2.1109e-07 | 0.035347 | 2.0104e-07
[120 empty] | 7.3.5.15 Identification and remediation of “at-risk species”WLDFRVegetation ContactBranch (Not overhanging, 4-12ft) | WLDFR | HFTD - Distribution - Tier 3 - 4QU CoRE ¦ 3QU LoRE | Red Flag Warning - Small Fires | Vegetation Contact | Branch (Not overhanging, 4-12ft) | 2043 | 5.6875e-06 | 384.7705 | 0.0021884 | 2043 | Mitigation | 0.5 | 30 | 0 | esc | 0.038396 | 2.1838e-07 | 0.040543 | 2.3059e-07 | 0.037115 | 2.1109e-07 | 0.035347 | 2.0104e-07
[120 empty] | 7.3.5.15 Identification and remediation of “at-risk species”WLDFRVegetation ContactBranch (Not overhanging, 4-12ft) | WLDFR | HFTD - Distribution - Tier 3 - 4QU CoRE ¦ 3QU LoRE | Red Flag Warning - Small Fires | Vegetation Contact | Branch (Not overhanging, 4-12ft) | 2044 | 5.6875e-06 | 384.7705 | 0.0021884 | 2044 | Mitigation | 0.5 | 30 | 0 | esc | 0.038396 | 2.1838e-07 | 0.040543 | 2.3059e-07 | 0.037115 | 2.1109e-07 | 0.035347 | 2.0104e-07
[120 empty] | 7.3.5.15 Identification and remediation of “at-risk species”WLDFRVegetation ContactBranch (Not overhanging, 4-12ft) | WLDFR | HFTD - Distribution - Tier 3 - 4QU CoRE ¦ 3QU LoRE | Red Flag Warning - Small Fires | Vegetation Contact | Branch (Not overhanging, 4-12ft) | 2045 | 5.6875e-06 | 384.7705 | 0.0021884 | 2045 | Mitigation | 0.5 | 30 | 0 | esc | 0.038396 | 2.1838e-07 | 0.040543 | 2.3059e-07 | 0.037115 | 2.1109e-07 | 0.035347 | 2.0104e-07
[120 empty] | 7.3.5.15 Identification and remediation of “at-risk species”WLDFRVegetation ContactBranch (Not overhanging, 4-12ft) | WLDFR | HFTD - Distribution - Tier 3 - 4QU CoRE ¦ 3QU LoRE | Red Flag Warning - Small Fires | Vegetation Contact | Branch (Not overhanging, 4-12ft) | 2046 | 5.6875e-06 | 384.7705 | 0.0021884 | 2046 | Mitigation | 0.5 | 30 | 0 | esc | 0.038396 | 2.1838e-07 | 0.040543 | 2.3059e-07 | 0.037115 | 2.1109e-07 | 0.035347 | 2.0104e-07
[120 empty] | 7.3.5.15 Identification and remediation of “at-risk species”WLDFRVegetation ContactBranch (Not overhanging, 4-12ft) | WLDFR | HFTD - Distribution - Tier 3 - 4QU CoRE ¦ 3QU LoRE | Red Flag Warning - Small Fires | Vegetation Contact | Branch (Not overhanging, 4-12ft) | 2047 | 5.6875e-06 | 384.7705 | 0.0021884 | 2047 | Mitigation | 0.5 | 30 | 0 | esc | 0.038396 | 2.1838e-07 | 0.040543 | 2.3059e-07 | 0.037115 | 2.1109e-07 | 0.035347 | 2.0104e-07
[120 empty] | 7.3.5.15 Identification and remediation of “at-risk species”WLDFRVegetation ContactBranch (Not overhanging, 4-12ft) | WLDFR | HFTD - Distribution - Tier 3 - 4QU CoRE ¦ 3QU LoRE | Red Flag Warning - Small Fires | Vegetation Contact | Branch (Not overhanging, 4-12ft) | 2048 | 5.6875e-06 | 384.7705 | 0.0021884 | 2048 | Mitigation | 0.5 | 30 | 0 | esc | 0.038396 | 2.1838e-07 | 0.040543 | 2.3059e-07 | 0.037115 | 2.1109e-07 | 0.035347 | 2.0104e-07
[120 empty] | 7.3.5.15 Identification and remediation of “at-risk species”WLDFRVegetation ContactBranch (Not overhanging, 4-12ft) | WLDFR | HFTD - Distribution - Tier 3 - 4QU CoRE ¦ 3QU LoRE | Red Flag Warning - Small Fires | Vegetation Contact | Branch (Not overhanging, 4-12ft) | 2049 | 5.6875e-06 | 384.7705 | 0.0021884 | 2049 | Mitigation | 0.5 | 30 | 0 | esc | 0.038396 | 2.1838e-07 | 0.040543 | 2.3059e-07 | 0.037115 | 2.1109e-07 | 0.035347 | 2.0104e-07
[120 empty] | 7.3.5.15 Identification and remediation of “at-risk species”WLDFRVegetation ContactBranch (Not overhanging, 4-12ft) | WLDFR | HFTD - Distribution - Tier 3 - 4QU CoRE ¦ 3QU LoRE | Red Flag Warning - Small Fires | Vegetation Contact | Branch (Not overhanging, 4-12ft) | 2050 | 5.6875e-06 | 384.7705 | 0.0021884 | 2050 | Mitigation | 0.5 | 30 | 0 | esc | 0 | 0 | 0.040543 | 2.3059e-07 | 0.037115 | 2.1109e-07 | 0.035347 | 2.0104e-07
[120 empty] | 7.3.5.15 Identification and remediation of “at-risk species”WLDFRVegetation ContactBranch (Not overhanging, 4-12ft) | WLDFR | HFTD - Distribution - Tier 3 - 4QU CoRE ¦ 3QU LoRE | Red Flag Warning - Small Fires | Vegetation Contact | Branch (Not overhanging, 4-12ft) | 2051 | 5.6875e-06 | 384.7705 | 0.0021884 | 2051 | Mitigation | 0.5 | 30 | 0 | esc | 0 | 0 | 0 | 0 | 0.037115 | 2.1109e-07 | 0.035347 | 2.0104e-07
[120 empty] | 7.3.5.15 Identification and remediation of “at-risk species”WLDFRVegetation ContactBranch (Not overhanging, 4-12ft) | WLDFR | HFTD - Distribution - Tier 3 - 4QU CoRE ¦ 3QU LoRE | Red Flag Warning - Small Fires | Vegetation Contact | Branch (Not overhanging, 4-12ft) | 2052 | 5.6875e-06 | 384.7705 | 0.0021884 | 2052 | Mitigation | 0.5 | 30 | 0 | esc | 0 | 0 | 0 | 0 | 0 | 0 | 0.035347 | 2.0104e-07
[120 empty] | 7.3.5.15 Identification and remediation of “at-risk species”WLDFRVegetation ContactBranch (Not overhanging, within 4ft) | WLDFR | HFTD - Distribution - Tier 3 - 4QU CoRE ¦ 3QU LoRE | Red Flag Warning - Small Fires | Vegetation Contact | Branch (Not overhanging, within 4ft) | 2022 | 1.3933e-06 | 384.7705 | 0.00053609 | 2022 | Mitigation | 0.9 | 30 | 0 | esc | 0.069113 | 9.6294e-08 | 0.072978 | 1.0168e-07 | 0.066806 | 9.308e-08 | 0 | 0
[120 empty] | 7.3.5.15 Identification and remediation of “at-risk species”WLDFRVegetation ContactBranch (Not overhanging, within 4ft) | WLDFR | HFTD - Distribution - Tier 3 - 4QU CoRE ¦ 3QU LoRE | Red Flag Warning - Small Fires | Vegetation Contact | Branch (Not overhanging, within 4ft) | 2023 | 1.3933e-06 | 384.7705 | 0.00053609 | 2023 | Mitigation | 0.9 | 30 | 0 | esc | 0.069113 | 9.6294e-08 | 0.072978 | 1.0168e-07 | 0.066806 | 9.308e-08 | 0.063625 | 8.8647e-08
[120 empty] | 7.3.5.15 Identification and remediation of “at-risk species”WLDFRVegetation ContactBranch (Not overhanging, within 4ft) | WLDFR | HFTD - Distribution - Tier 3 - 4QU CoRE ¦ 3QU LoRE | Red Flag Warning - Small Fires | Vegetation Contact | Branch (Not overhanging, within 4ft) | 2024 | 1.3933e-06 | 384.7705 | 0.00053609 | 2024 | Mitigation | 0.9 | 30 | 0 | esc | 0.069113 | 9.6294e-08 | 0.072978 | 1.0168e-07 | 0.066806 | 9.308e-08 | 0.063625 | 8.8647e-08
[120 empty] | 7.3.5.15 Identification and remediation of “at-risk species”WLDFRVegetation ContactBranch (Not overhanging, within 4ft) | WLDFR | HFTD - Distribution - Tier 3 - 4QU CoRE ¦ 3QU LoRE | Red Flag Warning - Small Fires | Vegetation Contact | Branch (Not overhanging, within 4ft) | 2025 | 1.3933e-06 | 384.7705 | 0.00053609 | 2025 | Mitigation | 0.9 | 30 | 0 | esc | 0.069113 | 9.6294e-08 | 0.072978 | 1.0168e-07 | 0.066806 | 9.308e-08 | 0.063625 | 8.8647e-08
[120 empty] | 7.3.5.15 Identification and remediation of “at-risk species”WLDFRVegetation ContactBranch (Not overhanging, within 4ft) | WLDFR | HFTD - Distribution - Tier 3 - 4QU CoRE ¦ 3QU LoRE | Red Flag Warning - Small Fires | Vegetation Contact | Branch (Not overhanging, within 4ft) | 2026 | 1.3933e-06 | 384.7705 | 0.00053609 | 2026 | Mitigation | 0.9 | 30 | 0 | esc | 0.069113 | 9.6294e-08 | 0.072978 | 1.0168e-07 | 0.066806 | 9.308e-08 | 0.063625 | 8.8647e-08
[120 empty] | 7.3.5.15 Identification and remediation of “at-risk species”WLDFRVegetation ContactBranch (Not overhanging, within 4ft) | WLDFR | HFTD - Distribution - Tier 3 - 4QU CoRE ¦ 3QU LoRE | Red Flag Warning - Small Fires | Vegetation Contact | Branch (Not overhanging, within 4ft) | 2027 | 1.3933e-06 | 384.7705 | 0.00053609 | 2027 | Mitigation | 0.9 | 30 | 0 | esc | 0.069113 | 9.6294e-08 | 0.072978 | 1.0168e-07 | 0.066806 | 9.308e-08 | 0.063625 | 8.8647e-08
[120 empty] | 7.3.5.15 Identification and remediation of “at-risk species”WLDFRVegetation ContactBranch (Not overhanging, within 4ft) | WLDFR | HFTD - Distribution - Tier 3 - 4QU CoRE ¦ 3QU LoRE | Red Flag Warning - Small Fires | Vegetation Contact | Branch (Not overhanging, within 4ft) | 2028 | 1.3933e-06 | 384.7705 | 0.00053609 | 2028 | Mitigation | 0.9 | 30 | 0 | esc | 0.069113 | 9.6294e-08 | 0.072978 | 1.0168e-07 | 0.066806 | 9.308e-08 | 0.063625 | 8.8647e-08
[120 empty] | 7.3.5.15 Identification and remediation of “at-risk species”WLDFRVegetation ContactBranch (Not overhanging, within 4ft) | WLDFR | HFTD - Distribution - Tier 3 - 4QU CoRE ¦ 3QU LoRE | Red Flag Warning - Small Fires | Vegetation Contact | Branch (Not overhanging, within 4ft) | 2029 | 1.3933e-06 | 384.7705 | 0.00053609 | 2029 | Mitigation | 0.9 | 30 | 0 | esc | 0.069113 | 9.6294e-08 | 0.072978 | 1.0168e-07 | 0.066806 | 9.308e-08 | 0.063625 | 8.8647e-08
[120 empty] | 7.3.5.15 Identification and remediation of “at-risk species”WLDFRVegetation ContactBranch (Not overhanging, within 4ft) | WLDFR | HFTD - Distribution - Tier 3 - 4QU CoRE ¦ 3QU LoRE | Red Flag Warning - Small Fires | Vegetation Contact | Branch (Not overhanging, within 4ft) | 2030 | 1.3933e-06 | 384.7705 | 0.00053609 | 2030 | Mitigation | 0.9 | 30 | 0 | esc | 0.069113 | 9.6294e-08 | 0.072978 | 1.0168e-07 | 0.066806 | 9.308e-08 | 0.063625 | 8.8647e-08
[120 empty] | 7.3.5.15 Identification and remediation of “at-risk species”WLDFRVegetation ContactBranch (Not overhanging, within 4ft) | WLDFR | HFTD - Distribution - Tier 3 - 4QU CoRE ¦ 3QU LoRE | Red Flag Warning - Small Fires | Vegetation Contact | Branch (Not overhanging, within 4ft) | 2031 | 1.3933e-06 | 384.7705 | 0.00053609 | 2031 | Mitigation | 0.9 | 30 | 0 | esc | 0.069113 | 9.6294e-08 | 0.072978 | 1.0168e-07 | 0.066806 | 9.308e-08 | 0.063625 | 8.8647e-08
[120 empty] | 7.3.5.15 Identification and remediation of “at-risk species”WLDFRVegetation ContactBranch (Not overhanging, within 4ft) | WLDFR | HFTD - Distribution - Tier 3 - 4QU CoRE ¦ 3QU LoRE | Red Flag Warning - Small Fires | Vegetation Contact | Branch (Not overhanging, within 4ft) | 2032 | 1.3933e-06 | 384.7705 | 0.00053609 | 2032 | Mitigation | 0.9 | 30 | 0 | esc | 0.069113 | 9.6294e-08 | 0.072978 | 1.0168e-07 | 0.066806 | 9.308e-08 | 0.063625 | 8.8647e-08
[120 empty] | 7.3.5.15 Identification and remediation of “at-risk species”WLDFRVegetation ContactBranch (Not overhanging, within 4ft) | WLDFR | HFTD - Distribution - Tier 3 - 4QU CoRE ¦ 3QU LoRE | Red Flag Warning - Small Fires | Vegetation Contact | Branch (Not overhanging, within 4ft) | 2033 | 1.3933e-06 | 384.7705 | 0.00053609 | 2033 | Mitigation | 0.9 | 30 | 0 | esc | 0.069113 | 9.6294e-08 | 0.072978 | 1.0168e-07 | 0.066806 | 9.308e-08 | 0.063625 | 8.8647e-08
[120 empty] | 7.3.5.15 Identification and remediation of “at-risk species”WLDFRVegetation ContactBranch (Not overhanging, within 4ft) | WLDFR | HFTD - Distribution - Tier 3 - 4QU CoRE ¦ 3QU LoRE | Red Flag Warning - Small Fires | Vegetation Contact | Branch (Not overhanging, within 4ft) | 2034 | 1.3933e-06 | 384.7705 | 0.00053609 | 2034 | Mitigation | 0.9 | 30 | 0 | esc | 0.069113 | 9.6294e-08 | 0.072978 | 1.0168e-07 | 0.066806 | 9.308e-08 | 0.063625 | 8.8647e-08
[120 empty] | 7.3.5.15 Identification and remediation of “at-risk species”WLDFRVegetation ContactBranch (Not overhanging, within 4ft) | WLDFR | HFTD - Distribution - Tier 3 - 4QU CoRE ¦ 3QU LoRE | Red Flag Warning - Small Fires | Vegetation Contact | Branch (Not overhanging, within 4ft) | 2035 | 1.3933e-06 | 384.7705 | 0.00053609 | 2035 | Mitigation | 0.9 | 30 | 0 | esc | 0.069113 | 9.6294e-08 | 0.072978 | 1.0168e-07 | 0.066806 | 9.308e-08 | 0.063625 | 8.8647e-08
[120 empty] | 7.3.5.15 Identification and remediation of “at-risk species”WLDFRVegetation ContactBranch (Not overhanging, within 4ft) | WLDFR | HFTD - Distribution - Tier 3 - 4QU CoRE ¦ 3QU LoRE | Red Flag Warning - Small Fires | Vegetation Contact | Branch (Not overhanging, within 4ft) | 2036 | 1.3933e-06 | 384.7705 | 0.00053609 | 2036 | Mitigation | 0.9 | 30 | 0 | esc | 0.069113 | 9.6294e-08 | 0.072978 | 1.0168e-07 | 0.066806 | 9.308e-08 | 0.063625 | 8.8647e-08
[120 empty] | 7.3.5.15 Identification and remediation of “at-risk species”WLDFRVegetation ContactBranch (Not overhanging, within 4ft) | WLDFR | HFTD - Distribution - Tier 3 - 4QU CoRE ¦ 3QU LoRE | Red Flag Warning - Small Fires | Vegetation Contact | Branch (Not overhanging, within 4ft) | 2037 | 1.3933e-06 | 384.7705 | 0.00053609 | 2037 | Mitigation | 0.9 | 30 | 0 | esc | 0.069113 | 9.6294e-08 | 0.072978 | 1.0168e-07 | 0.066806 | 9.308e-08 | 0.063625 | 8.8647e-08
[120 empty] | 7.3.5.15 Identification and remediation of “at-risk species”WLDFRVegetation ContactBranch (Not overhanging, within 4ft) | WLDFR | HFTD - Distribution - Tier 3 - 4QU CoRE ¦ 3QU LoRE | Red Flag Warning - Small Fires | Vegetation Contact | Branch (Not overhanging, within 4ft) | 2038 | 1.3933e-06 | 384.7705 | 0.00053609 | 2038 | Mitigation | 0.9 | 30 | 0 | esc | 0.069113 | 9.6294e-08 | 0.072978 | 1.0168e-07 | 0.066806 | 9.308e-08 | 0.063625 | 8.8647e-08
[120 empty] | 7.3.5.15 Identification and remediation of “at-risk species”WLDFRVegetation ContactBranch (Not overhanging, within 4ft) | WLDFR | HFTD - Distribution - Tier 3 - 4QU CoRE ¦ 3QU LoRE | Red Flag Warning - Small Fires | Vegetation Contact | Branch (Not overhanging, within 4ft) | 2039 | 1.3933e-06 | 384.7705 | 0.00053609 | 2039 | Mitigation | 0.9 | 30 | 0 | esc | 0.069113 | 9.6294e-08 | 0.072978 | 1.0168e-07 | 0.066806 | 9.308e-08 | 0.063625 | 8.8647e-08
[120 empty] | 7.3.5.15 Identification and remediation of “at-risk species”WLDFRVegetation ContactBranch (Not overhanging, within 4ft) | WLDFR | HFTD - Distribution - Tier 3 - 4QU CoRE ¦ 3QU LoRE | Red Flag Warning - Small Fires | Vegetation Contact | Branch (Not overhanging, within 4ft) | 2040 | 1.3933e-06 | 384.7705 | 0.00053609 | 2040 | Mitigation | 0.9 | 30 | 0 | esc | 0.069113 | 9.6294e-08 | 0.072978 | 1.0168e-07 | 0.066806 | 9.308e-08 | 0.063625 | 8.8647e-08
[120 empty] | 7.3.5.15 Identification and remediation of “at-risk species”WLDFRVegetation ContactBranch (Not overhanging, within 4ft) | WLDFR | HFTD - Distribution - Tier 3 - 4QU CoRE ¦ 3QU LoRE | Red Flag Warning - Small Fires | Vegetation Contact | Branch (Not overhanging, within 4ft) | 2041 | 1.3933e-06 | 384.7705 | 0.00053609 | 2041 | Mitigation | 0.9 | 30 | 0 | esc | 0.069113 | 9.6294e-08 | 0.072978 | 1.0168e-07 | 0.066806 | 9.308e-08 | 0.063625 | 8.8647e-08
[120 empty] | 7.3.5.15 Identification and remediation of “at-risk species”WLDFRVegetation ContactBranch (Not overhanging, within 4ft) | WLDFR | HFTD - Distribution - Tier 3 - 4QU CoRE ¦ 3QU LoRE | Red Flag Warning - Small Fires | Vegetation Contact | Branch (Not overhanging, within 4ft) | 2042 | 1.3933e-06 | 384.7705 | 0.00053609 | 2042 | Mitigation | 0.9 | 30 | 0 | esc | 0.069113 | 9.6294e-08 | 0.072978 | 1.0168e-07 | 0.066806 | 9.308e-08 | 0.063625 | 8.8647e-08
[120 empty] | 7.3.5.15 Identification and remediation of “at-risk species”WLDFRVegetation ContactBranch (Not overhanging, within 4ft) | WLDFR | HFTD - Distribution - Tier 3 - 4QU CoRE ¦ 3QU LoRE | Red Flag Warning - Small Fires | Vegetation Contact | Branch (Not overhanging, within 4ft) | 2043 | 1.3933e-06 | 384.7705 | 0.00053609 | 2043 | Mitigation | 0.9 | 30 | 0 | esc | 0.069113 | 9.6294e-08 | 0.072978 | 1.0168e-07 | 0.066806 | 9.308e-08 | 0.063625 | 8.8647e-08
[120 empty] | 7.3.5.15 Identification and remediation of “at-risk species”WLDFRVegetation ContactBranch (Not overhanging, within 4ft) | WLDFR | HFTD - Distribution - Tier 3 - 4QU CoRE ¦ 3QU LoRE | Red Flag Warning - Small Fires | Vegetation Contact | Branch (Not overhanging, within 4ft) | 2044 | 1.3933e-06 | 384.7705 | 0.00053609 | 2044 | Mitigation | 0.9 | 30 | 0 | esc | 0.069113 | 9.6294e-08 | 0.072978 | 1.0168e-07 | 0.066806 | 9.308e-08 | 0.063625 | 8.8647e-08
[120 empty] | 7.3.5.15 Identification and remediation of “at-risk species”WLDFRVegetation ContactBranch (Not overhanging, within 4ft) | WLDFR | HFTD - Distribution - Tier 3 - 4QU CoRE ¦ 3QU LoRE | Red Flag Warning - Small Fires | Vegetation Contact | Branch (Not overhanging, within 4ft) | 2045 | 1.3933e-06 | 384.7705 | 0.00053609 | 2045 | Mitigation | 0.9 | 30 | 0 | esc | 0.069113 | 9.6294e-08 | 0.072978 | 1.0168e-07 | 0.066806 | 9.308e-08 | 0.063625 | 8.8647e-08
[120 empty] | 7.3.5.15 Identification and remediation of “at-risk species”WLDFRVegetation ContactBranch (Not overhanging, within 4ft) | WLDFR | HFTD - Distribution - Tier 3 - 4QU CoRE ¦ 3QU LoRE | Red Flag Warning - Small Fires | Vegetation Contact | Branch (Not overhanging, within 4ft) | 2046 | 1.3933e-06 | 384.7705 | 0.00053609 | 2046 | Mitigation | 0.9 | 30 | 0 | esc | 0.069113 | 9.6294e-08 | 0.072978 | 1.0168e-07 | 0.066806 | 9.308e-08 | 0.063625 | 8.8647e-08
[120 empty] | 7.3.5.15 Identification and remediation of “at-risk species”WLDFRVegetation ContactBranch (Not overhanging, within 4ft) | WLDFR | HFTD - Distribution - Tier 3 - 4QU CoRE ¦ 3QU LoRE | Red Flag Warning - Small Fires | Vegetation Contact | Branch (Not overhanging, within 4ft) | 2047 | 1.3933e-06 | 384.7705 | 0.00053609 | 2047 | Mitigation | 0.9 | 30 | 0 | esc | 0.069113 | 9.6294e-08 | 0.072978 | 1.0168e-07 | 0.066806 | 9.308e-08 | 0.063625 | 8.8647e-08
[120 empty] | 7.3.5.15 Identification and remediation of “at-risk species”WLDFRVegetation ContactBranch (Not overhanging, within 4ft) | WLDFR | HFTD - Distribution - Tier 3 - 4QU CoRE ¦ 3QU LoRE | Red Flag Warning - Small Fires | Vegetation Contact | Branch (Not overhanging, within 4ft) | 2048 | 1.3933e-06 | 384.7705 | 0.00053609 | 2048 | Mitigation | 0.9 | 30 | 0 | esc | 0.069113 | 9.6294e-08 | 0.072978 | 1.0168e-07 | 0.066806 | 9.308e-08 | 0.063625 | 8.8647e-08
[120 empty] | 7.3.5.15 Identification and remediation of “at-risk species”WLDFRVegetation ContactBranch (Not overhanging, within 4ft) | WLDFR | HFTD - Distribution - Tier 3 - 4QU CoRE ¦ 3QU LoRE | Red Flag Warning - Small Fires | Vegetation Contact | Branch (Not overhanging, within 4ft) | 2049 | 1.3933e-06 | 384.7705 | 0.00053609 | 2049 | Mitigation | 0.9 | 30 | 0 | esc | 0.069113 | 9.6294e-08 | 0.072978 | 1.0168e-07 | 0.066806 | 9.308e-08 | 0.063625 | 8.8647e-08
[120 empty] | 7.3.5.15 Identification and remediation of “at-risk species”WLDFRVegetation ContactBranch (Not overhanging, within 4ft) | WLDFR | HFTD - Distribution - Tier 3 - 4QU CoRE ¦ 3QU LoRE | Red Flag Warning - Small Fires | Vegetation Contact | Branch (Not overhanging, within 4ft) | 2050 | 1.3933e-06 | 384.7705 | 0.00053609 | 2050 | Mitigation | 0.9 | 30 | 0 | esc | 0 | 0 | 0.072978 | 1.0168e-07 | 0.066806 | 9.308e-08 | 0.063625 | 8.8647e-08
[120 empty] | 7.3.5.15 Identification and remediation of “at-risk species”WLDFRVegetation ContactBranch (Not overhanging, within 4ft) | WLDFR | HFTD - Distribution - Tier 3 - 4QU CoRE ¦ 3QU LoRE | Red Flag Warning - Small Fires | Vegetation Contact | Branch (Not overhanging, within 4ft) | 2051 | 1.3933e-06 | 384.7705 | 0.00053609 | 2051 | Mitigation | 0.9 | 30 | 0 | esc | 0 | 0 | 0 | 0 | 0.066806 | 9.308e-08 | 0.063625 | 8.8647e-08
[120 empty] | 7.3.5.15 Identification and remediation of “at-risk species”WLDFRVegetation ContactBranch (Not overhanging, within 4ft) | WLDFR | HFTD - Distribution - Tier 3 - 4QU CoRE ¦ 3QU LoRE | Red Flag Warning - Small Fires | Vegetation Contact | Branch (Not overhanging, within 4ft) | 2052 | 1.3933e-06 | 384.7705 | 0.00053609 | 2052 | Mitigation | 0.9 | 30 | 0 | esc | 0 | 0 | 0 | 0 | 0 | 0 | 0.063625 | 8.8647e-08
[120 empty] | 7.3.5.15 Identification and remediation of “at-risk species”WLDFRVegetation ContactBranch (OverHanging) | WLDFR | HFTD - Distribution - Tier 3 - 4QU CoRE ¦ 3QU LoRE | Red Flag Warning - Small Fires | Vegetation Contact | Branch (OverHanging) | 2022 | 8.3236e-05 | 384.7705 | 0.032027 | 2022 | Mitigation | 0.9 | 30 | 0 | esc | 0.069113 | 5.7528e-06 | 0.072978 | 6.0744e-06 | 0.066806 | 5.5607e-06 | 0 | 0
[120 empty] | 7.3.5.15 Identification and remediation of “at-risk species”WLDFRVegetation ContactBranch (OverHanging) | WLDFR | HFTD - Distribution - Tier 3 - 4QU CoRE ¦ 3QU LoRE | Red Flag Warning - Small Fires | Vegetation Contact | Branch (OverHanging) | 2023 | 8.3236e-05 | 384.7705 | 0.032027 | 2023 | Mitigation | 0.9 | 30 | 0 | esc | 0.069113 | 5.7528e-06 | 0.072978 | 6.0744e-06 | 0.066806 | 5.5607e-06 | 0.063625 | 5.2959e-06
[120 empty] | 7.3.5.15 Identification and remediation of “at-risk species”WLDFRVegetation ContactBranch (OverHanging) | WLDFR | HFTD - Distribution - Tier 3 - 4QU CoRE ¦ 3QU LoRE | Red Flag Warning - Small Fires | Vegetation Contact | Branch (OverHanging) | 2024 | 8.3236e-05 | 384.7705 | 0.032027 | 2024 | Mitigation | 0.9 | 30 | 0 | esc | 0.069113 | 5.7528e-06 | 0.072978 | 6.0744e-06 | 0.066806 | 5.5607e-06 | 0.063625 | 5.2959e-06
[120 empty] | 7.3.5.15 Identification and remediation of “at-risk species”WLDFRVegetation ContactBranch (OverHanging) | WLDFR | HFTD - Distribution - Tier 3 - 4QU CoRE ¦ 3QU LoRE | Red Flag Warning - Small Fires | Vegetation Contact | Branch (OverHanging) | 2025 | 8.3236e-05 | 384.7705 | 0.032027 | 2025 | Mitigation | 0.9 | 30 | 0 | esc | 0.069113 | 5.7528e-06 | 0.072978 | 6.0744e-06 | 0.066806 | 5.5607e-06 | 0.063625 | 5.2959e-06
[120 empty] | 7.3.5.15 Identification and remediation of “at-risk species”WLDFRVegetation ContactBranch (OverHanging) | WLDFR | HFTD - Distribution - Tier 3 - 4QU CoRE ¦ 3QU LoRE | Red Flag Warning - Small Fires | Vegetation Contact | Branch (OverHanging) | 2026 | 8.3236e-05 | 384.7705 | 0.032027 | 2026 | Mitigation | 0.9 | 30 | 0 | esc | 0.069113 | 5.7528e-06 | 0.072978 | 6.0744e-06 | 0.066806 | 5.5607e-06 | 0.063625 | 5.2959e-06
[120 empty] | 7.3.5.15 Identification and remediation of “at-risk species”WLDFRVegetation ContactBranch (OverHanging) | WLDFR | HFTD - Distribution - Tier 3 - 4QU CoRE ¦ 3QU LoRE | Red Flag Warning - Small Fires | Vegetation Contact | Branch (OverHanging) | 2027 | 8.3236e-05 | 384.7705 | 0.032027 | 2027 | Mitigation | 0.9 | 30 | 0 | esc | 0.069113 | 5.7528e-06 | 0.072978 | 6.0744e-06 | 0.066806 | 5.5607e-06 | 0.063625 | 5.2959e-06
[120 empty] | 7.3.5.15 Identification and remediation of “at-risk species”WLDFRVegetation ContactBranch (OverHanging) | WLDFR | HFTD - Distribution - Tier 3 - 4QU CoRE ¦ 3QU LoRE | Red Flag Warning - Small Fires | Vegetation Contact | Branch (OverHanging) | 2028 | 8.3236e-05 | 384.7705 | 0.032027 | 2028 | Mitigation | 0.9 | 30 | 0 | esc | 0.069113 | 5.7528e-06 | 0.072978 | 6.0744e-06 | 0.066806 | 5.5607e-06 | 0.063625 | 5.2959e-06
[120 empty] | 7.3.5.15 Identification and remediation of “at-risk species”WLDFRVegetation ContactBranch (OverHanging) | WLDFR | HFTD - Distribution - Tier 3 - 4QU CoRE ¦ 3QU LoRE | Red Flag Warning - Small Fires | Vegetation Contact | Branch (OverHanging) | 2029 | 8.3236e-05 | 384.7705 | 0.032027 | 2029 | Mitigation | 0.9 | 30 | 0 | esc | 0.069113 | 5.7528e-06 | 0.072978 | 6.0744e-06 | 0.066806 | 5.5607e-06 | 0.063625 | 5.2959e-06
[120 empty] | 7.3.5.15 Identification and remediation of “at-risk species”WLDFRVegetation ContactBranch (OverHanging) | WLDFR | HFTD - Distribution - Tier 3 - 4QU CoRE ¦ 3QU LoRE | Red Flag Warning - Small Fires | Vegetation Contact | Branch (OverHanging) | 2030 | 8.3236e-05 | 384.7705 | 0.032027 | 2030 | Mitigation | 0.9 | 30 | 0 | esc | 0.069113 | 5.7528e-06 | 0.072978 | 6.0744e-06 | 0.066806 | 5.5607e-06 | 0.063625 | 5.2959e-06
[120 empty] | 7.3.5.15 Identification and remediation of “at-risk species”WLDFRVegetation ContactBranch (OverHanging) | WLDFR | HFTD - Distribution - Tier 3 - 4QU CoRE ¦ 3QU LoRE | Red Flag Warning - Small Fires | Vegetation Contact | Branch (OverHanging) | 2031 | 8.3236e-05 | 384.7705 | 0.032027 | 2031 | Mitigation | 0.9 | 30 | 0 | esc | 0.069113 | 5.7528e-06 | 0.072978 | 6.0744e-06 | 0.066806 | 5.5607e-06 | 0.063625 | 5.2959e-06
[120 empty] | 7.3.5.15 Identification and remediation of “at-risk species”WLDFRVegetation ContactBranch (OverHanging) | WLDFR | HFTD - Distribution - Tier 3 - 4QU CoRE ¦ 3QU LoRE | Red Flag Warning - Small Fires | Vegetation Contact | Branch (OverHanging) | 2032 | 8.3236e-05 | 384.7705 | 0.032027 | 2032 | Mitigation | 0.9 | 30 | 0 | esc | 0.069113 | 5.7528e-06 | 0.072978 | 6.0744e-06 | 0.066806 | 5.5607e-06 | 0.063625 | 5.2959e-06
[120 empty] | 7.3.5.15 Identification and remediation of “at-risk species”WLDFRVegetation ContactBranch (OverHanging) | WLDFR | HFTD - Distribution - Tier 3 - 4QU CoRE ¦ 3QU LoRE | Red Flag Warning - Small Fires | Vegetation Contact | Branch (OverHanging) | 2033 | 8.3236e-05 | 384.7705 | 0.032027 | 2033 | Mitigation | 0.9 | 30 | 0 | esc | 0.069113 | 5.7528e-06 | 0.072978 | 6.0744e-06 | 0.066806 | 5.5607e-06 | 0.063625 | 5.2959e-06
[120 empty] | 7.3.5.15 Identification and remediation of “at-risk species”WLDFRVegetation ContactBranch (OverHanging) | WLDFR | HFTD - Distribution - Tier 3 - 4QU CoRE ¦ 3QU LoRE | Red Flag Warning - Small Fires | Vegetation Contact | Branch (OverHanging) | 2034 | 8.3236e-05 | 384.7705 | 0.032027 | 2034 | Mitigation | 0.9 | 30 | 0 | esc | 0.069113 | 5.7528e-06 | 0.072978 | 6.0744e-06 | 0.066806 | 5.5607e-06 | 0.063625 | 5.2959e-06
[120 empty] | 7.3.5.15 Identification and remediation of “at-risk species”WLDFRVegetation ContactBranch (OverHanging) | WLDFR | HFTD - Distribution - Tier 3 - 4QU CoRE ¦ 3QU LoRE | Red Flag Warning - Small Fires | Vegetation Contact | Branch (OverHanging) | 2035 | 8.3236e-05 | 384.7705 | 0.032027 | 2035 | Mitigation | 0.9 | 30 | 0 | esc | 0.069113 | 5.7528e-06 | 0.072978 | 6.0744e-06 | 0.066806 | 5.5607e-06 | 0.063625 | 5.2959e-06
[120 empty] | 7.3.5.15 Identification and remediation of “at-risk species”WLDFRVegetation ContactBranch (OverHanging) | WLDFR | HFTD - Distribution - Tier 3 - 4QU CoRE ¦ 3QU LoRE | Red Flag Warning - Small Fires | Vegetation Contact | Branch (OverHanging) | 2036 | 8.3236e-05 | 384.7705 | 0.032027 | 2036 | Mitigation | 0.9 | 30 | 0 | esc | 0.069113 | 5.7528e-06 | 0.072978 | 6.0744e-06 | 0.066806 | 5.5607e-06 | 0.063625 | 5.2959e-06
[120 empty] | 7.3.5.15 Identification and remediation of “at-risk species”WLDFRVegetation ContactBranch (OverHanging) | WLDFR | HFTD - Distribution - Tier 3 - 4QU CoRE ¦ 3QU LoRE | Red Flag Warning - Small Fires | Vegetation Contact | Branch (OverHanging) | 2037 | 8.3236e-05 | 384.7705 | 0.032027 | 2037 | Mitigation | 0.9 | 30 | 0 | esc | 0.069113 | 5.7528e-06 | 0.072978 | 6.0744e-06 | 0.066806 | 5.5607e-06 | 0.063625 | 5.2959e-06
[120 empty] | 7.3.5.15 Identification and remediation of “at-risk species”WLDFRVegetation ContactBranch (OverHanging) | WLDFR | HFTD - Distribution - Tier 3 - 4QU CoRE ¦ 3QU LoRE | Red Flag Warning - Small Fires | Vegetation Contact | Branch (OverHanging) | 2038 | 8.3236e-05 | 384.7705 | 0.032027 | 2038 | Mitigation | 0.9 | 30 | 0 | esc | 0.069113 | 5.7528e-06 | 0.072978 | 6.0744e-06 | 0.066806 | 5.5607e-06 | 0.063625 | 5.2959e-06
[120 empty] | 7.3.5.15 Identification and remediation of “at-risk species”WLDFRVegetation ContactBranch (OverHanging) | WLDFR | HFTD - Distribution - Tier 3 - 4QU CoRE ¦ 3QU LoRE | Red Flag Warning - Small Fires | Vegetation Contact | Branch (OverHanging) | 2039 | 8.3236e-05 | 384.7705 | 0.032027 | 2039 | Mitigation | 0.9 | 30 | 0 | esc | 0.069113 | 5.7528e-06 | 0.072978 | 6.0744e-06 | 0.066806 | 5.5607e-06 | 0.063625 | 5.2959e-06
[120 empty] | 7.3.5.15 Identification and remediation of “at-risk species”WLDFRVegetation ContactBranch (OverHanging) | WLDFR | HFTD - Distribution - Tier 3 - 4QU CoRE ¦ 3QU LoRE | Red Flag Warning - Small Fires | Vegetation Contact | Branch (OverHanging) | 2040 | 8.3236e-05 | 384.7705 | 0.032027 | 2040 | Mitigation | 0.9 | 30 | 0 | esc | 0.069113 | 5.7528e-06 | 0.072978 | 6.0744e-06 | 0.066806 | 5.5607e-06 | 0.063625 | 5.2959e-06
[120 empty] | 7.3.5.15 Identification and remediation of “at-risk species”WLDFRVegetation ContactBranch (OverHanging) | WLDFR | HFTD - Distribution - Tier 3 - 4QU CoRE ¦ 3QU LoRE | Red Flag Warning - Small Fires | Vegetation Contact | Branch (OverHanging) | 2041 | 8.3236e-05 | 384.7705 | 0.032027 | 2041 | Mitigation | 0.9 | 30 | 0 | esc | 0.069113 | 5.7528e-06 | 0.072978 | 6.0744e-06 | 0.066806 | 5.5607e-06 | 0.063625 | 5.2959e-06
[120 empty] | 7.3.5.15 Identification and remediation of “at-risk species”WLDFRVegetation ContactBranch (OverHanging) | WLDFR | HFTD - Distribution - Tier 3 - 4QU CoRE ¦ 3QU LoRE | Red Flag Warning - Small Fires | Vegetation Contact | Branch (OverHanging) | 2042 | 8.3236e-05 | 384.7705 | 0.032027 | 2042 | Mitigation | 0.9 | 30 | 0 | esc | 0.069113 | 5.7528e-06 | 0.072978 | 6.0744e-06 | 0.066806 | 5.5607e-06 | 0.063625 | 5.2959e-06
[120 empty] | 7.3.5.15 Identification and remediation of “at-risk species”WLDFRVegetation ContactBranch (OverHanging) | WLDFR | HFTD - Distribution - Tier 3 - 4QU CoRE ¦ 3QU LoRE | Red Flag Warning - Small Fires | Vegetation Contact | Branch (OverHanging) | 2043 | 8.3236e-05 | 384.7705 | 0.032027 | 2043 | Mitigation | 0.9 | 30 | 0 | esc | 0.069113 | 5.7528e-06 | 0.072978 | 6.0744e-06 | 0.066806 | 5.5607e-06 | 0.063625 | 5.2959e-06
[120 empty] | 7.3.5.15 Identification and remediation of “at-risk species”WLDFRVegetation ContactBranch (OverHanging) | WLDFR | HFTD - Distribution - Tier 3 - 4QU CoRE ¦ 3QU LoRE | Red Flag Warning - Small Fires | Vegetation Contact | Branch (OverHanging) | 2044 | 8.3236e-05 | 384.7705 | 0.032027 | 2044 | Mitigation | 0.9 | 30 | 0 | esc | 0.069113 | 5.7528e-06 | 0.072978 | 6.0744e-06 | 0.066806 | 5.5607e-06 | 0.063625 | 5.2959e-06
[120 empty] | 7.3.5.15 Identification and remediation of “at-risk species”WLDFRVegetation ContactBranch (OverHanging) | WLDFR | HFTD - Distribution - Tier 3 - 4QU CoRE ¦ 3QU LoRE | Red Flag Warning - Small Fires | Vegetation Contact | Branch (OverHanging) | 2045 | 8.3236e-05 | 384.7705 | 0.032027 | 2045 | Mitigation | 0.9 | 30 | 0 | esc | 0.069113 | 5.7528e-06 | 0.072978 | 6.0744e-06 | 0.066806 | 5.5607e-06 | 0.063625 | 5.2959e-06
[120 empty] | 7.3.5.15 Identification and remediation of “at-risk species”WLDFRVegetation ContactBranch (OverHanging) | WLDFR | HFTD - Distribution - Tier 3 - 4QU CoRE ¦ 3QU LoRE | Red Flag Warning - Small Fires | Vegetation Contact | Branch (OverHanging) | 2046 | 8.3236e-05 | 384.7705 | 0.032027 | 2046 | Mitigation | 0.9 | 30 | 0 | esc | 0.069113 | 5.7528e-06 | 0.072978 | 6.0744e-06 | 0.066806 | 5.5607e-06 | 0.063625 | 5.2959e-06
[120 empty] | 7.3.5.15 Identification and remediation of “at-risk species”WLDFRVegetation ContactBranch (OverHanging) | WLDFR | HFTD - Distribution - Tier 3 - 4QU CoRE ¦ 3QU LoRE | Red Flag Warning - Small Fires | Vegetation Contact | Branch (OverHanging) | 2047 | 8.3236e-05 | 384.7705 | 0.032027 | 2047 | Mitigation | 0.9 | 30 | 0 | esc | 0.069113 | 5.7528e-06 | 0.072978 | 6.0744e-06 | 0.066806 | 5.5607e-06 | 0.063625 | 5.2959e-06
[120 empty] | 7.3.5.15 Identification and remediation of “at-risk species”WLDFRVegetation ContactBranch (OverHanging) | WLDFR | HFTD - Distribution - Tier 3 - 4QU CoRE ¦ 3QU LoRE | Red Flag Warning - Small Fires | Vegetation Contact | Branch (OverHanging) | 2048 | 8.3236e-05 | 384.7705 | 0.032027 | 2048 | Mitigation | 0.9 | 30 | 0 | esc | 0.069113 | 5.7528e-06 | 0.072978 | 6.0744e-06 | 0.066806 | 5.5607e-06 | 0.063625 | 5.2959e-06
[120 empty] | 7.3.5.15 Identification and remediation of “at-risk species”WLDFRVegetation ContactBranch (OverHanging) | WLDFR | HFTD - Distribution - Tier 3 - 4QU CoRE ¦ 3QU LoRE | Red Flag Warning - Small Fires | Vegetation Contact | Branch (OverHanging) | 2049 | 8.3236e-05 | 384.7705 | 0.032027 | 2049 | Mitigation | 0.9 | 30 | 0 | esc | 0.069113 | 5.7528e-06 | 0.072978 | 6.0744e-06 | 0.066806 | 5.5607e-06 | 0.063625 | 5.2959e-06
[120 empty] | 7.3.5.15 Identification and remediation of “at-risk species”WLDFRVegetation ContactBranch (OverHanging) | WLDFR | HFTD - Distribution - Tier 3 - 4QU CoRE ¦ 3QU LoRE | Red Flag Warning - Small Fires | Vegetation Contact | Branch (OverHanging) | 2050 | 8.3236e-05 | 384.7705 | 0.032027 | 2050 | Mitigation | 0.9 | 30 | 0 | esc | 0 | 0 | 0.072978 | 6.0744e-06 | 0.066806 | 5.5607e-06 | 0.063625 | 5.2959e-06
[120 empty] | 7.3.5.15 Identification and remediation of “at-risk species”WLDFRVegetation ContactBranch (OverHanging) | WLDFR | HFTD - Distribution - Tier 3 - 4QU CoRE ¦ 3QU LoRE | Red Flag Warning - Small Fires | Vegetation Contact | Branch (OverHanging) | 2051 | 8.3236e-05 | 384.7705 | 0.032027 | 2051 | Mitigation | 0.9 | 30 | 0 | esc | 0 | 0 | 0 | 0 | 0.066806 | 5.5607e-06 | 0.063625 | 5.2959e-06
[120 empty] | 7.3.5.15 Identification and remediation of “at-risk species”WLDFRVegetation ContactBranch (OverHanging) | WLDFR | HFTD - Distribution - Tier 3 - 4QU CoRE ¦ 3QU LoRE | Red Flag Warning - Small Fires | Vegetation Contact | Branch (OverHanging) | 2052 | 8.3236e-05 | 384.7705 | 0.032027 | 2052 | Mitigation | 0.9 | 30 | 0 | esc | 0 | 0 | 0 | 0 | 0 | 0 | 0.063625 | 5.2959e-06
[120 empty] | 7.3.5.15 Identification and remediation of “at-risk species”WLDFRVegetation ContactFell into (Moderate-Severe defect) | WLDFR | HFTD - Distribution - Tier 3 - 4QU CoRE ¦ 3QU LoRE | Red Flag Warning - Small Fires | Vegetation Contact | Fell into (Moderate-Severe defect) | 2022 | 2.6051e-05 | 384.7705 | 0.010024 | 2022 | Mitigation | 0.95 | 1 | 0 | esc | 0 | 0 | 0 | 0 | 0.070518 | 1.837e-06 | 0 | 0
[120 empty] | 7.3.5.15 Identification and remediation of “at-risk species”WLDFRVegetation ContactFell into (Moderate-Severe defect) | WLDFR | HFTD - Distribution - Tier 3 - 4QU CoRE ¦ 3QU LoRE | Red Flag Warning - Small Fires | Vegetation Contact | Fell into (Moderate-Severe defect) | 2023 | 2.6051e-05 | 384.7705 | 0.010024 | 2023 | Mitigation | 0.95 | 1 | 0 | esc | 0 | 0 | 0 | 0 | 0 | 0 | 0.06716 | 1.7496e-06
[120 empty] | 7.3.5.15 Identification and remediation of “at-risk species”WLDFRVegetation ContactFell into (slight defect) | WLDFR | HFTD - Distribution - Tier 3 - 4QU CoRE ¦ 3QU LoRE | Red Flag Warning - Small Fires | Vegetation Contact | Fell into (slight defect) | 2022 | 2.8881e-05 | 384.7705 | 0.011113 | 2022 | Mitigation | 0.5 | 1 | 0 | esc | 0 | 0 | 0 | 0 | 0.037115 | 1.0719e-06 | 0 | 0
[120 empty] | 7.3.5.15 Identification and remediation of “at-risk species”WLDFRVegetation ContactFell into (slight defect) | WLDFR | HFTD - Distribution - Tier 3 - 4QU CoRE ¦ 3QU LoRE | Red Flag Warning - Small Fires | Vegetation Contact | Fell into (slight defect) | 2023 | 2.8881e-05 | 384.7705 | 0.011113 | 2023 | Mitigation | 0.5 | 1 | 0 | esc | 0 | 0 | 0 | 0 | 0 | 0 | 0.035347 | 1.0209e-06
[120 empty] | 7.3.5.15 Identification and remediation of “at-risk species”WLDFRVegetation ContactGrow Into | WLDFR | HFTD - Distribution - Tier 3 - 4QU CoRE ¦ 3QU LoRE | Red Flag Warning - Small Fires | Vegetation Contact | Grow Into | 2022 | 3.0257e-06 | 384.7705 | 0.0011642 | 2022 | Mitigation | 0.5 | 1 | 0 | esc | 0 | 0 | 0 | 0 | 0.037115 | 1.123e-07 | 0 | 0
[120 empty] | 7.3.5.15 Identification and remediation of “at-risk species”WLDFRVegetation ContactGrow Into | WLDFR | HFTD - Distribution - Tier 3 - 4QU CoRE ¦ 3QU LoRE | Red Flag Warning - Small Fires | Vegetation Contact | Grow Into | 2023 | 3.0257e-06 | 384.7705 | 0.0011642 | 2023 | Mitigation | 0.5 | 1 | 0 | esc | 0 | 0 | 0 | 0 | 0 | 0 | 0.035347 | 1.0695e-07
[120 empty] | 7.3.5.15 Identification and remediation of “at-risk species”WLDFRCC - Seismic ScenarioSeismic Scenario | WLDFR | HFTD - Distribution - Tier 3 - 4QU CoRE ¦ 3QU LoRE | Seismic - Non-Red Flag Warning - Catastrophic Fires | CC - Seismic Scenario | Seismic Scenario | 2022 | 3.4497e-10 | 384.7705 | 1.3273e-07 | 2022 | Mitigation | 0.082056 | 1 | 0 | esc | 0 | 0 | 0 | 0 | 0.0060909 | 2.1012e-12 | 0 | 0
[120 empty] | 7.3.5.15 Identification and remediation of “at-risk species”WLDFRCC - Seismic ScenarioSeismic Scenario | WLDFR | HFTD - Distribution - Tier 3 - 4QU CoRE ¦ 3QU LoRE | Seismic - Non-Red Flag Warning - Catastrophic Fires | CC - Seismic Scenario | Seismic Scenario | 2023 | 3.4497e-10 | 384.7705 | 1.3273e-07 | 2023 | Mitigation | 0.082056 | 1 | 0 | esc | 0 | 0 | 0 | 0 | 0 | 0 | 0.0058009 | 2.0011e-12
[120 empty] | 7.3.5.15 Identification and remediation of “at-risk species”WLDFRCC - Seismic ScenarioSeismic Scenario | WLDFR | HFTD - Distribution - Tier 3 - 4QU CoRE ¦ 3QU LoRE | Seismic - Red Flag Warning - Catastrophic Fires | CC - Seismic Scenario | Seismic Scenario | 2022 | 1.4875e-08 | 384.7705 | 5.7234e-06 | 2022 | Mitigation | 0.082056 | 1 | 0 | esc | 0 | 0 | 0 | 0 | 0.0060909 | 9.0602e-11 | 0 | 0
[120 empty] | 7.3.5.15 Identification and remediation of “at-risk species”WLDFRCC - Seismic ScenarioSeismic Scenario | WLDFR | HFTD - Distribution - Tier 3 - 4QU CoRE ¦ 3QU LoRE | Seismic - Red Flag Warning - Catastrophic Fires | CC - Seismic Scenario | Seismic Scenario | 2023 | 1.4875e-08 | 384.7705 | 5.7234e-06 | 2023 | Mitigation | 0.082056 | 1 | 0 | esc | 0 | 0 | 0 | 0 | 0 | 0 | 0.0058009 | 8.6287e-11
[120 empty] | 7.3.5.15 Identification and remediation of “at-risk species”WLDFRVegetation ContactBranch (Not overhanging, 4-12ft) | WLDFR | HFTD - Distribution - Tier 3 - 4QU CoRE ¦ 4QU LoRE | Non-Red Flag Warning - Catastrophic Fires | Vegetation Contact | Branch (Not overhanging, 4-12ft) | 2022 | 3.6682e-10 | 202.884 | 7.4421e-08 | 2022 | Mitigation | 0.5 | 30 | 0 | esc | 0.038747 | 1.4213e-11 | 0.040913 | 1.5008e-11 | 0.037115 | 1.3614e-11 | 0 | 0
[120 empty] | 7.3.5.15 Identification and remediation of “at-risk species”WLDFRVegetation ContactBranch (Not overhanging, 4-12ft) | WLDFR | HFTD - Distribution - Tier 3 - 4QU CoRE ¦ 4QU LoRE | Non-Red Flag Warning - Catastrophic Fires | Vegetation Contact | Branch (Not overhanging, 4-12ft) | 2023 | 3.6682e-10 | 202.884 | 7.4421e-08 | 2023 | Mitigation | 0.5 | 30 | 0 | esc | 0.038747 | 1.4213e-11 | 0.040913 | 1.5008e-11 | 0.037115 | 1.3614e-11 | 0.035347 | 1.2966e-11
[120 empty] | 7.3.5.15 Identification and remediation of “at-risk species”WLDFRVegetation ContactBranch (Not overhanging, 4-12ft) | WLDFR | HFTD - Distribution - Tier 3 - 4QU CoRE ¦ 4QU LoRE | Non-Red Flag Warning - Catastrophic Fires | Vegetation Contact | Branch (Not overhanging, 4-12ft) | 2024 | 3.6682e-10 | 202.884 | 7.4421e-08 | 2024 | Mitigation | 0.5 | 30 | 0 | esc | 0.038747 | 1.4213e-11 | 0.040913 | 1.5008e-11 | 0.037115 | 1.3614e-11 | 0.035347 | 1.2966e-11
[120 empty] | 7.3.5.15 Identification and remediation of “at-risk species”WLDFRVegetation ContactBranch (Not overhanging, 4-12ft) | WLDFR | HFTD - Distribution - Tier 3 - 4QU CoRE ¦ 4QU LoRE | Non-Red Flag Warning - Catastrophic Fires | Vegetation Contact | Branch (Not overhanging, 4-12ft) | 2025 | 3.6682e-10 | 202.884 | 7.4421e-08 | 2025 | Mitigation | 0.5 | 30 | 0 | esc | 0.038747 | 1.4213e-11 | 0.040913 | 1.5008e-11 | 0.037115 | 1.3614e-11 | 0.035347 | 1.2966e-11
[120 empty] | 7.3.5.15 Identification and remediation of “at-risk species”WLDFRVegetation ContactBranch (Not overhanging, 4-12ft) | WLDFR | HFTD - Distribution - Tier 3 - 4QU CoRE ¦ 4QU LoRE | Non-Red Flag Warning - Catastrophic Fires | Vegetation Contact | Branch (Not overhanging, 4-12ft) | 2026 | 3.6682e-10 | 202.884 | 7.4421e-08 | 2026 | Mitigation | 0.5 | 30 | 0 | esc | 0.038747 | 1.4213e-11 | 0.040913 | 1.5008e-11 | 0.037115 | 1.3614e-11 | 0.035347 | 1.2966e-11
[120 empty] | 7.3.5.15 Identification and remediation of “at-risk species”WLDFRVegetation ContactBranch (Not overhanging, 4-12ft) | WLDFR | HFTD - Distribution - Tier 3 - 4QU CoRE ¦ 4QU LoRE | Non-Red Flag Warning - Catastrophic Fires | Vegetation Contact | Branch (Not overhanging, 4-12ft) | 2027 | 3.6682e-10 | 202.884 | 7.4421e-08 | 2027 | Mitigation | 0.5 | 30 | 0 | esc | 0.038747 | 1.4213e-11 | 0.040913 | 1.5008e-11 | 0.037115 | 1.3614e-11 | 0.035347 | 1.2966e-11
[120 empty] | 7.3.5.15 Identification and remediation of “at-risk species”WLDFRVegetation ContactBranch (Not overhanging, 4-12ft) | WLDFR | HFTD - Distribution - Tier 3 - 4QU CoRE ¦ 4QU LoRE | Non-Red Flag Warning - Catastrophic Fires | Vegetation Contact | Branch (Not overhanging, 4-12ft) | 2028 | 3.6682e-10 | 202.884 | 7.4421e-08 | 2028 | Mitigation | 0.5 | 30 | 0 | esc | 0.038747 | 1.4213e-11 | 0.040913 | 1.5008e-11 | 0.037115 | 1.3614e-11 | 0.035347 | 1.2966e-11
[120 empty] | 7.3.5.15 Identification and remediation of “at-risk species”WLDFRVegetation ContactBranch (Not overhanging, 4-12ft) | WLDFR | HFTD - Distribution - Tier 3 - 4QU CoRE ¦ 4QU LoRE | Non-Red Flag Warning - Catastrophic Fires | Vegetation Contact | Branch (Not overhanging, 4-12ft) | 2029 | 3.6682e-10 | 202.884 | 7.4421e-08 | 2029 | Mitigation | 0.5 | 30 | 0 | esc | 0.038747 | 1.4213e-11 | 0.040913 | 1.5008e-11 | 0.037115 | 1.3614e-11 | 0.035347 | 1.2966e-11
[120 empty] | 7.3.5.15 Identification and remediation of “at-risk species”WLDFRVegetation ContactBranch (Not overhanging, 4-12ft) | WLDFR | HFTD - Distribution - Tier 3 - 4QU CoRE ¦ 4QU LoRE | Non-Red Flag Warning - Catastrophic Fires | Vegetation Contact | Branch (Not overhanging, 4-12ft) | 2030 | 3.6682e-10 | 202.884 | 7.4421e-08 | 2030 | Mitigation | 0.5 | 30 | 0 | esc | 0.038747 | 1.4213e-11 | 0.040913 | 1.5008e-11 | 0.037115 | 1.3614e-11 | 0.035347 | 1.2966e-11
[120 empty] | 7.3.5.15 Identification and remediation of “at-risk species”WLDFRVegetation ContactBranch (Not overhanging, 4-12ft) | WLDFR | HFTD - Distribution - Tier 3 - 4QU CoRE ¦ 4QU LoRE | Non-Red Flag Warning - Catastrophic Fires | Vegetation Contact | Branch (Not overhanging, 4-12ft) | 2031 | 3.6682e-10 | 202.884 | 7.4421e-08 | 2031 | Mitigation | 0.5 | 30 | 0 | esc | 0.038747 | 1.4213e-11 | 0.040913 | 1.5008e-11 | 0.037115 | 1.3614e-11 | 0.035347 | 1.2966e-11
[120 empty] | 7.3.5.15 Identification and remediation of “at-risk species”WLDFRVegetation ContactBranch (Not overhanging, 4-12ft) | WLDFR | HFTD - Distribution - Tier 3 - 4QU CoRE ¦ 4QU LoRE | Non-Red Flag Warning - Catastrophic Fires | Vegetation Contact | Branch (Not overhanging, 4-12ft) | 2032 | 3.6682e-10 | 202.884 | 7.4421e-08 | 2032 | Mitigation | 0.5 | 30 | 0 | esc | 0.038747 | 1.4213e-11 | 0.040913 | 1.5008e-11 | 0.037115 | 1.3614e-11 | 0.035347 | 1.2966e-11
[120 empty] | 7.3.5.15 Identification and remediation of “at-risk species”WLDFRVegetation ContactBranch (Not overhanging, 4-12ft) | WLDFR | HFTD - Distribution - Tier 3 - 4QU CoRE ¦ 4QU LoRE | Non-Red Flag Warning - Catastrophic Fires | Vegetation Contact | Branch (Not overhanging, 4-12ft) | 2033 | 3.6682e-10 | 202.884 | 7.4421e-08 | 2033 | Mitigation | 0.5 | 30 | 0 | esc | 0.038747 | 1.4213e-11 | 0.040913 | 1.5008e-11 | 0.037115 | 1.3614e-11 | 0.035347 | 1.2966e-11
[120 empty] | 7.3.5.15 Identification and remediation of “at-risk species”WLDFRVegetation ContactBranch (Not overhanging, 4-12ft) | WLDFR | HFTD - Distribution - Tier 3 - 4QU CoRE ¦ 4QU LoRE | Non-Red Flag Warning - Catastrophic Fires | Vegetation Contact | Branch (Not overhanging, 4-12ft) | 2034 | 3.6682e-10 | 202.884 | 7.4421e-08 | 2034 | Mitigation | 0.5 | 30 | 0 | esc | 0.038747 | 1.4213e-11 | 0.040913 | 1.5008e-11 | 0.037115 | 1.3614e-11 | 0.035347 | 1.2966e-11
[120 empty] | 7.3.5.15 Identification and remediation of “at-risk species”WLDFRVegetation ContactBranch (Not overhanging, 4-12ft) | WLDFR | HFTD - Distribution - Tier 3 - 4QU CoRE ¦ 4QU LoRE | Non-Red Flag Warning - Catastrophic Fires | Vegetation Contact | Branch (Not overhanging, 4-12ft) | 2035 | 3.6682e-10 | 202.884 | 7.4421e-08 | 2035 | Mitigation | 0.5 | 30 | 0 | esc | 0.038747 | 1.4213e-11 | 0.040913 | 1.5008e-11 | 0.037115 | 1.3614e-11 | 0.035347 | 1.2966e-11
[120 empty] | 7.3.5.15 Identification and remediation of “at-risk species”WLDFRVegetation ContactBranch (Not overhanging, 4-12ft) | WLDFR | HFTD - Distribution - Tier 3 - 4QU CoRE ¦ 4QU LoRE | Non-Red Flag Warning - Catastrophic Fires | Vegetation Contact | Branch (Not overhanging, 4-12ft) | 2036 | 3.6682e-10 | 202.884 | 7.4421e-08 | 2036 | Mitigation | 0.5 | 30 | 0 | esc | 0.038747 | 1.4213e-11 | 0.040913 | 1.5008e-11 | 0.037115 | 1.3614e-11 | 0.035347 | 1.2966e-11
[120 empty] | 7.3.5.15 Identification and remediation of “at-risk species”WLDFRVegetation ContactBranch (Not overhanging, 4-12ft) | WLDFR | HFTD - Distribution - Tier 3 - 4QU CoRE ¦ 4QU LoRE | Non-Red Flag Warning - Catastrophic Fires | Vegetation Contact | Branch (Not overhanging, 4-12ft) | 2037 | 3.6682e-10 | 202.884 | 7.4421e-08 | 2037 | Mitigation | 0.5 | 30 | 0 | esc | 0.038747 | 1.4213e-11 | 0.040913 | 1.5008e-11 | 0.037115 | 1.3614e-11 | 0.035347 | 1.2966e-11
[120 empty] | 7.3.5.15 Identification and remediation of “at-risk species”WLDFRVegetation ContactBranch (Not overhanging, 4-12ft) | WLDFR | HFTD - Distribution - Tier 3 - 4QU CoRE ¦ 4QU LoRE | Non-Red Flag Warning - Catastrophic Fires | Vegetation Contact | Branch (Not overhanging, 4-12ft) | 2038 | 3.6682e-10 | 202.884 | 7.4421e-08 | 2038 | Mitigation | 0.5 | 30 | 0 | esc | 0.038747 | 1.4213e-11 | 0.040913 | 1.5008e-11 | 0.037115 | 1.3614e-11 | 0.035347 | 1.2966e-11
[120 empty] | 7.3.5.15 Identification and remediation of “at-risk species”WLDFRVegetation ContactBranch (Not overhanging, 4-12ft) | WLDFR | HFTD - Distribution - Tier 3 - 4QU CoRE ¦ 4QU LoRE | Non-Red Flag Warning - Catastrophic Fires | Vegetation Contact | Branch (Not overhanging, 4-12ft) | 2039 | 3.6682e-10 | 202.884 | 7.4421e-08 | 2039 | Mitigation | 0.5 | 30 | 0 | esc | 0.038747 | 1.4213e-11 | 0.040913 | 1.5008e-11 | 0.037115 | 1.3614e-11 | 0.035347 | 1.2966e-11
[120 empty] | 7.3.5.15 Identification and remediation of “at-risk species”WLDFRVegetation ContactBranch (Not overhanging, 4-12ft) | WLDFR | HFTD - Distribution - Tier 3 - 4QU CoRE ¦ 4QU LoRE | Non-Red Flag Warning - Catastrophic Fires | Vegetation Contact | Branch (Not overhanging, 4-12ft) | 2040 | 3.6682e-10 | 202.884 | 7.4421e-08 | 2040 | Mitigation | 0.5 | 30 | 0 | esc | 0.038747 | 1.4213e-11 | 0.040913 | 1.5008e-11 | 0.037115 | 1.3614e-11 | 0.035347 | 1.2966e-11
[120 empty] | 7.3.5.15 Identification and remediation of “at-risk species”WLDFRVegetation ContactBranch (Not overhanging, 4-12ft) | WLDFR | HFTD - Distribution - Tier 3 - 4QU CoRE ¦ 4QU LoRE | Non-Red Flag Warning - Catastrophic Fires | Vegetation Contact | Branch (Not overhanging, 4-12ft) | 2041 | 3.6682e-10 | 202.884 | 7.4421e-08 | 2041 | Mitigation | 0.5 | 30 | 0 | esc | 0.038747 | 1.4213e-11 | 0.040913 | 1.5008e-11 | 0.037115 | 1.3614e-11 | 0.035347 | 1.2966e-11
[120 empty] | 7.3.5.15 Identification and remediation of “at-risk species”WLDFRVegetation ContactBranch (Not overhanging, 4-12ft) | WLDFR | HFTD - Distribution - Tier 3 - 4QU CoRE ¦ 4QU LoRE | Non-Red Flag Warning - Catastrophic Fires | Vegetation Contact | Branch (Not overhanging, 4-12ft) | 2042 | 3.6682e-10 | 202.884 | 7.4421e-08 | 2042 | Mitigation | 0.5 | 30 | 0 | esc | 0.038747 | 1.4213e-11 | 0.040913 | 1.5008e-11 | 0.037115 | 1.3614e-11 | 0.035347 | 1.2966e-11
[120 empty] | 7.3.5.15 Identification and remediation of “at-risk species”WLDFRVegetation ContactBranch (Not overhanging, 4-12ft) | WLDFR | HFTD - Distribution - Tier 3 - 4QU CoRE ¦ 4QU LoRE | Non-Red Flag Warning - Catastrophic Fires | Vegetation Contact | Branch (Not overhanging, 4-12ft) | 2043 | 3.6682e-10 | 202.884 | 7.4421e-08 | 2043 | Mitigation | 0.5 | 30 | 0 | esc | 0.038747 | 1.4213e-11 | 0.040913 | 1.5008e-11 | 0.037115 | 1.3614e-11 | 0.035347 | 1.2966e-11
[120 empty] | 7.3.5.15 Identification and remediation of “at-risk species”WLDFRVegetation ContactBranch (Not overhanging, 4-12ft) | WLDFR | HFTD - Distribution - Tier 3 - 4QU CoRE ¦ 4QU LoRE | Non-Red Flag Warning - Catastrophic Fires | Vegetation Contact | Branch (Not overhanging, 4-12ft) | 2044 | 3.6682e-10 | 202.884 | 7.4421e-08 | 2044 | Mitigation | 0.5 | 30 | 0 | esc | 0.038747 | 1.4213e-11 | 0.040913 | 1.5008e-11 | 0.037115 | 1.3614e-11 | 0.035347 | 1.2966e-11
[120 empty] | 7.3.5.15 Identification and remediation of “at-risk species”WLDFRVegetation ContactBranch (Not overhanging, 4-12ft) | WLDFR | HFTD - Distribution - Tier 3 - 4QU CoRE ¦ 4QU LoRE | Non-Red Flag Warning - Catastrophic Fires | Vegetation Contact | Branch (Not overhanging, 4-12ft) | 2045 | 3.6682e-10 | 202.884 | 7.4421e-08 | 2045 | Mitigation | 0.5 | 30 | 0 | esc | 0.038747 | 1.4213e-11 | 0.040913 | 1.5008e-11 | 0.037115 | 1.3614e-11 | 0.035347 | 1.2966e-11
[120 empty] | 7.3.5.15 Identification and remediation of “at-risk species”WLDFRVegetation ContactBranch (Not overhanging, 4-12ft) | WLDFR | HFTD - Distribution - Tier 3 - 4QU CoRE ¦ 4QU LoRE | Non-Red Flag Warning - Catastrophic Fires | Vegetation Contact | Branch (Not overhanging, 4-12ft) | 2046 | 3.6682e-10 | 202.884 | 7.4421e-08 | 2046 | Mitigation | 0.5 | 30 | 0 | esc | 0.038747 | 1.4213e-11 | 0.040913 | 1.5008e-11 | 0.037115 | 1.3614e-11 | 0.035347 | 1.2966e-11
[120 empty] | 7.3.5.15 Identification and remediation of “at-risk species”WLDFRVegetation ContactBranch (Not overhanging, 4-12ft) | WLDFR | HFTD - Distribution - Tier 3 - 4QU CoRE ¦ 4QU LoRE | Non-Red Flag Warning - Catastrophic Fires | Vegetation Contact | Branch (Not overhanging, 4-12ft) | 2047 | 3.6682e-10 | 202.884 | 7.4421e-08 | 2047 | Mitigation | 0.5 | 30 | 0 | esc | 0.038747 | 1.4213e-11 | 0.040913 | 1.5008e-11 | 0.037115 | 1.3614e-11 | 0.035347 | 1.2966e-11
[120 empty] | 7.3.5.15 Identification and remediation of “at-risk species”WLDFRVegetation ContactBranch (Not overhanging, 4-12ft) | WLDFR | HFTD - Distribution - Tier 3 - 4QU CoRE ¦ 4QU LoRE | Non-Red Flag Warning - Catastrophic Fires | Vegetation Contact | Branch (Not overhanging, 4-12ft) | 2048 | 3.6682e-10 | 202.884 | 7.4421e-08 | 2048 | Mitigation | 0.5 | 30 | 0 | esc | 0.038747 | 1.4213e-11 | 0.040913 | 1.5008e-11 | 0.037115 | 1.3614e-11 | 0.035347 | 1.2966e-11
[120 empty] | 7.3.5.15 Identification and remediation of “at-risk species”WLDFRVegetation ContactBranch (Not overhanging, 4-12ft) | WLDFR | HFTD - Distribution - Tier 3 - 4QU CoRE ¦ 4QU LoRE | Non-Red Flag Warning - Catastrophic Fires | Vegetation Contact | Branch (Not overhanging, 4-12ft) | 2049 | 3.6682e-10 | 202.884 | 7.4421e-08 | 2049 | Mitigation | 0.5 | 30 | 0 | esc | 0.038747 | 1.4213e-11 | 0.040913 | 1.5008e-11 | 0.037115 | 1.3614e-11 | 0.035347 | 1.2966e-11
[120 empty] | 7.3.5.15 Identification and remediation of “at-risk species”WLDFRVegetation ContactBranch (Not overhanging, 4-12ft) | WLDFR | HFTD - Distribution - Tier 3 - 4QU CoRE ¦ 4QU LoRE | Non-Red Flag Warning - Catastrophic Fires | Vegetation Contact | Branch (Not overhanging, 4-12ft) | 2050 | 3.6682e-10 | 202.884 | 7.4421e-08 | 2050 | Mitigation | 0.5 | 30 | 0 | esc | 0 | 0 | 0.040913 | 1.5008e-11 | 0.037115 | 1.3614e-11 | 0.035347 | 1.2966e-11
[120 empty] | 7.3.5.15 Identification and remediation of “at-risk species”WLDFRVegetation ContactBranch (Not overhanging, 4-12ft) | WLDFR | HFTD - Distribution - Tier 3 - 4QU CoRE ¦ 4QU LoRE | Non-Red Flag Warning - Catastrophic Fires | Vegetation Contact | Branch (Not overhanging, 4-12ft) | 2051 | 3.6682e-10 | 202.884 | 7.4421e-08 | 2051 | Mitigation | 0.5 | 30 | 0 | esc | 0 | 0 | 0 | 0 | 0.037115 | 1.3614e-11 | 0.035347 | 1.2966e-11
[120 empty] | 7.3.5.15 Identification and remediation of “at-risk species”WLDFRVegetation ContactBranch (Not overhanging, 4-12ft) | WLDFR | HFTD - Distribution - Tier 3 - 4QU CoRE ¦ 4QU LoRE | Non-Red Flag Warning - Catastrophic Fires | Vegetation Contact | Branch (Not overhanging, 4-12ft) | 2052 | 3.6682e-10 | 202.884 | 7.4421e-08 | 2052 | Mitigation | 0.5 | 30 | 0 | esc | 0 | 0 | 0 | 0 | 0 | 0 | 0.035347 | 1.2966e-11
[120 empty] | 7.3.5.15 Identification and remediation of “at-risk species”WLDFRVegetation ContactBranch (Not overhanging, within 4ft) | WLDFR | HFTD - Distribution - Tier 3 - 4QU CoRE ¦ 4QU LoRE | Non-Red Flag Warning - Catastrophic Fires | Vegetation Contact | Branch (Not overhanging, within 4ft) | 2022 | 1.6171e-10 | 202.884 | 3.2809e-08 | 2022 | Mitigation | 0.9 | 30 | 0 | esc | 0.069745 | 1.1279e-11 | 0.073644 | 1.1909e-11 | 0.066806 | 1.0803e-11 | 0 | 0
[120 empty] | 7.3.5.15 Identification and remediation of “at-risk species”WLDFRVegetation ContactBranch (Not overhanging, within 4ft) | WLDFR | HFTD - Distribution - Tier 3 - 4QU CoRE ¦ 4QU LoRE | Non-Red Flag Warning - Catastrophic Fires | Vegetation Contact | Branch (Not overhanging, within 4ft) | 2023 | 1.6171e-10 | 202.884 | 3.2809e-08 | 2023 | Mitigation | 0.9 | 30 | 0 | esc | 0.069745 | 1.1279e-11 | 0.073644 | 1.1909e-11 | 0.066806 | 1.0803e-11 | 0.063625 | 1.0289e-11
[120 empty] | 7.3.5.15 Identification and remediation of “at-risk species”WLDFRVegetation ContactBranch (Not overhanging, within 4ft) | WLDFR | HFTD - Distribution - Tier 3 - 4QU CoRE ¦ 4QU LoRE | Non-Red Flag Warning - Catastrophic Fires | Vegetation Contact | Branch (Not overhanging, within 4ft) | 2024 | 1.6171e-10 | 202.884 | 3.2809e-08 | 2024 | Mitigation | 0.9 | 30 | 0 | esc | 0.069745 | 1.1279e-11 | 0.073644 | 1.1909e-11 | 0.066806 | 1.0803e-11 | 0.063625 | 1.0289e-11
[120 empty] | 7.3.5.15 Identification and remediation of “at-risk species”WLDFRVegetation ContactBranch (Not overhanging, within 4ft) | WLDFR | HFTD - Distribution - Tier 3 - 4QU CoRE ¦ 4QU LoRE | Non-Red Flag Warning - Catastrophic Fires | Vegetation Contact | Branch (Not overhanging, within 4ft) | 2025 | 1.6171e-10 | 202.884 | 3.2809e-08 | 2025 | Mitigation | 0.9 | 30 | 0 | esc | 0.069745 | 1.1279e-11 | 0.073644 | 1.1909e-11 | 0.066806 | 1.0803e-11 | 0.063625 | 1.0289e-11
[120 empty] | 7.3.5.15 Identification and remediation of “at-risk species”WLDFRVegetation ContactBranch (Not overhanging, within 4ft) | WLDFR | HFTD - Distribution - Tier 3 - 4QU CoRE ¦ 4QU LoRE | Non-Red Flag Warning - Catastrophic Fires | Vegetation Contact | Branch (Not overhanging, within 4ft) | 2026 | 1.6171e-10 | 202.884 | 3.2809e-08 | 2026 | Mitigation | 0.9 | 30 | 0 | esc | 0.069745 | 1.1279e-11 | 0.073644 | 1.1909e-11 | 0.066806 | 1.0803e-11 | 0.063625 | 1.0289e-11
[120 empty] | 7.3.5.15 Identification and remediation of “at-risk species”WLDFRVegetation ContactBranch (Not overhanging, within 4ft) | WLDFR | HFTD - Distribution - Tier 3 - 4QU CoRE ¦ 4QU LoRE | Non-Red Flag Warning - Catastrophic Fires | Vegetation Contact | Branch (Not overhanging, within 4ft) | 2027 | 1.6171e-10 | 202.884 | 3.2809e-08 | 2027 | Mitigation | 0.9 | 30 | 0 | esc | 0.069745 | 1.1279e-11 | 0.073644 | 1.1909e-11 | 0.066806 | 1.0803e-11 | 0.063625 | 1.0289e-11
[120 empty] | 7.3.5.15 Identification and remediation of “at-risk species”WLDFRVegetation ContactBranch (Not overhanging, within 4ft) | WLDFR | HFTD - Distribution - Tier 3 - 4QU CoRE ¦ 4QU LoRE | Non-Red Flag Warning - Catastrophic Fires | Vegetation Contact | Branch (Not overhanging, within 4ft) | 2028 | 1.6171e-10 | 202.884 | 3.2809e-08 | 2028 | Mitigation | 0.9 | 30 | 0 | esc | 0.069745 | 1.1279e-11 | 0.073644 | 1.1909e-11 | 0.066806 | 1.0803e-11 | 0.063625 | 1.0289e-11
[120 empty] | 7.3.5.15 Identification and remediation of “at-risk species”WLDFRVegetation ContactBranch (Not overhanging, within 4ft) | WLDFR | HFTD - Distribution - Tier 3 - 4QU CoRE ¦ 4QU LoRE | Non-Red Flag Warning - Catastrophic Fires | Vegetation Contact | Branch (Not overhanging, within 4ft) | 2029 | 1.6171e-10 | 202.884 | 3.2809e-08 | 2029 | Mitigation | 0.9 | 30 | 0 | esc | 0.069745 | 1.1279e-11 | 0.073644 | 1.1909e-11 | 0.066806 | 1.0803e-11 | 0.063625 | 1.0289e-11
[120 empty] | 7.3.5.15 Identification and remediation of “at-risk species”WLDFRVegetation ContactBranch (Not overhanging, within 4ft) | WLDFR | HFTD - Distribution - Tier 3 - 4QU CoRE ¦ 4QU LoRE | Non-Red Flag Warning - Catastrophic Fires | Vegetation Contact | Branch (Not overhanging, within 4ft) | 2030 | 1.6171e-10 | 202.884 | 3.2809e-08 | 2030 | Mitigation | 0.9 | 30 | 0 | esc | 0.069745 | 1.1279e-11 | 0.073644 | 1.1909e-11 | 0.066806 | 1.0803e-11 | 0.063625 | 1.0289e-11
[120 empty] | 7.3.5.15 Identification and remediation of “at-risk species”WLDFRVegetation ContactBranch (Not overhanging, within 4ft) | WLDFR | HFTD - Distribution - Tier 3 - 4QU CoRE ¦ 4QU LoRE | Non-Red Flag Warning - Catastrophic Fires | Vegetation Contact | Branch (Not overhanging, within 4ft) | 2031 | 1.6171e-10 | 202.884 | 3.2809e-08 | 2031 | Mitigation | 0.9 | 30 | 0 | esc | 0.069745 | 1.1279e-11 | 0.073644 | 1.1909e-11 | 0.066806 | 1.0803e-11 | 0.063625 | 1.0289e-11
[120 empty] | 7.3.5.15 Identification and remediation of “at-risk species”WLDFRVegetation ContactBranch (Not overhanging, within 4ft) | WLDFR | HFTD - Distribution - Tier 3 - 4QU CoRE ¦ 4QU LoRE | Non-Red Flag Warning - Catastrophic Fires | Vegetation Contact | Branch (Not overhanging, within 4ft) | 2032 | 1.6171e-10 | 202.884 | 3.2809e-08 | 2032 | Mitigation | 0.9 | 30 | 0 | esc | 0.069745 | 1.1279e-11 | 0.073644 | 1.1909e-11 | 0.066806 | 1.0803e-11 | 0.063625 | 1.0289e-11
[120 empty] | 7.3.5.15 Identification and remediation of “at-risk species”WLDFRVegetation ContactBranch (Not overhanging, within 4ft) | WLDFR | HFTD - Distribution - Tier 3 - 4QU CoRE ¦ 4QU LoRE | Non-Red Flag Warning - Catastrophic Fires | Vegetation Contact | Branch (Not overhanging, within 4ft) | 2033 | 1.6171e-10 | 202.884 | 3.2809e-08 | 2033 | Mitigation | 0.9 | 30 | 0 | esc | 0.069745 | 1.1279e-11 | 0.073644 | 1.1909e-11 | 0.066806 | 1.0803e-11 | 0.063625 | 1.0289e-11
[120 empty] | 7.3.5.15 Identification and remediation of “at-risk species”WLDFRVegetation ContactBranch (Not overhanging, within 4ft) | WLDFR | HFTD - Distribution - Tier 3 - 4QU CoRE ¦ 4QU LoRE | Non-Red Flag Warning - Catastrophic Fires | Vegetation Contact | Branch (Not overhanging, within 4ft) | 2034 | 1.6171e-10 | 202.884 | 3.2809e-08 | 2034 | Mitigation | 0.9 | 30 | 0 | esc | 0.069745 | 1.1279e-11 | 0.073644 | 1.1909e-11 | 0.066806 | 1.0803e-11 | 0.063625 | 1.0289e-11
[120 empty] | 7.3.5.15 Identification and remediation of “at-risk species”WLDFRVegetation ContactBranch (Not overhanging, within 4ft) | WLDFR | HFTD - Distribution - Tier 3 - 4QU CoRE ¦ 4QU LoRE | Non-Red Flag Warning - Catastrophic Fires | Vegetation Contact | Branch (Not overhanging, within 4ft) | 2035 | 1.6171e-10 | 202.884 | 3.2809e-08 | 2035 | Mitigation | 0.9 | 30 | 0 | esc | 0.069745 | 1.1279e-11 | 0.073644 | 1.1909e-11 | 0.066806 | 1.0803e-11 | 0.063625 | 1.0289e-11
[120 empty] | 7.3.5.15 Identification and remediation of “at-risk species”WLDFRVegetation ContactBranch (Not overhanging, within 4ft) | WLDFR | HFTD - Distribution - Tier 3 - 4QU CoRE ¦ 4QU LoRE | Non-Red Flag Warning - Catastrophic Fires | Vegetation Contact | Branch (Not overhanging, within 4ft) | 2036 | 1.6171e-10 | 202.884 | 3.2809e-08 | 2036 | Mitigation | 0.9 | 30 | 0 | esc | 0.069745 | 1.1279e-11 | 0.073644 | 1.1909e-11 | 0.066806 | 1.0803e-11 | 0.063625 | 1.0289e-11
[120 empty] | 7.3.5.15 Identification and remediation of “at-risk species”WLDFRVegetation ContactBranch (Not overhanging, within 4ft) | WLDFR | HFTD - Distribution - Tier 3 - 4QU CoRE ¦ 4QU LoRE | Non-Red Flag Warning - Catastrophic Fires | Vegetation Contact | Branch (Not overhanging, within 4ft) | 2037 | 1.6171e-10 | 202.884 | 3.2809e-08 | 2037 | Mitigation | 0.9 | 30 | 0 | esc | 0.069745 | 1.1279e-11 | 0.073644 | 1.1909e-11 | 0.066806 | 1.0803e-11 | 0.063625 | 1.0289e-11
[120 empty] | 7.3.5.15 Identification and remediation of “at-risk species”WLDFRVegetation ContactBranch (Not overhanging, within 4ft) | WLDFR | HFTD - Distribution - Tier 3 - 4QU CoRE ¦ 4QU LoRE | Non-Red Flag Warning - Catastrophic Fires | Vegetation Contact | Branch (Not overhanging, within 4ft) | 2038 | 1.6171e-10 | 202.884 | 3.2809e-08 | 2038 | Mitigation | 0.9 | 30 | 0 | esc | 0.069745 | 1.1279e-11 | 0.073644 | 1.1909e-11 | 0.066806 | 1.0803e-11 | 0.063625 | 1.0289e-11
[120 empty] | 7.3.5.15 Identification and remediation of “at-risk species”WLDFRVegetation ContactBranch (Not overhanging, within 4ft) | WLDFR | HFTD - Distribution - Tier 3 - 4QU CoRE ¦ 4QU LoRE | Non-Red Flag Warning - Catastrophic Fires | Vegetation Contact | Branch (Not overhanging, within 4ft) | 2039 | 1.6171e-10 | 202.884 | 3.2809e-08 | 2039 | Mitigation | 0.9 | 30 | 0 | esc | 0.069745 | 1.1279e-11 | 0.073644 | 1.1909e-11 | 0.066806 | 1.0803e-11 | 0.063625 | 1.0289e-11
[120 empty] | 7.3.5.15 Identification and remediation of “at-risk species”WLDFRVegetation ContactBranch (Not overhanging, within 4ft) | WLDFR | HFTD - Distribution - Tier 3 - 4QU CoRE ¦ 4QU LoRE | Non-Red Flag Warning - Catastrophic Fires | Vegetation Contact | Branch (Not overhanging, within 4ft) | 2040 | 1.6171e-10 | 202.884 | 3.2809e-08 | 2040 | Mitigation | 0.9 | 30 | 0 | esc | 0.069745 | 1.1279e-11 | 0.073644 | 1.1909e-11 | 0.066806 | 1.0803e-11 | 0.063625 | 1.0289e-11
[120 empty] | 7.3.5.15 Identification and remediation of “at-risk species”WLDFRVegetation ContactBranch (Not overhanging, within 4ft) | WLDFR | HFTD - Distribution - Tier 3 - 4QU CoRE ¦ 4QU LoRE | Non-Red Flag Warning - Catastrophic Fires | Vegetation Contact | Branch (Not overhanging, within 4ft) | 2041 | 1.6171e-10 | 202.884 | 3.2809e-08 | 2041 | Mitigation | 0.9 | 30 | 0 | esc | 0.069745 | 1.1279e-11 | 0.073644 | 1.1909e-11 | 0.066806 | 1.0803e-11 | 0.063625 | 1.0289e-11
[120 empty] | 7.3.5.15 Identification and remediation of “at-risk species”WLDFRVegetation ContactBranch (Not overhanging, within 4ft) | WLDFR | HFTD - Distribution - Tier 3 - 4QU CoRE ¦ 4QU LoRE | Non-Red Flag Warning - Catastrophic Fires | Vegetation Contact | Branch (Not overhanging, within 4ft) | 2042 | 1.6171e-10 | 202.884 | 3.2809e-08 | 2042 | Mitigation | 0.9 | 30 | 0 | esc | 0.069745 | 1.1279e-11 | 0.073644 | 1.1909e-11 | 0.066806 | 1.0803e-11 | 0.063625 | 1.0289e-11
[120 empty] | 7.3.5.15 Identification and remediation of “at-risk species”WLDFRVegetation ContactBranch (Not overhanging, within 4ft) | WLDFR | HFTD - Distribution - Tier 3 - 4QU CoRE ¦ 4QU LoRE | Non-Red Flag Warning - Catastrophic Fires | Vegetation Contact | Branch (Not overhanging, within 4ft) | 2043 | 1.6171e-10 | 202.884 | 3.2809e-08 | 2043 | Mitigation | 0.9 | 30 | 0 | esc | 0.069745 | 1.1279e-11 | 0.073644 | 1.1909e-11 | 0.066806 | 1.0803e-11 | 0.063625 | 1.0289e-11
[120 empty] | 7.3.5.15 Identification and remediation of “at-risk species”WLDFRVegetation ContactBranch (Not overhanging, within 4ft) | WLDFR | HFTD - Distribution - Tier 3 - 4QU CoRE ¦ 4QU LoRE | Non-Red Flag Warning - Catastrophic Fires | Vegetation Contact | Branch (Not overhanging, within 4ft) | 2044 | 1.6171e-10 | 202.884 | 3.2809e-08 | 2044 | Mitigation | 0.9 | 30 | 0 | esc | 0.069745 | 1.1279e-11 | 0.073644 | 1.1909e-11 | 0.066806 | 1.0803e-11 | 0.063625 | 1.0289e-11
[120 empty] | 7.3.5.15 Identification and remediation of “at-risk species”WLDFRVegetation ContactBranch (Not overhanging, within 4ft) | WLDFR | HFTD - Distribution - Tier 3 - 4QU CoRE ¦ 4QU LoRE | Non-Red Flag Warning - Catastrophic Fires | Vegetation Contact | Branch (Not overhanging, within 4ft) | 2045 | 1.6171e-10 | 202.884 | 3.2809e-08 | 2045 | Mitigation | 0.9 | 30 | 0 | esc | 0.069745 | 1.1279e-11 | 0.073644 | 1.1909e-11 | 0.066806 | 1.0803e-11 | 0.063625 | 1.0289e-11
[120 empty] | 7.3.5.15 Identification and remediation of “at-risk species”WLDFRVegetation ContactBranch (Not overhanging, within 4ft) | WLDFR | HFTD - Distribution - Tier 3 - 4QU CoRE ¦ 4QU LoRE | Non-Red Flag Warning - Catastrophic Fires | Vegetation Contact | Branch (Not overhanging, within 4ft) | 2046 | 1.6171e-10 | 202.884 | 3.2809e-08 | 2046 | Mitigation | 0.9 | 30 | 0 | esc | 0.069745 | 1.1279e-11 | 0.073644 | 1.1909e-11 | 0.066806 | 1.0803e-11 | 0.063625 | 1.0289e-11
[120 empty] | 7.3.5.15 Identification and remediation of “at-risk species”WLDFRVegetation ContactBranch (Not overhanging, within 4ft) | WLDFR | HFTD - Distribution - Tier 3 - 4QU CoRE ¦ 4QU LoRE | Non-Red Flag Warning - Catastrophic Fires | Vegetation Contact | Branch (Not overhanging, within 4ft) | 2047 | 1.6171e-10 | 202.884 | 3.2809e-08 | 2047 | Mitigation | 0.9 | 30 | 0 | esc | 0.069745 | 1.1279e-11 | 0.073644 | 1.1909e-11 | 0.066806 | 1.0803e-11 | 0.063625 | 1.0289e-11
[120 empty] | 7.3.5.15 Identification and remediation of “at-risk species”WLDFRVegetation ContactBranch (Not overhanging, within 4ft) | WLDFR | HFTD - Distribution - Tier 3 - 4QU CoRE ¦ 4QU LoRE | Non-Red Flag Warning - Catastrophic Fires | Vegetation Contact | Branch (Not overhanging, within 4ft) | 2048 | 1.6171e-10 | 202.884 | 3.2809e-08 | 2048 | Mitigation | 0.9 | 30 | 0 | esc | 0.069745 | 1.1279e-11 | 0.073644 | 1.1909e-11 | 0.066806 | 1.0803e-11 | 0.063625 | 1.0289e-11
[120 empty] | 7.3.5.15 Identification and remediation of “at-risk species”WLDFRVegetation ContactBranch (Not overhanging, within 4ft) | WLDFR | HFTD - Distribution - Tier 3 - 4QU CoRE ¦ 4QU LoRE | Non-Red Flag Warning - Catastrophic Fires | Vegetation Contact | Branch (Not overhanging, within 4ft) | 2049 | 1.6171e-10 | 202.884 | 3.2809e-08 | 2049 | Mitigation | 0.9 | 30 | 0 | esc | 0.069745 | 1.1279e-11 | 0.073644 | 1.1909e-11 | 0.066806 | 1.0803e-11 | 0.063625 | 1.0289e-11
[120 empty] | 7.3.5.15 Identification and remediation of “at-risk species”WLDFRVegetation ContactBranch (Not overhanging, within 4ft) | WLDFR | HFTD - Distribution - Tier 3 - 4QU CoRE ¦ 4QU LoRE | Non-Red Flag Warning - Catastrophic Fires | Vegetation Contact | Branch (Not overhanging, within 4ft) | 2050 | 1.6171e-10 | 202.884 | 3.2809e-08 | 2050 | Mitigation | 0.9 | 30 | 0 | esc | 0 | 0 | 0.073644 | 1.1909e-11 | 0.066806 | 1.0803e-11 | 0.063625 | 1.0289e-11
[120 empty] | 7.3.5.15 Identification and remediation of “at-risk species”WLDFRVegetation ContactBranch (Not overhanging, within 4ft) | WLDFR | HFTD - Distribution - Tier 3 - 4QU CoRE ¦ 4QU LoRE | Non-Red Flag Warning - Catastrophic Fires | Vegetation Contact | Branch (Not overhanging, within 4ft) | 2051 | 1.6171e-10 | 202.884 | 3.2809e-08 | 2051 | Mitigation | 0.9 | 30 | 0 | esc | 0 | 0 | 0 | 0 | 0.066806 | 1.0803e-11 | 0.063625 | 1.0289e-11
[120 empty] | 7.3.5.15 Identification and remediation of “at-risk species”WLDFRVegetation ContactBranch (Not overhanging, within 4ft) | WLDFR | HFTD - Distribution - Tier 3 - 4QU CoRE ¦ 4QU LoRE | Non-Red Flag Warning - Catastrophic Fires | Vegetation Contact | Branch (Not overhanging, within 4ft) | 2052 | 1.6171e-10 | 202.884 | 3.2809e-08 | 2052 | Mitigation | 0.9 | 30 | 0 | esc | 0 | 0 | 0 | 0 | 0 | 0 | 0.063625 | 1.0289e-11
[120 empty] | 7.3.5.15 Identification and remediation of “at-risk species”WLDFRVegetation ContactBranch (OverHanging) | WLDFR | HFTD - Distribution - Tier 3 - 4QU CoRE ¦ 4QU LoRE | Non-Red Flag Warning - Catastrophic Fires | Vegetation Contact | Branch (OverHanging) | 2022 | 7.3564e-09 | 202.884 | 1.4925e-06 | 2022 | Mitigation | 0.9 | 30 | 0 | esc | 0.069745 | 5.1307e-10 | 0.073644 | 5.4175e-10 | 0.066806 | 4.9145e-10 | 0 | 0
[120 empty] | 7.3.5.15 Identification and remediation of “at-risk species”WLDFRVegetation ContactBranch (OverHanging) | WLDFR | HFTD - Distribution - Tier 3 - 4QU CoRE ¦ 4QU LoRE | Non-Red Flag Warning - Catastrophic Fires | Vegetation Contact | Branch (OverHanging) | 2023 | 7.3564e-09 | 202.884 | 1.4925e-06 | 2023 | Mitigation | 0.9 | 30 | 0 | esc | 0.069745 | 5.1307e-10 | 0.073644 | 5.4175e-10 | 0.066806 | 4.9145e-10 | 0.063625 | 4.6805e-10
[120 empty] | 7.3.5.15 Identification and remediation of “at-risk species”WLDFRVegetation ContactBranch (OverHanging) | WLDFR | HFTD - Distribution - Tier 3 - 4QU CoRE ¦ 4QU LoRE | Non-Red Flag Warning - Catastrophic Fires | Vegetation Contact | Branch (OverHanging) | 2024 | 7.3564e-09 | 202.884 | 1.4925e-06 | 2024 | Mitigation | 0.9 | 30 | 0 | esc | 0.069745 | 5.1307e-10 | 0.073644 | 5.4175e-10 | 0.066806 | 4.9145e-10 | 0.063625 | 4.6805e-10
[120 empty] | 7.3.5.15 Identification and remediation of “at-risk species”WLDFRVegetation ContactBranch (OverHanging) | WLDFR | HFTD - Distribution - Tier 3 - 4QU CoRE ¦ 4QU LoRE | Non-Red Flag Warning - Catastrophic Fires | Vegetation Contact | Branch (OverHanging) | 2025 | 7.3564e-09 | 202.884 | 1.4925e-06 | 2025 | Mitigation | 0.9 | 30 | 0 | esc | 0.069745 | 5.1307e-10 | 0.073644 | 5.4175e-10 | 0.066806 | 4.9145e-10 | 0.063625 | 4.6805e-10
[120 empty] | 7.3.5.15 Identification and remediation of “at-risk species”WLDFRVegetation ContactBranch (OverHanging) | WLDFR | HFTD - Distribution - Tier 3 - 4QU CoRE ¦ 4QU LoRE | Non-Red Flag Warning - Catastrophic Fires | Vegetation Contact | Branch (OverHanging) | 2026 | 7.3564e-09 | 202.884 | 1.4925e-06 | 2026 | Mitigation | 0.9 | 30 | 0 | esc | 0.069745 | 5.1307e-10 | 0.073644 | 5.4175e-10 | 0.066806 | 4.9145e-10 | 0.063625 | 4.6805e-10
[120 empty] | 7.3.5.15 Identification and remediation of “at-risk species”WLDFRVegetation ContactBranch (OverHanging) | WLDFR | HFTD - Distribution - Tier 3 - 4QU CoRE ¦ 4QU LoRE | Non-Red Flag Warning - Catastrophic Fires | Vegetation Contact | Branch (OverHanging) | 2027 | 7.3564e-09 | 202.884 | 1.4925e-06 | 2027 | Mitigation | 0.9 | 30 | 0 | esc | 0.069745 | 5.1307e-10 | 0.073644 | 5.4175e-10 | 0.066806 | 4.9145e-10 | 0.063625 | 4.6805e-10
[120 empty] | 7.3.5.15 Identification and remediation of “at-risk species”WLDFRVegetation ContactBranch (OverHanging) | WLDFR | HFTD - Distribution - Tier 3 - 4QU CoRE ¦ 4QU LoRE | Non-Red Flag Warning - Catastrophic Fires | Vegetation Contact | Branch (OverHanging) | 2028 | 7.3564e-09 | 202.884 | 1.4925e-06 | 2028 | Mitigation | 0.9 | 30 | 0 | esc | 0.069745 | 5.1307e-10 | 0.073644 | 5.4175e-10 | 0.066806 | 4.9145e-10 | 0.063625 | 4.6805e-10
[120 empty] | 7.3.5.15 Identification and remediation of “at-risk species”WLDFRVegetation ContactBranch (OverHanging) | WLDFR | HFTD - Distribution - Tier 3 - 4QU CoRE ¦ 4QU LoRE | Non-Red Flag Warning - Catastrophic Fires | Vegetation Contact | Branch (OverHanging) | 2029 | 7.3564e-09 | 202.884 | 1.4925e-06 | 2029 | Mitigation | 0.9 | 30 | 0 | esc | 0.069745 | 5.1307e-10 | 0.073644 | 5.4175e-10 | 0.066806 | 4.9145e-10 | 0.063625 | 4.6805e-10
[120 empty] | 7.3.5.15 Identification and remediation of “at-risk species”WLDFRVegetation ContactBranch (OverHanging) | WLDFR | HFTD - Distribution - Tier 3 - 4QU CoRE ¦ 4QU LoRE | Non-Red Flag Warning - Catastrophic Fires | Vegetation Contact | Branch (OverHanging) | 2030 | 7.3564e-09 | 202.884 | 1.4925e-06 | 2030 | Mitigation | 0.9 | 30 | 0 | esc | 0.069745 | 5.1307e-10 | 0.073644 | 5.4175e-10 | 0.066806 | 4.9145e-10 | 0.063625 | 4.6805e-10
[120 empty] | 7.3.5.15 Identification and remediation of “at-risk species”WLDFRVegetation ContactBranch (OverHanging) | WLDFR | HFTD - Distribution - Tier 3 - 4QU CoRE ¦ 4QU LoRE | Non-Red Flag Warning - Catastrophic Fires | Vegetation Contact | Branch (OverHanging) | 2031 | 7.3564e-09 | 202.884 | 1.4925e-06 | 2031 | Mitigation | 0.9 | 30 | 0 | esc | 0.069745 | 5.1307e-10 | 0.073644 | 5.4175e-10 | 0.066806 | 4.9145e-10 | 0.063625 | 4.6805e-10
[120 empty] | 7.3.5.15 Identification and remediation of “at-risk species”WLDFRVegetation ContactBranch (OverHanging) | WLDFR | HFTD - Distribution - Tier 3 - 4QU CoRE ¦ 4QU LoRE | Non-Red Flag Warning - Catastrophic Fires | Vegetation Contact | Branch (OverHanging) | 2032 | 7.3564e-09 | 202.884 | 1.4925e-06 | 2032 | Mitigation | 0.9 | 30 | 0 | esc | 0.069745 | 5.1307e-10 | 0.073644 | 5.4175e-10 | 0.066806 | 4.9145e-10 | 0.063625 | 4.6805e-10
[120 empty] | 7.3.5.15 Identification and remediation of “at-risk species”WLDFRVegetation ContactBranch (OverHanging) | WLDFR | HFTD - Distribution - Tier 3 - 4QU CoRE ¦ 4QU LoRE | Non-Red Flag Warning - Catastrophic Fires | Vegetation Contact | Branch (OverHanging) | 2033 | 7.3564e-09 | 202.884 | 1.4925e-06 | 2033 | Mitigation | 0.9 | 30 | 0 | esc | 0.069745 | 5.1307e-10 | 0.073644 | 5.4175e-10 | 0.066806 | 4.9145e-10 | 0.063625 | 4.6805e-10
[120 empty] | 7.3.5.15 Identification and remediation of “at-risk species”WLDFRVegetation ContactBranch (OverHanging) | WLDFR | HFTD - Distribution - Tier 3 - 4QU CoRE ¦ 4QU LoRE | Non-Red Flag Warning - Catastrophic Fires | Vegetation Contact | Branch (OverHanging) | 2034 | 7.3564e-09 | 202.884 | 1.4925e-06 | 2034 | Mitigation | 0.9 | 30 | 0 | esc | 0.069745 | 5.1307e-10 | 0.073644 | 5.4175e-10 | 0.066806 | 4.9145e-10 | 0.063625 | 4.6805e-10
[120 empty] | 7.3.5.15 Identification and remediation of “at-risk species”WLDFRVegetation ContactBranch (OverHanging) | WLDFR | HFTD - Distribution - Tier 3 - 4QU CoRE ¦ 4QU LoRE | Non-Red Flag Warning - Catastrophic Fires | Vegetation Contact | Branch (OverHanging) | 2035 | 7.3564e-09 | 202.884 | 1.4925e-06 | 2035 | Mitigation | 0.9 | 30 | 0 | esc | 0.069745 | 5.1307e-10 | 0.073644 | 5.4175e-10 | 0.066806 | 4.9145e-10 | 0.063625 | 4.6805e-10
[120 empty] | 7.3.5.15 Identification and remediation of “at-risk species”WLDFRVegetation ContactBranch (OverHanging) | WLDFR | HFTD - Distribution - Tier 3 - 4QU CoRE ¦ 4QU LoRE | Non-Red Flag Warning - Catastrophic Fires | Vegetation Contact | Branch (OverHanging) | 2036 | 7.3564e-09 | 202.884 | 1.4925e-06 | 2036 | Mitigation | 0.9 | 30 | 0 | esc | 0.069745 | 5.1307e-10 | 0.073644 | 5.4175e-10 | 0.066806 | 4.9145e-10 | 0.063625 | 4.6805e-10
[120 empty] | 7.3.5.15 Identification and remediation of “at-risk species”WLDFRVegetation ContactBranch (OverHanging) | WLDFR | HFTD - Distribution - Tier 3 - 4QU CoRE ¦ 4QU LoRE | Non-Red Flag Warning - Catastrophic Fires | Vegetation Contact | Branch (OverHanging) | 2037 | 7.3564e-09 | 202.884 | 1.4925e-06 | 2037 | Mitigation | 0.9 | 30 | 0 | esc | 0.069745 | 5.1307e-10 | 0.073644 | 5.4175e-10 | 0.066806 | 4.9145e-10 | 0.063625 | 4.6805e-10
[120 empty] | 7.3.5.15 Identification and remediation of “at-risk species”WLDFRVegetation ContactBranch (OverHanging) | WLDFR | HFTD - Distribution - Tier 3 - 4QU CoRE ¦ 4QU LoRE | Non-Red Flag Warning - Catastrophic Fires | Vegetation Contact | Branch (OverHanging) | 2038 | 7.3564e-09 | 202.884 | 1.4925e-06 | 2038 | Mitigation | 0.9 | 30 | 0 | esc | 0.069745 | 5.1307e-10 | 0.073644 | 5.4175e-10 | 0.066806 | 4.9145e-10 | 0.063625 | 4.6805e-10
[120 empty] | 7.3.5.15 Identification and remediation of “at-risk species”WLDFRVegetation ContactBranch (OverHanging) | WLDFR | HFTD - Distribution - Tier 3 - 4QU CoRE ¦ 4QU LoRE | Non-Red Flag Warning - Catastrophic Fires | Vegetation Contact | Branch (OverHanging) | 2039 | 7.3564e-09 | 202.884 | 1.4925e-06 | 2039 | Mitigation | 0.9 | 30 | 0 | esc | 0.069745 | 5.1307e-10 | 0.073644 | 5.4175e-10 | 0.066806 | 4.9145e-10 | 0.063625 | 4.6805e-10
[120 empty] | 7.3.5.15 Identification and remediation of “at-risk species”WLDFRVegetation ContactBranch (OverHanging) | WLDFR | HFTD - Distribution - Tier 3 - 4QU CoRE ¦ 4QU LoRE | Non-Red Flag Warning - Catastrophic Fires | Vegetation Contact | Branch (OverHanging) | 2040 | 7.3564e-09 | 202.884 | 1.4925e-06 | 2040 | Mitigation | 0.9 | 30 | 0 | esc | 0.069745 | 5.1307e-10 | 0.073644 | 5.4175e-10 | 0.066806 | 4.9145e-10 | 0.063625 | 4.6805e-10
[120 empty] | 7.3.5.15 Identification and remediation of “at-risk species”WLDFRVegetation ContactBranch (OverHanging) | WLDFR | HFTD - Distribution - Tier 3 - 4QU CoRE ¦ 4QU LoRE | Non-Red Flag Warning - Catastrophic Fires | Vegetation Contact | Branch (OverHanging) | 2041 | 7.3564e-09 | 202.884 | 1.4925e-06 | 2041 | Mitigation | 0.9 | 30 | 0 | esc | 0.069745 | 5.1307e-10 | 0.073644 | 5.4175e-10 | 0.066806 | 4.9145e-10 | 0.063625 | 4.6805e-10
[120 empty] | 7.3.5.15 Identification and remediation of “at-risk species”WLDFRVegetation ContactBranch (OverHanging) | WLDFR | HFTD - Distribution - Tier 3 - 4QU CoRE ¦ 4QU LoRE | Non-Red Flag Warning - Catastrophic Fires | Vegetation Contact | Branch (OverHanging) | 2042 | 7.3564e-09 | 202.884 | 1.4925e-06 | 2042 | Mitigation | 0.9 | 30 | 0 | esc | 0.069745 | 5.1307e-10 | 0.073644 | 5.4175e-10 | 0.066806 | 4.9145e-10 | 0.063625 | 4.6805e-10
[120 empty] | 7.3.5.15 Identification and remediation of “at-risk species”WLDFRVegetation ContactBranch (OverHanging) | WLDFR | HFTD - Distribution - Tier 3 - 4QU CoRE ¦ 4QU LoRE | Non-Red Flag Warning - Catastrophic Fires | Vegetation Contact | Branch (OverHanging) | 2043 | 7.3564e-09 | 202.884 | 1.4925e-06 | 2043 | Mitigation | 0.9 | 30 | 0 | esc | 0.069745 | 5.1307e-10 | 0.073644 | 5.4175e-10 | 0.066806 | 4.9145e-10 | 0.063625 | 4.6805e-10
[120 empty] | 7.3.5.15 Identification and remediation of “at-risk species”WLDFRVegetation ContactBranch (OverHanging) | WLDFR | HFTD - Distribution - Tier 3 - 4QU CoRE ¦ 4QU LoRE | Non-Red Flag Warning - Catastrophic Fires | Vegetation Contact | Branch (OverHanging) | 2044 | 7.3564e-09 | 202.884 | 1.4925e-06 | 2044 | Mitigation | 0.9 | 30 | 0 | esc | 0.069745 | 5.1307e-10 | 0.073644 | 5.4175e-10 | 0.066806 | 4.9145e-10 | 0.063625 | 4.6805e-10
[120 empty] | 7.3.5.15 Identification and remediation of “at-risk species”WLDFRVegetation ContactBranch (OverHanging) | WLDFR | HFTD - Distribution - Tier 3 - 4QU CoRE ¦ 4QU LoRE | Non-Red Flag Warning - Catastrophic Fires | Vegetation Contact | Branch (OverHanging) | 2045 | 7.3564e-09 | 202.884 | 1.4925e-06 | 2045 | Mitigation | 0.9 | 30 | 0 | esc | 0.069745 | 5.1307e-10 | 0.073644 | 5.4175e-10 | 0.066806 | 4.9145e-10 | 0.063625 | 4.6805e-10
[120 empty] | 7.3.5.15 Identification and remediation of “at-risk species”WLDFRVegetation ContactBranch (OverHanging) | WLDFR | HFTD - Distribution - Tier 3 - 4QU CoRE ¦ 4QU LoRE | Non-Red Flag Warning - Catastrophic Fires | Vegetation Contact | Branch (OverHanging) | 2046 | 7.3564e-09 | 202.884 | 1.4925e-06 | 2046 | Mitigation | 0.9 | 30 | 0 | esc | 0.069745 | 5.1307e-10 | 0.073644 | 5.4175e-10 | 0.066806 | 4.9145e-10 | 0.063625 | 4.6805e-10
[120 empty] | 7.3.5.15 Identification and remediation of “at-risk species”WLDFRVegetation ContactBranch (OverHanging) | WLDFR | HFTD - Distribution - Tier 3 - 4QU CoRE ¦ 4QU LoRE | Non-Red Flag Warning - Catastrophic Fires | Vegetation Contact | Branch (OverHanging) | 2047 | 7.3564e-09 | 202.884 | 1.4925e-06 | 2047 | Mitigation | 0.9 | 30 | 0 | esc | 0.069745 | 5.1307e-10 | 0.073644 | 5.4175e-10 | 0.066806 | 4.9145e-10 | 0.063625 | 4.6805e-10
[120 empty] | 7.3.5.15 Identification and remediation of “at-risk species”WLDFRVegetation ContactBranch (OverHanging) | WLDFR | HFTD - Distribution - Tier 3 - 4QU CoRE ¦ 4QU LoRE | Non-Red Flag Warning - Catastrophic Fires | Vegetation Contact | Branch (OverHanging) | 2048 | 7.3564e-09 | 202.884 | 1.4925e-06 | 2048 | Mitigation | 0.9 | 30 | 0 | esc | 0.069745 | 5.1307e-10 | 0.073644 | 5.4175e-10 | 0.066806 | 4.9145e-10 | 0.063625 | 4.6805e-10
[120 empty] | 7.3.5.15 Identification and remediation of “at-risk species”WLDFRVegetation ContactBranch (OverHanging) | WLDFR | HFTD - Distribution - Tier 3 - 4QU CoRE ¦ 4QU LoRE | Non-Red Flag Warning - Catastrophic Fires | Vegetation Contact | Branch (OverHanging) | 2049 | 7.3564e-09 | 202.884 | 1.4925e-06 | 2049 | Mitigation | 0.9 | 30 | 0 | esc | 0.069745 | 5.1307e-10 | 0.073644 | 5.4175e-10 | 0.066806 | 4.9145e-10 | 0.063625 | 4.6805e-10
[120 empty] | 7.3.5.15 Identification and remediation of “at-risk species”WLDFRVegetation ContactBranch (OverHanging) | WLDFR | HFTD - Distribution - Tier 3 - 4QU CoRE ¦ 4QU LoRE | Non-Red Flag Warning - Catastrophic Fires | Vegetation Contact | Branch (OverHanging) | 2050 | 7.3564e-09 | 202.884 | 1.4925e-06 | 2050 | Mitigation | 0.9 | 30 | 0 | esc | 0 | 0 | 0.073644 | 5.4175e-10 | 0.066806 | 4.9145e-10 | 0.063625 | 4.6805e-10
[120 empty] | 7.3.5.15 Identification and remediation of “at-risk species”WLDFRVegetation ContactBranch (OverHanging) | WLDFR | HFTD - Distribution - Tier 3 - 4QU CoRE ¦ 4QU LoRE | Non-Red Flag Warning - Catastrophic Fires | Vegetation Contact | Branch (OverHanging) | 2051 | 7.3564e-09 | 202.884 | 1.4925e-06 | 2051 | Mitigation | 0.9 | 30 | 0 | esc | 0 | 0 | 0 | 0 | 0.066806 | 4.9145e-10 | 0.063625 | 4.6805e-10
[120 empty] | 7.3.5.15 Identification and remediation of “at-risk species”WLDFRVegetation ContactBranch (OverHanging) | WLDFR | HFTD - Distribution - Tier 3 - 4QU CoRE ¦ 4QU LoRE | Non-Red Flag Warning - Catastrophic Fires | Vegetation Contact | Branch (OverHanging) | 2052 | 7.3564e-09 | 202.884 | 1.4925e-06 | 2052 | Mitigation | 0.9 | 30 | 0 | esc | 0 | 0 | 0 | 0 | 0 | 0 | 0.063625 | 4.6805e-10
[120 empty] | 7.3.5.15 Identification and remediation of “at-risk species”WLDFRVegetation ContactFell into (Moderate-Severe defect) | WLDFR | HFTD - Distribution - Tier 3 - 4QU CoRE ¦ 4QU LoRE | Non-Red Flag Warning - Catastrophic Fires | Vegetation Contact | Fell into (Moderate-Severe defect) | 2022 | 3.4669e-09 | 202.884 | 7.0338e-07 | 2022 | Mitigation | 0.95 | 1 | 0 | esc | 0 | 0 | 0 | 0 | 0.070518 | 2.4448e-10 | 0 | 0
[120 empty] | 7.3.5.15 Identification and remediation of “at-risk species”WLDFRVegetation ContactFell into (Moderate-Severe defect) | WLDFR | HFTD - Distribution - Tier 3 - 4QU CoRE ¦ 4QU LoRE | Non-Red Flag Warning - Catastrophic Fires | Vegetation Contact | Fell into (Moderate-Severe defect) | 2023 | 3.4669e-09 | 202.884 | 7.0338e-07 | 2023 | Mitigation | 0.95 | 1 | 0 | esc | 0 | 0 | 0 | 0 | 0 | 0 | 0.06716 | 2.3284e-10
[120 empty] | 7.3.5.15 Identification and remediation of “at-risk species”WLDFRVegetation ContactFell into (slight defect) | WLDFR | HFTD - Distribution - Tier 3 - 4QU CoRE ¦ 4QU LoRE | Non-Red Flag Warning - Catastrophic Fires | Vegetation Contact | Fell into (slight defect) | 2022 | 4.4772e-09 | 202.884 | 9.0835e-07 | 2022 | Mitigation | 0.5 | 1 | 0 | esc | 0 | 0 | 0 | 0 | 0.037115 | 1.6617e-10 | 0 | 0
[120 empty] | 7.3.5.15 Identification and remediation of “at-risk species”WLDFRVegetation ContactFell into (slight defect) | WLDFR | HFTD - Distribution - Tier 3 - 4QU CoRE ¦ 4QU LoRE | Non-Red Flag Warning - Catastrophic Fires | Vegetation Contact | Fell into (slight defect) | 2023 | 4.4772e-09 | 202.884 | 9.0835e-07 | 2023 | Mitigation | 0.5 | 1 | 0 | esc | 0 | 0 | 0 | 0 | 0 | 0 | 0.035347 | 1.5826e-10
[120 empty] | 7.3.5.15 Identification and remediation of “at-risk species”WLDFRVegetation ContactGrow Into | WLDFR | HFTD - Distribution - Tier 3 - 4QU CoRE ¦ 4QU LoRE | Non-Red Flag Warning - Catastrophic Fires | Vegetation Contact | Grow Into | 2022 | 3.8437e-10 | 202.884 | 7.7982e-08 | 2022 | Mitigation | 0.5 | 1 | 0 | esc | 0 | 0 | 0 | 0 | 0.037115 | 1.4266e-11 | 0 | 0
[120 empty] | 7.3.5.15 Identification and remediation of “at-risk species”WLDFRVegetation ContactGrow Into | WLDFR | HFTD - Distribution - Tier 3 - 4QU CoRE ¦ 4QU LoRE | Non-Red Flag Warning - Catastrophic Fires | Vegetation Contact | Grow Into | 2023 | 3.8437e-10 | 202.884 | 7.7982e-08 | 2023 | Mitigation | 0.5 | 1 | 0 | esc | 0 | 0 | 0 | 0 | 0 | 0 | 0.035347 | 1.3586e-11
[120 empty] | 7.3.5.15 Identification and remediation of “at-risk species”WLDFRVegetation ContactBranch (Not overhanging, 4-12ft) | WLDFR | HFTD - Distribution - Tier 3 - 4QU CoRE ¦ 4QU LoRE | Non-Red Flag Warning - Destructive Fires | Vegetation Contact | Branch (Not overhanging, 4-12ft) | 2022 | 1.0429e-09 | 202.884 | 2.116e-07 | 2022 | Mitigation | 0.5 | 30 | 0 | esc | 0.038747 | 4.0411e-11 | 0.040913 | 4.267e-11 | 0.037115 | 3.8708e-11 | 0 | 0
[120 empty] | 7.3.5.15 Identification and remediation of “at-risk species”WLDFRVegetation ContactBranch (Not overhanging, 4-12ft) | WLDFR | HFTD - Distribution - Tier 3 - 4QU CoRE ¦ 4QU LoRE | Non-Red Flag Warning - Destructive Fires | Vegetation Contact | Branch (Not overhanging, 4-12ft) | 2023 | 1.0429e-09 | 202.884 | 2.116e-07 | 2023 | Mitigation | 0.5 | 30 | 0 | esc | 0.038747 | 4.0411e-11 | 0.040913 | 4.267e-11 | 0.037115 | 3.8708e-11 | 0.035347 | 3.6865e-11
[120 empty] | 7.3.5.15 Identification and remediation of “at-risk species”WLDFRVegetation ContactBranch (Not overhanging, 4-12ft) | WLDFR | HFTD - Distribution - Tier 3 - 4QU CoRE ¦ 4QU LoRE | Non-Red Flag Warning - Destructive Fires | Vegetation Contact | Branch (Not overhanging, 4-12ft) | 2024 | 1.0429e-09 | 202.884 | 2.116e-07 | 2024 | Mitigation | 0.5 | 30 | 0 | esc | 0.038747 | 4.0411e-11 | 0.040913 | 4.267e-11 | 0.037115 | 3.8708e-11 | 0.035347 | 3.6865e-11
[120 empty] | 7.3.5.15 Identification and remediation of “at-risk species”WLDFRVegetation ContactBranch (Not overhanging, 4-12ft) | WLDFR | HFTD - Distribution - Tier 3 - 4QU CoRE ¦ 4QU LoRE | Non-Red Flag Warning - Destructive Fires | Vegetation Contact | Branch (Not overhanging, 4-12ft) | 2025 | 1.0429e-09 | 202.884 | 2.116e-07 | 2025 | Mitigation | 0.5 | 30 | 0 | esc | 0.038747 | 4.0411e-11 | 0.040913 | 4.267e-11 | 0.037115 | 3.8708e-11 | 0.035347 | 3.6865e-11
[120 empty] | 7.3.5.15 Identification and remediation of “at-risk species”WLDFRVegetation ContactBranch (Not overhanging, 4-12ft) | WLDFR | HFTD - Distribution - Tier 3 - 4QU CoRE ¦ 4QU LoRE | Non-Red Flag Warning - Destructive Fires | Vegetation Contact | Branch (Not overhanging, 4-12ft) | 2026 | 1.0429e-09 | 202.884 | 2.116e-07 | 2026 | Mitigation | 0.5 | 30 | 0 | esc | 0.038747 | 4.0411e-11 | 0.040913 | 4.267e-11 | 0.037115 | 3.8708e-11 | 0.035347 | 3.6865e-11
[120 empty] | 7.3.5.15 Identification and remediation of “at-risk species”WLDFRVegetation ContactBranch (Not overhanging, 4-12ft) | WLDFR | HFTD - Distribution - Tier 3 - 4QU CoRE ¦ 4QU LoRE | Non-Red Flag Warning - Destructive Fires | Vegetation Contact | Branch (Not overhanging, 4-12ft) | 2027 | 1.0429e-09 | 202.884 | 2.116e-07 | 2027 | Mitigation | 0.5 | 30 | 0 | esc | 0.038747 | 4.0411e-11 | 0.040913 | 4.267e-11 | 0.037115 | 3.8708e-11 | 0.035347 | 3.6865e-11
[120 empty] | 7.3.5.15 Identification and remediation of “at-risk species”WLDFRVegetation ContactBranch (Not overhanging, 4-12ft) | WLDFR | HFTD - Distribution - Tier 3 - 4QU CoRE ¦ 4QU LoRE | Non-Red Flag Warning - Destructive Fires | Vegetation Contact | Branch (Not overhanging, 4-12ft) | 2028 | 1.0429e-09 | 202.884 | 2.116e-07 | 2028 | Mitigation | 0.5 | 30 | 0 | esc | 0.038747 | 4.0411e-11 | 0.040913 | 4.267e-11 | 0.037115 | 3.8708e-11 | 0.035347 | 3.6865e-11
[120 empty] | 7.3.5.15 Identification and remediation of “at-risk species”WLDFRVegetation ContactBranch (Not overhanging, 4-12ft) | WLDFR | HFTD - Distribution - Tier 3 - 4QU CoRE ¦ 4QU LoRE | Non-Red Flag Warning - Destructive Fires | Vegetation Contact | Branch (Not overhanging, 4-12ft) | 2029 | 1.0429e-09 | 202.884 | 2.116e-07 | 2029 | Mitigation | 0.5 | 30 | 0 | esc | 0.038747 | 4.0411e-11 | 0.040913 | 4.267e-11 | 0.037115 | 3.8708e-11 | 0.035347 | 3.6865e-11
[120 empty] | 7.3.5.15 Identification and remediation of “at-risk species”WLDFRVegetation ContactBranch (Not overhanging, 4-12ft) | WLDFR | HFTD - Distribution - Tier 3 - 4QU CoRE ¦ 4QU LoRE | Non-Red Flag Warning - Destructive Fires | Vegetation Contact | Branch (Not overhanging, 4-12ft) | 2030 | 1.0429e-09 | 202.884 | 2.116e-07 | 2030 | Mitigation | 0.5 | 30 | 0 | esc | 0.038747 | 4.0411e-11 | 0.040913 | 4.267e-11 | 0.037115 | 3.8708e-11 | 0.035347 | 3.6865e-11
[120 empty] | 7.3.5.15 Identification and remediation of “at-risk species”WLDFRVegetation ContactBranch (Not overhanging, 4-12ft) | WLDFR | HFTD - Distribution - Tier 3 - 4QU CoRE ¦ 4QU LoRE | Non-Red Flag Warning - Destructive Fires | Vegetation Contact | Branch (Not overhanging, 4-12ft) | 2031 | 1.0429e-09 | 202.884 | 2.116e-07 | 2031 | Mitigation | 0.5 | 30 | 0 | esc | 0.038747 | 4.0411e-11 | 0.040913 | 4.267e-11 | 0.037115 | 3.8708e-11 | 0.035347 | 3.6865e-11
[120 empty] | 7.3.5.15 Identification and remediation of “at-risk species”WLDFRVegetation ContactBranch (Not overhanging, 4-12ft) | WLDFR | HFTD - Distribution - Tier 3 - 4QU CoRE ¦ 4QU LoRE | Non-Red Flag Warning - Destructive Fires | Vegetation Contact | Branch (Not overhanging, 4-12ft) | 2032 | 1.0429e-09 | 202.884 | 2.116e-07 | 2032 | Mitigation | 0.5 | 30 | 0 | esc | 0.038747 | 4.0411e-11 | 0.040913 | 4.267e-11 | 0.037115 | 3.8708e-11 | 0.035347 | 3.6865e-11
[120 empty] | 7.3.5.15 Identification and remediation of “at-risk species”WLDFRVegetation ContactBranch (Not overhanging, 4-12ft) | WLDFR | HFTD - Distribution - Tier 3 - 4QU CoRE ¦ 4QU LoRE | Non-Red Flag Warning - Destructive Fires | Vegetation Contact | Branch (Not overhanging, 4-12ft) | 2033 | 1.0429e-09 | 202.884 | 2.116e-07 | 2033 | Mitigation | 0.5 | 30 | 0 | esc | 0.038747 | 4.0411e-11 | 0.040913 | 4.267e-11 | 0.037115 | 3.8708e-11 | 0.035347 | 3.6865e-11
[120 empty] | 7.3.5.15 Identification and remediation of “at-risk species”WLDFRVegetation ContactBranch (Not overhanging, 4-12ft) | WLDFR | HFTD - Distribution - Tier 3 - 4QU CoRE ¦ 4QU LoRE | Non-Red Flag Warning - Destructive Fires | Vegetation Contact | Branch (Not overhanging, 4-12ft) | 2034 | 1.0429e-09 | 202.884 | 2.116e-07 | 2034 | Mitigation | 0.5 | 30 | 0 | esc | 0.038747 | 4.0411e-11 | 0.040913 | 4.267e-11 | 0.037115 | 3.8708e-11 | 0.035347 | 3.6865e-11
[120 empty] | 7.3.5.15 Identification and remediation of “at-risk species”WLDFRVegetation ContactBranch (Not overhanging, 4-12ft) | WLDFR | HFTD - Distribution - Tier 3 - 4QU CoRE ¦ 4QU LoRE | Non-Red Flag Warning - Destructive Fires | Vegetation Contact | Branch (Not overhanging, 4-12ft) | 2035 | 1.0429e-09 | 202.884 | 2.116e-07 | 2035 | Mitigation | 0.5 | 30 | 0 | esc | 0.038747 | 4.0411e-11 | 0.040913 | 4.267e-11 | 0.037115 | 3.8708e-11 | 0.035347 | 3.6865e-11
[120 empty] | 7.3.5.15 Identification and remediation of “at-risk species”WLDFRVegetation ContactBranch (Not overhanging, 4-12ft) | WLDFR | HFTD - Distribution - Tier 3 - 4QU CoRE ¦ 4QU LoRE | Non-Red Flag Warning - Destructive Fires | Vegetation Contact | Branch (Not overhanging, 4-12ft) | 2036 | 1.0429e-09 | 202.884 | 2.116e-07 | 2036 | Mitigation | 0.5 | 30 | 0 | esc | 0.038747 | 4.0411e-11 | 0.040913 | 4.267e-11 | 0.037115 | 3.8708e-11 | 0.035347 | 3.6865e-11
[120 empty] | 7.3.5.15 Identification and remediation of “at-risk species”WLDFRVegetation ContactBranch (Not overhanging, 4-12ft) | WLDFR | HFTD - Distribution - Tier 3 - 4QU CoRE ¦ 4QU LoRE | Non-Red Flag Warning - Destructive Fires | Vegetation Contact | Branch (Not overhanging, 4-12ft) | 2037 | 1.0429e-09 | 202.884 | 2.116e-07 | 2037 | Mitigation | 0.5 | 30 | 0 | esc | 0.038747 | 4.0411e-11 | 0.040913 | 4.267e-11 | 0.037115 | 3.8708e-11 | 0.035347 | 3.6865e-11
[120 empty] | 7.3.5.15 Identification and remediation of “at-risk species”WLDFRVegetation ContactBranch (Not overhanging, 4-12ft) | WLDFR | HFTD - Distribution - Tier 3 - 4QU CoRE ¦ 4QU LoRE | Non-Red Flag Warning - Destructive Fires | Vegetation Contact | Branch (Not overhanging, 4-12ft) | 2038 | 1.0429e-09 | 202.884 | 2.116e-07 | 2038 | Mitigation | 0.5 | 30 | 0 | esc | 0.038747 | 4.0411e-11 | 0.040913 | 4.267e-11 | 0.037115 | 3.8708e-11 | 0.035347 | 3.6865e-11
[120 empty] | 7.3.5.15 Identification and remediation of “at-risk species”WLDFRVegetation ContactBranch (Not overhanging, 4-12ft) | WLDFR | HFTD - Distribution - Tier 3 - 4QU CoRE ¦ 4QU LoRE | Non-Red Flag Warning - Destructive Fires | Vegetation Contact | Branch (Not overhanging, 4-12ft) | 2039 | 1.0429e-09 | 202.884 | 2.116e-07 | 2039 | Mitigation | 0.5 | 30 | 0 | esc | 0.038747 | 4.0411e-11 | 0.040913 | 4.267e-11 | 0.037115 | 3.8708e-11 | 0.035347 | 3.6865e-11
[120 empty] | 7.3.5.15 Identification and remediation of “at-risk species”WLDFRVegetation ContactBranch (Not overhanging, 4-12ft) | WLDFR | HFTD - Distribution - Tier 3 - 4QU CoRE ¦ 4QU LoRE | Non-Red Flag Warning - Destructive Fires | Vegetation Contact | Branch (Not overhanging, 4-12ft) | 2040 | 1.0429e-09 | 202.884 | 2.116e-07 | 2040 | Mitigation | 0.5 | 30 | 0 | esc | 0.038747 | 4.0411e-11 | 0.040913 | 4.267e-11 | 0.037115 | 3.8708e-11 | 0.035347 | 3.6865e-11
[120 empty] | 7.3.5.15 Identification and remediation of “at-risk species”WLDFRVegetation ContactBranch (Not overhanging, 4-12ft) | WLDFR | HFTD - Distribution - Tier 3 - 4QU CoRE ¦ 4QU LoRE | Non-Red Flag Warning - Destructive Fires | Vegetation Contact | Branch (Not overhanging, 4-12ft) | 2041 | 1.0429e-09 | 202.884 | 2.116e-07 | 2041 | Mitigation | 0.5 | 30 | 0 | esc | 0.038747 | 4.0411e-11 | 0.040913 | 4.267e-11 | 0.037115 | 3.8708e-11 | 0.035347 | 3.6865e-11
[120 empty] | 7.3.5.15 Identification and remediation of “at-risk species”WLDFRVegetation ContactBranch (Not overhanging, 4-12ft) | WLDFR | HFTD - Distribution - Tier 3 - 4QU CoRE ¦ 4QU LoRE | Non-Red Flag Warning - Destructive Fires | Vegetation Contact | Branch (Not overhanging, 4-12ft) | 2042 | 1.0429e-09 | 202.884 | 2.116e-07 | 2042 | Mitigation | 0.5 | 30 | 0 | esc | 0.038747 | 4.0411e-11 | 0.040913 | 4.267e-11 | 0.037115 | 3.8708e-11 | 0.035347 | 3.6865e-11
[120 empty] | 7.3.5.15 Identification and remediation of “at-risk species”WLDFRVegetation ContactBranch (Not overhanging, 4-12ft) | WLDFR | HFTD - Distribution - Tier 3 - 4QU CoRE ¦ 4QU LoRE | Non-Red Flag Warning - Destructive Fires | Vegetation Contact | Branch (Not overhanging, 4-12ft) | 2043 | 1.0429e-09 | 202.884 | 2.116e-07 | 2043 | Mitigation | 0.5 | 30 | 0 | esc | 0.038747 | 4.0411e-11 | 0.040913 | 4.267e-11 | 0.037115 | 3.8708e-11 | 0.035347 | 3.6865e-11
[120 empty] | 7.3.5.15 Identification and remediation of “at-risk species”WLDFRVegetation ContactBranch (Not overhanging, 4-12ft) | WLDFR | HFTD - Distribution - Tier 3 - 4QU CoRE ¦ 4QU LoRE | Non-Red Flag Warning - Destructive Fires | Vegetation Contact | Branch (Not overhanging, 4-12ft) | 2044 | 1.0429e-09 | 202.884 | 2.116e-07 | 2044 | Mitigation | 0.5 | 30 | 0 | esc | 0.038747 | 4.0411e-11 | 0.040913 | 4.267e-11 | 0.037115 | 3.8708e-11 | 0.035347 | 3.6865e-11
[120 empty] | 7.3.5.15 Identification and remediation of “at-risk species”WLDFRVegetation ContactBranch (Not overhanging, 4-12ft) | WLDFR | HFTD - Distribution - Tier 3 - 4QU CoRE ¦ 4QU LoRE | Non-Red Flag Warning - Destructive Fires | Vegetation Contact | Branch (Not overhanging, 4-12ft) | 2045 | 1.0429e-09 | 202.884 | 2.116e-07 | 2045 | Mitigation | 0.5 | 30 | 0 | esc | 0.038747 | 4.0411e-11 | 0.040913 | 4.267e-11 | 0.037115 | 3.8708e-11 | 0.035347 | 3.6865e-11
[120 empty] | 7.3.5.15 Identification and remediation of “at-risk species”WLDFRVegetation ContactBranch (Not overhanging, 4-12ft) | WLDFR | HFTD - Distribution - Tier 3 - 4QU CoRE ¦ 4QU LoRE | Non-Red Flag Warning - Destructive Fires | Vegetation Contact | Branch (Not overhanging, 4-12ft) | 2046 | 1.0429e-09 | 202.884 | 2.116e-07 | 2046 | Mitigation | 0.5 | 30 | 0 | esc | 0.038747 | 4.0411e-11 | 0.040913 | 4.267e-11 | 0.037115 | 3.8708e-11 | 0.035347 | 3.6865e-11
[120 empty] | 7.3.5.15 Identification and remediation of “at-risk species”WLDFRVegetation ContactBranch (Not overhanging, 4-12ft) | WLDFR | HFTD - Distribution - Tier 3 - 4QU CoRE ¦ 4QU LoRE | Non-Red Flag Warning - Destructive Fires | Vegetation Contact | Branch (Not overhanging, 4-12ft) | 2047 | 1.0429e-09 | 202.884 | 2.116e-07 | 2047 | Mitigation | 0.5 | 30 | 0 | esc | 0.038747 | 4.0411e-11 | 0.040913 | 4.267e-11 | 0.037115 | 3.8708e-11 | 0.035347 | 3.6865e-11
[120 empty] | 7.3.5.15 Identification and remediation of “at-risk species”WLDFRVegetation ContactBranch (Not overhanging, 4-12ft) | WLDFR | HFTD - Distribution - Tier 3 - 4QU CoRE ¦ 4QU LoRE | Non-Red Flag Warning - Destructive Fires | Vegetation Contact | Branch (Not overhanging, 4-12ft) | 2048 | 1.0429e-09 | 202.884 | 2.116e-07 | 2048 | Mitigation | 0.5 | 30 | 0 | esc | 0.038747 | 4.0411e-11 | 0.040913 | 4.267e-11 | 0.037115 | 3.8708e-11 | 0.035347 | 3.6865e-11
[120 empty] | 7.3.5.15 Identification and remediation of “at-risk species”WLDFRVegetation ContactBranch (Not overhanging, 4-12ft) | WLDFR | HFTD - Distribution - Tier 3 - 4QU CoRE ¦ 4QU LoRE | Non-Red Flag Warning - Destructive Fires | Vegetation Contact | Branch (Not overhanging, 4-12ft) | 2049 | 1.0429e-09 | 202.884 | 2.116e-07 | 2049 | Mitigation | 0.5 | 30 | 0 | esc | 0.038747 | 4.0411e-11 | 0.040913 | 4.267e-11 | 0.037115 | 3.8708e-11 | 0.035347 | 3.6865e-11
[120 empty] | 7.3.5.15 Identification and remediation of “at-risk species”WLDFRVegetation ContactBranch (Not overhanging, 4-12ft) | WLDFR | HFTD - Distribution - Tier 3 - 4QU CoRE ¦ 4QU LoRE | Non-Red Flag Warning - Destructive Fires | Vegetation Contact | Branch (Not overhanging, 4-12ft) | 2050 | 1.0429e-09 | 202.884 | 2.116e-07 | 2050 | Mitigation | 0.5 | 30 | 0 | esc | 0 | 0 | 0.040913 | 4.267e-11 | 0.037115 | 3.8708e-11 | 0.035347 | 3.6865e-11
[120 empty] | 7.3.5.15 Identification and remediation of “at-risk species”WLDFRVegetation ContactBranch (Not overhanging, 4-12ft) | WLDFR | HFTD - Distribution - Tier 3 - 4QU CoRE ¦ 4QU LoRE | Non-Red Flag Warning - Destructive Fires | Vegetation Contact | Branch (Not overhanging, 4-12ft) | 2051 | 1.0429e-09 | 202.884 | 2.116e-07 | 2051 | Mitigation | 0.5 | 30 | 0 | esc | 0 | 0 | 0 | 0 | 0.037115 | 3.8708e-11 | 0.035347 | 3.6865e-11
[120 empty] | 7.3.5.15 Identification and remediation of “at-risk species”WLDFRVegetation ContactBranch (Not overhanging, 4-12ft) | WLDFR | HFTD - Distribution - Tier 3 - 4QU CoRE ¦ 4QU LoRE | Non-Red Flag Warning - Destructive Fires | Vegetation Contact | Branch (Not overhanging, 4-12ft) | 2052 | 1.0429e-09 | 202.884 | 2.116e-07 | 2052 | Mitigation | 0.5 | 30 | 0 | esc | 0 | 0 | 0 | 0 | 0 | 0 | 0.035347 | 3.6865e-11
[120 empty] | 7.3.5.15 Identification and remediation of “at-risk species”WLDFRVegetation ContactBranch (Not overhanging, within 4ft) | WLDFR | HFTD - Distribution - Tier 3 - 4QU CoRE ¦ 4QU LoRE | Non-Red Flag Warning - Destructive Fires | Vegetation Contact | Branch (Not overhanging, within 4ft) | 2022 | 4.597e-10 | 202.884 | 9.3266e-08 | 2022 | Mitigation | 0.9 | 30 | 0 | esc | 0.069745 | 3.2062e-11 | 0.073644 | 3.3854e-11 | 0.066806 | 3.0711e-11 | 0 | 0
[120 empty] | 7.3.5.15 Identification and remediation of “at-risk species”WLDFRVegetation ContactBranch (Not overhanging, within 4ft) | WLDFR | HFTD - Distribution - Tier 3 - 4QU CoRE ¦ 4QU LoRE | Non-Red Flag Warning - Destructive Fires | Vegetation Contact | Branch (Not overhanging, within 4ft) | 2023 | 4.597e-10 | 202.884 | 9.3266e-08 | 2023 | Mitigation | 0.9 | 30 | 0 | esc | 0.069745 | 3.2062e-11 | 0.073644 | 3.3854e-11 | 0.066806 | 3.0711e-11 | 0.063625 | 2.9249e-11
[120 empty] | 7.3.5.15 Identification and remediation of “at-risk species”WLDFRVegetation ContactBranch (Not overhanging, within 4ft) | WLDFR | HFTD - Distribution - Tier 3 - 4QU CoRE ¦ 4QU LoRE | Non-Red Flag Warning - Destructive Fires | Vegetation Contact | Branch (Not overhanging, within 4ft) | 2024 | 4.597e-10 | 202.884 | 9.3266e-08 | 2024 | Mitigation | 0.9 | 30 | 0 | esc | 0.069745 | 3.2062e-11 | 0.073644 | 3.3854e-11 | 0.066806 | 3.0711e-11 | 0.063625 | 2.9249e-11
[120 empty] | 7.3.5.15 Identification and remediation of “at-risk species”WLDFRVegetation ContactBranch (Not overhanging, within 4ft) | WLDFR | HFTD - Distribution - Tier 3 - 4QU CoRE ¦ 4QU LoRE | Non-Red Flag Warning - Destructive Fires | Vegetation Contact | Branch (Not overhanging, within 4ft) | 2025 | 4.597e-10 | 202.884 | 9.3266e-08 | 2025 | Mitigation | 0.9 | 30 | 0 | esc | 0.069745 | 3.2062e-11 | 0.073644 | 3.3854e-11 | 0.066806 | 3.0711e-11 | 0.063625 | 2.9249e-11
[120 empty] | 7.3.5.15 Identification and remediation of “at-risk species”WLDFRVegetation ContactBranch (Not overhanging, within 4ft) | WLDFR | HFTD - Distribution - Tier 3 - 4QU CoRE ¦ 4QU LoRE | Non-Red Flag Warning - Destructive Fires | Vegetation Contact | Branch (Not overhanging, within 4ft) | 2026 | 4.597e-10 | 202.884 | 9.3266e-08 | 2026 | Mitigation | 0.9 | 30 | 0 | esc | 0.069745 | 3.2062e-11 | 0.073644 | 3.3854e-11 | 0.066806 | 3.0711e-11 | 0.063625 | 2.9249e-11
[120 empty] | 7.3.5.15 Identification and remediation of “at-risk species”WLDFRVegetation ContactBranch (Not overhanging, within 4ft) | WLDFR | HFTD - Distribution - Tier 3 - 4QU CoRE ¦ 4QU LoRE | Non-Red Flag Warning - Destructive Fires | Vegetation Contact | Branch (Not overhanging, within 4ft) | 2027 | 4.597e-10 | 202.884 | 9.3266e-08 | 2027 | Mitigation | 0.9 | 30 | 0 | esc | 0.069745 | 3.2062e-11 | 0.073644 | 3.3854e-11 | 0.066806 | 3.0711e-11 | 0.063625 | 2.9249e-11
[120 empty] | 7.3.5.15 Identification and remediation of “at-risk species”WLDFRVegetation ContactBranch (Not overhanging, within 4ft) | WLDFR | HFTD - Distribution - Tier 3 - 4QU CoRE ¦ 4QU LoRE | Non-Red Flag Warning - Destructive Fires | Vegetation Contact | Branch (Not overhanging, within 4ft) | 2028 | 4.597e-10 | 202.884 | 9.3266e-08 | 2028 | Mitigation | 0.9 | 30 | 0 | esc | 0.069745 | 3.2062e-11 | 0.073644 | 3.3854e-11 | 0.066806 | 3.0711e-11 | 0.063625 | 2.9249e-11
[120 empty] | 7.3.5.15 Identification and remediation of “at-risk species”WLDFRVegetation ContactBranch (Not overhanging, within 4ft) | WLDFR | HFTD - Distribution - Tier 3 - 4QU CoRE ¦ 4QU LoRE | Non-Red Flag Warning - Destructive Fires | Vegetation Contact | Branch (Not overhanging, within 4ft) | 2029 | 4.597e-10 | 202.884 | 9.3266e-08 | 2029 | Mitigation | 0.9 | 30 | 0 | esc | 0.069745 | 3.2062e-11 | 0.073644 | 3.3854e-11 | 0.066806 | 3.0711e-11 | 0.063625 | 2.9249e-11
[120 empty] | 7.3.5.15 Identification and remediation of “at-risk species”WLDFRVegetation ContactBranch (Not overhanging, within 4ft) | WLDFR | HFTD - Distribution - Tier 3 - 4QU CoRE ¦ 4QU LoRE | Non-Red Flag Warning - Destructive Fires | Vegetation Contact | Branch (Not overhanging, within 4ft) | 2030 | 4.597e-10 | 202.884 | 9.3266e-08 | 2030 | Mitigation | 0.9 | 30 | 0 | esc | 0.069745 | 3.2062e-11 | 0.073644 | 3.3854e-11 | 0.066806 | 3.0711e-11 | 0.063625 | 2.9249e-11
[120 empty] | 7.3.5.15 Identification and remediation of “at-risk species”WLDFRVegetation ContactBranch (Not overhanging, within 4ft) | WLDFR | HFTD - Distribution - Tier 3 - 4QU CoRE ¦ 4QU LoRE | Non-Red Flag Warning - Destructive Fires | Vegetation Contact | Branch (Not overhanging, within 4ft) | 2031 | 4.597e-10 | 202.884 | 9.3266e-08 | 2031 | Mitigation | 0.9 | 30 | 0 | esc | 0.069745 | 3.2062e-11 | 0.073644 | 3.3854e-11 | 0.066806 | 3.0711e-11 | 0.063625 | 2.9249e-11
[120 empty] | 7.3.5.15 Identification and remediation of “at-risk species”WLDFRVegetation ContactBranch (Not overhanging, within 4ft) | WLDFR | HFTD - Distribution - Tier 3 - 4QU CoRE ¦ 4QU LoRE | Non-Red Flag Warning - Destructive Fires | Vegetation Contact | Branch (Not overhanging, within 4ft) | 2032 | 4.597e-10 | 202.884 | 9.3266e-08 | 2032 | Mitigation | 0.9 | 30 | 0 | esc | 0.069745 | 3.2062e-11 | 0.073644 | 3.3854e-11 | 0.066806 | 3.0711e-11 | 0.063625 | 2.9249e-11
[120 empty] | 7.3.5.15 Identification and remediation of “at-risk species”WLDFRVegetation ContactBranch (Not overhanging, within 4ft) | WLDFR | HFTD - Distribution - Tier 3 - 4QU CoRE ¦ 4QU LoRE | Non-Red Flag Warning - Destructive Fires | Vegetation Contact | Branch (Not overhanging, within 4ft) | 2033 | 4.597e-10 | 202.884 | 9.3266e-08 | 2033 | Mitigation | 0.9 | 30 | 0 | esc | 0.069745 | 3.2062e-11 | 0.073644 | 3.3854e-11 | 0.066806 | 3.0711e-11 | 0.063625 | 2.9249e-11
[120 empty] | 7.3.5.15 Identification and remediation of “at-risk species”WLDFRVegetation ContactBranch (Not overhanging, within 4ft) | WLDFR | HFTD - Distribution - Tier 3 - 4QU CoRE ¦ 4QU LoRE | Non-Red Flag Warning - Destructive Fires | Vegetation Contact | Branch (Not overhanging, within 4ft) | 2034 | 4.597e-10 | 202.884 | 9.3266e-08 | 2034 | Mitigation | 0.9 | 30 | 0 | esc | 0.069745 | 3.2062e-11 | 0.073644 | 3.3854e-11 | 0.066806 | 3.0711e-11 | 0.063625 | 2.9249e-11
[120 empty] | 7.3.5.15 Identification and remediation of “at-risk species”WLDFRVegetation ContactBranch (Not overhanging, within 4ft) | WLDFR | HFTD - Distribution - Tier 3 - 4QU CoRE ¦ 4QU LoRE | Non-Red Flag Warning - Destructive Fires | Vegetation Contact | Branch (Not overhanging, within 4ft) | 2035 | 4.597e-10 | 202.884 | 9.3266e-08 | 2035 | Mitigation | 0.9 | 30 | 0 | esc | 0.069745 | 3.2062e-11 | 0.073644 | 3.3854e-11 | 0.066806 | 3.0711e-11 | 0.063625 | 2.9249e-11
[120 empty] | 7.3.5.15 Identification and remediation of “at-risk species”WLDFRVegetation ContactBranch (Not overhanging, within 4ft) | WLDFR | HFTD - Distribution - Tier 3 - 4QU CoRE ¦ 4QU LoRE | Non-Red Flag Warning - Destructive Fires | Vegetation Contact | Branch (Not overhanging, within 4ft) | 2036 | 4.597e-10 | 202.884 | 9.3266e-08 | 2036 | Mitigation | 0.9 | 30 | 0 | esc | 0.069745 | 3.2062e-11 | 0.073644 | 3.3854e-11 | 0.066806 | 3.0711e-11 | 0.063625 | 2.9249e-11
[120 empty] | 7.3.5.15 Identification and remediation of “at-risk species”WLDFRVegetation ContactBranch (Not overhanging, within 4ft) | WLDFR | HFTD - Distribution - Tier 3 - 4QU CoRE ¦ 4QU LoRE | Non-Red Flag Warning - Destructive Fires | Vegetation Contact | Branch (Not overhanging, within 4ft) | 2037 | 4.597e-10 | 202.884 | 9.3266e-08 | 2037 | Mitigation | 0.9 | 30 | 0 | esc | 0.069745 | 3.2062e-11 | 0.073644 | 3.3854e-11 | 0.066806 | 3.0711e-11 | 0.063625 | 2.9249e-11
[120 empty] | 7.3.5.15 Identification and remediation of “at-risk species”WLDFRVegetation ContactBranch (Not overhanging, within 4ft) | WLDFR | HFTD - Distribution - Tier 3 - 4QU CoRE ¦ 4QU LoRE | Non-Red Flag Warning - Destructive Fires | Vegetation Contact | Branch (Not overhanging, within 4ft) | 2038 | 4.597e-10 | 202.884 | 9.3266e-08 | 2038 | Mitigation | 0.9 | 30 | 0 | esc | 0.069745 | 3.2062e-11 | 0.073644 | 3.3854e-11 | 0.066806 | 3.0711e-11 | 0.063625 | 2.9249e-11
[120 empty] | 7.3.5.15 Identification and remediation of “at-risk species”WLDFRVegetation ContactBranch (Not overhanging, within 4ft) | WLDFR | HFTD - Distribution - Tier 3 - 4QU CoRE ¦ 4QU LoRE | Non-Red Flag Warning - Destructive Fires | Vegetation Contact | Branch (Not overhanging, within 4ft) | 2039 | 4.597e-10 | 202.884 | 9.3266e-08 | 2039 | Mitigation | 0.9 | 30 | 0 | esc | 0.069745 | 3.2062e-11 | 0.073644 | 3.3854e-11 | 0.066806 | 3.0711e-11 | 0.063625 | 2.9249e-11
[120 empty] | 7.3.5.15 Identification and remediation of “at-risk species”WLDFRVegetation ContactBranch (Not overhanging, within 4ft) | WLDFR | HFTD - Distribution - Tier 3 - 4QU CoRE ¦ 4QU LoRE | Non-Red Flag Warning - Destructive Fires | Vegetation Contact | Branch (Not overhanging, within 4ft) | 2040 | 4.597e-10 | 202.884 | 9.3266e-08 | 2040 | Mitigation | 0.9 | 30 | 0 | esc | 0.069745 | 3.2062e-11 | 0.073644 | 3.3854e-11 | 0.066806 | 3.0711e-11 | 0.063625 | 2.9249e-11
[120 empty] | 7.3.5.15 Identification and remediation of “at-risk species”WLDFRVegetation ContactBranch (Not overhanging, within 4ft) | WLDFR | HFTD - Distribution - Tier 3 - 4QU CoRE ¦ 4QU LoRE | Non-Red Flag Warning - Destructive Fires | Vegetation Contact | Branch (Not overhanging, within 4ft) | 2041 | 4.597e-10 | 202.884 | 9.3266e-08 | 2041 | Mitigation | 0.9 | 30 | 0 | esc | 0.069745 | 3.2062e-11 | 0.073644 | 3.3854e-11 | 0.066806 | 3.0711e-11 | 0.063625 | 2.9249e-11
[120 empty] | 7.3.5.15 Identification and remediation of “at-risk species”WLDFRVegetation ContactBranch (Not overhanging, within 4ft) | WLDFR | HFTD - Distribution - Tier 3 - 4QU CoRE ¦ 4QU LoRE | Non-Red Flag Warning - Destructive Fires | Vegetation Contact | Branch (Not overhanging, within 4ft) | 2042 | 4.597e-10 | 202.884 | 9.3266e-08 | 2042 | Mitigation | 0.9 | 30 | 0 | esc | 0.069745 | 3.2062e-11 | 0.073644 | 3.3854e-11 | 0.066806 | 3.0711e-11 | 0.063625 | 2.9249e-11
[120 empty] | 7.3.5.15 Identification and remediation of “at-risk species”WLDFRVegetation ContactBranch (Not overhanging, within 4ft) | WLDFR | HFTD - Distribution - Tier 3 - 4QU CoRE ¦ 4QU LoRE | Non-Red Flag Warning - Destructive Fires | Vegetation Contact | Branch (Not overhanging, within 4ft) | 2043 | 4.597e-10 | 202.884 | 9.3266e-08 | 2043 | Mitigation | 0.9 | 30 | 0 | esc | 0.069745 | 3.2062e-11 | 0.073644 | 3.3854e-11 | 0.066806 | 3.0711e-11 | 0.063625 | 2.9249e-11
[120 empty] | 7.3.5.15 Identification and remediation of “at-risk species”WLDFRVegetation ContactBranch (Not overhanging, within 4ft) | WLDFR | HFTD - Distribution - Tier 3 - 4QU CoRE ¦ 4QU LoRE | Non-Red Flag Warning - Destructive Fires | Vegetation Contact | Branch (Not overhanging, within 4ft) | 2044 | 4.597e-10 | 202.884 | 9.3266e-08 | 2044 | Mitigation | 0.9 | 30 | 0 | esc | 0.069745 | 3.2062e-11 | 0.073644 | 3.3854e-11 | 0.066806 | 3.0711e-11 | 0.063625 | 2.9249e-11
[120 empty] | 7.3.5.15 Identification and remediation of “at-risk species”WLDFRVegetation ContactBranch (Not overhanging, within 4ft) | WLDFR | HFTD - Distribution - Tier 3 - 4QU CoRE ¦ 4QU LoRE | Non-Red Flag Warning - Destructive Fires | Vegetation Contact | Branch (Not overhanging, within 4ft) | 2045 | 4.597e-10 | 202.884 | 9.3266e-08 | 2045 | Mitigation | 0.9 | 30 | 0 | esc | 0.069745 | 3.2062e-11 | 0.073644 | 3.3854e-11 | 0.066806 | 3.0711e-11 | 0.063625 | 2.9249e-11
[120 empty] | 7.3.5.15 Identification and remediation of “at-risk species”WLDFRVegetation ContactBranch (Not overhanging, within 4ft) | WLDFR | HFTD - Distribution - Tier 3 - 4QU CoRE ¦ 4QU LoRE | Non-Red Flag Warning - Destructive Fires | Vegetation Contact | Branch (Not overhanging, within 4ft) | 2046 | 4.597e-10 | 202.884 | 9.3266e-08 | 2046 | Mitigation | 0.9 | 30 | 0 | esc | 0.069745 | 3.2062e-11 | 0.073644 | 3.3854e-11 | 0.066806 | 3.0711e-11 | 0.063625 | 2.9249e-11
[120 empty] | 7.3.5.15 Identification and remediation of “at-risk species”WLDFRVegetation ContactBranch (Not overhanging, within 4ft) | WLDFR | HFTD - Distribution - Tier 3 - 4QU CoRE ¦ 4QU LoRE | Non-Red Flag Warning - Destructive Fires | Vegetation Contact | Branch (Not overhanging, within 4ft) | 2047 | 4.597e-10 | 202.884 | 9.3266e-08 | 2047 | Mitigation | 0.9 | 30 | 0 | esc | 0.069745 | 3.2062e-11 | 0.073644 | 3.3854e-11 | 0.066806 | 3.0711e-11 | 0.063625 | 2.9249e-11
[120 empty] | 7.3.5.15 Identification and remediation of “at-risk species”WLDFRVegetation ContactBranch (Not overhanging, within 4ft) | WLDFR | HFTD - Distribution - Tier 3 - 4QU CoRE ¦ 4QU LoRE | Non-Red Flag Warning - Destructive Fires | Vegetation Contact | Branch (Not overhanging, within 4ft) | 2048 | 4.597e-10 | 202.884 | 9.3266e-08 | 2048 | Mitigation | 0.9 | 30 | 0 | esc | 0.069745 | 3.2062e-11 | 0.073644 | 3.3854e-11 | 0.066806 | 3.0711e-11 | 0.063625 | 2.9249e-11
[120 empty] | 7.3.5.15 Identification and remediation of “at-risk species”WLDFRVegetation ContactBranch (Not overhanging, within 4ft) | WLDFR | HFTD - Distribution - Tier 3 - 4QU CoRE ¦ 4QU LoRE | Non-Red Flag Warning - Destructive Fires | Vegetation Contact | Branch (Not overhanging, within 4ft) | 2049 | 4.597e-10 | 202.884 | 9.3266e-08 | 2049 | Mitigation | 0.9 | 30 | 0 | esc | 0.069745 | 3.2062e-11 | 0.073644 | 3.3854e-11 | 0.066806 | 3.0711e-11 | 0.063625 | 2.9249e-11
[120 empty] | 7.3.5.15 Identification and remediation of “at-risk species”WLDFRVegetation ContactBranch (Not overhanging, within 4ft) | WLDFR | HFTD - Distribution - Tier 3 - 4QU CoRE ¦ 4QU LoRE | Non-Red Flag Warning - Destructive Fires | Vegetation Contact | Branch (Not overhanging, within 4ft) | 2050 | 4.597e-10 | 202.884 | 9.3266e-08 | 2050 | Mitigation | 0.9 | 30 | 0 | esc | 0 | 0 | 0.073644 | 3.3854e-11 | 0.066806 | 3.0711e-11 | 0.063625 | 2.9249e-11
[120 empty] | 7.3.5.15 Identification and remediation of “at-risk species”WLDFRVegetation ContactBranch (Not overhanging, within 4ft) | WLDFR | HFTD - Distribution - Tier 3 - 4QU CoRE ¦ 4QU LoRE | Non-Red Flag Warning - Destructive Fires | Vegetation Contact | Branch (Not overhanging, within 4ft) | 2051 | 4.597e-10 | 202.884 | 9.3266e-08 | 2051 | Mitigation | 0.9 | 30 | 0 | esc | 0 | 0 | 0 | 0 | 0.066806 | 3.0711e-11 | 0.063625 | 2.9249e-11
[120 empty] | 7.3.5.15 Identification and remediation of “at-risk species”WLDFRVegetation ContactBranch (Not overhanging, within 4ft) | WLDFR | HFTD - Distribution - Tier 3 - 4QU CoRE ¦ 4QU LoRE | Non-Red Flag Warning - Destructive Fires | Vegetation Contact | Branch (Not overhanging, within 4ft) | 2052 | 4.597e-10 | 202.884 | 9.3266e-08 | 2052 | Mitigation | 0.9 | 30 | 0 | esc | 0 | 0 | 0 | 0 | 0 | 0 | 0.063625 | 2.9249e-11
[120 empty] | 7.3.5.15 Identification and remediation of “at-risk species”WLDFRVegetation ContactBranch (OverHanging) | WLDFR | HFTD - Distribution - Tier 3 - 4QU CoRE ¦ 4QU LoRE | Non-Red Flag Warning - Destructive Fires | Vegetation Contact | Branch (OverHanging) | 2022 | 2.0928e-08 | 202.884 | 4.246e-06 | 2022 | Mitigation | 0.9 | 30 | 0 | esc | 0.069745 | 1.4596e-09 | 0.073644 | 1.5413e-09 | 0.066806 | 1.3981e-09 | 0 | 0
[120 empty] | 7.3.5.15 Identification and remediation of “at-risk species”WLDFRVegetation ContactBranch (OverHanging) | WLDFR | HFTD - Distribution - Tier 3 - 4QU CoRE ¦ 4QU LoRE | Non-Red Flag Warning - Destructive Fires | Vegetation Contact | Branch (OverHanging) | 2023 | 2.0928e-08 | 202.884 | 4.246e-06 | 2023 | Mitigation | 0.9 | 30 | 0 | esc | 0.069745 | 1.4596e-09 | 0.073644 | 1.5413e-09 | 0.066806 | 1.3981e-09 | 0.063625 | 1.3316e-09
[120 empty] | 7.3.5.15 Identification and remediation of “at-risk species”WLDFRVegetation ContactBranch (OverHanging) | WLDFR | HFTD - Distribution - Tier 3 - 4QU CoRE ¦ 4QU LoRE | Non-Red Flag Warning - Destructive Fires | Vegetation Contact | Branch (OverHanging) | 2024 | 2.0928e-08 | 202.884 | 4.246e-06 | 2024 | Mitigation | 0.9 | 30 | 0 | esc | 0.069745 | 1.4596e-09 | 0.073644 | 1.5413e-09 | 0.066806 | 1.3981e-09 | 0.063625 | 1.3316e-09
[120 empty] | 7.3.5.15 Identification and remediation of “at-risk species”WLDFRVegetation ContactBranch (OverHanging) | WLDFR | HFTD - Distribution - Tier 3 - 4QU CoRE ¦ 4QU LoRE | Non-Red Flag Warning - Destructive Fires | Vegetation Contact | Branch (OverHanging) | 2025 | 2.0928e-08 | 202.884 | 4.246e-06 | 2025 | Mitigation | 0.9 | 30 | 0 | esc | 0.069745 | 1.4596e-09 | 0.073644 | 1.5413e-09 | 0.066806 | 1.3981e-09 | 0.063625 | 1.3316e-09
[120 empty] | 7.3.5.15 Identification and remediation of “at-risk species”WLDFRVegetation ContactBranch (OverHanging) | WLDFR | HFTD - Distribution - Tier 3 - 4QU CoRE ¦ 4QU LoRE | Non-Red Flag Warning - Destructive Fires | Vegetation Contact | Branch (OverHanging) | 2026 | 2.0928e-08 | 202.884 | 4.246e-06 | 2026 | Mitigation | 0.9 | 30 | 0 | esc | 0.069745 | 1.4596e-09 | 0.073644 | 1.5413e-09 | 0.066806 | 1.3981e-09 | 0.063625 | 1.3316e-09
[120 empty] | 7.3.5.15 Identification and remediation of “at-risk species”WLDFRVegetation ContactBranch (OverHanging) | WLDFR | HFTD - Distribution - Tier 3 - 4QU CoRE ¦ 4QU LoRE | Non-Red Flag Warning - Destructive Fires | Vegetation Contact | Branch (OverHanging) | 2027 | 2.0928e-08 | 202.884 | 4.246e-06 | 2027 | Mitigation | 0.9 | 30 | 0 | esc | 0.069745 | 1.4596e-09 | 0.073644 | 1.5413e-09 | 0.066806 | 1.3981e-09 | 0.063625 | 1.3316e-09
[120 empty] | 7.3.5.15 Identification and remediation of “at-risk species”WLDFRVegetation ContactBranch (OverHanging) | WLDFR | HFTD - Distribution - Tier 3 - 4QU CoRE ¦ 4QU LoRE | Non-Red Flag Warning - Destructive Fires | Vegetation Contact | Branch (OverHanging) | 2028 | 2.0928e-08 | 202.884 | 4.246e-06 | 2028 | Mitigation | 0.9 | 30 | 0 | esc | 0.069745 | 1.4596e-09 | 0.073644 | 1.5413e-09 | 0.066806 | 1.3981e-09 | 0.063625 | 1.3316e-09
[120 empty] | 7.3.5.15 Identification and remediation of “at-risk species”WLDFRVegetation ContactBranch (OverHanging) | WLDFR | HFTD - Distribution - Tier 3 - 4QU CoRE ¦ 4QU LoRE | Non-Red Flag Warning - Destructive Fires | Vegetation Contact | Branch (OverHanging) | 2029 | 2.0928e-08 | 202.884 | 4.246e-06 | 2029 | Mitigation | 0.9 | 30 | 0 | esc | 0.069745 | 1.4596e-09 | 0.073644 | 1.5413e-09 | 0.066806 | 1.3981e-09 | 0.063625 | 1.3316e-09
[120 empty] | 7.3.5.15 Identification and remediation of “at-risk species”WLDFRVegetation ContactBranch (OverHanging) | WLDFR | HFTD - Distribution - Tier 3 - 4QU CoRE ¦ 4QU LoRE | Non-Red Flag Warning - Destructive Fires | Vegetation Contact | Branch (OverHanging) | 2030 | 2.0928e-08 | 202.884 | 4.246e-06 | 2030 | Mitigation | 0.9 | 30 | 0 | esc | 0.069745 | 1.4596e-09 | 0.073644 | 1.5413e-09 | 0.066806 | 1.3981e-09 | 0.063625 | 1.3316e-09
[120 empty] | 7.3.5.15 Identification and remediation of “at-risk species”WLDFRVegetation ContactBranch (OverHanging) | WLDFR | HFTD - Distribution - Tier 3 - 4QU CoRE ¦ 4QU LoRE | Non-Red Flag Warning - Destructive Fires | Vegetation Contact | Branch (OverHanging) | 2031 | 2.0928e-08 | 202.884 | 4.246e-06 | 2031 | Mitigation | 0.9 | 30 | 0 | esc | 0.069745 | 1.4596e-09 | 0.073644 | 1.5413e-09 | 0.066806 | 1.3981e-09 | 0.063625 | 1.3316e-09
[120 empty] | 7.3.5.15 Identification and remediation of “at-risk species”WLDFRVegetation ContactBranch (OverHanging) | WLDFR | HFTD - Distribution - Tier 3 - 4QU CoRE ¦ 4QU LoRE | Non-Red Flag Warning - Destructive Fires | Vegetation Contact | Branch (OverHanging) | 2032 | 2.0928e-08 | 202.884 | 4.246e-06 | 2032 | Mitigation | 0.9 | 30 | 0 | esc | 0.069745 | 1.4596e-09 | 0.073644 | 1.5413e-09 | 0.066806 | 1.3981e-09 | 0.063625 | 1.3316e-09
[120 empty] | 7.3.5.15 Identification and remediation of “at-risk species”WLDFRVegetation ContactBranch (OverHanging) | WLDFR | HFTD - Distribution - Tier 3 - 4QU CoRE ¦ 4QU LoRE | Non-Red Flag Warning - Destructive Fires | Vegetation Contact | Branch (OverHanging) | 2033 | 2.0928e-08 | 202.884 | 4.246e-06 | 2033 | Mitigation | 0.9 | 30 | 0 | esc | 0.069745 | 1.4596e-09 | 0.073644 | 1.5413e-09 | 0.066806 | 1.3981e-09 | 0.063625 | 1.3316e-09
[120 empty] | 7.3.5.15 Identification and remediation of “at-risk species”WLDFRVegetation ContactBranch (OverHanging) | WLDFR | HFTD - Distribution - Tier 3 - 4QU CoRE ¦ 4QU LoRE | Non-Red Flag Warning - Destructive Fires | Vegetation Contact | Branch (OverHanging) | 2034 | 2.0928e-08 | 202.884 | 4.246e-06 | 2034 | Mitigation | 0.9 | 30 | 0 | esc | 0.069745 | 1.4596e-09 | 0.073644 | 1.5413e-09 | 0.066806 | 1.3981e-09 | 0.063625 | 1.3316e-09
[120 empty] | 7.3.5.15 Identification and remediation of “at-risk species”WLDFRVegetation ContactBranch (OverHanging) | WLDFR | HFTD - Distribution - Tier 3 - 4QU CoRE ¦ 4QU LoRE | Non-Red Flag Warning - Destructive Fires | Vegetation Contact | Branch (OverHanging) | 2035 | 2.0928e-08 | 202.884 | 4.246e-06 | 2035 | Mitigation | 0.9 | 30 | 0 | esc | 0.069745 | 1.4596e-09 | 0.073644 | 1.5413e-09 | 0.066806 | 1.3981e-09 | 0.063625 | 1.3316e-09
[120 empty] | 7.3.5.15 Identification and remediation of “at-risk species”WLDFRVegetation ContactBranch (OverHanging) | WLDFR | HFTD - Distribution - Tier 3 - 4QU CoRE ¦ 4QU LoRE | Non-Red Flag Warning - Destructive Fires | Vegetation Contact | Branch (OverHanging) | 2036 | 2.0928e-08 | 202.884 | 4.246e-06 | 2036 | Mitigation | 0.9 | 30 | 0 | esc | 0.069745 | 1.4596e-09 | 0.073644 | 1.5413e-09 | 0.066806 | 1.3981e-09 | 0.063625 | 1.3316e-09
[120 empty] | 7.3.5.15 Identification and remediation of “at-risk species”WLDFRVegetation ContactBranch (OverHanging) | WLDFR | HFTD - Distribution - Tier 3 - 4QU CoRE ¦ 4QU LoRE | Non-Red Flag Warning - Destructive Fires | Vegetation Contact | Branch (OverHanging) | 2037 | 2.0928e-08 | 202.884 | 4.246e-06 | 2037 | Mitigation | 0.9 | 30 | 0 | esc | 0.069745 | 1.4596e-09 | 0.073644 | 1.5413e-09 | 0.066806 | 1.3981e-09 | 0.063625 | 1.3316e-09
[120 empty] | 7.3.5.15 Identification and remediation of “at-risk species”WLDFRVegetation ContactBranch (OverHanging) | WLDFR | HFTD - Distribution - Tier 3 - 4QU CoRE ¦ 4QU LoRE | Non-Red Flag Warning - Destructive Fires | Vegetation Contact | Branch (OverHanging) | 2038 | 2.0928e-08 | 202.884 | 4.246e-06 | 2038 | Mitigation | 0.9 | 30 | 0 | esc | 0.069745 | 1.4596e-09 | 0.073644 | 1.5413e-09 | 0.066806 | 1.3981e-09 | 0.063625 | 1.3316e-09
[120 empty] | 7.3.5.15 Identification and remediation of “at-risk species”WLDFRVegetation ContactBranch (OverHanging) | WLDFR | HFTD - Distribution - Tier 3 - 4QU CoRE ¦ 4QU LoRE | Non-Red Flag Warning - Destructive Fires | Vegetation Contact | Branch (OverHanging) | 2039 | 2.0928e-08 | 202.884 | 4.246e-06 | 2039 | Mitigation | 0.9 | 30 | 0 | esc | 0.069745 | 1.4596e-09 | 0.073644 | 1.5413e-09 | 0.066806 | 1.3981e-09 | 0.063625 | 1.3316e-09
[120 empty] | 7.3.5.15 Identification and remediation of “at-risk species”WLDFRVegetation ContactBranch (OverHanging) | WLDFR | HFTD - Distribution - Tier 3 - 4QU CoRE ¦ 4QU LoRE | Non-Red Flag Warning - Destructive Fires | Vegetation Contact | Branch (OverHanging) | 2040 | 2.0928e-08 | 202.884 | 4.246e-06 | 2040 | Mitigation | 0.9 | 30 | 0 | esc | 0.069745 | 1.4596e-09 | 0.073644 | 1.5413e-09 | 0.066806 | 1.3981e-09 | 0.063625 | 1.3316e-09
[120 empty] | 7.3.5.15 Identification and remediation of “at-risk species”WLDFRVegetation ContactBranch (OverHanging) | WLDFR | HFTD - Distribution - Tier 3 - 4QU CoRE ¦ 4QU LoRE | Non-Red Flag Warning - Destructive Fires | Vegetation Contact | Branch (OverHanging) | 2041 | 2.0928e-08 | 202.884 | 4.246e-06 | 2041 | Mitigation | 0.9 | 30 | 0 | esc | 0.069745 | 1.4596e-09 | 0.073644 | 1.5413e-09 | 0.066806 | 1.3981e-09 | 0.063625 | 1.3316e-09
[120 empty] | 7.3.5.15 Identification and remediation of “at-risk species”WLDFRVegetation ContactBranch (OverHanging) | WLDFR | HFTD - Distribution - Tier 3 - 4QU CoRE ¦ 4QU LoRE | Non-Red Flag Warning - Destructive Fires | Vegetation Contact | Branch (OverHanging) | 2042 | 2.0928e-08 | 202.884 | 4.246e-06 | 2042 | Mitigation | 0.9 | 30 | 0 | esc | 0.069745 | 1.4596e-09 | 0.073644 | 1.5413e-09 | 0.066806 | 1.3981e-09 | 0.063625 | 1.3316e-09
[120 empty] | 7.3.5.15 Identification and remediation of “at-risk species”WLDFRVegetation ContactBranch (OverHanging) | WLDFR | HFTD - Distribution - Tier 3 - 4QU CoRE ¦ 4QU LoRE | Non-Red Flag Warning - Destructive Fires | Vegetation Contact | Branch (OverHanging) | 2043 | 2.0928e-08 | 202.884 | 4.246e-06 | 2043 | Mitigation | 0.9 | 30 | 0 | esc | 0.069745 | 1.4596e-09 | 0.073644 | 1.5413e-09 | 0.066806 | 1.3981e-09 | 0.063625 | 1.3316e-09
[120 empty] | 7.3.5.15 Identification and remediation of “at-risk species”WLDFRVegetation ContactBranch (OverHanging) | WLDFR | HFTD - Distribution - Tier 3 - 4QU CoRE ¦ 4QU LoRE | Non-Red Flag Warning - Destructive Fires | Vegetation Contact | Branch (OverHanging) | 2044 | 2.0928e-08 | 202.884 | 4.246e-06 | 2044 | Mitigation | 0.9 | 30 | 0 | esc | 0.069745 | 1.4596e-09 | 0.073644 | 1.5413e-09 | 0.066806 | 1.3981e-09 | 0.063625 | 1.3316e-09
[120 empty] | 7.3.5.15 Identification and remediation of “at-risk species”WLDFRVegetation ContactBranch (OverHanging) | WLDFR | HFTD - Distribution - Tier 3 - 4QU CoRE ¦ 4QU LoRE | Non-Red Flag Warning - Destructive Fires | Vegetation Contact | Branch (OverHanging) | 2045 | 2.0928e-08 | 202.884 | 4.246e-06 | 2045 | Mitigation | 0.9 | 30 | 0 | esc | 0.069745 | 1.4596e-09 | 0.073644 | 1.5413e-09 | 0.066806 | 1.3981e-09 | 0.063625 | 1.3316e-09
[120 empty] | 7.3.5.15 Identification and remediation of “at-risk species”WLDFRVegetation ContactBranch (OverHanging) | WLDFR | HFTD - Distribution - Tier 3 - 4QU CoRE ¦ 4QU LoRE | Non-Red Flag Warning - Destructive Fires | Vegetation Contact | Branch (OverHanging) | 2046 | 2.0928e-08 | 202.884 | 4.246e-06 | 2046 | Mitigation | 0.9 | 30 | 0 | esc | 0.069745 | 1.4596e-09 | 0.073644 | 1.5413e-09 | 0.066806 | 1.3981e-09 | 0.063625 | 1.3316e-09
[120 empty] | 7.3.5.15 Identification and remediation of “at-risk species”WLDFRVegetation ContactBranch (OverHanging) | WLDFR | HFTD - Distribution - Tier 3 - 4QU CoRE ¦ 4QU LoRE | Non-Red Flag Warning - Destructive Fires | Vegetation Contact | Branch (OverHanging) | 2047 | 2.0928e-08 | 202.884 | 4.246e-06 | 2047 | Mitigation | 0.9 | 30 | 0 | esc | 0.069745 | 1.4596e-09 | 0.073644 | 1.5413e-09 | 0.066806 | 1.3981e-09 | 0.063625 | 1.3316e-09
[120 empty] | 7.3.5.15 Identification and remediation of “at-risk species”WLDFRVegetation ContactBranch (OverHanging) | WLDFR | HFTD - Distribution - Tier 3 - 4QU CoRE ¦ 4QU LoRE | Non-Red Flag Warning - Destructive Fires | Vegetation Contact | Branch (OverHanging) | 2048 | 2.0928e-08 | 202.884 | 4.246e-06 | 2048 | Mitigation | 0.9 | 30 | 0 | esc | 0.069745 | 1.4596e-09 | 0.073644 | 1.5413e-09 | 0.066806 | 1.3981e-09 | 0.063625 | 1.3316e-09
[120 empty] | 7.3.5.15 Identification and remediation of “at-risk species”WLDFRVegetation ContactBranch (OverHanging) | WLDFR | HFTD - Distribution - Tier 3 - 4QU CoRE ¦ 4QU LoRE | Non-Red Flag Warning - Destructive Fires | Vegetation Contact | Branch (OverHanging) | 2049 | 2.0928e-08 | 202.884 | 4.246e-06 | 2049 | Mitigation | 0.9 | 30 | 0 | esc | 0.069745 | 1.4596e-09 | 0.073644 | 1.5413e-09 | 0.066806 | 1.3981e-09 | 0.063625 | 1.3316e-09
[120 empty] | 7.3.5.15 Identification and remediation of “at-risk species”WLDFRVegetation ContactBranch (OverHanging) | WLDFR | HFTD - Distribution - Tier 3 - 4QU CoRE ¦ 4QU LoRE | Non-Red Flag Warning - Destructive Fires | Vegetation Contact | Branch (OverHanging) | 2050 | 2.0928e-08 | 202.884 | 4.246e-06 | 2050 | Mitigation | 0.9 | 30 | 0 | esc | 0 | 0 | 0.073644 | 1.5413e-09 | 0.066806 | 1.3981e-09 | 0.063625 | 1.3316e-09
[120 empty] | 7.3.5.15 Identification and remediation of “at-risk species”WLDFRVegetation ContactBranch (OverHanging) | WLDFR | HFTD - Distribution - Tier 3 - 4QU CoRE ¦ 4QU LoRE | Non-Red Flag Warning - Destructive Fires | Vegetation Contact | Branch (OverHanging) | 2051 | 2.0928e-08 | 202.884 | 4.246e-06 | 2051 | Mitigation | 0.9 | 30 | 0 | esc | 0 | 0 | 0 | 0 | 0.066806 | 1.3981e-09 | 0.063625 | 1.3316e-09
[120 empty] | 7.3.5.15 Identification and remediation of “at-risk species”WLDFRVegetation ContactBranch (OverHanging) | WLDFR | HFTD - Distribution - Tier 3 - 4QU CoRE ¦ 4QU LoRE | Non-Red Flag Warning - Destructive Fires | Vegetation Contact | Branch (OverHanging) | 2052 | 2.0928e-08 | 202.884 | 4.246e-06 | 2052 | Mitigation | 0.9 | 30 | 0 | esc | 0 | 0 | 0 | 0 | 0 | 0 | 0.063625 | 1.3316e-09
[120 empty] | 7.3.5.15 Identification and remediation of “at-risk species”WLDFRVegetation ContactFell into (Moderate-Severe defect) | WLDFR | HFTD - Distribution - Tier 3 - 4QU CoRE ¦ 4QU LoRE | Non-Red Flag Warning - Destructive Fires | Vegetation Contact | Fell into (Moderate-Severe defect) | 2022 | 9.8783e-09 | 202.884 | 2.0041e-06 | 2022 | Mitigation | 0.95 | 1 | 0 | esc | 0 | 0 | 0 | 0 | 0.070518 | 6.9659e-10 | 0 | 0
[120 empty] | 7.3.5.15 Identification and remediation of “at-risk species”WLDFRVegetation ContactFell into (Moderate-Severe defect) | WLDFR | HFTD - Distribution - Tier 3 - 4QU CoRE ¦ 4QU LoRE | Non-Red Flag Warning - Destructive Fires | Vegetation Contact | Fell into (Moderate-Severe defect) | 2023 | 9.8783e-09 | 202.884 | 2.0041e-06 | 2023 | Mitigation | 0.95 | 1 | 0 | esc | 0 | 0 | 0 | 0 | 0 | 0 | 0.06716 | 6.6342e-10
[120 empty] | 7.3.5.15 Identification and remediation of “at-risk species”WLDFRVegetation ContactFell into (slight defect) | WLDFR | HFTD - Distribution - Tier 3 - 4QU CoRE ¦ 4QU LoRE | Non-Red Flag Warning - Destructive Fires | Vegetation Contact | Fell into (slight defect) | 2022 | 1.2757e-08 | 202.884 | 2.5883e-06 | 2022 | Mitigation | 0.5 | 1 | 0 | esc | 0 | 0 | 0 | 0 | 0.037115 | 4.7349e-10 | 0 | 0
[120 empty] | 7.3.5.15 Identification and remediation of “at-risk species”WLDFRVegetation ContactFell into (slight defect) | WLDFR | HFTD - Distribution - Tier 3 - 4QU CoRE ¦ 4QU LoRE | Non-Red Flag Warning - Destructive Fires | Vegetation Contact | Fell into (slight defect) | 2023 | 1.2757e-08 | 202.884 | 2.5883e-06 | 2023 | Mitigation | 0.5 | 1 | 0 | esc | 0 | 0 | 0 | 0 | 0 | 0 | 0.035347 | 4.5094e-10
[120 empty] | 7.3.5.15 Identification and remediation of “at-risk species”WLDFRVegetation ContactGrow Into | WLDFR | HFTD - Distribution - Tier 3 - 4QU CoRE ¦ 4QU LoRE | Non-Red Flag Warning - Destructive Fires | Vegetation Contact | Grow Into | 2022 | 1.0949e-09 | 202.884 | 2.2214e-07 | 2022 | Mitigation | 0.5 | 1 | 0 | esc | 0 | 0 | 0 | 0 | 0.037115 | 4.0637e-11 | 0 | 0
[120 empty] | 7.3.5.15 Identification and remediation of “at-risk species”WLDFRVegetation ContactGrow Into | WLDFR | HFTD - Distribution - Tier 3 - 4QU CoRE ¦ 4QU LoRE | Non-Red Flag Warning - Destructive Fires | Vegetation Contact | Grow Into | 2023 | 1.0949e-09 | 202.884 | 2.2214e-07 | 2023 | Mitigation | 0.5 | 1 | 0 | esc | 0 | 0 | 0 | 0 | 0 | 0 | 0.035347 | 3.8702e-11
[120 empty] | 7.3.5.15 Identification and remediation of “at-risk species”WLDFRVegetation ContactBranch (Not overhanging, 4-12ft) | WLDFR | HFTD - Distribution - Tier 3 - 4QU CoRE ¦ 4QU LoRE | Non-Red Flag Warning - Large Fires | Vegetation Contact | Branch (Not overhanging, 4-12ft) | 2022 | 2.6154e-08 | 202.884 | 5.3063e-06 | 2022 | Mitigation | 0.5 | 30 | 0 | esc | 0.038747 | 1.0134e-09 | 0.040913 | 1.0701e-09 | 0.037115 | 9.7071e-10 | 0 | 0
[120 empty] | 7.3.5.15 Identification and remediation of “at-risk species”WLDFRVegetation ContactBranch (Not overhanging, 4-12ft) | WLDFR | HFTD - Distribution - Tier 3 - 4QU CoRE ¦ 4QU LoRE | Non-Red Flag Warning - Large Fires | Vegetation Contact | Branch (Not overhanging, 4-12ft) | 2023 | 2.6154e-08 | 202.884 | 5.3063e-06 | 2023 | Mitigation | 0.5 | 30 | 0 | esc | 0.038747 | 1.0134e-09 | 0.040913 | 1.0701e-09 | 0.037115 | 9.7071e-10 | 0.035347 | 9.2449e-10
[120 empty] | 7.3.5.15 Identification and remediation of “at-risk species”WLDFRVegetation ContactBranch (Not overhanging, 4-12ft) | WLDFR | HFTD - Distribution - Tier 3 - 4QU CoRE ¦ 4QU LoRE | Non-Red Flag Warning - Large Fires | Vegetation Contact | Branch (Not overhanging, 4-12ft) | 2024 | 2.6154e-08 | 202.884 | 5.3063e-06 | 2024 | Mitigation | 0.5 | 30 | 0 | esc | 0.038747 | 1.0134e-09 | 0.040913 | 1.0701e-09 | 0.037115 | 9.7071e-10 | 0.035347 | 9.2449e-10
[120 empty] | 7.3.5.15 Identification and remediation of “at-risk species”WLDFRVegetation ContactBranch (Not overhanging, 4-12ft) | WLDFR | HFTD - Distribution - Tier 3 - 4QU CoRE ¦ 4QU LoRE | Non-Red Flag Warning - Large Fires | Vegetation Contact | Branch (Not overhanging, 4-12ft) | 2025 | 2.6154e-08 | 202.884 | 5.3063e-06 | 2025 | Mitigation | 0.5 | 30 | 0 | esc | 0.038747 | 1.0134e-09 | 0.040913 | 1.0701e-09 | 0.037115 | 9.7071e-10 | 0.035347 | 9.2449e-10
[120 empty] | 7.3.5.15 Identification and remediation of “at-risk species”WLDFRVegetation ContactBranch (Not overhanging, 4-12ft) | WLDFR | HFTD - Distribution - Tier 3 - 4QU CoRE ¦ 4QU LoRE | Non-Red Flag Warning - Large Fires | Vegetation Contact | Branch (Not overhanging, 4-12ft) | 2026 | 2.6154e-08 | 202.884 | 5.3063e-06 | 2026 | Mitigation | 0.5 | 30 | 0 | esc | 0.038747 | 1.0134e-09 | 0.040913 | 1.0701e-09 | 0.037115 | 9.7071e-10 | 0.035347 | 9.2449e-10
[120 empty] | 7.3.5.15 Identification and remediation of “at-risk species”WLDFRVegetation ContactBranch (Not overhanging, 4-12ft) | WLDFR | HFTD - Distribution - Tier 3 - 4QU CoRE ¦ 4QU LoRE | Non-Red Flag Warning - Large Fires | Vegetation Contact | Branch (Not overhanging, 4-12ft) | 2027 | 2.6154e-08 | 202.884 | 5.3063e-06 | 2027 | Mitigation | 0.5 | 30 | 0 | esc | 0.038747 | 1.0134e-09 | 0.040913 | 1.0701e-09 | 0.037115 | 9.7071e-10 | 0.035347 | 9.2449e-10
[120 empty] | 7.3.5.15 Identification and remediation of “at-risk species”WLDFRVegetation ContactBranch (Not overhanging, 4-12ft) | WLDFR | HFTD - Distribution - Tier 3 - 4QU CoRE ¦ 4QU LoRE | Non-Red Flag Warning - Large Fires | Vegetation Contact | Branch (Not overhanging, 4-12ft) | 2028 | 2.6154e-08 | 202.884 | 5.3063e-06 | 2028 | Mitigation | 0.5 | 30 | 0 | esc | 0.038747 | 1.0134e-09 | 0.040913 | 1.0701e-09 | 0.037115 | 9.7071e-10 | 0.035347 | 9.2449e-10
[120 empty] | 7.3.5.15 Identification and remediation of “at-risk species”WLDFRVegetation ContactBranch (Not overhanging, 4-12ft) | WLDFR | HFTD - Distribution - Tier 3 - 4QU CoRE ¦ 4QU LoRE | Non-Red Flag Warning - Large Fires | Vegetation Contact | Branch (Not overhanging, 4-12ft) | 2029 | 2.6154e-08 | 202.884 | 5.3063e-06 | 2029 | Mitigation | 0.5 | 30 | 0 | esc | 0.038747 | 1.0134e-09 | 0.040913 | 1.0701e-09 | 0.037115 | 9.7071e-10 | 0.035347 | 9.2449e-10
[120 empty] | 7.3.5.15 Identification and remediation of “at-risk species”WLDFRVegetation ContactBranch (Not overhanging, 4-12ft) | WLDFR | HFTD - Distribution - Tier 3 - 4QU CoRE ¦ 4QU LoRE | Non-Red Flag Warning - Large Fires | Vegetation Contact | Branch (Not overhanging, 4-12ft) | 2030 | 2.6154e-08 | 202.884 | 5.3063e-06 | 2030 | Mitigation | 0.5 | 30 | 0 | esc | 0.038747 | 1.0134e-09 | 0.040913 | 1.0701e-09 | 0.037115 | 9.7071e-10 | 0.035347 | 9.2449e-10
[120 empty] | 7.3.5.15 Identification and remediation of “at-risk species”WLDFRVegetation ContactBranch (Not overhanging, 4-12ft) | WLDFR | HFTD - Distribution - Tier 3 - 4QU CoRE ¦ 4QU LoRE | Non-Red Flag Warning - Large Fires | Vegetation Contact | Branch (Not overhanging, 4-12ft) | 2031 | 2.6154e-08 | 202.884 | 5.3063e-06 | 2031 | Mitigation | 0.5 | 30 | 0 | esc | 0.038747 | 1.0134e-09 | 0.040913 | 1.0701e-09 | 0.037115 | 9.7071e-10 | 0.035347 | 9.2449e-10
[120 empty] | 7.3.5.15 Identification and remediation of “at-risk species”WLDFRVegetation ContactBranch (Not overhanging, 4-12ft) | WLDFR | HFTD - Distribution - Tier 3 - 4QU CoRE ¦ 4QU LoRE | Non-Red Flag Warning - Large Fires | Vegetation Contact | Branch (Not overhanging, 4-12ft) | 2032 | 2.6154e-08 | 202.884 | 5.3063e-06 | 2032 | Mitigation | 0.5 | 30 | 0 | esc | 0.038747 | 1.0134e-09 | 0.040913 | 1.0701e-09 | 0.037115 | 9.7071e-10 | 0.035347 | 9.2449e-10
[120 empty] | 7.3.5.15 Identification and remediation of “at-risk species”WLDFRVegetation ContactBranch (Not overhanging, 4-12ft) | WLDFR | HFTD - Distribution - Tier 3 - 4QU CoRE ¦ 4QU LoRE | Non-Red Flag Warning - Large Fires | Vegetation Contact | Branch (Not overhanging, 4-12ft) | 2033 | 2.6154e-08 | 202.884 | 5.3063e-06 | 2033 | Mitigation | 0.5 | 30 | 0 | esc | 0.038747 | 1.0134e-09 | 0.040913 | 1.0701e-09 | 0.037115 | 9.7071e-10 | 0.035347 | 9.2449e-10
[120 empty] | 7.3.5.15 Identification and remediation of “at-risk species”WLDFRVegetation ContactBranch (Not overhanging, 4-12ft) | WLDFR | HFTD - Distribution - Tier 3 - 4QU CoRE ¦ 4QU LoRE | Non-Red Flag Warning - Large Fires | Vegetation Contact | Branch (Not overhanging, 4-12ft) | 2034 | 2.6154e-08 | 202.884 | 5.3063e-06 | 2034 | Mitigation | 0.5 | 30 | 0 | esc | 0.038747 | 1.0134e-09 | 0.040913 | 1.0701e-09 | 0.037115 | 9.7071e-10 | 0.035347 | 9.2449e-10
[120 empty] | 7.3.5.15 Identification and remediation of “at-risk species”WLDFRVegetation ContactBranch (Not overhanging, 4-12ft) | WLDFR | HFTD - Distribution - Tier 3 - 4QU CoRE ¦ 4QU LoRE | Non-Red Flag Warning - Large Fires | Vegetation Contact | Branch (Not overhanging, 4-12ft) | 2035 | 2.6154e-08 | 202.884 | 5.3063e-06 | 2035 | Mitigation | 0.5 | 30 | 0 | esc | 0.038747 | 1.0134e-09 | 0.040913 | 1.0701e-09 | 0.037115 | 9.7071e-10 | 0.035347 | 9.2449e-10
[120 empty] | 7.3.5.15 Identification and remediation of “at-risk species”WLDFRVegetation ContactBranch (Not overhanging, 4-12ft) | WLDFR | HFTD - Distribution - Tier 3 - 4QU CoRE ¦ 4QU LoRE | Non-Red Flag Warning - Large Fires | Vegetation Contact | Branch (Not overhanging, 4-12ft) | 2036 | 2.6154e-08 | 202.884 | 5.3063e-06 | 2036 | Mitigation | 0.5 | 30 | 0 | esc | 0.038747 | 1.0134e-09 | 0.040913 | 1.0701e-09 | 0.037115 | 9.7071e-10 | 0.035347 | 9.2449e-10
[120 empty] | 7.3.5.15 Identification and remediation of “at-risk species”WLDFRVegetation ContactBranch (Not overhanging, 4-12ft) | WLDFR | HFTD - Distribution - Tier 3 - 4QU CoRE ¦ 4QU LoRE | Non-Red Flag Warning - Large Fires | Vegetation Contact | Branch (Not overhanging, 4-12ft) | 2037 | 2.6154e-08 | 202.884 | 5.3063e-06 | 2037 | Mitigation | 0.5 | 30 | 0 | esc | 0.038747 | 1.0134e-09 | 0.040913 | 1.0701e-09 | 0.037115 | 9.7071e-10 | 0.035347 | 9.2449e-10
[120 empty] | 7.3.5.15 Identification and remediation of “at-risk species”WLDFRVegetation ContactBranch (Not overhanging, 4-12ft) | WLDFR | HFTD - Distribution - Tier 3 - 4QU CoRE ¦ 4QU LoRE | Non-Red Flag Warning - Large Fires | Vegetation Contact | Branch (Not overhanging, 4-12ft) | 2038 | 2.6154e-08 | 202.884 | 5.3063e-06 | 2038 | Mitigation | 0.5 | 30 | 0 | esc | 0.038747 | 1.0134e-09 | 0.040913 | 1.0701e-09 | 0.037115 | 9.7071e-10 | 0.035347 | 9.2449e-10
[120 empty] | 7.3.5.15 Identification and remediation of “at-risk species”WLDFRVegetation ContactBranch (Not overhanging, 4-12ft) | WLDFR | HFTD - Distribution - Tier 3 - 4QU CoRE ¦ 4QU LoRE | Non-Red Flag Warning - Large Fires | Vegetation Contact | Branch (Not overhanging, 4-12ft) | 2039 | 2.6154e-08 | 202.884 | 5.3063e-06 | 2039 | Mitigation | 0.5 | 30 | 0 | esc | 0.038747 | 1.0134e-09 | 0.040913 | 1.0701e-09 | 0.037115 | 9.7071e-10 | 0.035347 | 9.2449e-10
[120 empty] | 7.3.5.15 Identification and remediation of “at-risk species”WLDFRVegetation ContactBranch (Not overhanging, 4-12ft) | WLDFR | HFTD - Distribution - Tier 3 - 4QU CoRE ¦ 4QU LoRE | Non-Red Flag Warning - Large Fires | Vegetation Contact | Branch (Not overhanging, 4-12ft) | 2040 | 2.6154e-08 | 202.884 | 5.3063e-06 | 2040 | Mitigation | 0.5 | 30 | 0 | esc | 0.038747 | 1.0134e-09 | 0.040913 | 1.0701e-09 | 0.037115 | 9.7071e-10 | 0.035347 | 9.2449e-10
[120 empty] | 7.3.5.15 Identification and remediation of “at-risk species”WLDFRVegetation ContactBranch (Not overhanging, 4-12ft) | WLDFR | HFTD - Distribution - Tier 3 - 4QU CoRE ¦ 4QU LoRE | Non-Red Flag Warning - Large Fires | Vegetation Contact | Branch (Not overhanging, 4-12ft) | 2041 | 2.6154e-08 | 202.884 | 5.3063e-06 | 2041 | Mitigation | 0.5 | 30 | 0 | esc | 0.038747 | 1.0134e-09 | 0.040913 | 1.0701e-09 | 0.037115 | 9.7071e-10 | 0.035347 | 9.2449e-10
[120 empty] | 7.3.5.15 Identification and remediation of “at-risk species”WLDFRVegetation ContactBranch (Not overhanging, 4-12ft) | WLDFR | HFTD - Distribution - Tier 3 - 4QU CoRE ¦ 4QU LoRE | Non-Red Flag Warning - Large Fires | Vegetation Contact | Branch (Not overhanging, 4-12ft) | 2042 | 2.6154e-08 | 202.884 | 5.3063e-06 | 2042 | Mitigation | 0.5 | 30 | 0 | esc | 0.038747 | 1.0134e-09 | 0.040913 | 1.0701e-09 | 0.037115 | 9.7071e-10 | 0.035347 | 9.2449e-10
[120 empty] | 7.3.5.15 Identification and remediation of “at-risk species”WLDFRVegetation ContactBranch (Not overhanging, 4-12ft) | WLDFR | HFTD - Distribution - Tier 3 - 4QU CoRE ¦ 4QU LoRE | Non-Red Flag Warning - Large Fires | Vegetation Contact | Branch (Not overhanging, 4-12ft) | 2043 | 2.6154e-08 | 202.884 | 5.3063e-06 | 2043 | Mitigation | 0.5 | 30 | 0 | esc | 0.038747 | 1.0134e-09 | 0.040913 | 1.0701e-09 | 0.037115 | 9.7071e-10 | 0.035347 | 9.2449e-10
[120 empty] | 7.3.5.15 Identification and remediation of “at-risk species”WLDFRVegetation ContactBranch (Not overhanging, 4-12ft) | WLDFR | HFTD - Distribution - Tier 3 - 4QU CoRE ¦ 4QU LoRE | Non-Red Flag Warning - Large Fires | Vegetation Contact | Branch (Not overhanging, 4-12ft) | 2044 | 2.6154e-08 | 202.884 | 5.3063e-06 | 2044 | Mitigation | 0.5 | 30 | 0 | esc | 0.038747 | 1.0134e-09 | 0.040913 | 1.0701e-09 | 0.037115 | 9.7071e-10 | 0.035347 | 9.2449e-10
[120 empty] | 7.3.5.15 Identification and remediation of “at-risk species”WLDFRVegetation ContactBranch (Not overhanging, 4-12ft) | WLDFR | HFTD - Distribution - Tier 3 - 4QU CoRE ¦ 4QU LoRE | Non-Red Flag Warning - Large Fires | Vegetation Contact | Branch (Not overhanging, 4-12ft) | 2045 | 2.6154e-08 | 202.884 | 5.3063e-06 | 2045 | Mitigation | 0.5 | 30 | 0 | esc | 0.038747 | 1.0134e-09 | 0.040913 | 1.0701e-09 | 0.037115 | 9.7071e-10 | 0.035347 | 9.2449e-10
[120 empty] | 7.3.5.15 Identification and remediation of “at-risk species”WLDFRVegetation ContactBranch (Not overhanging, 4-12ft) | WLDFR | HFTD - Distribution - Tier 3 - 4QU CoRE ¦ 4QU LoRE | Non-Red Flag Warning - Large Fires | Vegetation Contact | Branch (Not overhanging, 4-12ft) | 2046 | 2.6154e-08 | 202.884 | 5.3063e-06 | 2046 | Mitigation | 0.5 | 30 | 0 | esc | 0.038747 | 1.0134e-09 | 0.040913 | 1.0701e-09 | 0.037115 | 9.7071e-10 | 0.035347 | 9.2449e-10
[120 empty] | 7.3.5.15 Identification and remediation of “at-risk species”WLDFRVegetation ContactBranch (Not overhanging, 4-12ft) | WLDFR | HFTD - Distribution - Tier 3 - 4QU CoRE ¦ 4QU LoRE | Non-Red Flag Warning - Large Fires | Vegetation Contact | Branch (Not overhanging, 4-12ft) | 2047 | 2.6154e-08 | 202.884 | 5.3063e-06 | 2047 | Mitigation | 0.5 | 30 | 0 | esc | 0.038747 | 1.0134e-09 | 0.040913 | 1.0701e-09 | 0.037115 | 9.7071e-10 | 0.035347 | 9.2449e-10
[120 empty] | 7.3.5.15 Identification and remediation of “at-risk species”WLDFRVegetation ContactBranch (Not overhanging, 4-12ft) | WLDFR | HFTD - Distribution - Tier 3 - 4QU CoRE ¦ 4QU LoRE | Non-Red Flag Warning - Large Fires | Vegetation Contact | Branch (Not overhanging, 4-12ft) | 2048 | 2.6154e-08 | 202.884 | 5.3063e-06 | 2048 | Mitigation | 0.5 | 30 | 0 | esc | 0.038747 | 1.0134e-09 | 0.040913 | 1.0701e-09 | 0.037115 | 9.7071e-10 | 0.035347 | 9.2449e-10
[120 empty] | 7.3.5.15 Identification and remediation of “at-risk species”WLDFRVegetation ContactBranch (Not overhanging, 4-12ft) | WLDFR | HFTD - Distribution - Tier 3 - 4QU CoRE ¦ 4QU LoRE | Non-Red Flag Warning - Large Fires | Vegetation Contact | Branch (Not overhanging, 4-12ft) | 2049 | 2.6154e-08 | 202.884 | 5.3063e-06 | 2049 | Mitigation | 0.5 | 30 | 0 | esc | 0.038747 | 1.0134e-09 | 0.040913 | 1.0701e-09 | 0.037115 | 9.7071e-10 | 0.035347 | 9.2449e-10
[120 empty] | 7.3.5.15 Identification and remediation of “at-risk species”WLDFRVegetation ContactBranch (Not overhanging, 4-12ft) | WLDFR | HFTD - Distribution - Tier 3 - 4QU CoRE ¦ 4QU LoRE | Non-Red Flag Warning - Large Fires | Vegetation Contact | Branch (Not overhanging, 4-12ft) | 2050 | 2.6154e-08 | 202.884 | 5.3063e-06 | 2050 | Mitigation | 0.5 | 30 | 0 | esc | 0 | 0 | 0.040913 | 1.0701e-09 | 0.037115 | 9.7071e-10 | 0.035347 | 9.2449e-10
[120 empty] | 7.3.5.15 Identification and remediation of “at-risk species”WLDFRVegetation ContactBranch (Not overhanging, 4-12ft) | WLDFR | HFTD - Distribution - Tier 3 - 4QU CoRE ¦ 4QU LoRE | Non-Red Flag Warning - Large Fires | Vegetation Contact | Branch (Not overhanging, 4-12ft) | 2051 | 2.6154e-08 | 202.884 | 5.3063e-06 | 2051 | Mitigation | 0.5 | 30 | 0 | esc | 0 | 0 | 0 | 0 | 0.037115 | 9.7071e-10 | 0.035347 | 9.2449e-10
[120 empty] | 7.3.5.15 Identification and remediation of “at-risk species”WLDFRVegetation ContactBranch (Not overhanging, 4-12ft) | WLDFR | HFTD - Distribution - Tier 3 - 4QU CoRE ¦ 4QU LoRE | Non-Red Flag Warning - Large Fires | Vegetation Contact | Branch (Not overhanging, 4-12ft) | 2052 | 2.6154e-08 | 202.884 | 5.3063e-06 | 2052 | Mitigation | 0.5 | 30 | 0 | esc | 0 | 0 | 0 | 0 | 0 | 0 | 0.035347 | 9.2449e-10
[120 empty] | 7.3.5.15 Identification and remediation of “at-risk species”WLDFRVegetation ContactBranch (Not overhanging, within 4ft) | WLDFR | HFTD - Distribution - Tier 3 - 4QU CoRE ¦ 4QU LoRE | Non-Red Flag Warning - Large Fires | Vegetation Contact | Branch (Not overhanging, within 4ft) | 2022 | 1.15e-08 | 202.884 | 2.3331e-06 | 2022 | Mitigation | 0.9 | 30 | 0 | esc | 0.069745 | 8.0203e-10 | 0.073644 | 8.4688e-10 | 0.066806 | 7.6824e-10 | 0 | 0
[120 empty] | 7.3.5.15 Identification and remediation of “at-risk species”WLDFRVegetation ContactBranch (Not overhanging, within 4ft) | WLDFR | HFTD - Distribution - Tier 3 - 4QU CoRE ¦ 4QU LoRE | Non-Red Flag Warning - Large Fires | Vegetation Contact | Branch (Not overhanging, within 4ft) | 2023 | 1.15e-08 | 202.884 | 2.3331e-06 | 2023 | Mitigation | 0.9 | 30 | 0 | esc | 0.069745 | 8.0203e-10 | 0.073644 | 8.4688e-10 | 0.066806 | 7.6824e-10 | 0.063625 | 7.3166e-10
[120 empty] | 7.3.5.15 Identification and remediation of “at-risk species”WLDFRVegetation ContactBranch (Not overhanging, within 4ft) | WLDFR | HFTD - Distribution - Tier 3 - 4QU CoRE ¦ 4QU LoRE | Non-Red Flag Warning - Large Fires | Vegetation Contact | Branch (Not overhanging, within 4ft) | 2024 | 1.15e-08 | 202.884 | 2.3331e-06 | 2024 | Mitigation | 0.9 | 30 | 0 | esc | 0.069745 | 8.0203e-10 | 0.073644 | 8.4688e-10 | 0.066806 | 7.6824e-10 | 0.063625 | 7.3166e-10
[120 empty] | 7.3.5.15 Identification and remediation of “at-risk species”WLDFRVegetation ContactBranch (Not overhanging, within 4ft) | WLDFR | HFTD - Distribution - Tier 3 - 4QU CoRE ¦ 4QU LoRE | Non-Red Flag Warning - Large Fires | Vegetation Contact | Branch (Not overhanging, within 4ft) | 2025 | 1.15e-08 | 202.884 | 2.3331e-06 | 2025 | Mitigation | 0.9 | 30 | 0 | esc | 0.069745 | 8.0203e-10 | 0.073644 | 8.4688e-10 | 0.066806 | 7.6824e-10 | 0.063625 | 7.3166e-10
[120 empty] | 7.3.5.15 Identification and remediation of “at-risk species”WLDFRVegetation ContactBranch (Not overhanging, within 4ft) | WLDFR | HFTD - Distribution - Tier 3 - 4QU CoRE ¦ 4QU LoRE | Non-Red Flag Warning - Large Fires | Vegetation Contact | Branch (Not overhanging, within 4ft) | 2026 | 1.15e-08 | 202.884 | 2.3331e-06 | 2026 | Mitigation | 0.9 | 30 | 0 | esc | 0.069745 | 8.0203e-10 | 0.073644 | 8.4688e-10 | 0.066806 | 7.6824e-10 | 0.063625 | 7.3166e-10
[120 empty] | 7.3.5.15 Identification and remediation of “at-risk species”WLDFRVegetation ContactBranch (Not overhanging, within 4ft) | WLDFR | HFTD - Distribution - Tier 3 - 4QU CoRE ¦ 4QU LoRE | Non-Red Flag Warning - Large Fires | Vegetation Contact | Branch (Not overhanging, within 4ft) | 2027 | 1.15e-08 | 202.884 | 2.3331e-06 | 2027 | Mitigation | 0.9 | 30 | 0 | esc | 0.069745 | 8.0203e-10 | 0.073644 | 8.4688e-10 | 0.066806 | 7.6824e-10 | 0.063625 | 7.3166e-10
[120 empty] | 7.3.5.15 Identification and remediation of “at-risk species”WLDFRVegetation ContactBranch (Not overhanging, within 4ft) | WLDFR | HFTD - Distribution - Tier 3 - 4QU CoRE ¦ 4QU LoRE | Non-Red Flag Warning - Large Fires | Vegetation Contact | Branch (Not overhanging, within 4ft) | 2028 | 1.15e-08 | 202.884 | 2.3331e-06 | 2028 | Mitigation | 0.9 | 30 | 0 | esc | 0.069745 | 8.0203e-10 | 0.073644 | 8.4688e-10 | 0.066806 | 7.6824e-10 | 0.063625 | 7.3166e-10
[120 empty] | 7.3.5.15 Identification and remediation of “at-risk species”WLDFRVegetation ContactBranch (Not overhanging, within 4ft) | WLDFR | HFTD - Distribution - Tier 3 - 4QU CoRE ¦ 4QU LoRE | Non-Red Flag Warning - Large Fires | Vegetation Contact | Branch (Not overhanging, within 4ft) | 2029 | 1.15e-08 | 202.884 | 2.3331e-06 | 2029 | Mitigation | 0.9 | 30 | 0 | esc | 0.069745 | 8.0203e-10 | 0.073644 | 8.4688e-10 | 0.066806 | 7.6824e-10 | 0.063625 | 7.3166e-10
[120 empty] | 7.3.5.15 Identification and remediation of “at-risk species”WLDFRVegetation ContactBranch (Not overhanging, within 4ft) | WLDFR | HFTD - Distribution - Tier 3 - 4QU CoRE ¦ 4QU LoRE | Non-Red Flag Warning - Large Fires | Vegetation Contact | Branch (Not overhanging, within 4ft) | 2030 | 1.15e-08 | 202.884 | 2.3331e-06 | 2030 | Mitigation | 0.9 | 30 | 0 | esc | 0.069745 | 8.0203e-10 | 0.073644 | 8.4688e-10 | 0.066806 | 7.6824e-10 | 0.063625 | 7.3166e-10
[120 empty] | 7.3.5.15 Identification and remediation of “at-risk species”WLDFRVegetation ContactBranch (Not overhanging, within 4ft) | WLDFR | HFTD - Distribution - Tier 3 - 4QU CoRE ¦ 4QU LoRE | Non-Red Flag Warning - Large Fires | Vegetation Contact | Branch (Not overhanging, within 4ft) | 2031 | 1.15e-08 | 202.884 | 2.3331e-06 | 2031 | Mitigation | 0.9 | 30 | 0 | esc | 0.069745 | 8.0203e-10 | 0.073644 | 8.4688e-10 | 0.066806 | 7.6824e-10 | 0.063625 | 7.3166e-10
[120 empty] | 7.3.5.15 Identification and remediation of “at-risk species”WLDFRVegetation ContactBranch (Not overhanging, within 4ft) | WLDFR | HFTD - Distribution - Tier 3 - 4QU CoRE ¦ 4QU LoRE | Non-Red Flag Warning - Large Fires | Vegetation Contact | Branch (Not overhanging, within 4ft) | 2032 | 1.15e-08 | 202.884 | 2.3331e-06 | 2032 | Mitigation | 0.9 | 30 | 0 | esc | 0.069745 | 8.0203e-10 | 0.073644 | 8.4688e-10 | 0.066806 | 7.6824e-10 | 0.063625 | 7.3166e-10
[120 empty] | 7.3.5.15 Identification and remediation of “at-risk species”WLDFRVegetation ContactBranch (Not overhanging, within 4ft) | WLDFR | HFTD - Distribution - Tier 3 - 4QU CoRE ¦ 4QU LoRE | Non-Red Flag Warning - Large Fires | Vegetation Contact | Branch (Not overhanging, within 4ft) | 2033 | 1.15e-08 | 202.884 | 2.3331e-06 | 2033 | Mitigation | 0.9 | 30 | 0 | esc | 0.069745 | 8.0203e-10 | 0.073644 | 8.4688e-10 | 0.066806 | 7.6824e-10 | 0.063625 | 7.3166e-10
[120 empty] | 7.3.5.15 Identification and remediation of “at-risk species”WLDFRVegetation ContactBranch (Not overhanging, within 4ft) | WLDFR | HFTD - Distribution - Tier 3 - 4QU CoRE ¦ 4QU LoRE | Non-Red Flag Warning - Large Fires | Vegetation Contact | Branch (Not overhanging, within 4ft) | 2034 | 1.15e-08 | 202.884 | 2.3331e-06 | 2034 | Mitigation | 0.9 | 30 | 0 | esc | 0.069745 | 8.0203e-10 | 0.073644 | 8.4688e-10 | 0.066806 | 7.6824e-10 | 0.063625 | 7.3166e-10
[120 empty] | 7.3.5.15 Identification and remediation of “at-risk species”WLDFRVegetation ContactBranch (Not overhanging, within 4ft) | WLDFR | HFTD - Distribution - Tier 3 - 4QU CoRE ¦ 4QU LoRE | Non-Red Flag Warning - Large Fires | Vegetation Contact | Branch (Not overhanging, within 4ft) | 2035 | 1.15e-08 | 202.884 | 2.3331e-06 | 2035 | Mitigation | 0.9 | 30 | 0 | esc | 0.069745 | 8.0203e-10 | 0.073644 | 8.4688e-10 | 0.066806 | 7.6824e-10 | 0.063625 | 7.3166e-10
[120 empty] | 7.3.5.15 Identification and remediation of “at-risk species”WLDFRVegetation ContactBranch (Not overhanging, within 4ft) | WLDFR | HFTD - Distribution - Tier 3 - 4QU CoRE ¦ 4QU LoRE | Non-Red Flag Warning - Large Fires | Vegetation Contact | Branch (Not overhanging, within 4ft) | 2036 | 1.15e-08 | 202.884 | 2.3331e-06 | 2036 | Mitigation | 0.9 | 30 | 0 | esc | 0.069745 | 8.0203e-10 | 0.073644 | 8.4688e-10 | 0.066806 | 7.6824e-10 | 0.063625 | 7.3166e-10
[120 empty] | 7.3.5.15 Identification and remediation of “at-risk species”WLDFRVegetation ContactBranch (Not overhanging, within 4ft) | WLDFR | HFTD - Distribution - Tier 3 - 4QU CoRE ¦ 4QU LoRE | Non-Red Flag Warning - Large Fires | Vegetation Contact | Branch (Not overhanging, within 4ft) | 2037 | 1.15e-08 | 202.884 | 2.3331e-06 | 2037 | Mitigation | 0.9 | 30 | 0 | esc | 0.069745 | 8.0203e-10 | 0.073644 | 8.4688e-10 | 0.066806 | 7.6824e-10 | 0.063625 | 7.3166e-10
[120 empty] | 7.3.5.15 Identification and remediation of “at-risk species”WLDFRVegetation ContactBranch (Not overhanging, within 4ft) | WLDFR | HFTD - Distribution - Tier 3 - 4QU CoRE ¦ 4QU LoRE | Non-Red Flag Warning - Large Fires | Vegetation Contact | Branch (Not overhanging, within 4ft) | 2038 | 1.15e-08 | 202.884 | 2.3331e-06 | 2038 | Mitigation | 0.9 | 30 | 0 | esc | 0.069745 | 8.0203e-10 | 0.073644 | 8.4688e-10 | 0.066806 | 7.6824e-10 | 0.063625 | 7.3166e-10
[120 empty] | 7.3.5.15 Identification and remediation of “at-risk species”WLDFRVegetation ContactBranch (Not overhanging, within 4ft) | WLDFR | HFTD - Distribution - Tier 3 - 4QU CoRE ¦ 4QU LoRE | Non-Red Flag Warning - Large Fires | Vegetation Contact | Branch (Not overhanging, within 4ft) | 2039 | 1.15e-08 | 202.884 | 2.3331e-06 | 2039 | Mitigation | 0.9 | 30 | 0 | esc | 0.069745 | 8.0203e-10 | 0.073644 | 8.4688e-10 | 0.066806 | 7.6824e-10 | 0.063625 | 7.3166e-10
[120 empty] | 7.3.5.15 Identification and remediation of “at-risk species”WLDFRVegetation ContactBranch (Not overhanging, within 4ft) | WLDFR | HFTD - Distribution - Tier 3 - 4QU CoRE ¦ 4QU LoRE | Non-Red Flag Warning - Large Fires | Vegetation Contact | Branch (Not overhanging, within 4ft) | 2040 | 1.15e-08 | 202.884 | 2.3331e-06 | 2040 | Mitigation | 0.9 | 30 | 0 | esc | 0.069745 | 8.0203e-10 | 0.073644 | 8.4688e-10 | 0.066806 | 7.6824e-10 | 0.063625 | 7.3166e-10
[120 empty] | 7.3.5.15 Identification and remediation of “at-risk species”WLDFRVegetation ContactBranch (Not overhanging, within 4ft) | WLDFR | HFTD - Distribution - Tier 3 - 4QU CoRE ¦ 4QU LoRE | Non-Red Flag Warning - Large Fires | Vegetation Contact | Branch (Not overhanging, within 4ft) | 2041 | 1.15e-08 | 202.884 | 2.3331e-06 | 2041 | Mitigation | 0.9 | 30 | 0 | esc | 0.069745 | 8.0203e-10 | 0.073644 | 8.4688e-10 | 0.066806 | 7.6824e-10 | 0.063625 | 7.3166e-10
[120 empty] | 7.3.5.15 Identification and remediation of “at-risk species”WLDFRVegetation ContactBranch (Not overhanging, within 4ft) | WLDFR | HFTD - Distribution - Tier 3 - 4QU CoRE ¦ 4QU LoRE | Non-Red Flag Warning - Large Fires | Vegetation Contact | Branch (Not overhanging, within 4ft) | 2042 | 1.15e-08 | 202.884 | 2.3331e-06 | 2042 | Mitigation | 0.9 | 30 | 0 | esc | 0.069745 | 8.0203e-10 | 0.073644 | 8.4688e-10 | 0.066806 | 7.6824e-10 | 0.063625 | 7.3166e-10
[120 empty] | 7.3.5.15 Identification and remediation of “at-risk species”WLDFRVegetation ContactBranch (Not overhanging, within 4ft) | WLDFR | HFTD - Distribution - Tier 3 - 4QU CoRE ¦ 4QU LoRE | Non-Red Flag Warning - Large Fires | Vegetation Contact | Branch (Not overhanging, within 4ft) | 2043 | 1.15e-08 | 202.884 | 2.3331e-06 | 2043 | Mitigation | 0.9 | 30 | 0 | esc | 0.069745 | 8.0203e-10 | 0.073644 | 8.4688e-10 | 0.066806 | 7.6824e-10 | 0.063625 | 7.3166e-10
[120 empty] | 7.3.5.15 Identification and remediation of “at-risk species”WLDFRVegetation ContactBranch (Not overhanging, within 4ft) | WLDFR | HFTD - Distribution - Tier 3 - 4QU CoRE ¦ 4QU LoRE | Non-Red Flag Warning - Large Fires | Vegetation Contact | Branch (Not overhanging, within 4ft) | 2044 | 1.15e-08 | 202.884 | 2.3331e-06 | 2044 | Mitigation | 0.9 | 30 | 0 | esc | 0.069745 | 8.0203e-10 | 0.073644 | 8.4688e-10 | 0.066806 | 7.6824e-10 | 0.063625 | 7.3166e-10
[120 empty] | 7.3.5.15 Identification and remediation of “at-risk species”WLDFRVegetation ContactBranch (Not overhanging, within 4ft) | WLDFR | HFTD - Distribution - Tier 3 - 4QU CoRE ¦ 4QU LoRE | Non-Red Flag Warning - Large Fires | Vegetation Contact | Branch (Not overhanging, within 4ft) | 2045 | 1.15e-08 | 202.884 | 2.3331e-06 | 2045 | Mitigation | 0.9 | 30 | 0 | esc | 0.069745 | 8.0203e-10 | 0.073644 | 8.4688e-10 | 0.066806 | 7.6824e-10 | 0.063625 | 7.3166e-10
[120 empty] | 7.3.5.15 Identification and remediation of “at-risk species”WLDFRVegetation ContactBranch (Not overhanging, within 4ft) | WLDFR | HFTD - Distribution - Tier 3 - 4QU CoRE ¦ 4QU LoRE | Non-Red Flag Warning - Large Fires | Vegetation Contact | Branch (Not overhanging, within 4ft) | 2046 | 1.15e-08 | 202.884 | 2.3331e-06 | 2046 | Mitigation | 0.9 | 30 | 0 | esc | 0.069745 | 8.0203e-10 | 0.073644 | 8.4688e-10 | 0.066806 | 7.6824e-10 | 0.063625 | 7.3166e-10
[120 empty] | 7.3.5.15 Identification and remediation of “at-risk species”WLDFRVegetation ContactBranch (Not overhanging, within 4ft) | WLDFR | HFTD - Distribution - Tier 3 - 4QU CoRE ¦ 4QU LoRE | Non-Red Flag Warning - Large Fires | Vegetation Contact | Branch (Not overhanging, within 4ft) | 2047 | 1.15e-08 | 202.884 | 2.3331e-06 | 2047 | Mitigation | 0.9 | 30 | 0 | esc | 0.069745 | 8.0203e-10 | 0.073644 | 8.4688e-10 | 0.066806 | 7.6824e-10 | 0.063625 | 7.3166e-10
[120 empty] | 7.3.5.15 Identification and remediation of “at-risk species”WLDFRVegetation ContactBranch (Not overhanging, within 4ft) | WLDFR | HFTD - Distribution - Tier 3 - 4QU CoRE ¦ 4QU LoRE | Non-Red Flag Warning - Large Fires | Vegetation Contact | Branch (Not overhanging, within 4ft) | 2048 | 1.15e-08 | 202.884 | 2.3331e-06 | 2048 | Mitigation | 0.9 | 30 | 0 | esc | 0.069745 | 8.0203e-10 | 0.073644 | 8.4688e-10 | 0.066806 | 7.6824e-10 | 0.063625 | 7.3166e-10
[120 empty] | 7.3.5.15 Identification and remediation of “at-risk species”WLDFRVegetation ContactBranch (Not overhanging, within 4ft) | WLDFR | HFTD - Distribution - Tier 3 - 4QU CoRE ¦ 4QU LoRE | Non-Red Flag Warning - Large Fires | Vegetation Contact | Branch (Not overhanging, within 4ft) | 2049 | 1.15e-08 | 202.884 | 2.3331e-06 | 2049 | Mitigation | 0.9 | 30 | 0 | esc | 0.069745 | 8.0203e-10 | 0.073644 | 8.4688e-10 | 0.066806 | 7.6824e-10 | 0.063625 | 7.3166e-10
[120 empty] | 7.3.5.15 Identification and remediation of “at-risk species”WLDFRVegetation ContactBranch (Not overhanging, within 4ft) | WLDFR | HFTD - Distribution - Tier 3 - 4QU CoRE ¦ 4QU LoRE | Non-Red Flag Warning - Large Fires | Vegetation Contact | Branch (Not overhanging, within 4ft) | 2050 | 1.15e-08 | 202.884 | 2.3331e-06 | 2050 | Mitigation | 0.9 | 30 | 0 | esc | 0 | 0 | 0.073644 | 8.4688e-10 | 0.066806 | 7.6824e-10 | 0.063625 | 7.3166e-10
[120 empty] | 7.3.5.15 Identification and remediation of “at-risk species”WLDFRVegetation ContactBranch (Not overhanging, within 4ft) | WLDFR | HFTD - Distribution - Tier 3 - 4QU CoRE ¦ 4QU LoRE | Non-Red Flag Warning - Large Fires | Vegetation Contact | Branch (Not overhanging, within 4ft) | 2051 | 1.15e-08 | 202.884 | 2.3331e-06 | 2051 | Mitigation | 0.9 | 30 | 0 | esc | 0 | 0 | 0 | 0 | 0.066806 | 7.6824e-10 | 0.063625 | 7.3166e-10
[120 empty] | 7.3.5.15 Identification and remediation of “at-risk species”WLDFRVegetation ContactBranch (Not overhanging, within 4ft) | WLDFR | HFTD - Distribution - Tier 3 - 4QU CoRE ¦ 4QU LoRE | Non-Red Flag Warning - Large Fires | Vegetation Contact | Branch (Not overhanging, within 4ft) | 2052 | 1.15e-08 | 202.884 | 2.3331e-06 | 2052 | Mitigation | 0.9 | 30 | 0 | esc | 0 | 0 | 0 | 0 | 0 | 0 | 0.063625 | 7.3166e-10
[120 empty] | 7.3.5.15 Identification and remediation of “at-risk species”WLDFRVegetation ContactBranch (OverHanging) | WLDFR | HFTD - Distribution - Tier 3 - 4QU CoRE ¦ 4QU LoRE | Non-Red Flag Warning - Large Fires | Vegetation Contact | Branch (OverHanging) | 2022 | 5.2005e-07 | 202.884 | 0.00010551 | 2022 | Mitigation | 0.9 | 30 | 0 | esc | 0.069745 | 3.6271e-08 | 0.073644 | 3.8299e-08 | 0.066806 | 3.4743e-08 | 0 | 0
[120 empty] | 7.3.5.15 Identification and remediation of “at-risk species”WLDFRVegetation ContactBranch (OverHanging) | WLDFR | HFTD - Distribution - Tier 3 - 4QU CoRE ¦ 4QU LoRE | Non-Red Flag Warning - Large Fires | Vegetation Contact | Branch (OverHanging) | 2023 | 5.2005e-07 | 202.884 | 0.00010551 | 2023 | Mitigation | 0.9 | 30 | 0 | esc | 0.069745 | 3.6271e-08 | 0.073644 | 3.8299e-08 | 0.066806 | 3.4743e-08 | 0.063625 | 3.3088e-08
[120 empty] | 7.3.5.15 Identification and remediation of “at-risk species”WLDFRVegetation ContactBranch (OverHanging) | WLDFR | HFTD - Distribution - Tier 3 - 4QU CoRE ¦ 4QU LoRE | Non-Red Flag Warning - Large Fires | Vegetation Contact | Branch (OverHanging) | 2024 | 5.2005e-07 | 202.884 | 0.00010551 | 2024 | Mitigation | 0.9 | 30 | 0 | esc | 0.069745 | 3.6271e-08 | 0.073644 | 3.8299e-08 | 0.066806 | 3.4743e-08 | 0.063625 | 3.3088e-08
[120 empty] | 7.3.5.15 Identification and remediation of “at-risk species”WLDFRVegetation ContactBranch (OverHanging) | WLDFR | HFTD - Distribution - Tier 3 - 4QU CoRE ¦ 4QU LoRE | Non-Red Flag Warning - Large Fires | Vegetation Contact | Branch (OverHanging) | 2025 | 5.2005e-07 | 202.884 | 0.00010551 | 2025 | Mitigation | 0.9 | 30 | 0 | esc | 0.069745 | 3.6271e-08 | 0.073644 | 3.8299e-08 | 0.066806 | 3.4743e-08 | 0.063625 | 3.3088e-08
[120 empty] | 7.3.5.15 Identification and remediation of “at-risk species”WLDFRVegetation ContactBranch (OverHanging) | WLDFR | HFTD - Distribution - Tier 3 - 4QU CoRE ¦ 4QU LoRE | Non-Red Flag Warning - Large Fires | Vegetation Contact | Branch (OverHanging) | 2026 | 5.2005e-07 | 202.884 | 0.00010551 | 2026 | Mitigation | 0.9 | 30 | 0 | esc | 0.069745 | 3.6271e-08 | 0.073644 | 3.8299e-08 | 0.066806 | 3.4743e-08 | 0.063625 | 3.3088e-08
[120 empty] | 7.3.5.15 Identification and remediation of “at-risk species”WLDFRVegetation ContactBranch (OverHanging) | WLDFR | HFTD - Distribution - Tier 3 - 4QU CoRE ¦ 4QU LoRE | Non-Red Flag Warning - Large Fires | Vegetation Contact | Branch (OverHanging) | 2027 | 5.2005e-07 | 202.884 | 0.00010551 | 2027 | Mitigation | 0.9 | 30 | 0 | esc | 0.069745 | 3.6271e-08 | 0.073644 | 3.8299e-08 | 0.066806 | 3.4743e-08 | 0.063625 | 3.3088e-08
[120 empty] | 7.3.5.15 Identification and remediation of “at-risk species”WLDFRVegetation ContactBranch (OverHanging) | WLDFR | HFTD - Distribution - Tier 3 - 4QU CoRE ¦ 4QU LoRE | Non-Red Flag Warning - Large Fires | Vegetation Contact | Branch (OverHanging) | 2028 | 5.2005e-07 | 202.884 | 0.00010551 | 2028 | Mitigation | 0.9 | 30 | 0 | esc | 0.069745 | 3.6271e-08 | 0.073644 | 3.8299e-08 | 0.066806 | 3.4743e-08 | 0.063625 | 3.3088e-08
[120 empty] | 7.3.5.15 Identification and remediation of “at-risk species”WLDFRVegetation ContactBranch (OverHanging) | WLDFR | HFTD - Distribution - Tier 3 - 4QU CoRE ¦ 4QU LoRE | Non-Red Flag Warning - Large Fires | Vegetation Contact | Branch (OverHanging) | 2029 | 5.2005e-07 | 202.884 | 0.00010551 | 2029 | Mitigation | 0.9 | 30 | 0 | esc | 0.069745 | 3.6271e-08 | 0.073644 | 3.8299e-08 | 0.066806 | 3.4743e-08 | 0.063625 | 3.3088e-08
[120 empty] | 7.3.5.15 Identification and remediation of “at-risk species”WLDFRVegetation ContactBranch (OverHanging) | WLDFR | HFTD - Distribution - Tier 3 - 4QU CoRE ¦ 4QU LoRE | Non-Red Flag Warning - Large Fires | Vegetation Contact | Branch (OverHanging) | 2030 | 5.2005e-07 | 202.884 | 0.00010551 | 2030 | Mitigation | 0.9 | 30 | 0 | esc | 0.069745 | 3.6271e-08 | 0.073644 | 3.8299e-08 | 0.066806 | 3.4743e-08 | 0.063625 | 3.3088e-08
[120 empty] | 7.3.5.15 Identification and remediation of “at-risk species”WLDFRVegetation ContactBranch (OverHanging) | WLDFR | HFTD - Distribution - Tier 3 - 4QU CoRE ¦ 4QU LoRE | Non-Red Flag Warning - Large Fires | Vegetation Contact | Branch (OverHanging) | 2031 | 5.2005e-07 | 202.884 | 0.00010551 | 2031 | Mitigation | 0.9 | 30 | 0 | esc | 0.069745 | 3.6271e-08 | 0.073644 | 3.8299e-08 | 0.066806 | 3.4743e-08 | 0.063625 | 3.3088e-08
[120 empty] | 7.3.5.15 Identification and remediation of “at-risk species”WLDFRVegetation ContactBranch (OverHanging) | WLDFR | HFTD - Distribution - Tier 3 - 4QU CoRE ¦ 4QU LoRE | Non-Red Flag Warning - Large Fires | Vegetation Contact | Branch (OverHanging) | 2032 | 5.2005e-07 | 202.884 | 0.00010551 | 2032 | Mitigation | 0.9 | 30 | 0 | esc | 0.069745 | 3.6271e-08 | 0.073644 | 3.8299e-08 | 0.066806 | 3.4743e-08 | 0.063625 | 3.3088e-08
[120 empty] | 7.3.5.15 Identification and remediation of “at-risk species”WLDFRVegetation ContactBranch (OverHanging) | WLDFR | HFTD - Distribution - Tier 3 - 4QU CoRE ¦ 4QU LoRE | Non-Red Flag Warning - Large Fires | Vegetation Contact | Branch (OverHanging) | 2033 | 5.2005e-07 | 202.884 | 0.00010551 | 2033 | Mitigation | 0.9 | 30 | 0 | esc | 0.069745 | 3.6271e-08 | 0.073644 | 3.8299e-08 | 0.066806 | 3.4743e-08 | 0.063625 | 3.3088e-08
[120 empty] | 7.3.5.15 Identification and remediation of “at-risk species”WLDFRVegetation ContactBranch (OverHanging) | WLDFR | HFTD - Distribution - Tier 3 - 4QU CoRE ¦ 4QU LoRE | Non-Red Flag Warning - Large Fires | Vegetation Contact | Branch (OverHanging) | 2034 | 5.2005e-07 | 202.884 | 0.00010551 | 2034 | Mitigation | 0.9 | 30 | 0 | esc | 0.069745 | 3.6271e-08 | 0.073644 | 3.8299e-08 | 0.066806 | 3.4743e-08 | 0.063625 | 3.3088e-08
[120 empty] | 7.3.5.15 Identification and remediation of “at-risk species”WLDFRVegetation ContactBranch (OverHanging) | WLDFR | HFTD - Distribution - Tier 3 - 4QU CoRE ¦ 4QU LoRE | Non-Red Flag Warning - Large Fires | Vegetation Contact | Branch (OverHanging) | 2035 | 5.2005e-07 | 202.884 | 0.00010551 | 2035 | Mitigation | 0.9 | 30 | 0 | esc | 0.069745 | 3.6271e-08 | 0.073644 | 3.8299e-08 | 0.066806 | 3.4743e-08 | 0.063625 | 3.3088e-08
[120 empty] | 7.3.5.15 Identification and remediation of “at-risk species”WLDFRVegetation ContactBranch (OverHanging) | WLDFR | HFTD - Distribution - Tier 3 - 4QU CoRE ¦ 4QU LoRE | Non-Red Flag Warning - Large Fires | Vegetation Contact | Branch (OverHanging) | 2036 | 5.2005e-07 | 202.884 | 0.00010551 | 2036 | Mitigation | 0.9 | 30 | 0 | esc | 0.069745 | 3.6271e-08 | 0.073644 | 3.8299e-08 | 0.066806 | 3.4743e-08 | 0.063625 | 3.3088e-08
[120 empty] | 7.3.5.15 Identification and remediation of “at-risk species”WLDFRVegetation ContactBranch (OverHanging) | WLDFR | HFTD - Distribution - Tier 3 - 4QU CoRE ¦ 4QU LoRE | Non-Red Flag Warning - Large Fires | Vegetation Contact | Branch (OverHanging) | 2037 | 5.2005e-07 | 202.884 | 0.00010551 | 2037 | Mitigation | 0.9 | 30 | 0 | esc | 0.069745 | 3.6271e-08 | 0.073644 | 3.8299e-08 | 0.066806 | 3.4743e-08 | 0.063625 | 3.3088e-08
[120 empty] | 7.3.5.15 Identification and remediation of “at-risk species”WLDFRVegetation ContactBranch (OverHanging) | WLDFR | HFTD - Distribution - Tier 3 - 4QU CoRE ¦ 4QU LoRE | Non-Red Flag Warning - Large Fires | Vegetation Contact | Branch (OverHanging) | 2038 | 5.2005e-07 | 202.884 | 0.00010551 | 2038 | Mitigation | 0.9 | 30 | 0 | esc | 0.069745 | 3.6271e-08 | 0.073644 | 3.8299e-08 | 0.066806 | 3.4743e-08 | 0.063625 | 3.3088e-08
[120 empty] | 7.3.5.15 Identification and remediation of “at-risk species”WLDFRVegetation ContactBranch (OverHanging) | WLDFR | HFTD - Distribution - Tier 3 - 4QU CoRE ¦ 4QU LoRE | Non-Red Flag Warning - Large Fires | Vegetation Contact | Branch (OverHanging) | 2039 | 5.2005e-07 | 202.884 | 0.00010551 | 2039 | Mitigation | 0.9 | 30 | 0 | esc | 0.069745 | 3.6271e-08 | 0.073644 | 3.8299e-08 | 0.066806 | 3.4743e-08 | 0.063625 | 3.3088e-08
[120 empty] | 7.3.5.15 Identification and remediation of “at-risk species”WLDFRVegetation ContactBranch (OverHanging) | WLDFR | HFTD - Distribution - Tier 3 - 4QU CoRE ¦ 4QU LoRE | Non-Red Flag Warning - Large Fires | Vegetation Contact | Branch (OverHanging) | 2040 | 5.2005e-07 | 202.884 | 0.00010551 | 2040 | Mitigation | 0.9 | 30 | 0 | esc | 0.069745 | 3.6271e-08 | 0.073644 | 3.8299e-08 | 0.066806 | 3.4743e-08 | 0.063625 | 3.3088e-08
[120 empty] | 7.3.5.15 Identification and remediation of “at-risk species”WLDFRVegetation ContactBranch (OverHanging) | WLDFR | HFTD - Distribution - Tier 3 - 4QU CoRE ¦ 4QU LoRE | Non-Red Flag Warning - Large Fires | Vegetation Contact | Branch (OverHanging) | 2041 | 5.2005e-07 | 202.884 | 0.00010551 | 2041 | Mitigation | 0.9 | 30 | 0 | esc | 0.069745 | 3.6271e-08 | 0.073644 | 3.8299e-08 | 0.066806 | 3.4743e-08 | 0.063625 | 3.3088e-08
[120 empty] | 7.3.5.15 Identification and remediation of “at-risk species”WLDFRVegetation ContactBranch (OverHanging) | WLDFR | HFTD - Distribution - Tier 3 - 4QU CoRE ¦ 4QU LoRE | Non-Red Flag Warning - Large Fires | Vegetation Contact | Branch (OverHanging) | 2042 | 5.2005e-07 | 202.884 | 0.00010551 | 2042 | Mitigation | 0.9 | 30 | 0 | esc | 0.069745 | 3.6271e-08 | 0.073644 | 3.8299e-08 | 0.066806 | 3.4743e-08 | 0.063625 | 3.3088e-08
[120 empty] | 7.3.5.15 Identification and remediation of “at-risk species”WLDFRVegetation ContactBranch (OverHanging) | WLDFR | HFTD - Distribution - Tier 3 - 4QU CoRE ¦ 4QU LoRE | Non-Red Flag Warning - Large Fires | Vegetation Contact | Branch (OverHanging) | 2043 | 5.2005e-07 | 202.884 | 0.00010551 | 2043 | Mitigation | 0.9 | 30 | 0 | esc | 0.069745 | 3.6271e-08 | 0.073644 | 3.8299e-08 | 0.066806 | 3.4743e-08 | 0.063625 | 3.3088e-08
[120 empty] | 7.3.5.15 Identification and remediation of “at-risk species”WLDFRVegetation ContactBranch (OverHanging) | WLDFR | HFTD - Distribution - Tier 3 - 4QU CoRE ¦ 4QU LoRE | Non-Red Flag Warning - Large Fires | Vegetation Contact | Branch (OverHanging) | 2044 | 5.2005e-07 | 202.884 | 0.00010551 | 2044 | Mitigation | 0.9 | 30 | 0 | esc | 0.069745 | 3.6271e-08 | 0.073644 | 3.8299e-08 | 0.066806 | 3.4743e-08 | 0.063625 | 3.3088e-08
[120 empty] | 7.3.5.15 Identification and remediation of “at-risk species”WLDFRVegetation ContactBranch (OverHanging) | WLDFR | HFTD - Distribution - Tier 3 - 4QU CoRE ¦ 4QU LoRE | Non-Red Flag Warning - Large Fires | Vegetation Contact | Branch (OverHanging) | 2045 | 5.2005e-07 | 202.884 | 0.00010551 | 2045 | Mitigation | 0.9 | 30 | 0 | esc | 0.069745 | 3.6271e-08 | 0.073644 | 3.8299e-08 | 0.066806 | 3.4743e-08 | 0.063625 | 3.3088e-08
[120 empty] | 7.3.5.15 Identification and remediation of “at-risk species”WLDFRVegetation ContactBranch (OverHanging) | WLDFR | HFTD - Distribution - Tier 3 - 4QU CoRE ¦ 4QU LoRE | Non-Red Flag Warning - Large Fires | Vegetation Contact | Branch (OverHanging) | 2046 | 5.2005e-07 | 202.884 | 0.00010551 | 2046 | Mitigation | 0.9 | 30 | 0 | esc | 0.069745 | 3.6271e-08 | 0.073644 | 3.8299e-08 | 0.066806 | 3.4743e-08 | 0.063625 | 3.3088e-08
[120 empty] | 7.3.5.15 Identification and remediation of “at-risk species”WLDFRVegetation ContactBranch (OverHanging) | WLDFR | HFTD - Distribution - Tier 3 - 4QU CoRE ¦ 4QU LoRE | Non-Red Flag Warning - Large Fires | Vegetation Contact | Branch (OverHanging) | 2047 | 5.2005e-07 | 202.884 | 0.00010551 | 2047 | Mitigation | 0.9 | 30 | 0 | esc | 0.069745 | 3.6271e-08 | 0.073644 | 3.8299e-08 | 0.066806 | 3.4743e-08 | 0.063625 | 3.3088e-08
[120 empty] | 7.3.5.15 Identification and remediation of “at-risk species”WLDFRVegetation ContactBranch (OverHanging) | WLDFR | HFTD - Distribution - Tier 3 - 4QU CoRE ¦ 4QU LoRE | Non-Red Flag Warning - Large Fires | Vegetation Contact | Branch (OverHanging) | 2048 | 5.2005e-07 | 202.884 | 0.00010551 | 2048 | Mitigation | 0.9 | 30 | 0 | esc | 0.069745 | 3.6271e-08 | 0.073644 | 3.8299e-08 | 0.066806 | 3.4743e-08 | 0.063625 | 3.3088e-08
[120 empty] | 7.3.5.15 Identification and remediation of “at-risk species”WLDFRVegetation ContactBranch (OverHanging) | WLDFR | HFTD - Distribution - Tier 3 - 4QU CoRE ¦ 4QU LoRE | Non-Red Flag Warning - Large Fires | Vegetation Contact | Branch (OverHanging) | 2049 | 5.2005e-07 | 202.884 | 0.00010551 | 2049 | Mitigation | 0.9 | 30 | 0 | esc | 0.069745 | 3.6271e-08 | 0.073644 | 3.8299e-08 | 0.066806 | 3.4743e-08 | 0.063625 | 3.3088e-08
[120 empty] | 7.3.5.15 Identification and remediation of “at-risk species”WLDFRVegetation ContactBranch (OverHanging) | WLDFR | HFTD - Distribution - Tier 3 - 4QU CoRE ¦ 4QU LoRE | Non-Red Flag Warning - Large Fires | Vegetation Contact | Branch (OverHanging) | 2050 | 5.2005e-07 | 202.884 | 0.00010551 | 2050 | Mitigation | 0.9 | 30 | 0 | esc | 0 | 0 | 0.073644 | 3.8299e-08 | 0.066806 | 3.4743e-08 | 0.063625 | 3.3088e-08
[120 empty] | 7.3.5.15 Identification and remediation of “at-risk species”WLDFRVegetation ContactBranch (OverHanging) | WLDFR | HFTD - Distribution - Tier 3 - 4QU CoRE ¦ 4QU LoRE | Non-Red Flag Warning - Large Fires | Vegetation Contact | Branch (OverHanging) | 2051 | 5.2005e-07 | 202.884 | 0.00010551 | 2051 | Mitigation | 0.9 | 30 | 0 | esc | 0 | 0 | 0 | 0 | 0.066806 | 3.4743e-08 | 0.063625 | 3.3088e-08
[120 empty] | 7.3.5.15 Identification and remediation of “at-risk species”WLDFRVegetation ContactBranch (OverHanging) | WLDFR | HFTD - Distribution - Tier 3 - 4QU CoRE ¦ 4QU LoRE | Non-Red Flag Warning - Large Fires | Vegetation Contact | Branch (OverHanging) | 2052 | 5.2005e-07 | 202.884 | 0.00010551 | 2052 | Mitigation | 0.9 | 30 | 0 | esc | 0 | 0 | 0 | 0 | 0 | 0 | 0.063625 | 3.3088e-08
[120 empty] | 7.3.5.15 Identification and remediation of “at-risk species”WLDFRVegetation ContactFell into (Moderate-Severe defect) | WLDFR | HFTD - Distribution - Tier 3 - 4QU CoRE ¦ 4QU LoRE | Non-Red Flag Warning - Large Fires | Vegetation Contact | Fell into (Moderate-Severe defect) | 2022 | 2.4435e-07 | 202.884 | 4.9575e-05 | 2022 | Mitigation | 0.95 | 1 | 0 | esc | 0 | 0 | 0 | 0 | 0.070518 | 1.7231e-08 | 0 | 0
[120 empty] | 7.3.5.15 Identification and remediation of “at-risk species”WLDFRVegetation ContactFell into (Moderate-Severe defect) | WLDFR | HFTD - Distribution - Tier 3 - 4QU CoRE ¦ 4QU LoRE | Non-Red Flag Warning - Large Fires | Vegetation Contact | Fell into (Moderate-Severe defect) | 2023 | 2.4435e-07 | 202.884 | 4.9575e-05 | 2023 | Mitigation | 0.95 | 1 | 0 | esc | 0 | 0 | 0 | 0 | 0 | 0 | 0.06716 | 1.6411e-08
[120 empty] | 7.3.5.15 Identification and remediation of “at-risk species”WLDFRVegetation ContactFell into (slight defect) | WLDFR | HFTD - Distribution - Tier 3 - 4QU CoRE ¦ 4QU LoRE | Non-Red Flag Warning - Large Fires | Vegetation Contact | Fell into (slight defect) | 2022 | 3.1544e-07 | 202.884 | 6.3997e-05 | 2022 | Mitigation | 0.5 | 1 | 0 | esc | 0 | 0 | 0 | 0 | 0.037115 | 1.1707e-08 | 0 | 0
[120 empty] | 7.3.5.15 Identification and remediation of “at-risk species”WLDFRVegetation ContactFell into (slight defect) | WLDFR | HFTD - Distribution - Tier 3 - 4QU CoRE ¦ 4QU LoRE | Non-Red Flag Warning - Large Fires | Vegetation Contact | Fell into (slight defect) | 2023 | 3.1544e-07 | 202.884 | 6.3997e-05 | 2023 | Mitigation | 0.5 | 1 | 0 | esc | 0 | 0 | 0 | 0 | 0 | 0 | 0.035347 | 1.115e-08
[120 empty] | 7.3.5.15 Identification and remediation of “at-risk species”WLDFRVegetation ContactGrow Into | WLDFR | HFTD - Distribution - Tier 3 - 4QU CoRE ¦ 4QU LoRE | Non-Red Flag Warning - Large Fires | Vegetation Contact | Grow Into | 2022 | 2.7142e-08 | 202.884 | 5.5067e-06 | 2022 | Mitigation | 0.5 | 1 | 0 | esc | 0 | 0 | 0 | 0 | 0.037115 | 1.0074e-09 | 0 | 0
[120 empty] | 7.3.5.15 Identification and remediation of “at-risk species”WLDFRVegetation ContactGrow Into | WLDFR | HFTD - Distribution - Tier 3 - 4QU CoRE ¦ 4QU LoRE | Non-Red Flag Warning - Large Fires | Vegetation Contact | Grow Into | 2023 | 2.7142e-08 | 202.884 | 5.5067e-06 | 2023 | Mitigation | 0.5 | 1 | 0 | esc | 0 | 0 | 0 | 0 | 0 | 0 | 0.035347 | 9.5941e-10
[120 empty] | 7.3.5.15 Identification and remediation of “at-risk species”WLDFRVegetation ContactBranch (Not overhanging, 4-12ft) | WLDFR | HFTD - Distribution - Tier 3 - 4QU CoRE ¦ 4QU LoRE | Non-Red Flag Warning - Small Fires | Vegetation Contact | Branch (Not overhanging, 4-12ft) | 2022 | 1.0299e-05 | 202.884 | 0.0020895 | 2022 | Mitigation | 0.5 | 30 | 0 | esc | 0.038747 | 3.9906e-07 | 0.040913 | 4.2138e-07 | 0.037115 | 3.8225e-07 | 0 | 0
[120 empty] | 7.3.5.15 Identification and remediation of “at-risk species”WLDFRVegetation ContactBranch (Not overhanging, 4-12ft) | WLDFR | HFTD - Distribution - Tier 3 - 4QU CoRE ¦ 4QU LoRE | Non-Red Flag Warning - Small Fires | Vegetation Contact | Branch (Not overhanging, 4-12ft) | 2023 | 1.0299e-05 | 202.884 | 0.0020895 | 2023 | Mitigation | 0.5 | 30 | 0 | esc | 0.038747 | 3.9906e-07 | 0.040913 | 4.2138e-07 | 0.037115 | 3.8225e-07 | 0.035347 | 3.6405e-07
[120 empty] | 7.3.5.15 Identification and remediation of “at-risk species”WLDFRVegetation ContactBranch (Not overhanging, 4-12ft) | WLDFR | HFTD - Distribution - Tier 3 - 4QU CoRE ¦ 4QU LoRE | Non-Red Flag Warning - Small Fires | Vegetation Contact | Branch (Not overhanging, 4-12ft) | 2024 | 1.0299e-05 | 202.884 | 0.0020895 | 2024 | Mitigation | 0.5 | 30 | 0 | esc | 0.038747 | 3.9906e-07 | 0.040913 | 4.2138e-07 | 0.037115 | 3.8225e-07 | 0.035347 | 3.6405e-07
[120 empty] | 7.3.5.15 Identification and remediation of “at-risk species”WLDFRVegetation ContactBranch (Not overhanging, 4-12ft) | WLDFR | HFTD - Distribution - Tier 3 - 4QU CoRE ¦ 4QU LoRE | Non-Red Flag Warning - Small Fires | Vegetation Contact | Branch (Not overhanging, 4-12ft) | 2025 | 1.0299e-05 | 202.884 | 0.0020895 | 2025 | Mitigation | 0.5 | 30 | 0 | esc | 0.038747 | 3.9906e-07 | 0.040913 | 4.2138e-07 | 0.037115 | 3.8225e-07 | 0.035347 | 3.6405e-07
[120 empty] | 7.3.5.15 Identification and remediation of “at-risk species”WLDFRVegetation ContactBranch (Not overhanging, 4-12ft) | WLDFR | HFTD - Distribution - Tier 3 - 4QU CoRE ¦ 4QU LoRE | Non-Red Flag Warning - Small Fires | Vegetation Contact | Branch (Not overhanging, 4-12ft) | 2026 | 1.0299e-05 | 202.884 | 0.0020895 | 2026 | Mitigation | 0.5 | 30 | 0 | esc | 0.038747 | 3.9906e-07 | 0.040913 | 4.2138e-07 | 0.037115 | 3.8225e-07 | 0.035347 | 3.6405e-07
[120 empty] | 7.3.5.15 Identification and remediation of “at-risk species”WLDFRVegetation ContactBranch (Not overhanging, 4-12ft) | WLDFR | HFTD - Distribution - Tier 3 - 4QU CoRE ¦ 4QU LoRE | Non-Red Flag Warning - Small Fires | Vegetation Contact | Branch (Not overhanging, 4-12ft) | 2027 | 1.0299e-05 | 202.884 | 0.0020895 | 2027 | Mitigation | 0.5 | 30 | 0 | esc | 0.038747 | 3.9906e-07 | 0.040913 | 4.2138e-07 | 0.037115 | 3.8225e-07 | 0.035347 | 3.6405e-07
[120 empty] | 7.3.5.15 Identification and remediation of “at-risk species”WLDFRVegetation ContactBranch (Not overhanging, 4-12ft) | WLDFR | HFTD - Distribution - Tier 3 - 4QU CoRE ¦ 4QU LoRE | Non-Red Flag Warning - Small Fires | Vegetation Contact | Branch (Not overhanging, 4-12ft) | 2028 | 1.0299e-05 | 202.884 | 0.0020895 | 2028 | Mitigation | 0.5 | 30 | 0 | esc | 0.038747 | 3.9906e-07 | 0.040913 | 4.2138e-07 | 0.037115 | 3.8225e-07 | 0.035347 | 3.6405e-07
[120 empty] | 7.3.5.15 Identification and remediation of “at-risk species”WLDFRVegetation ContactBranch (Not overhanging, 4-12ft) | WLDFR | HFTD - Distribution - Tier 3 - 4QU CoRE ¦ 4QU LoRE | Non-Red Flag Warning - Small Fires | Vegetation Contact | Branch (Not overhanging, 4-12ft) | 2029 | 1.0299e-05 | 202.884 | 0.0020895 | 2029 | Mitigation | 0.5 | 30 | 0 | esc | 0.038747 | 3.9906e-07 | 0.040913 | 4.2138e-07 | 0.037115 | 3.8225e-07 | 0.035347 | 3.6405e-07
[120 empty] | 7.3.5.15 Identification and remediation of “at-risk species”WLDFRVegetation ContactBranch (Not overhanging, 4-12ft) | WLDFR | HFTD - Distribution - Tier 3 - 4QU CoRE ¦ 4QU LoRE | Non-Red Flag Warning - Small Fires | Vegetation Contact | Branch (Not overhanging, 4-12ft) | 2030 | 1.0299e-05 | 202.884 | 0.0020895 | 2030 | Mitigation | 0.5 | 30 | 0 | esc | 0.038747 | 3.9906e-07 | 0.040913 | 4.2138e-07 | 0.037115 | 3.8225e-07 | 0.035347 | 3.6405e-07
[120 empty] | 7.3.5.15 Identification and remediation of “at-risk species”WLDFRVegetation ContactBranch (Not overhanging, 4-12ft) | WLDFR | HFTD - Distribution - Tier 3 - 4QU CoRE ¦ 4QU LoRE | Non-Red Flag Warning - Small Fires | Vegetation Contact | Branch (Not overhanging, 4-12ft) | 2031 | 1.0299e-05 | 202.884 | 0.0020895 | 2031 | Mitigation | 0.5 | 30 | 0 | esc | 0.038747 | 3.9906e-07 | 0.040913 | 4.2138e-07 | 0.037115 | 3.8225e-07 | 0.035347 | 3.6405e-07
[120 empty] | 7.3.5.15 Identification and remediation of “at-risk species”WLDFRVegetation ContactBranch (Not overhanging, 4-12ft) | WLDFR | HFTD - Distribution - Tier 3 - 4QU CoRE ¦ 4QU LoRE | Non-Red Flag Warning - Small Fires | Vegetation Contact | Branch (Not overhanging, 4-12ft) | 2032 | 1.0299e-05 | 202.884 | 0.0020895 | 2032 | Mitigation | 0.5 | 30 | 0 | esc | 0.038747 | 3.9906e-07 | 0.040913 | 4.2138e-07 | 0.037115 | 3.8225e-07 | 0.035347 | 3.6405e-07
[120 empty] | 7.3.5.15 Identification and remediation of “at-risk species”WLDFRVegetation ContactBranch (Not overhanging, 4-12ft) | WLDFR | HFTD - Distribution - Tier 3 - 4QU CoRE ¦ 4QU LoRE | Non-Red Flag Warning - Small Fires | Vegetation Contact | Branch (Not overhanging, 4-12ft) | 2033 | 1.0299e-05 | 202.884 | 0.0020895 | 2033 | Mitigation | 0.5 | 30 | 0 | esc | 0.038747 | 3.9906e-07 | 0.040913 | 4.2138e-07 | 0.037115 | 3.8225e-07 | 0.035347 | 3.6405e-07
[120 empty] | 7.3.5.15 Identification and remediation of “at-risk species”WLDFRVegetation ContactBranch (Not overhanging, 4-12ft) | WLDFR | HFTD - Distribution - Tier 3 - 4QU CoRE ¦ 4QU LoRE | Non-Red Flag Warning - Small Fires | Vegetation Contact | Branch (Not overhanging, 4-12ft) | 2034 | 1.0299e-05 | 202.884 | 0.0020895 | 2034 | Mitigation | 0.5 | 30 | 0 | esc | 0.038747 | 3.9906e-07 | 0.040913 | 4.2138e-07 | 0.037115 | 3.8225e-07 | 0.035347 | 3.6405e-07
[120 empty] | 7.3.5.15 Identification and remediation of “at-risk species”WLDFRVegetation ContactBranch (Not overhanging, 4-12ft) | WLDFR | HFTD - Distribution - Tier 3 - 4QU CoRE ¦ 4QU LoRE | Non-Red Flag Warning - Small Fires | Vegetation Contact | Branch (Not overhanging, 4-12ft) | 2035 | 1.0299e-05 | 202.884 | 0.0020895 | 2035 | Mitigation | 0.5 | 30 | 0 | esc | 0.038747 | 3.9906e-07 | 0.040913 | 4.2138e-07 | 0.037115 | 3.8225e-07 | 0.035347 | 3.6405e-07
[120 empty] | 7.3.5.15 Identification and remediation of “at-risk species”WLDFRVegetation ContactBranch (Not overhanging, 4-12ft) | WLDFR | HFTD - Distribution - Tier 3 - 4QU CoRE ¦ 4QU LoRE | Non-Red Flag Warning - Small Fires | Vegetation Contact | Branch (Not overhanging, 4-12ft) | 2036 | 1.0299e-05 | 202.884 | 0.0020895 | 2036 | Mitigation | 0.5 | 30 | 0 | esc | 0.038747 | 3.9906e-07 | 0.040913 | 4.2138e-07 | 0.037115 | 3.8225e-07 | 0.035347 | 3.6405e-07
[120 empty] | 7.3.5.15 Identification and remediation of “at-risk species”WLDFRVegetation ContactBranch (Not overhanging, 4-12ft) | WLDFR | HFTD - Distribution - Tier 3 - 4QU CoRE ¦ 4QU LoRE | Non-Red Flag Warning - Small Fires | Vegetation Contact | Branch (Not overhanging, 4-12ft) | 2037 | 1.0299e-05 | 202.884 | 0.0020895 | 2037 | Mitigation | 0.5 | 30 | 0 | esc | 0.038747 | 3.9906e-07 | 0.040913 | 4.2138e-07 | 0.037115 | 3.8225e-07 | 0.035347 | 3.6405e-07
[120 empty] | 7.3.5.15 Identification and remediation of “at-risk species”WLDFRVegetation ContactBranch (Not overhanging, 4-12ft) | WLDFR | HFTD - Distribution - Tier 3 - 4QU CoRE ¦ 4QU LoRE | Non-Red Flag Warning - Small Fires | Vegetation Contact | Branch (Not overhanging, 4-12ft) | 2038 | 1.0299e-05 | 202.884 | 0.0020895 | 2038 | Mitigation | 0.5 | 30 | 0 | esc | 0.038747 | 3.9906e-07 | 0.040913 | 4.2138e-07 | 0.037115 | 3.8225e-07 | 0.035347 | 3.6405e-07
[120 empty] | 7.3.5.15 Identification and remediation of “at-risk species”WLDFRVegetation ContactBranch (Not overhanging, 4-12ft) | WLDFR | HFTD - Distribution - Tier 3 - 4QU CoRE ¦ 4QU LoRE | Non-Red Flag Warning - Small Fires | Vegetation Contact | Branch (Not overhanging, 4-12ft) | 2039 | 1.0299e-05 | 202.884 | 0.0020895 | 2039 | Mitigation | 0.5 | 30 | 0 | esc | 0.038747 | 3.9906e-07 | 0.040913 | 4.2138e-07 | 0.037115 | 3.8225e-07 | 0.035347 | 3.6405e-07
[120 empty] | 7.3.5.15 Identification and remediation of “at-risk species”WLDFRVegetation ContactBranch (Not overhanging, 4-12ft) | WLDFR | HFTD - Distribution - Tier 3 - 4QU CoRE ¦ 4QU LoRE | Non-Red Flag Warning - Small Fires | Vegetation Contact | Branch (Not overhanging, 4-12ft) | 2040 | 1.0299e-05 | 202.884 | 0.0020895 | 2040 | Mitigation | 0.5 | 30 | 0 | esc | 0.038747 | 3.9906e-07 | 0.040913 | 4.2138e-07 | 0.037115 | 3.8225e-07 | 0.035347 | 3.6405e-07
[120 empty] | 7.3.5.15 Identification and remediation of “at-risk species”WLDFRVegetation ContactBranch (Not overhanging, 4-12ft) | WLDFR | HFTD - Distribution - Tier 3 - 4QU CoRE ¦ 4QU LoRE | Non-Red Flag Warning - Small Fires | Vegetation Contact | Branch (Not overhanging, 4-12ft) | 2041 | 1.0299e-05 | 202.884 | 0.0020895 | 2041 | Mitigation | 0.5 | 30 | 0 | esc | 0.038747 | 3.9906e-07 | 0.040913 | 4.2138e-07 | 0.037115 | 3.8225e-07 | 0.035347 | 3.6405e-07
[120 empty] | 7.3.5.15 Identification and remediation of “at-risk species”WLDFRVegetation ContactBranch (Not overhanging, 4-12ft) | WLDFR | HFTD - Distribution - Tier 3 - 4QU CoRE ¦ 4QU LoRE | Non-Red Flag Warning - Small Fires | Vegetation Contact | Branch (Not overhanging, 4-12ft) | 2042 | 1.0299e-05 | 202.884 | 0.0020895 | 2042 | Mitigation | 0.5 | 30 | 0 | esc | 0.038747 | 3.9906e-07 | 0.040913 | 4.2138e-07 | 0.037115 | 3.8225e-07 | 0.035347 | 3.6405e-07
[120 empty] | 7.3.5.15 Identification and remediation of “at-risk species”WLDFRVegetation ContactBranch (Not overhanging, 4-12ft) | WLDFR | HFTD - Distribution - Tier 3 - 4QU CoRE ¦ 4QU LoRE | Non-Red Flag Warning - Small Fires | Vegetation Contact | Branch (Not overhanging, 4-12ft) | 2043 | 1.0299e-05 | 202.884 | 0.0020895 | 2043 | Mitigation | 0.5 | 30 | 0 | esc | 0.038747 | 3.9906e-07 | 0.040913 | 4.2138e-07 | 0.037115 | 3.8225e-07 | 0.035347 | 3.6405e-07
[120 empty] | 7.3.5.15 Identification and remediation of “at-risk species”WLDFRVegetation ContactBranch (Not overhanging, 4-12ft) | WLDFR | HFTD - Distribution - Tier 3 - 4QU CoRE ¦ 4QU LoRE | Non-Red Flag Warning - Small Fires | Vegetation Contact | Branch (Not overhanging, 4-12ft) | 2044 | 1.0299e-05 | 202.884 | 0.0020895 | 2044 | Mitigation | 0.5 | 30 | 0 | esc | 0.038747 | 3.9906e-07 | 0.040913 | 4.2138e-07 | 0.037115 | 3.8225e-07 | 0.035347 | 3.6405e-07
[120 empty] | 7.3.5.15 Identification and remediation of “at-risk species”WLDFRVegetation ContactBranch (Not overhanging, 4-12ft) | WLDFR | HFTD - Distribution - Tier 3 - 4QU CoRE ¦ 4QU LoRE | Non-Red Flag Warning - Small Fires | Vegetation Contact | Branch (Not overhanging, 4-12ft) | 2045 | 1.0299e-05 | 202.884 | 0.0020895 | 2045 | Mitigation | 0.5 | 30 | 0 | esc | 0.038747 | 3.9906e-07 | 0.040913 | 4.2138e-07 | 0.037115 | 3.8225e-07 | 0.035347 | 3.6405e-07
[120 empty] | 7.3.5.15 Identification and remediation of “at-risk species”WLDFRVegetation ContactBranch (Not overhanging, 4-12ft) | WLDFR | HFTD - Distribution - Tier 3 - 4QU CoRE ¦ 4QU LoRE | Non-Red Flag Warning - Small Fires | Vegetation Contact | Branch (Not overhanging, 4-12ft) | 2046 | 1.0299e-05 | 202.884 | 0.0020895 | 2046 | Mitigation | 0.5 | 30 | 0 | esc | 0.038747 | 3.9906e-07 | 0.040913 | 4.2138e-07 | 0.037115 | 3.8225e-07 | 0.035347 | 3.6405e-07
[120 empty] | 7.3.5.15 Identification and remediation of “at-risk species”WLDFRVegetation ContactBranch (Not overhanging, 4-12ft) | WLDFR | HFTD - Distribution - Tier 3 - 4QU CoRE ¦ 4QU LoRE | Non-Red Flag Warning - Small Fires | Vegetation Contact | Branch (Not overhanging, 4-12ft) | 2047 | 1.0299e-05 | 202.884 | 0.0020895 | 2047 | Mitigation | 0.5 | 30 | 0 | esc | 0.038747 | 3.9906e-07 | 0.040913 | 4.2138e-07 | 0.037115 | 3.8225e-07 | 0.035347 | 3.6405e-07
[120 empty] | 7.3.5.15 Identification and remediation of “at-risk species”WLDFRVegetation ContactBranch (Not overhanging, 4-12ft) | WLDFR | HFTD - Distribution - Tier 3 - 4QU CoRE ¦ 4QU LoRE | Non-Red Flag Warning - Small Fires | Vegetation Contact | Branch (Not overhanging, 4-12ft) | 2048 | 1.0299e-05 | 202.884 | 0.0020895 | 2048 | Mitigation | 0.5 | 30 | 0 | esc | 0.038747 | 3.9906e-07 | 0.040913 | 4.2138e-07 | 0.037115 | 3.8225e-07 | 0.035347 | 3.6405e-07
[120 empty] | 7.3.5.15 Identification and remediation of “at-risk species”WLDFRVegetation ContactBranch (Not overhanging, 4-12ft) | WLDFR | HFTD - Distribution - Tier 3 - 4QU CoRE ¦ 4QU LoRE | Non-Red Flag Warning - Small Fires | Vegetation Contact | Branch (Not overhanging, 4-12ft) | 2049 | 1.0299e-05 | 202.884 | 0.0020895 | 2049 | Mitigation | 0.5 | 30 | 0 | esc | 0.038747 | 3.9906e-07 | 0.040913 | 4.2138e-07 | 0.037115 | 3.8225e-07 | 0.035347 | 3.6405e-07
[120 empty] | 7.3.5.15 Identification and remediation of “at-risk species”WLDFRVegetation ContactBranch (Not overhanging, 4-12ft) | WLDFR | HFTD - Distribution - Tier 3 - 4QU CoRE ¦ 4QU LoRE | Non-Red Flag Warning - Small Fires | Vegetation Contact | Branch (Not overhanging, 4-12ft) | 2050 | 1.0299e-05 | 202.884 | 0.0020895 | 2050 | Mitigation | 0.5 | 30 | 0 | esc | 0 | 0 | 0.040913 | 4.2138e-07 | 0.037115 | 3.8225e-07 | 0.035347 | 3.6405e-07
[120 empty] | 7.3.5.15 Identification and remediation of “at-risk species”WLDFRVegetation ContactBranch (Not overhanging, 4-12ft) | WLDFR | HFTD - Distribution - Tier 3 - 4QU CoRE ¦ 4QU LoRE | Non-Red Flag Warning - Small Fires | Vegetation Contact | Branch (Not overhanging, 4-12ft) | 2051 | 1.0299e-05 | 202.884 | 0.0020895 | 2051 | Mitigation | 0.5 | 30 | 0 | esc | 0 | 0 | 0 | 0 | 0.037115 | 3.8225e-07 | 0.035347 | 3.6405e-07
[120 empty] | 7.3.5.15 Identification and remediation of “at-risk species”WLDFRVegetation ContactBranch (Not overhanging, 4-12ft) | WLDFR | HFTD - Distribution - Tier 3 - 4QU CoRE ¦ 4QU LoRE | Non-Red Flag Warning - Small Fires | Vegetation Contact | Branch (Not overhanging, 4-12ft) | 2052 | 1.0299e-05 | 202.884 | 0.0020895 | 2052 | Mitigation | 0.5 | 30 | 0 | esc | 0 | 0 | 0 | 0 | 0 | 0 | 0.035347 | 3.6405e-07
[120 empty] | 7.3.5.15 Identification and remediation of “at-risk species”WLDFRVegetation ContactBranch (Not overhanging, within 4ft) | WLDFR | HFTD - Distribution - Tier 3 - 4QU CoRE ¦ 4QU LoRE | Non-Red Flag Warning - Small Fires | Vegetation Contact | Branch (Not overhanging, within 4ft) | 2022 | 4.5413e-06 | 202.884 | 0.00092136 | 2022 | Mitigation | 0.9 | 30 | 0 | esc | 0.069745 | 3.1673e-07 | 0.073644 | 3.3444e-07 | 0.066806 | 3.0339e-07 | 0 | 0
[120 empty] | 7.3.5.15 Identification and remediation of “at-risk species”WLDFRVegetation ContactBranch (Not overhanging, within 4ft) | WLDFR | HFTD - Distribution - Tier 3 - 4QU CoRE ¦ 4QU LoRE | Non-Red Flag Warning - Small Fires | Vegetation Contact | Branch (Not overhanging, within 4ft) | 2023 | 4.5413e-06 | 202.884 | 0.00092136 | 2023 | Mitigation | 0.9 | 30 | 0 | esc | 0.069745 | 3.1673e-07 | 0.073644 | 3.3444e-07 | 0.066806 | 3.0339e-07 | 0.063625 | 2.8894e-07
[120 empty] | 7.3.5.15 Identification and remediation of “at-risk species”WLDFRVegetation ContactBranch (Not overhanging, within 4ft) | WLDFR | HFTD - Distribution - Tier 3 - 4QU CoRE ¦ 4QU LoRE | Non-Red Flag Warning - Small Fires | Vegetation Contact | Branch (Not overhanging, within 4ft) | 2024 | 4.5413e-06 | 202.884 | 0.00092136 | 2024 | Mitigation | 0.9 | 30 | 0 | esc | 0.069745 | 3.1673e-07 | 0.073644 | 3.3444e-07 | 0.066806 | 3.0339e-07 | 0.063625 | 2.8894e-07
[120 empty] | 7.3.5.15 Identification and remediation of “at-risk species”WLDFRVegetation ContactBranch (Not overhanging, within 4ft) | WLDFR | HFTD - Distribution - Tier 3 - 4QU CoRE ¦ 4QU LoRE | Non-Red Flag Warning - Small Fires | Vegetation Contact | Branch (Not overhanging, within 4ft) | 2025 | 4.5413e-06 | 202.884 | 0.00092136 | 2025 | Mitigation | 0.9 | 30 | 0 | esc | 0.069745 | 3.1673e-07 | 0.073644 | 3.3444e-07 | 0.066806 | 3.0339e-07 | 0.063625 | 2.8894e-07
[120 empty] | 7.3.5.15 Identification and remediation of “at-risk species”WLDFRVegetation ContactBranch (Not overhanging, within 4ft) | WLDFR | HFTD - Distribution - Tier 3 - 4QU CoRE ¦ 4QU LoRE | Non-Red Flag Warning - Small Fires | Vegetation Contact | Branch (Not overhanging, within 4ft) | 2026 | 4.5413e-06 | 202.884 | 0.00092136 | 2026 | Mitigation | 0.9 | 30 | 0 | esc | 0.069745 | 3.1673e-07 | 0.073644 | 3.3444e-07 | 0.066806 | 3.0339e-07 | 0.063625 | 2.8894e-07
[120 empty] | 7.3.5.15 Identification and remediation of “at-risk species”WLDFRVegetation ContactBranch (Not overhanging, within 4ft) | WLDFR | HFTD - Distribution - Tier 3 - 4QU CoRE ¦ 4QU LoRE | Non-Red Flag Warning - Small Fires | Vegetation Contact | Branch (Not overhanging, within 4ft) | 2027 | 4.5413e-06 | 202.884 | 0.00092136 | 2027 | Mitigation | 0.9 | 30 | 0 | esc | 0.069745 | 3.1673e-07 | 0.073644 | 3.3444e-07 | 0.066806 | 3.0339e-07 | 0.063625 | 2.8894e-07
[120 empty] | 7.3.5.15 Identification and remediation of “at-risk species”WLDFRVegetation ContactBranch (Not overhanging, within 4ft) | WLDFR | HFTD - Distribution - Tier 3 - 4QU CoRE ¦ 4QU LoRE | Non-Red Flag Warning - Small Fires | Vegetation Contact | Branch (Not overhanging, within 4ft) | 2028 | 4.5413e-06 | 202.884 | 0.00092136 | 2028 | Mitigation | 0.9 | 30 | 0 | esc | 0.069745 | 3.1673e-07 | 0.073644 | 3.3444e-07 | 0.066806 | 3.0339e-07 | 0.063625 | 2.8894e-07
[120 empty] | 7.3.5.15 Identification and remediation of “at-risk species”WLDFRVegetation ContactBranch (Not overhanging, within 4ft) | WLDFR | HFTD - Distribution - Tier 3 - 4QU CoRE ¦ 4QU LoRE | Non-Red Flag Warning - Small Fires | Vegetation Contact | Branch (Not overhanging, within 4ft) | 2029 | 4.5413e-06 | 202.884 | 0.00092136 | 2029 | Mitigation | 0.9 | 30 | 0 | esc | 0.069745 | 3.1673e-07 | 0.073644 | 3.3444e-07 | 0.066806 | 3.0339e-07 | 0.063625 | 2.8894e-07
[120 empty] | 7.3.5.15 Identification and remediation of “at-risk species”WLDFRVegetation ContactBranch (Not overhanging, within 4ft) | WLDFR | HFTD - Distribution - Tier 3 - 4QU CoRE ¦ 4QU LoRE | Non-Red Flag Warning - Small Fires | Vegetation Contact | Branch (Not overhanging, within 4ft) | 2030 | 4.5413e-06 | 202.884 | 0.00092136 | 2030 | Mitigation | 0.9 | 30 | 0 | esc | 0.069745 | 3.1673e-07 | 0.073644 | 3.3444e-07 | 0.066806 | 3.0339e-07 | 0.063625 | 2.8894e-07
[120 empty] | 7.3.5.15 Identification and remediation of “at-risk species”WLDFRVegetation ContactBranch (Not overhanging, within 4ft) | WLDFR | HFTD - Distribution - Tier 3 - 4QU CoRE ¦ 4QU LoRE | Non-Red Flag Warning - Small Fires | Vegetation Contact | Branch (Not overhanging, within 4ft) | 2031 | 4.5413e-06 | 202.884 | 0.00092136 | 2031 | Mitigation | 0.9 | 30 | 0 | esc | 0.069745 | 3.1673e-07 | 0.073644 | 3.3444e-07 | 0.066806 | 3.0339e-07 | 0.063625 | 2.8894e-07
[120 empty] | 7.3.5.15 Identification and remediation of “at-risk species”WLDFRVegetation ContactBranch (Not overhanging, within 4ft) | WLDFR | HFTD - Distribution - Tier 3 - 4QU CoRE ¦ 4QU LoRE | Non-Red Flag Warning - Small Fires | Vegetation Contact | Branch (Not overhanging, within 4ft) | 2032 | 4.5413e-06 | 202.884 | 0.00092136 | 2032 | Mitigation | 0.9 | 30 | 0 | esc | 0.069745 | 3.1673e-07 | 0.073644 | 3.3444e-07 | 0.066806 | 3.0339e-07 | 0.063625 | 2.8894e-07
[120 empty] | 7.3.5.15 Identification and remediation of “at-risk species”WLDFRVegetation ContactBranch (Not overhanging, within 4ft) | WLDFR | HFTD - Distribution - Tier 3 - 4QU CoRE ¦ 4QU LoRE | Non-Red Flag Warning - Small Fires | Vegetation Contact | Branch (Not overhanging, within 4ft) | 2033 | 4.5413e-06 | 202.884 | 0.00092136 | 2033 | Mitigation | 0.9 | 30 | 0 | esc | 0.069745 | 3.1673e-07 | 0.073644 | 3.3444e-07 | 0.066806 | 3.0339e-07 | 0.063625 | 2.8894e-07
[120 empty] | 7.3.5.15 Identification and remediation of “at-risk species”WLDFRVegetation ContactBranch (Not overhanging, within 4ft) | WLDFR | HFTD - Distribution - Tier 3 - 4QU CoRE ¦ 4QU LoRE | Non-Red Flag Warning - Small Fires | Vegetation Contact | Branch (Not overhanging, within 4ft) | 2034 | 4.5413e-06 | 202.884 | 0.00092136 | 2034 | Mitigation | 0.9 | 30 | 0 | esc | 0.069745 | 3.1673e-07 | 0.073644 | 3.3444e-07 | 0.066806 | 3.0339e-07 | 0.063625 | 2.8894e-07
[120 empty] | 7.3.5.15 Identification and remediation of “at-risk species”WLDFRVegetation ContactBranch (Not overhanging, within 4ft) | WLDFR | HFTD - Distribution - Tier 3 - 4QU CoRE ¦ 4QU LoRE | Non-Red Flag Warning - Small Fires | Vegetation Contact | Branch (Not overhanging, within 4ft) | 2035 | 4.5413e-06 | 202.884 | 0.00092136 | 2035 | Mitigation | 0.9 | 30 | 0 | esc | 0.069745 | 3.1673e-07 | 0.073644 | 3.3444e-07 | 0.066806 | 3.0339e-07 | 0.063625 | 2.8894e-07
[120 empty] | 7.3.5.15 Identification and remediation of “at-risk species”WLDFRVegetation ContactBranch (Not overhanging, within 4ft) | WLDFR | HFTD - Distribution - Tier 3 - 4QU CoRE ¦ 4QU LoRE | Non-Red Flag Warning - Small Fires | Vegetation Contact | Branch (Not overhanging, within 4ft) | 2036 | 4.5413e-06 | 202.884 | 0.00092136 | 2036 | Mitigation | 0.9 | 30 | 0 | esc | 0.069745 | 3.1673e-07 | 0.073644 | 3.3444e-07 | 0.066806 | 3.0339e-07 | 0.063625 | 2.8894e-07
[120 empty] | 7.3.5.15 Identification and remediation of “at-risk species”WLDFRVegetation ContactBranch (Not overhanging, within 4ft) | WLDFR | HFTD - Distribution - Tier 3 - 4QU CoRE ¦ 4QU LoRE | Non-Red Flag Warning - Small Fires | Vegetation Contact | Branch (Not overhanging, within 4ft) | 2037 | 4.5413e-06 | 202.884 | 0.00092136 | 2037 | Mitigation | 0.9 | 30 | 0 | esc | 0.069745 | 3.1673e-07 | 0.073644 | 3.3444e-07 | 0.066806 | 3.0339e-07 | 0.063625 | 2.8894e-07
[120 empty] | 7.3.5.15 Identification and remediation of “at-risk species”WLDFRVegetation ContactBranch (Not overhanging, within 4ft) | WLDFR | HFTD - Distribution - Tier 3 - 4QU CoRE ¦ 4QU LoRE | Non-Red Flag Warning - Small Fires | Vegetation Contact | Branch (Not overhanging, within 4ft) | 2038 | 4.5413e-06 | 202.884 | 0.00092136 | 2038 | Mitigation | 0.9 | 30 | 0 | esc | 0.069745 | 3.1673e-07 | 0.073644 | 3.3444e-07 | 0.066806 | 3.0339e-07 | 0.063625 | 2.8894e-07
[120 empty] | 7.3.5.15 Identification and remediation of “at-risk species”WLDFRVegetation ContactBranch (Not overhanging, within 4ft) | WLDFR | HFTD - Distribution - Tier 3 - 4QU CoRE ¦ 4QU LoRE | Non-Red Flag Warning - Small Fires | Vegetation Contact | Branch (Not overhanging, within 4ft) | 2039 | 4.5413e-06 | 202.884 | 0.00092136 | 2039 | Mitigation | 0.9 | 30 | 0 | esc | 0.069745 | 3.1673e-07 | 0.073644 | 3.3444e-07 | 0.066806 | 3.0339e-07 | 0.063625 | 2.8894e-07
[120 empty] | 7.3.5.15 Identification and remediation of “at-risk species”WLDFRVegetation ContactBranch (Not overhanging, within 4ft) | WLDFR | HFTD - Distribution - Tier 3 - 4QU CoRE ¦ 4QU LoRE | Non-Red Flag Warning - Small Fires | Vegetation Contact | Branch (Not overhanging, within 4ft) | 2040 | 4.5413e-06 | 202.884 | 0.00092136 | 2040 | Mitigation | 0.9 | 30 | 0 | esc | 0.069745 | 3.1673e-07 | 0.073644 | 3.3444e-07 | 0.066806 | 3.0339e-07 | 0.063625 | 2.8894e-07
[120 empty] | 7.3.5.15 Identification and remediation of “at-risk species”WLDFRVegetation ContactBranch (Not overhanging, within 4ft) | WLDFR | HFTD - Distribution - Tier 3 - 4QU CoRE ¦ 4QU LoRE | Non-Red Flag Warning - Small Fires | Vegetation Contact | Branch (Not overhanging, within 4ft) | 2041 | 4.5413e-06 | 202.884 | 0.00092136 | 2041 | Mitigation | 0.9 | 30 | 0 | esc | 0.069745 | 3.1673e-07 | 0.073644 | 3.3444e-07 | 0.066806 | 3.0339e-07 | 0.063625 | 2.8894e-07
[120 empty] | 7.3.5.15 Identification and remediation of “at-risk species”WLDFRVegetation ContactBranch (Not overhanging, within 4ft) | WLDFR | HFTD - Distribution - Tier 3 - 4QU CoRE ¦ 4QU LoRE | Non-Red Flag Warning - Small Fires | Vegetation Contact | Branch (Not overhanging, within 4ft) | 2042 | 4.5413e-06 | 202.884 | 0.00092136 | 2042 | Mitigation | 0.9 | 30 | 0 | esc | 0.069745 | 3.1673e-07 | 0.073644 | 3.3444e-07 | 0.066806 | 3.0339e-07 | 0.063625 | 2.8894e-07
[120 empty] | 7.3.5.15 Identification and remediation of “at-risk species”WLDFRVegetation ContactBranch (Not overhanging, within 4ft) | WLDFR | HFTD - Distribution - Tier 3 - 4QU CoRE ¦ 4QU LoRE | Non-Red Flag Warning - Small Fires | Vegetation Contact | Branch (Not overhanging, within 4ft) | 2043 | 4.5413e-06 | 202.884 | 0.00092136 | 2043 | Mitigation | 0.9 | 30 | 0 | esc | 0.069745 | 3.1673e-07 | 0.073644 | 3.3444e-07 | 0.066806 | 3.0339e-07 | 0.063625 | 2.8894e-07
[120 empty] | 7.3.5.15 Identification and remediation of “at-risk species”WLDFRVegetation ContactBranch (Not overhanging, within 4ft) | WLDFR | HFTD - Distribution - Tier 3 - 4QU CoRE ¦ 4QU LoRE | Non-Red Flag Warning - Small Fires | Vegetation Contact | Branch (Not overhanging, within 4ft) | 2044 | 4.5413e-06 | 202.884 | 0.00092136 | 2044 | Mitigation | 0.9 | 30 | 0 | esc | 0.069745 | 3.1673e-07 | 0.073644 | 3.3444e-07 | 0.066806 | 3.0339e-07 | 0.063625 | 2.8894e-07
[120 empty] | 7.3.5.15 Identification and remediation of “at-risk species”WLDFRVegetation ContactBranch (Not overhanging, within 4ft) | WLDFR | HFTD - Distribution - Tier 3 - 4QU CoRE ¦ 4QU LoRE | Non-Red Flag Warning - Small Fires | Vegetation Contact | Branch (Not overhanging, within 4ft) | 2045 | 4.5413e-06 | 202.884 | 0.00092136 | 2045 | Mitigation | 0.9 | 30 | 0 | esc | 0.069745 | 3.1673e-07 | 0.073644 | 3.3444e-07 | 0.066806 | 3.0339e-07 | 0.063625 | 2.8894e-07
[120 empty] | 7.3.5.15 Identification and remediation of “at-risk species”WLDFRVegetation ContactBranch (Not overhanging, within 4ft) | WLDFR | HFTD - Distribution - Tier 3 - 4QU CoRE ¦ 4QU LoRE | Non-Red Flag Warning - Small Fires | Vegetation Contact | Branch (Not overhanging, within 4ft) | 2046 | 4.5413e-06 | 202.884 | 0.00092136 | 2046 | Mitigation | 0.9 | 30 | 0 | esc | 0.069745 | 3.1673e-07 | 0.073644 | 3.3444e-07 | 0.066806 | 3.0339e-07 | 0.063625 | 2.8894e-07
[120 empty] | 7.3.5.15 Identification and remediation of “at-risk species”WLDFRVegetation ContactBranch (Not overhanging, within 4ft) | WLDFR | HFTD - Distribution - Tier 3 - 4QU CoRE ¦ 4QU LoRE | Non-Red Flag Warning - Small Fires | Vegetation Contact | Branch (Not overhanging, within 4ft) | 2047 | 4.5413e-06 | 202.884 | 0.00092136 | 2047 | Mitigation | 0.9 | 30 | 0 | esc | 0.069745 | 3.1673e-07 | 0.073644 | 3.3444e-07 | 0.066806 | 3.0339e-07 | 0.063625 | 2.8894e-07
[120 empty] | 7.3.5.15 Identification and remediation of “at-risk species”WLDFRVegetation ContactBranch (Not overhanging, within 4ft) | WLDFR | HFTD - Distribution - Tier 3 - 4QU CoRE ¦ 4QU LoRE | Non-Red Flag Warning - Small Fires | Vegetation Contact | Branch (Not overhanging, within 4ft) | 2048 | 4.5413e-06 | 202.884 | 0.00092136 | 2048 | Mitigation | 0.9 | 30 | 0 | esc | 0.069745 | 3.1673e-07 | 0.073644 | 3.3444e-07 | 0.066806 | 3.0339e-07 | 0.063625 | 2.8894e-07
[120 empty] | 7.3.5.15 Identification and remediation of “at-risk species”WLDFRVegetation ContactBranch (Not overhanging, within 4ft) | WLDFR | HFTD - Distribution - Tier 3 - 4QU CoRE ¦ 4QU LoRE | Non-Red Flag Warning - Small Fires | Vegetation Contact | Branch (Not overhanging, within 4ft) | 2049 | 4.5413e-06 | 202.884 | 0.00092136 | 2049 | Mitigation | 0.9 | 30 | 0 | esc | 0.069745 | 3.1673e-07 | 0.073644 | 3.3444e-07 | 0.066806 | 3.0339e-07 | 0.063625 | 2.8894e-07
[120 empty] | 7.3.5.15 Identification and remediation of “at-risk species”WLDFRVegetation ContactBranch (Not overhanging, within 4ft) | WLDFR | HFTD - Distribution - Tier 3 - 4QU CoRE ¦ 4QU LoRE | Non-Red Flag Warning - Small Fires | Vegetation Contact | Branch (Not overhanging, within 4ft) | 2050 | 4.5413e-06 | 202.884 | 0.00092136 | 2050 | Mitigation | 0.9 | 30 | 0 | esc | 0 | 0 | 0.073644 | 3.3444e-07 | 0.066806 | 3.0339e-07 | 0.063625 | 2.8894e-07
[120 empty] | 7.3.5.15 Identification and remediation of “at-risk species”WLDFRVegetation ContactBranch (Not overhanging, within 4ft) | WLDFR | HFTD - Distribution - Tier 3 - 4QU CoRE ¦ 4QU LoRE | Non-Red Flag Warning - Small Fires | Vegetation Contact | Branch (Not overhanging, within 4ft) | 2051 | 4.5413e-06 | 202.884 | 0.00092136 | 2051 | Mitigation | 0.9 | 30 | 0 | esc | 0 | 0 | 0 | 0 | 0.066806 | 3.0339e-07 | 0.063625 | 2.8894e-07
[120 empty] | 7.3.5.15 Identification and remediation of “at-risk species”WLDFRVegetation ContactBranch (Not overhanging, within 4ft) | WLDFR | HFTD - Distribution - Tier 3 - 4QU CoRE ¦ 4QU LoRE | Non-Red Flag Warning - Small Fires | Vegetation Contact | Branch (Not overhanging, within 4ft) | 2052 | 4.5413e-06 | 202.884 | 0.00092136 | 2052 | Mitigation | 0.9 | 30 | 0 | esc | 0 | 0 | 0 | 0 | 0 | 0 | 0.063625 | 2.8894e-07
[120 empty] | 7.3.5.15 Identification and remediation of “at-risk species”WLDFRVegetation ContactBranch (OverHanging) | WLDFR | HFTD - Distribution - Tier 3 - 4QU CoRE ¦ 4QU LoRE | Non-Red Flag Warning - Small Fires | Vegetation Contact | Branch (OverHanging) | 2022 | 0.00020573 | 202.884 | 0.041739 | 2022 | Mitigation | 0.9 | 30 | 0 | esc | 0.069745 | 1.4348e-05 | 0.073644 | 1.5151e-05 | 0.066806 | 1.3744e-05 | 0 | 0
[120 empty] | 7.3.5.15 Identification and remediation of “at-risk species”WLDFRVegetation ContactBranch (OverHanging) | WLDFR | HFTD - Distribution - Tier 3 - 4QU CoRE ¦ 4QU LoRE | Non-Red Flag Warning - Small Fires | Vegetation Contact | Branch (OverHanging) | 2023 | 0.00020573 | 202.884 | 0.041739 | 2023 | Mitigation | 0.9 | 30 | 0 | esc | 0.069745 | 1.4348e-05 | 0.073644 | 1.5151e-05 | 0.066806 | 1.3744e-05 | 0.063625 | 1.3089e-05
[120 empty] | 7.3.5.15 Identification and remediation of “at-risk species”WLDFRVegetation ContactBranch (OverHanging) | WLDFR | HFTD - Distribution - Tier 3 - 4QU CoRE ¦ 4QU LoRE | Non-Red Flag Warning - Small Fires | Vegetation Contact | Branch (OverHanging) | 2024 | 0.00020573 | 202.884 | 0.041739 | 2024 | Mitigation | 0.9 | 30 | 0 | esc | 0.069745 | 1.4348e-05 | 0.073644 | 1.5151e-05 | 0.066806 | 1.3744e-05 | 0.063625 | 1.3089e-05
[120 empty] | 7.3.5.15 Identification and remediation of “at-risk species”WLDFRVegetation ContactBranch (OverHanging) | WLDFR | HFTD - Distribution - Tier 3 - 4QU CoRE ¦ 4QU LoRE | Non-Red Flag Warning - Small Fires | Vegetation Contact | Branch (OverHanging) | 2025 | 0.00020573 | 202.884 | 0.041739 | 2025 | Mitigation | 0.9 | 30 | 0 | esc | 0.069745 | 1.4348e-05 | 0.073644 | 1.5151e-05 | 0.066806 | 1.3744e-05 | 0.063625 | 1.3089e-05
[120 empty] | 7.3.5.15 Identification and remediation of “at-risk species”WLDFRVegetation ContactBranch (OverHanging) | WLDFR | HFTD - Distribution - Tier 3 - 4QU CoRE ¦ 4QU LoRE | Non-Red Flag Warning - Small Fires | Vegetation Contact | Branch (OverHanging) | 2026 | 0.00020573 | 202.884 | 0.041739 | 2026 | Mitigation | 0.9 | 30 | 0 | esc | 0.069745 | 1.4348e-05 | 0.073644 | 1.5151e-05 | 0.066806 | 1.3744e-05 | 0.063625 | 1.3089e-05
[120 empty] | 7.3.5.15 Identification and remediation of “at-risk species”WLDFRVegetation ContactBranch (OverHanging) | WLDFR | HFTD - Distribution - Tier 3 - 4QU CoRE ¦ 4QU LoRE | Non-Red Flag Warning - Small Fires | Vegetation Contact | Branch (OverHanging) | 2027 | 0.00020573 | 202.884 | 0.041739 | 2027 | Mitigation | 0.9 | 30 | 0 | esc | 0.069745 | 1.4348e-05 | 0.073644 | 1.5151e-05 | 0.066806 | 1.3744e-05 | 0.063625 | 1.3089e-05
[120 empty] | 7.3.5.15 Identification and remediation of “at-risk species”WLDFRVegetation ContactBranch (OverHanging) | WLDFR | HFTD - Distribution - Tier 3 - 4QU CoRE ¦ 4QU LoRE | Non-Red Flag Warning - Small Fires | Vegetation Contact | Branch (OverHanging) | 2028 | 0.00020573 | 202.884 | 0.041739 | 2028 | Mitigation | 0.9 | 30 | 0 | esc | 0.069745 | 1.4348e-05 | 0.073644 | 1.5151e-05 | 0.066806 | 1.3744e-05 | 0.063625 | 1.3089e-05
[120 empty] | 7.3.5.15 Identification and remediation of “at-risk species”WLDFRVegetation ContactBranch (OverHanging) | WLDFR | HFTD - Distribution - Tier 3 - 4QU CoRE ¦ 4QU LoRE | Non-Red Flag Warning - Small Fires | Vegetation Contact | Branch (OverHanging) | 2029 | 0.00020573 | 202.884 | 0.041739 | 2029 | Mitigation | 0.9 | 30 | 0 | esc | 0.069745 | 1.4348e-05 | 0.073644 | 1.5151e-05 | 0.066806 | 1.3744e-05 | 0.063625 | 1.3089e-05
[120 empty] | 7.3.5.15 Identification and remediation of “at-risk species”WLDFRVegetation ContactBranch (OverHanging) | WLDFR | HFTD - Distribution - Tier 3 - 4QU CoRE ¦ 4QU LoRE | Non-Red Flag Warning - Small Fires | Vegetation Contact | Branch (OverHanging) | 2030 | 0.00020573 | 202.884 | 0.041739 | 2030 | Mitigation | 0.9 | 30 | 0 | esc | 0.069745 | 1.4348e-05 | 0.073644 | 1.5151e-05 | 0.066806 | 1.3744e-05 | 0.063625 | 1.3089e-05
[120 empty] | 7.3.5.15 Identification and remediation of “at-risk species”WLDFRVegetation ContactBranch (OverHanging) | WLDFR | HFTD - Distribution - Tier 3 - 4QU CoRE ¦ 4QU LoRE | Non-Red Flag Warning - Small Fires | Vegetation Contact | Branch (OverHanging) | 2031 | 0.00020573 | 202.884 | 0.041739 | 2031 | Mitigation | 0.9 | 30 | 0 | esc | 0.069745 | 1.4348e-05 | 0.073644 | 1.5151e-05 | 0.066806 | 1.3744e-05 | 0.063625 | 1.3089e-05
[120 empty] | 7.3.5.15 Identification and remediation of “at-risk species”WLDFRVegetation ContactBranch (OverHanging) | WLDFR | HFTD - Distribution - Tier 3 - 4QU CoRE ¦ 4QU LoRE | Non-Red Flag Warning - Small Fires | Vegetation Contact | Branch (OverHanging) | 2032 | 0.00020573 | 202.884 | 0.041739 | 2032 | Mitigation | 0.9 | 30 | 0 | esc | 0.069745 | 1.4348e-05 | 0.073644 | 1.5151e-05 | 0.066806 | 1.3744e-05 | 0.063625 | 1.3089e-05
[120 empty] | 7.3.5.15 Identification and remediation of “at-risk species”WLDFRVegetation ContactBranch (OverHanging) | WLDFR | HFTD - Distribution - Tier 3 - 4QU CoRE ¦ 4QU LoRE | Non-Red Flag Warning - Small Fires | Vegetation Contact | Branch (OverHanging) | 2033 | 0.00020573 | 202.884 | 0.041739 | 2033 | Mitigation | 0.9 | 30 | 0 | esc | 0.069745 | 1.4348e-05 | 0.073644 | 1.5151e-05 | 0.066806 | 1.3744e-05 | 0.063625 | 1.3089e-05
[120 empty] | 7.3.5.15 Identification and remediation of “at-risk species”WLDFRVegetation ContactBranch (OverHanging) | WLDFR | HFTD - Distribution - Tier 3 - 4QU CoRE ¦ 4QU LoRE | Non-Red Flag Warning - Small Fires | Vegetation Contact | Branch (OverHanging) | 2034 | 0.00020573 | 202.884 | 0.041739 | 2034 | Mitigation | 0.9 | 30 | 0 | esc | 0.069745 | 1.4348e-05 | 0.073644 | 1.5151e-05 | 0.066806 | 1.3744e-05 | 0.063625 | 1.3089e-05
[120 empty] | 7.3.5.15 Identification and remediation of “at-risk species”WLDFRVegetation ContactBranch (OverHanging) | WLDFR | HFTD - Distribution - Tier 3 - 4QU CoRE ¦ 4QU LoRE | Non-Red Flag Warning - Small Fires | Vegetation Contact | Branch (OverHanging) | 2035 | 0.00020573 | 202.884 | 0.041739 | 2035 | Mitigation | 0.9 | 30 | 0 | esc | 0.069745 | 1.4348e-05 | 0.073644 | 1.5151e-05 | 0.066806 | 1.3744e-05 | 0.063625 | 1.3089e-05
[120 empty] | 7.3.5.15 Identification and remediation of “at-risk species”WLDFRVegetation ContactBranch (OverHanging) | WLDFR | HFTD - Distribution - Tier 3 - 4QU CoRE ¦ 4QU LoRE | Non-Red Flag Warning - Small Fires | Vegetation Contact | Branch (OverHanging) | 2036 | 0.00020573 | 202.884 | 0.041739 | 2036 | Mitigation | 0.9 | 30 | 0 | esc | 0.069745 | 1.4348e-05 | 0.073644 | 1.5151e-05 | 0.066806 | 1.3744e-05 | 0.063625 | 1.3089e-05
[120 empty] | 7.3.5.15 Identification and remediation of “at-risk species”WLDFRVegetation ContactBranch (OverHanging) | WLDFR | HFTD - Distribution - Tier 3 - 4QU CoRE ¦ 4QU LoRE | Non-Red Flag Warning - Small Fires | Vegetation Contact | Branch (OverHanging) | 2037 | 0.00020573 | 202.884 | 0.041739 | 2037 | Mitigation | 0.9 | 30 | 0 | esc | 0.069745 | 1.4348e-05 | 0.073644 | 1.5151e-05 | 0.066806 | 1.3744e-05 | 0.063625 | 1.3089e-05
[120 empty] | 7.3.5.15 Identification and remediation of “at-risk species”WLDFRVegetation ContactBranch (OverHanging) | WLDFR | HFTD - Distribution - Tier 3 - 4QU CoRE ¦ 4QU LoRE | Non-Red Flag Warning - Small Fires | Vegetation Contact | Branch (OverHanging) | 2038 | 0.00020573 | 202.884 | 0.041739 | 2038 | Mitigation | 0.9 | 30 | 0 | esc | 0.069745 | 1.4348e-05 | 0.073644 | 1.5151e-05 | 0.066806 | 1.3744e-05 | 0.063625 | 1.3089e-05
[120 empty] | 7.3.5.15 Identification and remediation of “at-risk species”WLDFRVegetation ContactBranch (OverHanging) | WLDFR | HFTD - Distribution - Tier 3 - 4QU CoRE ¦ 4QU LoRE | Non-Red Flag Warning - Small Fires | Vegetation Contact | Branch (OverHanging) | 2039 | 0.00020573 | 202.884 | 0.041739 | 2039 | Mitigation | 0.9 | 30 | 0 | esc | 0.069745 | 1.4348e-05 | 0.073644 | 1.5151e-05 | 0.066806 | 1.3744e-05 | 0.063625 | 1.3089e-05
[120 empty] | 7.3.5.15 Identification and remediation of “at-risk species”WLDFRVegetation ContactBranch (OverHanging) | WLDFR | HFTD - Distribution - Tier 3 - 4QU CoRE ¦ 4QU LoRE | Non-Red Flag Warning - Small Fires | Vegetation Contact | Branch (OverHanging) | 2040 | 0.00020573 | 202.884 | 0.041739 | 2040 | Mitigation | 0.9 | 30 | 0 | esc | 0.069745 | 1.4348e-05 | 0.073644 | 1.5151e-05 | 0.066806 | 1.3744e-05 | 0.063625 | 1.3089e-05
[120 empty] | 7.3.5.15 Identification and remediation of “at-risk species”WLDFRVegetation ContactBranch (OverHanging) | WLDFR | HFTD - Distribution - Tier 3 - 4QU CoRE ¦ 4QU LoRE | Non-Red Flag Warning - Small Fires | Vegetation Contact | Branch (OverHanging) | 2041 | 0.00020573 | 202.884 | 0.041739 | 2041 | Mitigation | 0.9 | 30 | 0 | esc | 0.069745 | 1.4348e-05 | 0.073644 | 1.5151e-05 | 0.066806 | 1.3744e-05 | 0.063625 | 1.3089e-05
[120 empty] | 7.3.5.15 Identification and remediation of “at-risk species”WLDFRVegetation ContactBranch (OverHanging) | WLDFR | HFTD - Distribution - Tier 3 - 4QU CoRE ¦ 4QU LoRE | Non-Red Flag Warning - Small Fires | Vegetation Contact | Branch (OverHanging) | 2042 | 0.00020573 | 202.884 | 0.041739 | 2042 | Mitigation | 0.9 | 30 | 0 | esc | 0.069745 | 1.4348e-05 | 0.073644 | 1.5151e-05 | 0.066806 | 1.3744e-05 | 0.063625 | 1.3089e-05
[120 empty] | 7.3.5.15 Identification and remediation of “at-risk species”WLDFRVegetation ContactBranch (OverHanging) | WLDFR | HFTD - Distribution - Tier 3 - 4QU CoRE ¦ 4QU LoRE | Non-Red Flag Warning - Small Fires | Vegetation Contact | Branch (OverHanging) | 2043 | 0.00020573 | 202.884 | 0.041739 | 2043 | Mitigation | 0.9 | 30 | 0 | esc | 0.069745 | 1.4348e-05 | 0.073644 | 1.5151e-05 | 0.066806 | 1.3744e-05 | 0.063625 | 1.3089e-05
[120 empty] | 7.3.5.15 Identification and remediation of “at-risk species”WLDFRVegetation ContactBranch (OverHanging) | WLDFR | HFTD - Distribution - Tier 3 - 4QU CoRE ¦ 4QU LoRE | Non-Red Flag Warning - Small Fires | Vegetation Contact | Branch (OverHanging) | 2044 | 0.00020573 | 202.884 | 0.041739 | 2044 | Mitigation | 0.9 | 30 | 0 | esc | 0.069745 | 1.4348e-05 | 0.073644 | 1.5151e-05 | 0.066806 | 1.3744e-05 | 0.063625 | 1.3089e-05
[120 empty] | 7.3.5.15 Identification and remediation of “at-risk species”WLDFRVegetation ContactBranch (OverHanging) | WLDFR | HFTD - Distribution - Tier 3 - 4QU CoRE ¦ 4QU LoRE | Non-Red Flag Warning - Small Fires | Vegetation Contact | Branch (OverHanging) | 2045 | 0.00020573 | 202.884 | 0.041739 | 2045 | Mitigation | 0.9 | 30 | 0 | esc | 0.069745 | 1.4348e-05 | 0.073644 | 1.5151e-05 | 0.066806 | 1.3744e-05 | 0.063625 | 1.3089e-05
[120 empty] | 7.3.5.15 Identification and remediation of “at-risk species”WLDFRVegetation ContactBranch (OverHanging) | WLDFR | HFTD - Distribution - Tier 3 - 4QU CoRE ¦ 4QU LoRE | Non-Red Flag Warning - Small Fires | Vegetation Contact | Branch (OverHanging) | 2046 | 0.00020573 | 202.884 | 0.041739 | 2046 | Mitigation | 0.9 | 30 | 0 | esc | 0.069745 | 1.4348e-05 | 0.073644 | 1.5151e-05 | 0.066806 | 1.3744e-05 | 0.063625 | 1.3089e-05
[120 empty] | 7.3.5.15 Identification and remediation of “at-risk species”WLDFRVegetation ContactBranch (OverHanging) | WLDFR | HFTD - Distribution - Tier 3 - 4QU CoRE ¦ 4QU LoRE | Non-Red Flag Warning - Small Fires | Vegetation Contact | Branch (OverHanging) | 2047 | 0.00020573 | 202.884 | 0.041739 | 2047 | Mitigation | 0.9 | 30 | 0 | esc | 0.069745 | 1.4348e-05 | 0.073644 | 1.5151e-05 | 0.066806 | 1.3744e-05 | 0.063625 | 1.3089e-05
[120 empty] | 7.3.5.15 Identification and remediation of “at-risk species”WLDFRVegetation ContactBranch (OverHanging) | WLDFR | HFTD - Distribution - Tier 3 - 4QU CoRE ¦ 4QU LoRE | Non-Red Flag Warning - Small Fires | Vegetation Contact | Branch (OverHanging) | 2048 | 0.00020573 | 202.884 | 0.041739 | 2048 | Mitigation | 0.9 | 30 | 0 | esc | 0.069745 | 1.4348e-05 | 0.073644 | 1.5151e-05 | 0.066806 | 1.3744e-05 | 0.063625 | 1.3089e-05
[120 empty] | 7.3.5.15 Identification and remediation of “at-risk species”WLDFRVegetation ContactBranch (OverHanging) | WLDFR | HFTD - Distribution - Tier 3 - 4QU CoRE ¦ 4QU LoRE | Non-Red Flag Warning - Small Fires | Vegetation Contact | Branch (OverHanging) | 2049 | 0.00020573 | 202.884 | 0.041739 | 2049 | Mitigation | 0.9 | 30 | 0 | esc | 0.069745 | 1.4348e-05 | 0.073644 | 1.5151e-05 | 0.066806 | 1.3744e-05 | 0.063625 | 1.3089e-05
[120 empty] | 7.3.5.15 Identification and remediation of “at-risk species”WLDFRVegetation ContactBranch (OverHanging) | WLDFR | HFTD - Distribution - Tier 3 - 4QU CoRE ¦ 4QU LoRE | Non-Red Flag Warning - Small Fires | Vegetation Contact | Branch (OverHanging) | 2050 | 0.00020573 | 202.884 | 0.041739 | 2050 | Mitigation | 0.9 | 30 | 0 | esc | 0 | 0 | 0.073644 | 1.5151e-05 | 0.066806 | 1.3744e-05 | 0.063625 | 1.3089e-05
[120 empty] | 7.3.5.15 Identification and remediation of “at-risk species”WLDFRVegetation ContactBranch (OverHanging) | WLDFR | HFTD - Distribution - Tier 3 - 4QU CoRE ¦ 4QU LoRE | Non-Red Flag Warning - Small Fires | Vegetation Contact | Branch (OverHanging) | 2051 | 0.00020573 | 202.884 | 0.041739 | 2051 | Mitigation | 0.9 | 30 | 0 | esc | 0 | 0 | 0 | 0 | 0.066806 | 1.3744e-05 | 0.063625 | 1.3089e-05
[120 empty] | 7.3.5.15 Identification and remediation of “at-risk species”WLDFRVegetation ContactBranch (OverHanging) | WLDFR | HFTD - Distribution - Tier 3 - 4QU CoRE ¦ 4QU LoRE | Non-Red Flag Warning - Small Fires | Vegetation Contact | Branch (OverHanging) | 2052 | 0.00020573 | 202.884 | 0.041739 | 2052 | Mitigation | 0.9 | 30 | 0 | esc | 0 | 0 | 0 | 0 | 0 | 0 | 0.063625 | 1.3089e-05
[120 empty] | 7.3.5.15 Identification and remediation of “at-risk species”WLDFRVegetation ContactFell into (Moderate-Severe defect) | WLDFR | HFTD - Distribution - Tier 3 - 4QU CoRE ¦ 4QU LoRE | Non-Red Flag Warning - Small Fires | Vegetation Contact | Fell into (Moderate-Severe defect) | 2022 | 9.6331e-05 | 202.884 | 0.019544 | 2022 | Mitigation | 0.95 | 1 | 0 | esc | 0 | 0 | 0 | 0 | 0.070518 | 6.7931e-06 | 0 | 0
[120 empty] | 7.3.5.15 Identification and remediation of “at-risk species”WLDFRVegetation ContactFell into (Moderate-Severe defect) | WLDFR | HFTD - Distribution - Tier 3 - 4QU CoRE ¦ 4QU LoRE | Non-Red Flag Warning - Small Fires | Vegetation Contact | Fell into (Moderate-Severe defect) | 2023 | 9.6331e-05 | 202.884 | 0.019544 | 2023 | Mitigation | 0.95 | 1 | 0 | esc | 0 | 0 | 0 | 0 | 0 | 0 | 0.06716 | 6.4696e-06
[120 empty] | 7.3.5.15 Identification and remediation of “at-risk species”WLDFRVegetation ContactFell into (slight defect) | WLDFR | HFTD - Distribution - Tier 3 - 4QU CoRE ¦ 4QU LoRE | Non-Red Flag Warning - Small Fires | Vegetation Contact | Fell into (slight defect) | 2022 | 0.00012437 | 202.884 | 0.025233 | 2022 | Mitigation | 0.5 | 1 | 0 | esc | 0 | 0 | 0 | 0 | 0.037115 | 4.6159e-06 | 0 | 0
[120 empty] | 7.3.5.15 Identification and remediation of “at-risk species”WLDFRVegetation ContactFell into (slight defect) | WLDFR | HFTD - Distribution - Tier 3 - 4QU CoRE ¦ 4QU LoRE | Non-Red Flag Warning - Small Fires | Vegetation Contact | Fell into (slight defect) | 2023 | 0.00012437 | 202.884 | 0.025233 | 2023 | Mitigation | 0.5 | 1 | 0 | esc | 0 | 0 | 0 | 0 | 0 | 0 | 0.035347 | 4.3961e-06
[120 empty] | 7.3.5.15 Identification and remediation of “at-risk species”WLDFRVegetation ContactGrow Into | WLDFR | HFTD - Distribution - Tier 3 - 4QU CoRE ¦ 4QU LoRE | Non-Red Flag Warning - Small Fires | Vegetation Contact | Grow Into | 2022 | 1.0694e-05 | 202.884 | 0.0021697 | 2022 | Mitigation | 0.5 | 1 | 0 | esc | 0 | 0 | 0 | 0 | 0.037115 | 3.9691e-07 | 0 | 0
[120 empty] | 7.3.5.15 Identification and remediation of “at-risk species”WLDFRVegetation ContactGrow Into | WLDFR | HFTD - Distribution - Tier 3 - 4QU CoRE ¦ 4QU LoRE | Non-Red Flag Warning - Small Fires | Vegetation Contact | Grow Into | 2023 | 1.0694e-05 | 202.884 | 0.0021697 | 2023 | Mitigation | 0.5 | 1 | 0 | esc | 0 | 0 | 0 | 0 | 0 | 0 | 0.035347 | 3.7801e-07
[120 empty] | 7.3.5.15 Identification and remediation of “at-risk species”WLDFRVegetation ContactBranch (Not overhanging, 4-12ft) | WLDFR | HFTD - Distribution - Tier 3 - 4QU CoRE ¦ 4QU LoRE | Red Flag Warning - Catastrophic Fires | Vegetation Contact | Branch (Not overhanging, 4-12ft) | 2022 | 5.998e-08 | 202.884 | 1.2169e-05 | 2022 | Mitigation | 0.5 | 30 | 0 | esc | 0.038747 | 2.324e-09 | 0.040913 | 2.454e-09 | 0.037115 | 2.2261e-09 | 0 | 0
[120 empty] | 7.3.5.15 Identification and remediation of “at-risk species”WLDFRVegetation ContactBranch (Not overhanging, 4-12ft) | WLDFR | HFTD - Distribution - Tier 3 - 4QU CoRE ¦ 4QU LoRE | Red Flag Warning - Catastrophic Fires | Vegetation Contact | Branch (Not overhanging, 4-12ft) | 2023 | 5.998e-08 | 202.884 | 1.2169e-05 | 2023 | Mitigation | 0.5 | 30 | 0 | esc | 0.038747 | 2.324e-09 | 0.040913 | 2.454e-09 | 0.037115 | 2.2261e-09 | 0.035347 | 2.1201e-09
[120 empty] | 7.3.5.15 Identification and remediation of “at-risk species”WLDFRVegetation ContactBranch (Not overhanging, 4-12ft) | WLDFR | HFTD - Distribution - Tier 3 - 4QU CoRE ¦ 4QU LoRE | Red Flag Warning - Catastrophic Fires | Vegetation Contact | Branch (Not overhanging, 4-12ft) | 2024 | 5.998e-08 | 202.884 | 1.2169e-05 | 2024 | Mitigation | 0.5 | 30 | 0 | esc | 0.038747 | 2.324e-09 | 0.040913 | 2.454e-09 | 0.037115 | 2.2261e-09 | 0.035347 | 2.1201e-09
[120 empty] | 7.3.5.15 Identification and remediation of “at-risk species”WLDFRVegetation ContactBranch (Not overhanging, 4-12ft) | WLDFR | HFTD - Distribution - Tier 3 - 4QU CoRE ¦ 4QU LoRE | Red Flag Warning - Catastrophic Fires | Vegetation Contact | Branch (Not overhanging, 4-12ft) | 2025 | 5.998e-08 | 202.884 | 1.2169e-05 | 2025 | Mitigation | 0.5 | 30 | 0 | esc | 0.038747 | 2.324e-09 | 0.040913 | 2.454e-09 | 0.037115 | 2.2261e-09 | 0.035347 | 2.1201e-09
[120 empty] | 7.3.5.15 Identification and remediation of “at-risk species”WLDFRVegetation ContactBranch (Not overhanging, 4-12ft) | WLDFR | HFTD - Distribution - Tier 3 - 4QU CoRE ¦ 4QU LoRE | Red Flag Warning - Catastrophic Fires | Vegetation Contact | Branch (Not overhanging, 4-12ft) | 2026 | 5.998e-08 | 202.884 | 1.2169e-05 | 2026 | Mitigation | 0.5 | 30 | 0 | esc | 0.038747 | 2.324e-09 | 0.040913 | 2.454e-09 | 0.037115 | 2.2261e-09 | 0.035347 | 2.1201e-09
[120 empty] | 7.3.5.15 Identification and remediation of “at-risk species”WLDFRVegetation ContactBranch (Not overhanging, 4-12ft) | WLDFR | HFTD - Distribution - Tier 3 - 4QU CoRE ¦ 4QU LoRE | Red Flag Warning - Catastrophic Fires | Vegetation Contact | Branch (Not overhanging, 4-12ft) | 2027 | 5.998e-08 | 202.884 | 1.2169e-05 | 2027 | Mitigation | 0.5 | 30 | 0 | esc | 0.038747 | 2.324e-09 | 0.040913 | 2.454e-09 | 0.037115 | 2.2261e-09 | 0.035347 | 2.1201e-09
[120 empty] | 7.3.5.15 Identification and remediation of “at-risk species”WLDFRVegetation ContactBranch (Not overhanging, 4-12ft) | WLDFR | HFTD - Distribution - Tier 3 - 4QU CoRE ¦ 4QU LoRE | Red Flag Warning - Catastrophic Fires | Vegetation Contact | Branch (Not overhanging, 4-12ft) | 2028 | 5.998e-08 | 202.884 | 1.2169e-05 | 2028 | Mitigation | 0.5 | 30 | 0 | esc | 0.038747 | 2.324e-09 | 0.040913 | 2.454e-09 | 0.037115 | 2.2261e-09 | 0.035347 | 2.1201e-09
[120 empty] | 7.3.5.15 Identification and remediation of “at-risk species”WLDFRVegetation ContactBranch (Not overhanging, 4-12ft) | WLDFR | HFTD - Distribution - Tier 3 - 4QU CoRE ¦ 4QU LoRE | Red Flag Warning - Catastrophic Fires | Vegetation Contact | Branch (Not overhanging, 4-12ft) | 2029 | 5.998e-08 | 202.884 | 1.2169e-05 | 2029 | Mitigation | 0.5 | 30 | 0 | esc | 0.038747 | 2.324e-09 | 0.040913 | 2.454e-09 | 0.037115 | 2.2261e-09 | 0.035347 | 2.1201e-09
[120 empty] | 7.3.5.15 Identification and remediation of “at-risk species”WLDFRVegetation ContactBranch (Not overhanging, 4-12ft) | WLDFR | HFTD - Distribution - Tier 3 - 4QU CoRE ¦ 4QU LoRE | Red Flag Warning - Catastrophic Fires | Vegetation Contact | Branch (Not overhanging, 4-12ft) | 2030 | 5.998e-08 | 202.884 | 1.2169e-05 | 2030 | Mitigation | 0.5 | 30 | 0 | esc | 0.038747 | 2.324e-09 | 0.040913 | 2.454e-09 | 0.037115 | 2.2261e-09 | 0.035347 | 2.1201e-09
[120 empty] | 7.3.5.15 Identification and remediation of “at-risk species”WLDFRVegetation ContactBranch (Not overhanging, 4-12ft) | WLDFR | HFTD - Distribution - Tier 3 - 4QU CoRE ¦ 4QU LoRE | Red Flag Warning - Catastrophic Fires | Vegetation Contact | Branch (Not overhanging, 4-12ft) | 2031 | 5.998e-08 | 202.884 | 1.2169e-05 | 2031 | Mitigation | 0.5 | 30 | 0 | esc | 0.038747 | 2.324e-09 | 0.040913 | 2.454e-09 | 0.037115 | 2.2261e-09 | 0.035347 | 2.1201e-09
[120 empty] | 7.3.5.15 Identification and remediation of “at-risk species”WLDFRVegetation ContactBranch (Not overhanging, 4-12ft) | WLDFR | HFTD - Distribution - Tier 3 - 4QU CoRE ¦ 4QU LoRE | Red Flag Warning - Catastrophic Fires | Vegetation Contact | Branch (Not overhanging, 4-12ft) | 2032 | 5.998e-08 | 202.884 | 1.2169e-05 | 2032 | Mitigation | 0.5 | 30 | 0 | esc | 0.038747 | 2.324e-09 | 0.040913 | 2.454e-09 | 0.037115 | 2.2261e-09 | 0.035347 | 2.1201e-09
[120 empty] | 7.3.5.15 Identification and remediation of “at-risk species”WLDFRVegetation ContactBranch (Not overhanging, 4-12ft) | WLDFR | HFTD - Distribution - Tier 3 - 4QU CoRE ¦ 4QU LoRE | Red Flag Warning - Catastrophic Fires | Vegetation Contact | Branch (Not overhanging, 4-12ft) | 2033 | 5.998e-08 | 202.884 | 1.2169e-05 | 2033 | Mitigation | 0.5 | 30 | 0 | esc | 0.038747 | 2.324e-09 | 0.040913 | 2.454e-09 | 0.037115 | 2.2261e-09 | 0.035347 | 2.1201e-09
[120 empty] | 7.3.5.15 Identification and remediation of “at-risk species”WLDFRVegetation ContactBranch (Not overhanging, 4-12ft) | WLDFR | HFTD - Distribution - Tier 3 - 4QU CoRE ¦ 4QU LoRE | Red Flag Warning - Catastrophic Fires | Vegetation Contact | Branch (Not overhanging, 4-12ft) | 2034 | 5.998e-08 | 202.884 | 1.2169e-05 | 2034 | Mitigation | 0.5 | 30 | 0 | esc | 0.038747 | 2.324e-09 | 0.040913 | 2.454e-09 | 0.037115 | 2.2261e-09 | 0.035347 | 2.1201e-09
[120 empty] | 7.3.5.15 Identification and remediation of “at-risk species”WLDFRVegetation ContactBranch (Not overhanging, 4-12ft) | WLDFR | HFTD - Distribution - Tier 3 - 4QU CoRE ¦ 4QU LoRE | Red Flag Warning - Catastrophic Fires | Vegetation Contact | Branch (Not overhanging, 4-12ft) | 2035 | 5.998e-08 | 202.884 | 1.2169e-05 | 2035 | Mitigation | 0.5 | 30 | 0 | esc | 0.038747 | 2.324e-09 | 0.040913 | 2.454e-09 | 0.037115 | 2.2261e-09 | 0.035347 | 2.1201e-09
[120 empty] | 7.3.5.15 Identification and remediation of “at-risk species”WLDFRVegetation ContactBranch (Not overhanging, 4-12ft) | WLDFR | HFTD - Distribution - Tier 3 - 4QU CoRE ¦ 4QU LoRE | Red Flag Warning - Catastrophic Fires | Vegetation Contact | Branch (Not overhanging, 4-12ft) | 2036 | 5.998e-08 | 202.884 | 1.2169e-05 | 2036 | Mitigation | 0.5 | 30 | 0 | esc | 0.038747 | 2.324e-09 | 0.040913 | 2.454e-09 | 0.037115 | 2.2261e-09 | 0.035347 | 2.1201e-09
[120 empty] | 7.3.5.15 Identification and remediation of “at-risk species”WLDFRVegetation ContactBranch (Not overhanging, 4-12ft) | WLDFR | HFTD - Distribution - Tier 3 - 4QU CoRE ¦ 4QU LoRE | Red Flag Warning - Catastrophic Fires | Vegetation Contact | Branch (Not overhanging, 4-12ft) | 2037 | 5.998e-08 | 202.884 | 1.2169e-05 | 2037 | Mitigation | 0.5 | 30 | 0 | esc | 0.038747 | 2.324e-09 | 0.040913 | 2.454e-09 | 0.037115 | 2.2261e-09 | 0.035347 | 2.1201e-09
[120 empty] | 7.3.5.15 Identification and remediation of “at-risk species”WLDFRVegetation ContactBranch (Not overhanging, 4-12ft) | WLDFR | HFTD - Distribution - Tier 3 - 4QU CoRE ¦ 4QU LoRE | Red Flag Warning - Catastrophic Fires | Vegetation Contact | Branch (Not overhanging, 4-12ft) | 2038 | 5.998e-08 | 202.884 | 1.2169e-05 | 2038 | Mitigation | 0.5 | 30 | 0 | esc | 0.038747 | 2.324e-09 | 0.040913 | 2.454e-09 | 0.037115 | 2.2261e-09 | 0.035347 | 2.1201e-09
[120 empty] | 7.3.5.15 Identification and remediation of “at-risk species”WLDFRVegetation ContactBranch (Not overhanging, 4-12ft) | WLDFR | HFTD - Distribution - Tier 3 - 4QU CoRE ¦ 4QU LoRE | Red Flag Warning - Catastrophic Fires | Vegetation Contact | Branch (Not overhanging, 4-12ft) | 2039 | 5.998e-08 | 202.884 | 1.2169e-05 | 2039 | Mitigation | 0.5 | 30 | 0 | esc | 0.038747 | 2.324e-09 | 0.040913 | 2.454e-09 | 0.037115 | 2.2261e-09 | 0.035347 | 2.1201e-09
[120 empty] | 7.3.5.15 Identification and remediation of “at-risk species”WLDFRVegetation ContactBranch (Not overhanging, 4-12ft) | WLDFR | HFTD - Distribution - Tier 3 - 4QU CoRE ¦ 4QU LoRE | Red Flag Warning - Catastrophic Fires | Vegetation Contact | Branch (Not overhanging, 4-12ft) | 2040 | 5.998e-08 | 202.884 | 1.2169e-05 | 2040 | Mitigation | 0.5 | 30 | 0 | esc | 0.038747 | 2.324e-09 | 0.040913 | 2.454e-09 | 0.037115 | 2.2261e-09 | 0.035347 | 2.1201e-09
[120 empty] | 7.3.5.15 Identification and remediation of “at-risk species”WLDFRVegetation ContactBranch (Not overhanging, 4-12ft) | WLDFR | HFTD - Distribution - Tier 3 - 4QU CoRE ¦ 4QU LoRE | Red Flag Warning - Catastrophic Fires | Vegetation Contact | Branch (Not overhanging, 4-12ft) | 2041 | 5.998e-08 | 202.884 | 1.2169e-05 | 2041 | Mitigation | 0.5 | 30 | 0 | esc | 0.038747 | 2.324e-09 | 0.040913 | 2.454e-09 | 0.037115 | 2.2261e-09 | 0.035347 | 2.1201e-09
[120 empty] | 7.3.5.15 Identification and remediation of “at-risk species”WLDFRVegetation ContactBranch (Not overhanging, 4-12ft) | WLDFR | HFTD - Distribution - Tier 3 - 4QU CoRE ¦ 4QU LoRE | Red Flag Warning - Catastrophic Fires | Vegetation Contact | Branch (Not overhanging, 4-12ft) | 2042 | 5.998e-08 | 202.884 | 1.2169e-05 | 2042 | Mitigation | 0.5 | 30 | 0 | esc | 0.038747 | 2.324e-09 | 0.040913 | 2.454e-09 | 0.037115 | 2.2261e-09 | 0.035347 | 2.1201e-09
[120 empty] | 7.3.5.15 Identification and remediation of “at-risk species”WLDFRVegetation ContactBranch (Not overhanging, 4-12ft) | WLDFR | HFTD - Distribution - Tier 3 - 4QU CoRE ¦ 4QU LoRE | Red Flag Warning - Catastrophic Fires | Vegetation Contact | Branch (Not overhanging, 4-12ft) | 2043 | 5.998e-08 | 202.884 | 1.2169e-05 | 2043 | Mitigation | 0.5 | 30 | 0 | esc | 0.038747 | 2.324e-09 | 0.040913 | 2.454e-09 | 0.037115 | 2.2261e-09 | 0.035347 | 2.1201e-09
[120 empty] | 7.3.5.15 Identification and remediation of “at-risk species”WLDFRVegetation ContactBranch (Not overhanging, 4-12ft) | WLDFR | HFTD - Distribution - Tier 3 - 4QU CoRE ¦ 4QU LoRE | Red Flag Warning - Catastrophic Fires | Vegetation Contact | Branch (Not overhanging, 4-12ft) | 2044 | 5.998e-08 | 202.884 | 1.2169e-05 | 2044 | Mitigation | 0.5 | 30 | 0 | esc | 0.038747 | 2.324e-09 | 0.040913 | 2.454e-09 | 0.037115 | 2.2261e-09 | 0.035347 | 2.1201e-09
[120 empty] | 7.3.5.15 Identification and remediation of “at-risk species”WLDFRVegetation ContactBranch (Not overhanging, 4-12ft) | WLDFR | HFTD - Distribution - Tier 3 - 4QU CoRE ¦ 4QU LoRE | Red Flag Warning - Catastrophic Fires | Vegetation Contact | Branch (Not overhanging, 4-12ft) | 2045 | 5.998e-08 | 202.884 | 1.2169e-05 | 2045 | Mitigation | 0.5 | 30 | 0 | esc | 0.038747 | 2.324e-09 | 0.040913 | 2.454e-09 | 0.037115 | 2.2261e-09 | 0.035347 | 2.1201e-09
[120 empty] | 7.3.5.15 Identification and remediation of “at-risk species”WLDFRVegetation ContactBranch (Not overhanging, 4-12ft) | WLDFR | HFTD - Distribution - Tier 3 - 4QU CoRE ¦ 4QU LoRE | Red Flag Warning - Catastrophic Fires | Vegetation Contact | Branch (Not overhanging, 4-12ft) | 2046 | 5.998e-08 | 202.884 | 1.2169e-05 | 2046 | Mitigation | 0.5 | 30 | 0 | esc | 0.038747 | 2.324e-09 | 0.040913 | 2.454e-09 | 0.037115 | 2.2261e-09 | 0.035347 | 2.1201e-09
[120 empty] | 7.3.5.15 Identification and remediation of “at-risk species”WLDFRVegetation ContactBranch (Not overhanging, 4-12ft) | WLDFR | HFTD - Distribution - Tier 3 - 4QU CoRE ¦ 4QU LoRE | Red Flag Warning - Catastrophic Fires | Vegetation Contact | Branch (Not overhanging, 4-12ft) | 2047 | 5.998e-08 | 202.884 | 1.2169e-05 | 2047 | Mitigation | 0.5 | 30 | 0 | esc | 0.038747 | 2.324e-09 | 0.040913 | 2.454e-09 | 0.037115 | 2.2261e-09 | 0.035347 | 2.1201e-09
[120 empty] | 7.3.5.15 Identification and remediation of “at-risk species”WLDFRVegetation ContactBranch (Not overhanging, 4-12ft) | WLDFR | HFTD - Distribution - Tier 3 - 4QU CoRE ¦ 4QU LoRE | Red Flag Warning - Catastrophic Fires | Vegetation Contact | Branch (Not overhanging, 4-12ft) | 2048 | 5.998e-08 | 202.884 | 1.2169e-05 | 2048 | Mitigation | 0.5 | 30 | 0 | esc | 0.038747 | 2.324e-09 | 0.040913 | 2.454e-09 | 0.037115 | 2.2261e-09 | 0.035347 | 2.1201e-09
[120 empty] | 7.3.5.15 Identification and remediation of “at-risk species”WLDFRVegetation ContactBranch (Not overhanging, 4-12ft) | WLDFR | HFTD - Distribution - Tier 3 - 4QU CoRE ¦ 4QU LoRE | Red Flag Warning - Catastrophic Fires | Vegetation Contact | Branch (Not overhanging, 4-12ft) | 2049 | 5.998e-08 | 202.884 | 1.2169e-05 | 2049 | Mitigation | 0.5 | 30 | 0 | esc | 0.038747 | 2.324e-09 | 0.040913 | 2.454e-09 | 0.037115 | 2.2261e-09 | 0.035347 | 2.1201e-09
[120 empty] | 7.3.5.15 Identification and remediation of “at-risk species”WLDFRVegetation ContactBranch (Not overhanging, 4-12ft) | WLDFR | HFTD - Distribution - Tier 3 - 4QU CoRE ¦ 4QU LoRE | Red Flag Warning - Catastrophic Fires | Vegetation Contact | Branch (Not overhanging, 4-12ft) | 2050 | 5.998e-08 | 202.884 | 1.2169e-05 | 2050 | Mitigation | 0.5 | 30 | 0 | esc | 0 | 0 | 0.040913 | 2.454e-09 | 0.037115 | 2.2261e-09 | 0.035347 | 2.1201e-09
[120 empty] | 7.3.5.15 Identification and remediation of “at-risk species”WLDFRVegetation ContactBranch (Not overhanging, 4-12ft) | WLDFR | HFTD - Distribution - Tier 3 - 4QU CoRE ¦ 4QU LoRE | Red Flag Warning - Catastrophic Fires | Vegetation Contact | Branch (Not overhanging, 4-12ft) | 2051 | 5.998e-08 | 202.884 | 1.2169e-05 | 2051 | Mitigation | 0.5 | 30 | 0 | esc | 0 | 0 | 0 | 0 | 0.037115 | 2.2261e-09 | 0.035347 | 2.1201e-09
[120 empty] | 7.3.5.15 Identification and remediation of “at-risk species”WLDFRVegetation ContactBranch (Not overhanging, 4-12ft) | WLDFR | HFTD - Distribution - Tier 3 - 4QU CoRE ¦ 4QU LoRE | Red Flag Warning - Catastrophic Fires | Vegetation Contact | Branch (Not overhanging, 4-12ft) | 2052 | 5.998e-08 | 202.884 | 1.2169e-05 | 2052 | Mitigation | 0.5 | 30 | 0 | esc | 0 | 0 | 0 | 0 | 0 | 0 | 0.035347 | 2.1201e-09
[120 empty] | 7.3.5.15 Identification and remediation of “at-risk species”WLDFRVegetation ContactBranch (Not overhanging, within 4ft) | WLDFR | HFTD - Distribution - Tier 3 - 4QU CoRE ¦ 4QU LoRE | Red Flag Warning - Catastrophic Fires | Vegetation Contact | Branch (Not overhanging, within 4ft) | 2022 | 1.5112e-08 | 202.884 | 3.066e-06 | 2022 | Mitigation | 0.9 | 30 | 0 | esc | 0.069745 | 1.054e-09 | 0.073644 | 1.1129e-09 | 0.066806 | 1.0096e-09 | 0 | 0
[120 empty] | 7.3.5.15 Identification and remediation of “at-risk species”WLDFRVegetation ContactBranch (Not overhanging, within 4ft) | WLDFR | HFTD - Distribution - Tier 3 - 4QU CoRE ¦ 4QU LoRE | Red Flag Warning - Catastrophic Fires | Vegetation Contact | Branch (Not overhanging, within 4ft) | 2023 | 1.5112e-08 | 202.884 | 3.066e-06 | 2023 | Mitigation | 0.9 | 30 | 0 | esc | 0.069745 | 1.054e-09 | 0.073644 | 1.1129e-09 | 0.066806 | 1.0096e-09 | 0.063625 | 9.6151e-10
[120 empty] | 7.3.5.15 Identification and remediation of “at-risk species”WLDFRVegetation ContactBranch (Not overhanging, within 4ft) | WLDFR | HFTD - Distribution - Tier 3 - 4QU CoRE ¦ 4QU LoRE | Red Flag Warning - Catastrophic Fires | Vegetation Contact | Branch (Not overhanging, within 4ft) | 2024 | 1.5112e-08 | 202.884 | 3.066e-06 | 2024 | Mitigation | 0.9 | 30 | 0 | esc | 0.069745 | 1.054e-09 | 0.073644 | 1.1129e-09 | 0.066806 | 1.0096e-09 | 0.063625 | 9.6151e-10
[120 empty] | 7.3.5.15 Identification and remediation of “at-risk species”WLDFRVegetation ContactBranch (Not overhanging, within 4ft) | WLDFR | HFTD - Distribution - Tier 3 - 4QU CoRE ¦ 4QU LoRE | Red Flag Warning - Catastrophic Fires | Vegetation Contact | Branch (Not overhanging, within 4ft) | 2025 | 1.5112e-08 | 202.884 | 3.066e-06 | 2025 | Mitigation | 0.9 | 30 | 0 | esc | 0.069745 | 1.054e-09 | 0.073644 | 1.1129e-09 | 0.066806 | 1.0096e-09 | 0.063625 | 9.6151e-10
[120 empty] | 7.3.5.15 Identification and remediation of “at-risk species”WLDFRVegetation ContactBranch (Not overhanging, within 4ft) | WLDFR | HFTD - Distribution - Tier 3 - 4QU CoRE ¦ 4QU LoRE | Red Flag Warning - Catastrophic Fires | Vegetation Contact | Branch (Not overhanging, within 4ft) | 2026 | 1.5112e-08 | 202.884 | 3.066e-06 | 2026 | Mitigation | 0.9 | 30 | 0 | esc | 0.069745 | 1.054e-09 | 0.073644 | 1.1129e-09 | 0.066806 | 1.0096e-09 | 0.063625 | 9.6151e-10
[120 empty] | 7.3.5.15 Identification and remediation of “at-risk species”WLDFRVegetation ContactBranch (Not overhanging, within 4ft) | WLDFR | HFTD - Distribution - Tier 3 - 4QU CoRE ¦ 4QU LoRE | Red Flag Warning - Catastrophic Fires | Vegetation Contact | Branch (Not overhanging, within 4ft) | 2027 | 1.5112e-08 | 202.884 | 3.066e-06 | 2027 | Mitigation | 0.9 | 30 | 0 | esc | 0.069745 | 1.054e-09 | 0.073644 | 1.1129e-09 | 0.066806 | 1.0096e-09 | 0.063625 | 9.6151e-10
[120 empty] | 7.3.5.15 Identification and remediation of “at-risk species”WLDFRVegetation ContactBranch (Not overhanging, within 4ft) | WLDFR | HFTD - Distribution - Tier 3 - 4QU CoRE ¦ 4QU LoRE | Red Flag Warning - Catastrophic Fires | Vegetation Contact | Branch (Not overhanging, within 4ft) | 2028 | 1.5112e-08 | 202.884 | 3.066e-06 | 2028 | Mitigation | 0.9 | 30 | 0 | esc | 0.069745 | 1.054e-09 | 0.073644 | 1.1129e-09 | 0.066806 | 1.0096e-09 | 0.063625 | 9.6151e-10
[120 empty] | 7.3.5.15 Identification and remediation of “at-risk species”WLDFRVegetation ContactBranch (Not overhanging, within 4ft) | WLDFR | HFTD - Distribution - Tier 3 - 4QU CoRE ¦ 4QU LoRE | Red Flag Warning - Catastrophic Fires | Vegetation Contact | Branch (Not overhanging, within 4ft) | 2029 | 1.5112e-08 | 202.884 | 3.066e-06 | 2029 | Mitigation | 0.9 | 30 | 0 | esc | 0.069745 | 1.054e-09 | 0.073644 | 1.1129e-09 | 0.066806 | 1.0096e-09 | 0.063625 | 9.6151e-10
[120 empty] | 7.3.5.15 Identification and remediation of “at-risk species”WLDFRVegetation ContactBranch (Not overhanging, within 4ft) | WLDFR | HFTD - Distribution - Tier 3 - 4QU CoRE ¦ 4QU LoRE | Red Flag Warning - Catastrophic Fires | Vegetation Contact | Branch (Not overhanging, within 4ft) | 2030 | 1.5112e-08 | 202.884 | 3.066e-06 | 2030 | Mitigation | 0.9 | 30 | 0 | esc | 0.069745 | 1.054e-09 | 0.073644 | 1.1129e-09 | 0.066806 | 1.0096e-09 | 0.063625 | 9.6151e-10
[120 empty] | 7.3.5.15 Identification and remediation of “at-risk species”WLDFRVegetation ContactBranch (Not overhanging, within 4ft) | WLDFR | HFTD - Distribution - Tier 3 - 4QU CoRE ¦ 4QU LoRE | Red Flag Warning - Catastrophic Fires | Vegetation Contact | Branch (Not overhanging, within 4ft) | 2031 | 1.5112e-08 | 202.884 | 3.066e-06 | 2031 | Mitigation | 0.9 | 30 | 0 | esc | 0.069745 | 1.054e-09 | 0.073644 | 1.1129e-09 | 0.066806 | 1.0096e-09 | 0.063625 | 9.6151e-10
[120 empty] | 7.3.5.15 Identification and remediation of “at-risk species”WLDFRVegetation ContactBranch (Not overhanging, within 4ft) | WLDFR | HFTD - Distribution - Tier 3 - 4QU CoRE ¦ 4QU LoRE | Red Flag Warning - Catastrophic Fires | Vegetation Contact | Branch (Not overhanging, within 4ft) | 2032 | 1.5112e-08 | 202.884 | 3.066e-06 | 2032 | Mitigation | 0.9 | 30 | 0 | esc | 0.069745 | 1.054e-09 | 0.073644 | 1.1129e-09 | 0.066806 | 1.0096e-09 | 0.063625 | 9.6151e-10
[120 empty] | 7.3.5.15 Identification and remediation of “at-risk species”WLDFRVegetation ContactBranch (Not overhanging, within 4ft) | WLDFR | HFTD - Distribution - Tier 3 - 4QU CoRE ¦ 4QU LoRE | Red Flag Warning - Catastrophic Fires | Vegetation Contact | Branch (Not overhanging, within 4ft) | 2033 | 1.5112e-08 | 202.884 | 3.066e-06 | 2033 | Mitigation | 0.9 | 30 | 0 | esc | 0.069745 | 1.054e-09 | 0.073644 | 1.1129e-09 | 0.066806 | 1.0096e-09 | 0.063625 | 9.6151e-10
[120 empty] | 7.3.5.15 Identification and remediation of “at-risk species”WLDFRVegetation ContactBranch (Not overhanging, within 4ft) | WLDFR | HFTD - Distribution - Tier 3 - 4QU CoRE ¦ 4QU LoRE | Red Flag Warning - Catastrophic Fires | Vegetation Contact | Branch (Not overhanging, within 4ft) | 2034 | 1.5112e-08 | 202.884 | 3.066e-06 | 2034 | Mitigation | 0.9 | 30 | 0 | esc | 0.069745 | 1.054e-09 | 0.073644 | 1.1129e-09 | 0.066806 | 1.0096e-09 | 0.063625 | 9.6151e-10
[120 empty] | 7.3.5.15 Identification and remediation of “at-risk species”WLDFRVegetation ContactBranch (Not overhanging, within 4ft) | WLDFR | HFTD - Distribution - Tier 3 - 4QU CoRE ¦ 4QU LoRE | Red Flag Warning - Catastrophic Fires | Vegetation Contact | Branch (Not overhanging, within 4ft) | 2035 | 1.5112e-08 | 202.884 | 3.066e-06 | 2035 | Mitigation | 0.9 | 30 | 0 | esc | 0.069745 | 1.054e-09 | 0.073644 | 1.1129e-09 | 0.066806 | 1.0096e-09 | 0.063625 | 9.6151e-10
[120 empty] | 7.3.5.15 Identification and remediation of “at-risk species”WLDFRVegetation ContactBranch (Not overhanging, within 4ft) | WLDFR | HFTD - Distribution - Tier 3 - 4QU CoRE ¦ 4QU LoRE | Red Flag Warning - Catastrophic Fires | Vegetation Contact | Branch (Not overhanging, within 4ft) | 2036 | 1.5112e-08 | 202.884 | 3.066e-06 | 2036 | Mitigation | 0.9 | 30 | 0 | esc | 0.069745 | 1.054e-09 | 0.073644 | 1.1129e-09 | 0.066806 | 1.0096e-09 | 0.063625 | 9.6151e-10
[120 empty] | 7.3.5.15 Identification and remediation of “at-risk species”WLDFRVegetation ContactBranch (Not overhanging, within 4ft) | WLDFR | HFTD - Distribution - Tier 3 - 4QU CoRE ¦ 4QU LoRE | Red Flag Warning - Catastrophic Fires | Vegetation Contact | Branch (Not overhanging, within 4ft) | 2037 | 1.5112e-08 | 202.884 | 3.066e-06 | 2037 | Mitigation | 0.9 | 30 | 0 | esc | 0.069745 | 1.054e-09 | 0.073644 | 1.1129e-09 | 0.066806 | 1.0096e-09 | 0.063625 | 9.6151e-10
[120 empty] | 7.3.5.15 Identification and remediation of “at-risk species”WLDFRVegetation ContactBranch (Not overhanging, within 4ft) | WLDFR | HFTD - Distribution - Tier 3 - 4QU CoRE ¦ 4QU LoRE | Red Flag Warning - Catastrophic Fires | Vegetation Contact | Branch (Not overhanging, within 4ft) | 2038 | 1.5112e-08 | 202.884 | 3.066e-06 | 2038 | Mitigation | 0.9 | 30 | 0 | esc | 0.069745 | 1.054e-09 | 0.073644 | 1.1129e-09 | 0.066806 | 1.0096e-09 | 0.063625 | 9.6151e-10
[120 empty] | 7.3.5.15 Identification and remediation of “at-risk species”WLDFRVegetation ContactBranch (Not overhanging, within 4ft) | WLDFR | HFTD - Distribution - Tier 3 - 4QU CoRE ¦ 4QU LoRE | Red Flag Warning - Catastrophic Fires | Vegetation Contact | Branch (Not overhanging, within 4ft) | 2039 | 1.5112e-08 | 202.884 | 3.066e-06 | 2039 | Mitigation | 0.9 | 30 | 0 | esc | 0.069745 | 1.054e-09 | 0.073644 | 1.1129e-09 | 0.066806 | 1.0096e-09 | 0.063625 | 9.6151e-10
[120 empty] | 7.3.5.15 Identification and remediation of “at-risk species”WLDFRVegetation ContactBranch (Not overhanging, within 4ft) | WLDFR | HFTD - Distribution - Tier 3 - 4QU CoRE ¦ 4QU LoRE | Red Flag Warning - Catastrophic Fires | Vegetation Contact | Branch (Not overhanging, within 4ft) | 2040 | 1.5112e-08 | 202.884 | 3.066e-06 | 2040 | Mitigation | 0.9 | 30 | 0 | esc | 0.069745 | 1.054e-09 | 0.073644 | 1.1129e-09 | 0.066806 | 1.0096e-09 | 0.063625 | 9.6151e-10
[120 empty] | 7.3.5.15 Identification and remediation of “at-risk species”WLDFRVegetation ContactBranch (Not overhanging, within 4ft) | WLDFR | HFTD - Distribution - Tier 3 - 4QU CoRE ¦ 4QU LoRE | Red Flag Warning - Catastrophic Fires | Vegetation Contact | Branch (Not overhanging, within 4ft) | 2041 | 1.5112e-08 | 202.884 | 3.066e-06 | 2041 | Mitigation | 0.9 | 30 | 0 | esc | 0.069745 | 1.054e-09 | 0.073644 | 1.1129e-09 | 0.066806 | 1.0096e-09 | 0.063625 | 9.6151e-10
[120 empty] | 7.3.5.15 Identification and remediation of “at-risk species”WLDFRVegetation ContactBranch (Not overhanging, within 4ft) | WLDFR | HFTD - Distribution - Tier 3 - 4QU CoRE ¦ 4QU LoRE | Red Flag Warning - Catastrophic Fires | Vegetation Contact | Branch (Not overhanging, within 4ft) | 2042 | 1.5112e-08 | 202.884 | 3.066e-06 | 2042 | Mitigation | 0.9 | 30 | 0 | esc | 0.069745 | 1.054e-09 | 0.073644 | 1.1129e-09 | 0.066806 | 1.0096e-09 | 0.063625 | 9.6151e-10
[120 empty] | 7.3.5.15 Identification and remediation of “at-risk species”WLDFRVegetation ContactBranch (Not overhanging, within 4ft) | WLDFR | HFTD - Distribution - Tier 3 - 4QU CoRE ¦ 4QU LoRE | Red Flag Warning - Catastrophic Fires | Vegetation Contact | Branch (Not overhanging, within 4ft) | 2043 | 1.5112e-08 | 202.884 | 3.066e-06 | 2043 | Mitigation | 0.9 | 30 | 0 | esc | 0.069745 | 1.054e-09 | 0.073644 | 1.1129e-09 | 0.066806 | 1.0096e-09 | 0.063625 | 9.6151e-10
[120 empty] | 7.3.5.15 Identification and remediation of “at-risk species”WLDFRVegetation ContactBranch (Not overhanging, within 4ft) | WLDFR | HFTD - Distribution - Tier 3 - 4QU CoRE ¦ 4QU LoRE | Red Flag Warning - Catastrophic Fires | Vegetation Contact | Branch (Not overhanging, within 4ft) | 2044 | 1.5112e-08 | 202.884 | 3.066e-06 | 2044 | Mitigation | 0.9 | 30 | 0 | esc | 0.069745 | 1.054e-09 | 0.073644 | 1.1129e-09 | 0.066806 | 1.0096e-09 | 0.063625 | 9.6151e-10
[120 empty] | 7.3.5.15 Identification and remediation of “at-risk species”WLDFRVegetation ContactBranch (Not overhanging, within 4ft) | WLDFR | HFTD - Distribution - Tier 3 - 4QU CoRE ¦ 4QU LoRE | Red Flag Warning - Catastrophic Fires | Vegetation Contact | Branch (Not overhanging, within 4ft) | 2045 | 1.5112e-08 | 202.884 | 3.066e-06 | 2045 | Mitigation | 0.9 | 30 | 0 | esc | 0.069745 | 1.054e-09 | 0.073644 | 1.1129e-09 | 0.066806 | 1.0096e-09 | 0.063625 | 9.6151e-10
[120 empty] | 7.3.5.15 Identification and remediation of “at-risk species”WLDFRVegetation ContactBranch (Not overhanging, within 4ft) | WLDFR | HFTD - Distribution - Tier 3 - 4QU CoRE ¦ 4QU LoRE | Red Flag Warning - Catastrophic Fires | Vegetation Contact | Branch (Not overhanging, within 4ft) | 2046 | 1.5112e-08 | 202.884 | 3.066e-06 | 2046 | Mitigation | 0.9 | 30 | 0 | esc | 0.069745 | 1.054e-09 | 0.073644 | 1.1129e-09 | 0.066806 | 1.0096e-09 | 0.063625 | 9.6151e-10
[120 empty] | 7.3.5.15 Identification and remediation of “at-risk species”WLDFRVegetation ContactBranch (Not overhanging, within 4ft) | WLDFR | HFTD - Distribution - Tier 3 - 4QU CoRE ¦ 4QU LoRE | Red Flag Warning - Catastrophic Fires | Vegetation Contact | Branch (Not overhanging, within 4ft) | 2047 | 1.5112e-08 | 202.884 | 3.066e-06 | 2047 | Mitigation | 0.9 | 30 | 0 | esc | 0.069745 | 1.054e-09 | 0.073644 | 1.1129e-09 | 0.066806 | 1.0096e-09 | 0.063625 | 9.6151e-10
[120 empty] | 7.3.5.15 Identification and remediation of “at-risk species”WLDFRVegetation ContactBranch (Not overhanging, within 4ft) | WLDFR | HFTD - Distribution - Tier 3 - 4QU CoRE ¦ 4QU LoRE | Red Flag Warning - Catastrophic Fires | Vegetation Contact | Branch (Not overhanging, within 4ft) | 2048 | 1.5112e-08 | 202.884 | 3.066e-06 | 2048 | Mitigation | 0.9 | 30 | 0 | esc | 0.069745 | 1.054e-09 | 0.073644 | 1.1129e-09 | 0.066806 | 1.0096e-09 | 0.063625 | 9.6151e-10
[120 empty] | 7.3.5.15 Identification and remediation of “at-risk species”WLDFRVegetation ContactBranch (Not overhanging, within 4ft) | WLDFR | HFTD - Distribution - Tier 3 - 4QU CoRE ¦ 4QU LoRE | Red Flag Warning - Catastrophic Fires | Vegetation Contact | Branch (Not overhanging, within 4ft) | 2049 | 1.5112e-08 | 202.884 | 3.066e-06 | 2049 | Mitigation | 0.9 | 30 | 0 | esc | 0.069745 | 1.054e-09 | 0.073644 | 1.1129e-09 | 0.066806 | 1.0096e-09 | 0.063625 | 9.6151e-10
[120 empty] | 7.3.5.15 Identification and remediation of “at-risk species”WLDFRVegetation ContactBranch (Not overhanging, within 4ft) | WLDFR | HFTD - Distribution - Tier 3 - 4QU CoRE ¦ 4QU LoRE | Red Flag Warning - Catastrophic Fires | Vegetation Contact | Branch (Not overhanging, within 4ft) | 2050 | 1.5112e-08 | 202.884 | 3.066e-06 | 2050 | Mitigation | 0.9 | 30 | 0 | esc | 0 | 0 | 0.073644 | 1.1129e-09 | 0.066806 | 1.0096e-09 | 0.063625 | 9.6151e-10
[120 empty] | 7.3.5.15 Identification and remediation of “at-risk species”WLDFRVegetation ContactBranch (Not overhanging, within 4ft) | WLDFR | HFTD - Distribution - Tier 3 - 4QU CoRE ¦ 4QU LoRE | Red Flag Warning - Catastrophic Fires | Vegetation Contact | Branch (Not overhanging, within 4ft) | 2051 | 1.5112e-08 | 202.884 | 3.066e-06 | 2051 | Mitigation | 0.9 | 30 | 0 | esc | 0 | 0 | 0 | 0 | 0.066806 | 1.0096e-09 | 0.063625 | 9.6151e-10
[120 empty] | 7.3.5.15 Identification and remediation of “at-risk species”WLDFRVegetation ContactBranch (Not overhanging, within 4ft) | WLDFR | HFTD - Distribution - Tier 3 - 4QU CoRE ¦ 4QU LoRE | Red Flag Warning - Catastrophic Fires | Vegetation Contact | Branch (Not overhanging, within 4ft) | 2052 | 1.5112e-08 | 202.884 | 3.066e-06 | 2052 | Mitigation | 0.9 | 30 | 0 | esc | 0 | 0 | 0 | 0 | 0 | 0 | 0.063625 | 9.6151e-10
[120 empty] | 7.3.5.15 Identification and remediation of “at-risk species”WLDFRVegetation ContactBranch (OverHanging) | WLDFR | HFTD - Distribution - Tier 3 - 4QU CoRE ¦ 4QU LoRE | Red Flag Warning - Catastrophic Fires | Vegetation Contact | Branch (OverHanging) | 2022 | 9.1076e-07 | 202.884 | 0.00018478 | 2022 | Mitigation | 0.9 | 30 | 0 | esc | 0.069745 | 6.3521e-08 | 0.073644 | 6.7072e-08 | 0.066806 | 6.0844e-08 | 0 | 0
[120 empty] | 7.3.5.15 Identification and remediation of “at-risk species”WLDFRVegetation ContactBranch (OverHanging) | WLDFR | HFTD - Distribution - Tier 3 - 4QU CoRE ¦ 4QU LoRE | Red Flag Warning - Catastrophic Fires | Vegetation Contact | Branch (OverHanging) | 2023 | 9.1076e-07 | 202.884 | 0.00018478 | 2023 | Mitigation | 0.9 | 30 | 0 | esc | 0.069745 | 6.3521e-08 | 0.073644 | 6.7072e-08 | 0.066806 | 6.0844e-08 | 0.063625 | 5.7947e-08
[120 empty] | 7.3.5.15 Identification and remediation of “at-risk species”WLDFRVegetation ContactBranch (OverHanging) | WLDFR | HFTD - Distribution - Tier 3 - 4QU CoRE ¦ 4QU LoRE | Red Flag Warning - Catastrophic Fires | Vegetation Contact | Branch (OverHanging) | 2024 | 9.1076e-07 | 202.884 | 0.00018478 | 2024 | Mitigation | 0.9 | 30 | 0 | esc | 0.069745 | 6.3521e-08 | 0.073644 | 6.7072e-08 | 0.066806 | 6.0844e-08 | 0.063625 | 5.7947e-08
[120 empty] | 7.3.5.15 Identification and remediation of “at-risk species”WLDFRVegetation ContactBranch (OverHanging) | WLDFR | HFTD - Distribution - Tier 3 - 4QU CoRE ¦ 4QU LoRE | Red Flag Warning - Catastrophic Fires | Vegetation Contact | Branch (OverHanging) | 2025 | 9.1076e-07 | 202.884 | 0.00018478 | 2025 | Mitigation | 0.9 | 30 | 0 | esc | 0.069745 | 6.3521e-08 | 0.073644 | 6.7072e-08 | 0.066806 | 6.0844e-08 | 0.063625 | 5.7947e-08
[120 empty] | 7.3.5.15 Identification and remediation of “at-risk species”WLDFRVegetation ContactBranch (OverHanging) | WLDFR | HFTD - Distribution - Tier 3 - 4QU CoRE ¦ 4QU LoRE | Red Flag Warning - Catastrophic Fires | Vegetation Contact | Branch (OverHanging) | 2026 | 9.1076e-07 | 202.884 | 0.00018478 | 2026 | Mitigation | 0.9 | 30 | 0 | esc | 0.069745 | 6.3521e-08 | 0.073644 | 6.7072e-08 | 0.066806 | 6.0844e-08 | 0.063625 | 5.7947e-08
[120 empty] | 7.3.5.15 Identification and remediation of “at-risk species”WLDFRVegetation ContactBranch (OverHanging) | WLDFR | HFTD - Distribution - Tier 3 - 4QU CoRE ¦ 4QU LoRE | Red Flag Warning - Catastrophic Fires | Vegetation Contact | Branch (OverHanging) | 2027 | 9.1076e-07 | 202.884 | 0.00018478 | 2027 | Mitigation | 0.9 | 30 | 0 | esc | 0.069745 | 6.3521e-08 | 0.073644 | 6.7072e-08 | 0.066806 | 6.0844e-08 | 0.063625 | 5.7947e-08
[120 empty] | 7.3.5.15 Identification and remediation of “at-risk species”WLDFRVegetation ContactBranch (OverHanging) | WLDFR | HFTD - Distribution - Tier 3 - 4QU CoRE ¦ 4QU LoRE | Red Flag Warning - Catastrophic Fires | Vegetation Contact | Branch (OverHanging) | 2028 | 9.1076e-07 | 202.884 | 0.00018478 | 2028 | Mitigation | 0.9 | 30 | 0 | esc | 0.069745 | 6.3521e-08 | 0.073644 | 6.7072e-08 | 0.066806 | 6.0844e-08 | 0.063625 | 5.7947e-08
[120 empty] | 7.3.5.15 Identification and remediation of “at-risk species”WLDFRVegetation ContactBranch (OverHanging) | WLDFR | HFTD - Distribution - Tier 3 - 4QU CoRE ¦ 4QU LoRE | Red Flag Warning - Catastrophic Fires | Vegetation Contact | Branch (OverHanging) | 2029 | 9.1076e-07 | 202.884 | 0.00018478 | 2029 | Mitigation | 0.9 | 30 | 0 | esc | 0.069745 | 6.3521e-08 | 0.073644 | 6.7072e-08 | 0.066806 | 6.0844e-08 | 0.063625 | 5.7947e-08
[120 empty] | 7.3.5.15 Identification and remediation of “at-risk species”WLDFRVegetation ContactBranch (OverHanging) | WLDFR | HFTD - Distribution - Tier 3 - 4QU CoRE ¦ 4QU LoRE | Red Flag Warning - Catastrophic Fires | Vegetation Contact | Branch (OverHanging) | 2030 | 9.1076e-07 | 202.884 | 0.00018478 | 2030 | Mitigation | 0.9 | 30 | 0 | esc | 0.069745 | 6.3521e-08 | 0.073644 | 6.7072e-08 | 0.066806 | 6.0844e-08 | 0.063625 | 5.7947e-08
[120 empty] | 7.3.5.15 Identification and remediation of “at-risk species”WLDFRVegetation ContactBranch (OverHanging) | WLDFR | HFTD - Distribution - Tier 3 - 4QU CoRE ¦ 4QU LoRE | Red Flag Warning - Catastrophic Fires | Vegetation Contact | Branch (OverHanging) | 2031 | 9.1076e-07 | 202.884 | 0.00018478 | 2031 | Mitigation | 0.9 | 30 | 0 | esc | 0.069745 | 6.3521e-08 | 0.073644 | 6.7072e-08 | 0.066806 | 6.0844e-08 | 0.063625 | 5.7947e-08
[120 empty] | 7.3.5.15 Identification and remediation of “at-risk species”WLDFRVegetation ContactBranch (OverHanging) | WLDFR | HFTD - Distribution - Tier 3 - 4QU CoRE ¦ 4QU LoRE | Red Flag Warning - Catastrophic Fires | Vegetation Contact | Branch (OverHanging) | 2032 | 9.1076e-07 | 202.884 | 0.00018478 | 2032 | Mitigation | 0.9 | 30 | 0 | esc | 0.069745 | 6.3521e-08 | 0.073644 | 6.7072e-08 | 0.066806 | 6.0844e-08 | 0.063625 | 5.7947e-08
[120 empty] | 7.3.5.15 Identification and remediation of “at-risk species”WLDFRVegetation ContactBranch (OverHanging) | WLDFR | HFTD - Distribution - Tier 3 - 4QU CoRE ¦ 4QU LoRE | Red Flag Warning - Catastrophic Fires | Vegetation Contact | Branch (OverHanging) | 2033 | 9.1076e-07 | 202.884 | 0.00018478 | 2033 | Mitigation | 0.9 | 30 | 0 | esc | 0.069745 | 6.3521e-08 | 0.073644 | 6.7072e-08 | 0.066806 | 6.0844e-08 | 0.063625 | 5.7947e-08
[120 empty] | 7.3.5.15 Identification and remediation of “at-risk species”WLDFRVegetation ContactBranch (OverHanging) | WLDFR | HFTD - Distribution - Tier 3 - 4QU CoRE ¦ 4QU LoRE | Red Flag Warning - Catastrophic Fires | Vegetation Contact | Branch (OverHanging) | 2034 | 9.1076e-07 | 202.884 | 0.00018478 | 2034 | Mitigation | 0.9 | 30 | 0 | esc | 0.069745 | 6.3521e-08 | 0.073644 | 6.7072e-08 | 0.066806 | 6.0844e-08 | 0.063625 | 5.7947e-08
[120 empty] | 7.3.5.15 Identification and remediation of “at-risk species”WLDFRVegetation ContactBranch (OverHanging) | WLDFR | HFTD - Distribution - Tier 3 - 4QU CoRE ¦ 4QU LoRE | Red Flag Warning - Catastrophic Fires | Vegetation Contact | Branch (OverHanging) | 2035 | 9.1076e-07 | 202.884 | 0.00018478 | 2035 | Mitigation | 0.9 | 30 | 0 | esc | 0.069745 | 6.3521e-08 | 0.073644 | 6.7072e-08 | 0.066806 | 6.0844e-08 | 0.063625 | 5.7947e-08
[120 empty] | 7.3.5.15 Identification and remediation of “at-risk species”WLDFRVegetation ContactBranch (OverHanging) | WLDFR | HFTD - Distribution - Tier 3 - 4QU CoRE ¦ 4QU LoRE | Red Flag Warning - Catastrophic Fires | Vegetation Contact | Branch (OverHanging) | 2036 | 9.1076e-07 | 202.884 | 0.00018478 | 2036 | Mitigation | 0.9 | 30 | 0 | esc | 0.069745 | 6.3521e-08 | 0.073644 | 6.7072e-08 | 0.066806 | 6.0844e-08 | 0.063625 | 5.7947e-08
[120 empty] | 7.3.5.15 Identification and remediation of “at-risk species”WLDFRVegetation ContactBranch (OverHanging) | WLDFR | HFTD - Distribution - Tier 3 - 4QU CoRE ¦ 4QU LoRE | Red Flag Warning - Catastrophic Fires | Vegetation Contact | Branch (OverHanging) | 2037 | 9.1076e-07 | 202.884 | 0.00018478 | 2037 | Mitigation | 0.9 | 30 | 0 | esc | 0.069745 | 6.3521e-08 | 0.073644 | 6.7072e-08 | 0.066806 | 6.0844e-08 | 0.063625 | 5.7947e-08
[120 empty] | 7.3.5.15 Identification and remediation of “at-risk species”WLDFRVegetation ContactBranch (OverHanging) | WLDFR | HFTD - Distribution - Tier 3 - 4QU CoRE ¦ 4QU LoRE | Red Flag Warning - Catastrophic Fires | Vegetation Contact | Branch (OverHanging) | 2038 | 9.1076e-07 | 202.884 | 0.00018478 | 2038 | Mitigation | 0.9 | 30 | 0 | esc | 0.069745 | 6.3521e-08 | 0.073644 | 6.7072e-08 | 0.066806 | 6.0844e-08 | 0.063625 | 5.7947e-08
[120 empty] | 7.3.5.15 Identification and remediation of “at-risk species”WLDFRVegetation ContactBranch (OverHanging) | WLDFR | HFTD - Distribution - Tier 3 - 4QU CoRE ¦ 4QU LoRE | Red Flag Warning - Catastrophic Fires | Vegetation Contact | Branch (OverHanging) | 2039 | 9.1076e-07 | 202.884 | 0.00018478 | 2039 | Mitigation | 0.9 | 30 | 0 | esc | 0.069745 | 6.3521e-08 | 0.073644 | 6.7072e-08 | 0.066806 | 6.0844e-08 | 0.063625 | 5.7947e-08
[120 empty] | 7.3.5.15 Identification and remediation of “at-risk species”WLDFRVegetation ContactBranch (OverHanging) | WLDFR | HFTD - Distribution - Tier 3 - 4QU CoRE ¦ 4QU LoRE | Red Flag Warning - Catastrophic Fires | Vegetation Contact | Branch (OverHanging) | 2040 | 9.1076e-07 | 202.884 | 0.00018478 | 2040 | Mitigation | 0.9 | 30 | 0 | esc | 0.069745 | 6.3521e-08 | 0.073644 | 6.7072e-08 | 0.066806 | 6.0844e-08 | 0.063625 | 5.7947e-08
[120 empty] | 7.3.5.15 Identification and remediation of “at-risk species”WLDFRVegetation ContactBranch (OverHanging) | WLDFR | HFTD - Distribution - Tier 3 - 4QU CoRE ¦ 4QU LoRE | Red Flag Warning - Catastrophic Fires | Vegetation Contact | Branch (OverHanging) | 2041 | 9.1076e-07 | 202.884 | 0.00018478 | 2041 | Mitigation | 0.9 | 30 | 0 | esc | 0.069745 | 6.3521e-08 | 0.073644 | 6.7072e-08 | 0.066806 | 6.0844e-08 | 0.063625 | 5.7947e-08
[120 empty] | 7.3.5.15 Identification and remediation of “at-risk species”WLDFRVegetation ContactBranch (OverHanging) | WLDFR | HFTD - Distribution - Tier 3 - 4QU CoRE ¦ 4QU LoRE | Red Flag Warning - Catastrophic Fires | Vegetation Contact | Branch (OverHanging) | 2042 | 9.1076e-07 | 202.884 | 0.00018478 | 2042 | Mitigation | 0.9 | 30 | 0 | esc | 0.069745 | 6.3521e-08 | 0.073644 | 6.7072e-08 | 0.066806 | 6.0844e-08 | 0.063625 | 5.7947e-08
[120 empty] | 7.3.5.15 Identification and remediation of “at-risk species”WLDFRVegetation ContactBranch (OverHanging) | WLDFR | HFTD - Distribution - Tier 3 - 4QU CoRE ¦ 4QU LoRE | Red Flag Warning - Catastrophic Fires | Vegetation Contact | Branch (OverHanging) | 2043 | 9.1076e-07 | 202.884 | 0.00018478 | 2043 | Mitigation | 0.9 | 30 | 0 | esc | 0.069745 | 6.3521e-08 | 0.073644 | 6.7072e-08 | 0.066806 | 6.0844e-08 | 0.063625 | 5.7947e-08
[120 empty] | 7.3.5.15 Identification and remediation of “at-risk species”WLDFRVegetation ContactBranch (OverHanging) | WLDFR | HFTD - Distribution - Tier 3 - 4QU CoRE ¦ 4QU LoRE | Red Flag Warning - Catastrophic Fires | Vegetation Contact | Branch (OverHanging) | 2044 | 9.1076e-07 | 202.884 | 0.00018478 | 2044 | Mitigation | 0.9 | 30 | 0 | esc | 0.069745 | 6.3521e-08 | 0.073644 | 6.7072e-08 | 0.066806 | 6.0844e-08 | 0.063625 | 5.7947e-08
[120 empty] | 7.3.5.15 Identification and remediation of “at-risk species”WLDFRVegetation ContactBranch (OverHanging) | WLDFR | HFTD - Distribution - Tier 3 - 4QU CoRE ¦ 4QU LoRE | Red Flag Warning - Catastrophic Fires | Vegetation Contact | Branch (OverHanging) | 2045 | 9.1076e-07 | 202.884 | 0.00018478 | 2045 | Mitigation | 0.9 | 30 | 0 | esc | 0.069745 | 6.3521e-08 | 0.073644 | 6.7072e-08 | 0.066806 | 6.0844e-08 | 0.063625 | 5.7947e-08
[120 empty] | 7.3.5.15 Identification and remediation of “at-risk species”WLDFRVegetation ContactBranch (OverHanging) | WLDFR | HFTD - Distribution - Tier 3 - 4QU CoRE ¦ 4QU LoRE | Red Flag Warning - Catastrophic Fires | Vegetation Contact | Branch (OverHanging) | 2046 | 9.1076e-07 | 202.884 | 0.00018478 | 2046 | Mitigation | 0.9 | 30 | 0 | esc | 0.069745 | 6.3521e-08 | 0.073644 | 6.7072e-08 | 0.066806 | 6.0844e-08 | 0.063625 | 5.7947e-08
[120 empty] | 7.3.5.15 Identification and remediation of “at-risk species”WLDFRVegetation ContactBranch (OverHanging) | WLDFR | HFTD - Distribution - Tier 3 - 4QU CoRE ¦ 4QU LoRE | Red Flag Warning - Catastrophic Fires | Vegetation Contact | Branch (OverHanging) | 2047 | 9.1076e-07 | 202.884 | 0.00018478 | 2047 | Mitigation | 0.9 | 30 | 0 | esc | 0.069745 | 6.3521e-08 | 0.073644 | 6.7072e-08 | 0.066806 | 6.0844e-08 | 0.063625 | 5.7947e-08
[120 empty] | 7.3.5.15 Identification and remediation of “at-risk species”WLDFRVegetation ContactBranch (OverHanging) | WLDFR | HFTD - Distribution - Tier 3 - 4QU CoRE ¦ 4QU LoRE | Red Flag Warning - Catastrophic Fires | Vegetation Contact | Branch (OverHanging) | 2048 | 9.1076e-07 | 202.884 | 0.00018478 | 2048 | Mitigation | 0.9 | 30 | 0 | esc | 0.069745 | 6.3521e-08 | 0.073644 | 6.7072e-08 | 0.066806 | 6.0844e-08 | 0.063625 | 5.7947e-08
[120 empty] | 7.3.5.15 Identification and remediation of “at-risk species”WLDFRVegetation ContactBranch (OverHanging) | WLDFR | HFTD - Distribution - Tier 3 - 4QU CoRE ¦ 4QU LoRE | Red Flag Warning - Catastrophic Fires | Vegetation Contact | Branch (OverHanging) | 2049 | 9.1076e-07 | 202.884 | 0.00018478 | 2049 | Mitigation | 0.9 | 30 | 0 | esc | 0.069745 | 6.3521e-08 | 0.073644 | 6.7072e-08 | 0.066806 | 6.0844e-08 | 0.063625 | 5.7947e-08
[120 empty] | 7.3.5.15 Identification and remediation of “at-risk species”WLDFRVegetation ContactBranch (OverHanging) | WLDFR | HFTD - Distribution - Tier 3 - 4QU CoRE ¦ 4QU LoRE | Red Flag Warning - Catastrophic Fires | Vegetation Contact | Branch (OverHanging) | 2050 | 9.1076e-07 | 202.884 | 0.00018478 | 2050 | Mitigation | 0.9 | 30 | 0 | esc | 0 | 0 | 0.073644 | 6.7072e-08 | 0.066806 | 6.0844e-08 | 0.063625 | 5.7947e-08
[120 empty] | 7.3.5.15 Identification and remediation of “at-risk species”WLDFRVegetation ContactBranch (OverHanging) | WLDFR | HFTD - Distribution - Tier 3 - 4QU CoRE ¦ 4QU LoRE | Red Flag Warning - Catastrophic Fires | Vegetation Contact | Branch (OverHanging) | 2051 | 9.1076e-07 | 202.884 | 0.00018478 | 2051 | Mitigation | 0.9 | 30 | 0 | esc | 0 | 0 | 0 | 0 | 0.066806 | 6.0844e-08 | 0.063625 | 5.7947e-08
[120 empty] | 7.3.5.15 Identification and remediation of “at-risk species”WLDFRVegetation ContactBranch (OverHanging) | WLDFR | HFTD - Distribution - Tier 3 - 4QU CoRE ¦ 4QU LoRE | Red Flag Warning - Catastrophic Fires | Vegetation Contact | Branch (OverHanging) | 2052 | 9.1076e-07 | 202.884 | 0.00018478 | 2052 | Mitigation | 0.9 | 30 | 0 | esc | 0 | 0 | 0 | 0 | 0 | 0 | 0.063625 | 5.7947e-08
[120 empty] | 7.3.5.15 Identification and remediation of “at-risk species”WLDFRVegetation ContactFell into (Moderate-Severe defect) | WLDFR | HFTD - Distribution - Tier 3 - 4QU CoRE ¦ 4QU LoRE | Red Flag Warning - Catastrophic Fires | Vegetation Contact | Fell into (Moderate-Severe defect) | 2022 | 2.7249e-07 | 202.884 | 5.5283e-05 | 2022 | Mitigation | 0.95 | 1 | 0 | esc | 0 | 0 | 0 | 0 | 0.070518 | 1.9215e-08 | 0 | 0
[120 empty] | 7.3.5.15 Identification and remediation of “at-risk species”WLDFRVegetation ContactFell into (Moderate-Severe defect) | WLDFR | HFTD - Distribution - Tier 3 - 4QU CoRE ¦ 4QU LoRE | Red Flag Warning - Catastrophic Fires | Vegetation Contact | Fell into (Moderate-Severe defect) | 2023 | 2.7249e-07 | 202.884 | 5.5283e-05 | 2023 | Mitigation | 0.95 | 1 | 0 | esc | 0 | 0 | 0 | 0 | 0 | 0 | 0.06716 | 1.83e-08
[120 empty] | 7.3.5.15 Identification and remediation of “at-risk species”WLDFRVegetation ContactFell into (slight defect) | WLDFR | HFTD - Distribution - Tier 3 - 4QU CoRE ¦ 4QU LoRE | Red Flag Warning - Catastrophic Fires | Vegetation Contact | Fell into (slight defect) | 2022 | 3.0225e-07 | 202.884 | 6.1322e-05 | 2022 | Mitigation | 0.5 | 1 | 0 | esc | 0 | 0 | 0 | 0 | 0.037115 | 1.1218e-08 | 0 | 0
[120 empty] | 7.3.5.15 Identification and remediation of “at-risk species”WLDFRVegetation ContactFell into (slight defect) | WLDFR | HFTD - Distribution - Tier 3 - 4QU CoRE ¦ 4QU LoRE | Red Flag Warning - Catastrophic Fires | Vegetation Contact | Fell into (slight defect) | 2023 | 3.0225e-07 | 202.884 | 6.1322e-05 | 2023 | Mitigation | 0.5 | 1 | 0 | esc | 0 | 0 | 0 | 0 | 0 | 0 | 0.035347 | 1.0684e-08
[120 empty] | 7.3.5.15 Identification and remediation of “at-risk species”WLDFRVegetation ContactGrow Into | WLDFR | HFTD - Distribution - Tier 3 - 4QU CoRE ¦ 4QU LoRE | Red Flag Warning - Catastrophic Fires | Vegetation Contact | Grow Into | 2022 | 3.1566e-08 | 202.884 | 6.4043e-06 | 2022 | Mitigation | 0.5 | 1 | 0 | esc | 0 | 0 | 0 | 0 | 0.037115 | 1.1716e-09 | 0 | 0
[120 empty] | 7.3.5.15 Identification and remediation of “at-risk species”WLDFRVegetation ContactGrow Into | WLDFR | HFTD - Distribution - Tier 3 - 4QU CoRE ¦ 4QU LoRE | Red Flag Warning - Catastrophic Fires | Vegetation Contact | Grow Into | 2023 | 3.1566e-08 | 202.884 | 6.4043e-06 | 2023 | Mitigation | 0.5 | 1 | 0 | esc | 0 | 0 | 0 | 0 | 0 | 0 | 0.035347 | 1.1158e-09
[120 empty] | 7.3.5.15 Identification and remediation of “at-risk species”WLDFRVegetation ContactBranch (Not overhanging, 4-12ft) | WLDFR | HFTD - Distribution - Tier 3 - 4QU CoRE ¦ 4QU LoRE | Red Flag Warning - Destructive Fires | Vegetation Contact | Branch (Not overhanging, 4-12ft) | 2022 | 8.5755e-09 | 202.884 | 1.7398e-06 | 2022 | Mitigation | 0.5 | 30 | 0 | esc | 0.038747 | 3.3228e-10 | 0.040913 | 3.5085e-10 | 0.037115 | 3.1828e-10 | 0 | 0
[120 empty] | 7.3.5.15 Identification and remediation of “at-risk species”WLDFRVegetation ContactBranch (Not overhanging, 4-12ft) | WLDFR | HFTD - Distribution - Tier 3 - 4QU CoRE ¦ 4QU LoRE | Red Flag Warning - Destructive Fires | Vegetation Contact | Branch (Not overhanging, 4-12ft) | 2023 | 8.5755e-09 | 202.884 | 1.7398e-06 | 2023 | Mitigation | 0.5 | 30 | 0 | esc | 0.038747 | 3.3228e-10 | 0.040913 | 3.5085e-10 | 0.037115 | 3.1828e-10 | 0.035347 | 3.0312e-10
[120 empty] | 7.3.5.15 Identification and remediation of “at-risk species”WLDFRVegetation ContactBranch (Not overhanging, 4-12ft) | WLDFR | HFTD - Distribution - Tier 3 - 4QU CoRE ¦ 4QU LoRE | Red Flag Warning - Destructive Fires | Vegetation Contact | Branch (Not overhanging, 4-12ft) | 2024 | 8.5755e-09 | 202.884 | 1.7398e-06 | 2024 | Mitigation | 0.5 | 30 | 0 | esc | 0.038747 | 3.3228e-10 | 0.040913 | 3.5085e-10 | 0.037115 | 3.1828e-10 | 0.035347 | 3.0312e-10
[120 empty] | 7.3.5.15 Identification and remediation of “at-risk species”WLDFRVegetation ContactBranch (Not overhanging, 4-12ft) | WLDFR | HFTD - Distribution - Tier 3 - 4QU CoRE ¦ 4QU LoRE | Red Flag Warning - Destructive Fires | Vegetation Contact | Branch (Not overhanging, 4-12ft) | 2025 | 8.5755e-09 | 202.884 | 1.7398e-06 | 2025 | Mitigation | 0.5 | 30 | 0 | esc | 0.038747 | 3.3228e-10 | 0.040913 | 3.5085e-10 | 0.037115 | 3.1828e-10 | 0.035347 | 3.0312e-10
[120 empty] | 7.3.5.15 Identification and remediation of “at-risk species”WLDFRVegetation ContactBranch (Not overhanging, 4-12ft) | WLDFR | HFTD - Distribution - Tier 3 - 4QU CoRE ¦ 4QU LoRE | Red Flag Warning - Destructive Fires | Vegetation Contact | Branch (Not overhanging, 4-12ft) | 2026 | 8.5755e-09 | 202.884 | 1.7398e-06 | 2026 | Mitigation | 0.5 | 30 | 0 | esc | 0.038747 | 3.3228e-10 | 0.040913 | 3.5085e-10 | 0.037115 | 3.1828e-10 | 0.035347 | 3.0312e-10
[120 empty] | 7.3.5.15 Identification and remediation of “at-risk species”WLDFRVegetation ContactBranch (Not overhanging, 4-12ft) | WLDFR | HFTD - Distribution - Tier 3 - 4QU CoRE ¦ 4QU LoRE | Red Flag Warning - Destructive Fires | Vegetation Contact | Branch (Not overhanging, 4-12ft) | 2027 | 8.5755e-09 | 202.884 | 1.7398e-06 | 2027 | Mitigation | 0.5 | 30 | 0 | esc | 0.038747 | 3.3228e-10 | 0.040913 | 3.5085e-10 | 0.037115 | 3.1828e-10 | 0.035347 | 3.0312e-10
[120 empty] | 7.3.5.15 Identification and remediation of “at-risk species”WLDFRVegetation ContactBranch (Not overhanging, 4-12ft) | WLDFR | HFTD - Distribution - Tier 3 - 4QU CoRE ¦ 4QU LoRE | Red Flag Warning - Destructive Fires | Vegetation Contact | Branch (Not overhanging, 4-12ft) | 2028 | 8.5755e-09 | 202.884 | 1.7398e-06 | 2028 | Mitigation | 0.5 | 30 | 0 | esc | 0.038747 | 3.3228e-10 | 0.040913 | 3.5085e-10 | 0.037115 | 3.1828e-10 | 0.035347 | 3.0312e-10
[120 empty] | 7.3.5.15 Identification and remediation of “at-risk species”WLDFRVegetation ContactBranch (Not overhanging, 4-12ft) | WLDFR | HFTD - Distribution - Tier 3 - 4QU CoRE ¦ 4QU LoRE | Red Flag Warning - Destructive Fires | Vegetation Contact | Branch (Not overhanging, 4-12ft) | 2029 | 8.5755e-09 | 202.884 | 1.7398e-06 | 2029 | Mitigation | 0.5 | 30 | 0 | esc | 0.038747 | 3.3228e-10 | 0.040913 | 3.5085e-10 | 0.037115 | 3.1828e-10 | 0.035347 | 3.0312e-10
[120 empty] | 7.3.5.15 Identification and remediation of “at-risk species”WLDFRVegetation ContactBranch (Not overhanging, 4-12ft) | WLDFR | HFTD - Distribution - Tier 3 - 4QU CoRE ¦ 4QU LoRE | Red Flag Warning - Destructive Fires | Vegetation Contact | Branch (Not overhanging, 4-12ft) | 2030 | 8.5755e-09 | 202.884 | 1.7398e-06 | 2030 | Mitigation | 0.5 | 30 | 0 | esc | 0.038747 | 3.3228e-10 | 0.040913 | 3.5085e-10 | 0.037115 | 3.1828e-10 | 0.035347 | 3.0312e-10
[120 empty] | 7.3.5.15 Identification and remediation of “at-risk species”WLDFRVegetation ContactBranch (Not overhanging, 4-12ft) | WLDFR | HFTD - Distribution - Tier 3 - 4QU CoRE ¦ 4QU LoRE | Red Flag Warning - Destructive Fires | Vegetation Contact | Branch (Not overhanging, 4-12ft) | 2031 | 8.5755e-09 | 202.884 | 1.7398e-06 | 2031 | Mitigation | 0.5 | 30 | 0 | esc | 0.038747 | 3.3228e-10 | 0.040913 | 3.5085e-10 | 0.037115 | 3.1828e-10 | 0.035347 | 3.0312e-10
[120 empty] | 7.3.5.15 Identification and remediation of “at-risk species”WLDFRVegetation ContactBranch (Not overhanging, 4-12ft) | WLDFR | HFTD - Distribution - Tier 3 - 4QU CoRE ¦ 4QU LoRE | Red Flag Warning - Destructive Fires | Vegetation Contact | Branch (Not overhanging, 4-12ft) | 2032 | 8.5755e-09 | 202.884 | 1.7398e-06 | 2032 | Mitigation | 0.5 | 30 | 0 | esc | 0.038747 | 3.3228e-10 | 0.040913 | 3.5085e-10 | 0.037115 | 3.1828e-10 | 0.035347 | 3.0312e-10
[120 empty] | 7.3.5.15 Identification and remediation of “at-risk species”WLDFRVegetation ContactBranch (Not overhanging, 4-12ft) | WLDFR | HFTD - Distribution - Tier 3 - 4QU CoRE ¦ 4QU LoRE | Red Flag Warning - Destructive Fires | Vegetation Contact | Branch (Not overhanging, 4-12ft) | 2033 | 8.5755e-09 | 202.884 | 1.7398e-06 | 2033 | Mitigation | 0.5 | 30 | 0 | esc | 0.038747 | 3.3228e-10 | 0.040913 | 3.5085e-10 | 0.037115 | 3.1828e-10 | 0.035347 | 3.0312e-10
[120 empty] | 7.3.5.15 Identification and remediation of “at-risk species”WLDFRVegetation ContactBranch (Not overhanging, 4-12ft) | WLDFR | HFTD - Distribution - Tier 3 - 4QU CoRE ¦ 4QU LoRE | Red Flag Warning - Destructive Fires | Vegetation Contact | Branch (Not overhanging, 4-12ft) | 2034 | 8.5755e-09 | 202.884 | 1.7398e-06 | 2034 | Mitigation | 0.5 | 30 | 0 | esc | 0.038747 | 3.3228e-10 | 0.040913 | 3.5085e-10 | 0.037115 | 3.1828e-10 | 0.035347 | 3.0312e-10
[120 empty] | 7.3.5.15 Identification and remediation of “at-risk species”WLDFRVegetation ContactBranch (Not overhanging, 4-12ft) | WLDFR | HFTD - Distribution - Tier 3 - 4QU CoRE ¦ 4QU LoRE | Red Flag Warning - Destructive Fires | Vegetation Contact | Branch (Not overhanging, 4-12ft) | 2035 | 8.5755e-09 | 202.884 | 1.7398e-06 | 2035 | Mitigation | 0.5 | 30 | 0 | esc | 0.038747 | 3.3228e-10 | 0.040913 | 3.5085e-10 | 0.037115 | 3.1828e-10 | 0.035347 | 3.0312e-10
[120 empty] | 7.3.5.15 Identification and remediation of “at-risk species”WLDFRVegetation ContactBranch (Not overhanging, 4-12ft) | WLDFR | HFTD - Distribution - Tier 3 - 4QU CoRE ¦ 4QU LoRE | Red Flag Warning - Destructive Fires | Vegetation Contact | Branch (Not overhanging, 4-12ft) | 2036 | 8.5755e-09 | 202.884 | 1.7398e-06 | 2036 | Mitigation | 0.5 | 30 | 0 | esc | 0.038747 | 3.3228e-10 | 0.040913 | 3.5085e-10 | 0.037115 | 3.1828e-10 | 0.035347 | 3.0312e-10
[120 empty] | 7.3.5.15 Identification and remediation of “at-risk species”WLDFRVegetation ContactBranch (Not overhanging, 4-12ft) | WLDFR | HFTD - Distribution - Tier 3 - 4QU CoRE ¦ 4QU LoRE | Red Flag Warning - Destructive Fires | Vegetation Contact | Branch (Not overhanging, 4-12ft) | 2037 | 8.5755e-09 | 202.884 | 1.7398e-06 | 2037 | Mitigation | 0.5 | 30 | 0 | esc | 0.038747 | 3.3228e-10 | 0.040913 | 3.5085e-10 | 0.037115 | 3.1828e-10 | 0.035347 | 3.0312e-10
[120 empty] | 7.3.5.15 Identification and remediation of “at-risk species”WLDFRVegetation ContactBranch (Not overhanging, 4-12ft) | WLDFR | HFTD - Distribution - Tier 3 - 4QU CoRE ¦ 4QU LoRE | Red Flag Warning - Destructive Fires | Vegetation Contact | Branch (Not overhanging, 4-12ft) | 2038 | 8.5755e-09 | 202.884 | 1.7398e-06 | 2038 | Mitigation | 0.5 | 30 | 0 | esc | 0.038747 | 3.3228e-10 | 0.040913 | 3.5085e-10 | 0.037115 | 3.1828e-10 | 0.035347 | 3.0312e-10
[120 empty] | 7.3.5.15 Identification and remediation of “at-risk species”WLDFRVegetation ContactBranch (Not overhanging, 4-12ft) | WLDFR | HFTD - Distribution - Tier 3 - 4QU CoRE ¦ 4QU LoRE | Red Flag Warning - Destructive Fires | Vegetation Contact | Branch (Not overhanging, 4-12ft) | 2039 | 8.5755e-09 | 202.884 | 1.7398e-06 | 2039 | Mitigation | 0.5 | 30 | 0 | esc | 0.038747 | 3.3228e-10 | 0.040913 | 3.5085e-10 | 0.037115 | 3.1828e-10 | 0.035347 | 3.0312e-10
[120 empty] | 7.3.5.15 Identification and remediation of “at-risk species”WLDFRVegetation ContactBranch (Not overhanging, 4-12ft) | WLDFR | HFTD - Distribution - Tier 3 - 4QU CoRE ¦ 4QU LoRE | Red Flag Warning - Destructive Fires | Vegetation Contact | Branch (Not overhanging, 4-12ft) | 2040 | 8.5755e-09 | 202.884 | 1.7398e-06 | 2040 | Mitigation | 0.5 | 30 | 0 | esc | 0.038747 | 3.3228e-10 | 0.040913 | 3.5085e-10 | 0.037115 | 3.1828e-10 | 0.035347 | 3.0312e-10
[120 empty] | 7.3.5.15 Identification and remediation of “at-risk species”WLDFRVegetation ContactBranch (Not overhanging, 4-12ft) | WLDFR | HFTD - Distribution - Tier 3 - 4QU CoRE ¦ 4QU LoRE | Red Flag Warning - Destructive Fires | Vegetation Contact | Branch (Not overhanging, 4-12ft) | 2041 | 8.5755e-09 | 202.884 | 1.7398e-06 | 2041 | Mitigation | 0.5 | 30 | 0 | esc | 0.038747 | 3.3228e-10 | 0.040913 | 3.5085e-10 | 0.037115 | 3.1828e-10 | 0.035347 | 3.0312e-10
[120 empty] | 7.3.5.15 Identification and remediation of “at-risk species”WLDFRVegetation ContactBranch (Not overhanging, 4-12ft) | WLDFR | HFTD - Distribution - Tier 3 - 4QU CoRE ¦ 4QU LoRE | Red Flag Warning - Destructive Fires | Vegetation Contact | Branch (Not overhanging, 4-12ft) | 2042 | 8.5755e-09 | 202.884 | 1.7398e-06 | 2042 | Mitigation | 0.5 | 30 | 0 | esc | 0.038747 | 3.3228e-10 | 0.040913 | 3.5085e-10 | 0.037115 | 3.1828e-10 | 0.035347 | 3.0312e-10
[120 empty] | 7.3.5.15 Identification and remediation of “at-risk species”WLDFRVegetation ContactBranch (Not overhanging, 4-12ft) | WLDFR | HFTD - Distribution - Tier 3 - 4QU CoRE ¦ 4QU LoRE | Red Flag Warning - Destructive Fires | Vegetation Contact | Branch (Not overhanging, 4-12ft) | 2043 | 8.5755e-09 | 202.884 | 1.7398e-06 | 2043 | Mitigation | 0.5 | 30 | 0 | esc | 0.038747 | 3.3228e-10 | 0.040913 | 3.5085e-10 | 0.037115 | 3.1828e-10 | 0.035347 | 3.0312e-10
[120 empty] | 7.3.5.15 Identification and remediation of “at-risk species”WLDFRVegetation ContactBranch (Not overhanging, 4-12ft) | WLDFR | HFTD - Distribution - Tier 3 - 4QU CoRE ¦ 4QU LoRE | Red Flag Warning - Destructive Fires | Vegetation Contact | Branch (Not overhanging, 4-12ft) | 2044 | 8.5755e-09 | 202.884 | 1.7398e-06 | 2044 | Mitigation | 0.5 | 30 | 0 | esc | 0.038747 | 3.3228e-10 | 0.040913 | 3.5085e-10 | 0.037115 | 3.1828e-10 | 0.035347 | 3.0312e-10
[120 empty] | 7.3.5.15 Identification and remediation of “at-risk species”WLDFRVegetation ContactBranch (Not overhanging, 4-12ft) | WLDFR | HFTD - Distribution - Tier 3 - 4QU CoRE ¦ 4QU LoRE | Red Flag Warning - Destructive Fires | Vegetation Contact | Branch (Not overhanging, 4-12ft) | 2045 | 8.5755e-09 | 202.884 | 1.7398e-06 | 2045 | Mitigation | 0.5 | 30 | 0 | esc | 0.038747 | 3.3228e-10 | 0.040913 | 3.5085e-10 | 0.037115 | 3.1828e-10 | 0.035347 | 3.0312e-10
[120 empty] | 7.3.5.15 Identification and remediation of “at-risk species”WLDFRVegetation ContactBranch (Not overhanging, 4-12ft) | WLDFR | HFTD - Distribution - Tier 3 - 4QU CoRE ¦ 4QU LoRE | Red Flag Warning - Destructive Fires | Vegetation Contact | Branch (Not overhanging, 4-12ft) | 2046 | 8.5755e-09 | 202.884 | 1.7398e-06 | 2046 | Mitigation | 0.5 | 30 | 0 | esc | 0.038747 | 3.3228e-10 | 0.040913 | 3.5085e-10 | 0.037115 | 3.1828e-10 | 0.035347 | 3.0312e-10
[120 empty] | 7.3.5.15 Identification and remediation of “at-risk species”WLDFRVegetation ContactBranch (Not overhanging, 4-12ft) | WLDFR | HFTD - Distribution - Tier 3 - 4QU CoRE ¦ 4QU LoRE | Red Flag Warning - Destructive Fires | Vegetation Contact | Branch (Not overhanging, 4-12ft) | 2047 | 8.5755e-09 | 202.884 | 1.7398e-06 | 2047 | Mitigation | 0.5 | 30 | 0 | esc | 0.038747 | 3.3228e-10 | 0.040913 | 3.5085e-10 | 0.037115 | 3.1828e-10 | 0.035347 | 3.0312e-10
[120 empty] | 7.3.5.15 Identification and remediation of “at-risk species”WLDFRVegetation ContactBranch (Not overhanging, 4-12ft) | WLDFR | HFTD - Distribution - Tier 3 - 4QU CoRE ¦ 4QU LoRE | Red Flag Warning - Destructive Fires | Vegetation Contact | Branch (Not overhanging, 4-12ft) | 2048 | 8.5755e-09 | 202.884 | 1.7398e-06 | 2048 | Mitigation | 0.5 | 30 | 0 | esc | 0.038747 | 3.3228e-10 | 0.040913 | 3.5085e-10 | 0.037115 | 3.1828e-10 | 0.035347 | 3.0312e-10
[120 empty] | 7.3.5.15 Identification and remediation of “at-risk species”WLDFRVegetation ContactBranch (Not overhanging, 4-12ft) | WLDFR | HFTD - Distribution - Tier 3 - 4QU CoRE ¦ 4QU LoRE | Red Flag Warning - Destructive Fires | Vegetation Contact | Branch (Not overhanging, 4-12ft) | 2049 | 8.5755e-09 | 202.884 | 1.7398e-06 | 2049 | Mitigation | 0.5 | 30 | 0 | esc | 0.038747 | 3.3228e-10 | 0.040913 | 3.5085e-10 | 0.037115 | 3.1828e-10 | 0.035347 | 3.0312e-10
[120 empty] | 7.3.5.15 Identification and remediation of “at-risk species”WLDFRVegetation ContactBranch (Not overhanging, 4-12ft) | WLDFR | HFTD - Distribution - Tier 3 - 4QU CoRE ¦ 4QU LoRE | Red Flag Warning - Destructive Fires | Vegetation Contact | Branch (Not overhanging, 4-12ft) | 2050 | 8.5755e-09 | 202.884 | 1.7398e-06 | 2050 | Mitigation | 0.5 | 30 | 0 | esc | 0 | 0 | 0.040913 | 3.5085e-10 | 0.037115 | 3.1828e-10 | 0.035347 | 3.0312e-10
[120 empty] | 7.3.5.15 Identification and remediation of “at-risk species”WLDFRVegetation ContactBranch (Not overhanging, 4-12ft) | WLDFR | HFTD - Distribution - Tier 3 - 4QU CoRE ¦ 4QU LoRE | Red Flag Warning - Destructive Fires | Vegetation Contact | Branch (Not overhanging, 4-12ft) | 2051 | 8.5755e-09 | 202.884 | 1.7398e-06 | 2051 | Mitigation | 0.5 | 30 | 0 | esc | 0 | 0 | 0 | 0 | 0.037115 | 3.1828e-10 | 0.035347 | 3.0312e-10
[120 empty] | 7.3.5.15 Identification and remediation of “at-risk species”WLDFRVegetation ContactBranch (Not overhanging, 4-12ft) | WLDFR | HFTD - Distribution - Tier 3 - 4QU CoRE ¦ 4QU LoRE | Red Flag Warning - Destructive Fires | Vegetation Contact | Branch (Not overhanging, 4-12ft) | 2052 | 8.5755e-09 | 202.884 | 1.7398e-06 | 2052 | Mitigation | 0.5 | 30 | 0 | esc | 0 | 0 | 0 | 0 | 0 | 0 | 0.035347 | 3.0312e-10
[120 empty] | 7.3.5.15 Identification and remediation of “at-risk species”WLDFRVegetation ContactBranch (Not overhanging, within 4ft) | WLDFR | HFTD - Distribution - Tier 3 - 4QU CoRE ¦ 4QU LoRE | Red Flag Warning - Destructive Fires | Vegetation Contact | Branch (Not overhanging, within 4ft) | 2022 | 2.1602e-09 | 202.884 | 4.3828e-07 | 2022 | Mitigation | 0.9 | 30 | 0 | esc | 0.069745 | 1.5067e-10 | 0.073644 | 1.5909e-10 | 0.066806 | 1.4432e-10 | 0 | 0
[120 empty] | 7.3.5.15 Identification and remediation of “at-risk species”WLDFRVegetation ContactBranch (Not overhanging, within 4ft) | WLDFR | HFTD - Distribution - Tier 3 - 4QU CoRE ¦ 4QU LoRE | Red Flag Warning - Destructive Fires | Vegetation Contact | Branch (Not overhanging, within 4ft) | 2023 | 2.1602e-09 | 202.884 | 4.3828e-07 | 2023 | Mitigation | 0.9 | 30 | 0 | esc | 0.069745 | 1.5067e-10 | 0.073644 | 1.5909e-10 | 0.066806 | 1.4432e-10 | 0.063625 | 1.3745e-10
[120 empty] | 7.3.5.15 Identification and remediation of “at-risk species”WLDFRVegetation ContactBranch (Not overhanging, within 4ft) | WLDFR | HFTD - Distribution - Tier 3 - 4QU CoRE ¦ 4QU LoRE | Red Flag Warning - Destructive Fires | Vegetation Contact | Branch (Not overhanging, within 4ft) | 2024 | 2.1602e-09 | 202.884 | 4.3828e-07 | 2024 | Mitigation | 0.9 | 30 | 0 | esc | 0.069745 | 1.5067e-10 | 0.073644 | 1.5909e-10 | 0.066806 | 1.4432e-10 | 0.063625 | 1.3745e-10
[120 empty] | 7.3.5.15 Identification and remediation of “at-risk species”WLDFRVegetation ContactBranch (Not overhanging, within 4ft) | WLDFR | HFTD - Distribution - Tier 3 - 4QU CoRE ¦ 4QU LoRE | Red Flag Warning - Destructive Fires | Vegetation Contact | Branch (Not overhanging, within 4ft) | 2025 | 2.1602e-09 | 202.884 | 4.3828e-07 | 2025 | Mitigation | 0.9 | 30 | 0 | esc | 0.069745 | 1.5067e-10 | 0.073644 | 1.5909e-10 | 0.066806 | 1.4432e-10 | 0.063625 | 1.3745e-10
[120 empty] | 7.3.5.15 Identification and remediation of “at-risk species”WLDFRVegetation ContactBranch (Not overhanging, within 4ft) | WLDFR | HFTD - Distribution - Tier 3 - 4QU CoRE ¦ 4QU LoRE | Red Flag Warning - Destructive Fires | Vegetation Contact | Branch (Not overhanging, within 4ft) | 2026 | 2.1602e-09 | 202.884 | 4.3828e-07 | 2026 | Mitigation | 0.9 | 30 | 0 | esc | 0.069745 | 1.5067e-10 | 0.073644 | 1.5909e-10 | 0.066806 | 1.4432e-10 | 0.063625 | 1.3745e-10
[120 empty] | 7.3.5.15 Identification and remediation of “at-risk species”WLDFRVegetation ContactBranch (Not overhanging, within 4ft) | WLDFR | HFTD - Distribution - Tier 3 - 4QU CoRE ¦ 4QU LoRE | Red Flag Warning - Destructive Fires | Vegetation Contact | Branch (Not overhanging, within 4ft) | 2027 | 2.1602e-09 | 202.884 | 4.3828e-07 | 2027 | Mitigation | 0.9 | 30 | 0 | esc | 0.069745 | 1.5067e-10 | 0.073644 | 1.5909e-10 | 0.066806 | 1.4432e-10 | 0.063625 | 1.3745e-10
[120 empty] | 7.3.5.15 Identification and remediation of “at-risk species”WLDFRVegetation ContactBranch (Not overhanging, within 4ft) | WLDFR | HFTD - Distribution - Tier 3 - 4QU CoRE ¦ 4QU LoRE | Red Flag Warning - Destructive Fires | Vegetation Contact | Branch (Not overhanging, within 4ft) | 2028 | 2.1602e-09 | 202.884 | 4.3828e-07 | 2028 | Mitigation | 0.9 | 30 | 0 | esc | 0.069745 | 1.5067e-10 | 0.073644 | 1.5909e-10 | 0.066806 | 1.4432e-10 | 0.063625 | 1.3745e-10
[120 empty] | 7.3.5.15 Identification and remediation of “at-risk species”WLDFRVegetation ContactBranch (Not overhanging, within 4ft) | WLDFR | HFTD - Distribution - Tier 3 - 4QU CoRE ¦ 4QU LoRE | Red Flag Warning - Destructive Fires | Vegetation Contact | Branch (Not overhanging, within 4ft) | 2029 | 2.1602e-09 | 202.884 | 4.3828e-07 | 2029 | Mitigation | 0.9 | 30 | 0 | esc | 0.069745 | 1.5067e-10 | 0.073644 | 1.5909e-10 | 0.066806 | 1.4432e-10 | 0.063625 | 1.3745e-10
[120 empty] | 7.3.5.15 Identification and remediation of “at-risk species”WLDFRVegetation ContactBranch (Not overhanging, within 4ft) | WLDFR | HFTD - Distribution - Tier 3 - 4QU CoRE ¦ 4QU LoRE | Red Flag Warning - Destructive Fires | Vegetation Contact | Branch (Not overhanging, within 4ft) | 2030 | 2.1602e-09 | 202.884 | 4.3828e-07 | 2030 | Mitigation | 0.9 | 30 | 0 | esc | 0.069745 | 1.5067e-10 | 0.073644 | 1.5909e-10 | 0.066806 | 1.4432e-10 | 0.063625 | 1.3745e-10
[120 empty] | 7.3.5.15 Identification and remediation of “at-risk species”WLDFRVegetation ContactBranch (Not overhanging, within 4ft) | WLDFR | HFTD - Distribution - Tier 3 - 4QU CoRE ¦ 4QU LoRE | Red Flag Warning - Destructive Fires | Vegetation Contact | Branch (Not overhanging, within 4ft) | 2031 | 2.1602e-09 | 202.884 | 4.3828e-07 | 2031 | Mitigation | 0.9 | 30 | 0 | esc | 0.069745 | 1.5067e-10 | 0.073644 | 1.5909e-10 | 0.066806 | 1.4432e-10 | 0.063625 | 1.3745e-10
[120 empty] | 7.3.5.15 Identification and remediation of “at-risk species”WLDFRVegetation ContactBranch (Not overhanging, within 4ft) | WLDFR | HFTD - Distribution - Tier 3 - 4QU CoRE ¦ 4QU LoRE | Red Flag Warning - Destructive Fires | Vegetation Contact | Branch (Not overhanging, within 4ft) | 2032 | 2.1602e-09 | 202.884 | 4.3828e-07 | 2032 | Mitigation | 0.9 | 30 | 0 | esc | 0.069745 | 1.5067e-10 | 0.073644 | 1.5909e-10 | 0.066806 | 1.4432e-10 | 0.063625 | 1.3745e-10
[120 empty] | 7.3.5.15 Identification and remediation of “at-risk species”WLDFRVegetation ContactBranch (Not overhanging, within 4ft) | WLDFR | HFTD - Distribution - Tier 3 - 4QU CoRE ¦ 4QU LoRE | Red Flag Warning - Destructive Fires | Vegetation Contact | Branch (Not overhanging, within 4ft) | 2033 | 2.1602e-09 | 202.884 | 4.3828e-07 | 2033 | Mitigation | 0.9 | 30 | 0 | esc | 0.069745 | 1.5067e-10 | 0.073644 | 1.5909e-10 | 0.066806 | 1.4432e-10 | 0.063625 | 1.3745e-10
[120 empty] | 7.3.5.15 Identification and remediation of “at-risk species”WLDFRVegetation ContactBranch (Not overhanging, within 4ft) | WLDFR | HFTD - Distribution - Tier 3 - 4QU CoRE ¦ 4QU LoRE | Red Flag Warning - Destructive Fires | Vegetation Contact | Branch (Not overhanging, within 4ft) | 2034 | 2.1602e-09 | 202.884 | 4.3828e-07 | 2034 | Mitigation | 0.9 | 30 | 0 | esc | 0.069745 | 1.5067e-10 | 0.073644 | 1.5909e-10 | 0.066806 | 1.4432e-10 | 0.063625 | 1.3745e-10
[120 empty] | 7.3.5.15 Identification and remediation of “at-risk species”WLDFRVegetation ContactBranch (Not overhanging, within 4ft) | WLDFR | HFTD - Distribution - Tier 3 - 4QU CoRE ¦ 4QU LoRE | Red Flag Warning - Destructive Fires | Vegetation Contact | Branch (Not overhanging, within 4ft) | 2035 | 2.1602e-09 | 202.884 | 4.3828e-07 | 2035 | Mitigation | 0.9 | 30 | 0 | esc | 0.069745 | 1.5067e-10 | 0.073644 | 1.5909e-10 | 0.066806 | 1.4432e-10 | 0.063625 | 1.3745e-10
[120 empty] | 7.3.5.15 Identification and remediation of “at-risk species”WLDFRVegetation ContactBranch (Not overhanging, within 4ft) | WLDFR | HFTD - Distribution - Tier 3 - 4QU CoRE ¦ 4QU LoRE | Red Flag Warning - Destructive Fires | Vegetation Contact | Branch (Not overhanging, within 4ft) | 2036 | 2.1602e-09 | 202.884 | 4.3828e-07 | 2036 | Mitigation | 0.9 | 30 | 0 | esc | 0.069745 | 1.5067e-10 | 0.073644 | 1.5909e-10 | 0.066806 | 1.4432e-10 | 0.063625 | 1.3745e-10
[120 empty] | 7.3.5.15 Identification and remediation of “at-risk species”WLDFRVegetation ContactBranch (Not overhanging, within 4ft) | WLDFR | HFTD - Distribution - Tier 3 - 4QU CoRE ¦ 4QU LoRE | Red Flag Warning - Destructive Fires | Vegetation Contact | Branch (Not overhanging, within 4ft) | 2037 | 2.1602e-09 | 202.884 | 4.3828e-07 | 2037 | Mitigation | 0.9 | 30 | 0 | esc | 0.069745 | 1.5067e-10 | 0.073644 | 1.5909e-10 | 0.066806 | 1.4432e-10 | 0.063625 | 1.3745e-10
[120 empty] | 7.3.5.15 Identification and remediation of “at-risk species”WLDFRVegetation ContactBranch (Not overhanging, within 4ft) | WLDFR | HFTD - Distribution - Tier 3 - 4QU CoRE ¦ 4QU LoRE | Red Flag Warning - Destructive Fires | Vegetation Contact | Branch (Not overhanging, within 4ft) | 2038 | 2.1602e-09 | 202.884 | 4.3828e-07 | 2038 | Mitigation | 0.9 | 30 | 0 | esc | 0.069745 | 1.5067e-10 | 0.073644 | 1.5909e-10 | 0.066806 | 1.4432e-10 | 0.063625 | 1.3745e-10
[120 empty] | 7.3.5.15 Identification and remediation of “at-risk species”WLDFRVegetation ContactBranch (Not overhanging, within 4ft) | WLDFR | HFTD - Distribution - Tier 3 - 4QU CoRE ¦ 4QU LoRE | Red Flag Warning - Destructive Fires | Vegetation Contact | Branch (Not overhanging, within 4ft) | 2039 | 2.1602e-09 | 202.884 | 4.3828e-07 | 2039 | Mitigation | 0.9 | 30 | 0 | esc | 0.069745 | 1.5067e-10 | 0.073644 | 1.5909e-10 | 0.066806 | 1.4432e-10 | 0.063625 | 1.3745e-10
[120 empty] | 7.3.5.15 Identification and remediation of “at-risk species”WLDFRVegetation ContactBranch (Not overhanging, within 4ft) | WLDFR | HFTD - Distribution - Tier 3 - 4QU CoRE ¦ 4QU LoRE | Red Flag Warning - Destructive Fires | Vegetation Contact | Branch (Not overhanging, within 4ft) | 2040 | 2.1602e-09 | 202.884 | 4.3828e-07 | 2040 | Mitigation | 0.9 | 30 | 0 | esc | 0.069745 | 1.5067e-10 | 0.073644 | 1.5909e-10 | 0.066806 | 1.4432e-10 | 0.063625 | 1.3745e-10
[120 empty] | 7.3.5.15 Identification and remediation of “at-risk species”WLDFRVegetation ContactBranch (Not overhanging, within 4ft) | WLDFR | HFTD - Distribution - Tier 3 - 4QU CoRE ¦ 4QU LoRE | Red Flag Warning - Destructive Fires | Vegetation Contact | Branch (Not overhanging, within 4ft) | 2041 | 2.1602e-09 | 202.884 | 4.3828e-07 | 2041 | Mitigation | 0.9 | 30 | 0 | esc | 0.069745 | 1.5067e-10 | 0.073644 | 1.5909e-10 | 0.066806 | 1.4432e-10 | 0.063625 | 1.3745e-10
[120 empty] | 7.3.5.15 Identification and remediation of “at-risk species”WLDFRVegetation ContactBranch (Not overhanging, within 4ft) | WLDFR | HFTD - Distribution - Tier 3 - 4QU CoRE ¦ 4QU LoRE | Red Flag Warning - Destructive Fires | Vegetation Contact | Branch (Not overhanging, within 4ft) | 2042 | 2.1602e-09 | 202.884 | 4.3828e-07 | 2042 | Mitigation | 0.9 | 30 | 0 | esc | 0.069745 | 1.5067e-10 | 0.073644 | 1.5909e-10 | 0.066806 | 1.4432e-10 | 0.063625 | 1.3745e-10
[120 empty] | 7.3.5.15 Identification and remediation of “at-risk species”WLDFRVegetation ContactBranch (Not overhanging, within 4ft) | WLDFR | HFTD - Distribution - Tier 3 - 4QU CoRE ¦ 4QU LoRE | Red Flag Warning - Destructive Fires | Vegetation Contact | Branch (Not overhanging, within 4ft) | 2043 | 2.1602e-09 | 202.884 | 4.3828e-07 | 2043 | Mitigation | 0.9 | 30 | 0 | esc | 0.069745 | 1.5067e-10 | 0.073644 | 1.5909e-10 | 0.066806 | 1.4432e-10 | 0.063625 | 1.3745e-10
[120 empty] | 7.3.5.15 Identification and remediation of “at-risk species”WLDFRVegetation ContactBranch (Not overhanging, within 4ft) | WLDFR | HFTD - Distribution - Tier 3 - 4QU CoRE ¦ 4QU LoRE | Red Flag Warning - Destructive Fires | Vegetation Contact | Branch (Not overhanging, within 4ft) | 2044 | 2.1602e-09 | 202.884 | 4.3828e-07 | 2044 | Mitigation | 0.9 | 30 | 0 | esc | 0.069745 | 1.5067e-10 | 0.073644 | 1.5909e-10 | 0.066806 | 1.4432e-10 | 0.063625 | 1.3745e-10
[120 empty] | 7.3.5.15 Identification and remediation of “at-risk species”WLDFRVegetation ContactBranch (Not overhanging, within 4ft) | WLDFR | HFTD - Distribution - Tier 3 - 4QU CoRE ¦ 4QU LoRE | Red Flag Warning - Destructive Fires | Vegetation Contact | Branch (Not overhanging, within 4ft) | 2045 | 2.1602e-09 | 202.884 | 4.3828e-07 | 2045 | Mitigation | 0.9 | 30 | 0 | esc | 0.069745 | 1.5067e-10 | 0.073644 | 1.5909e-10 | 0.066806 | 1.4432e-10 | 0.063625 | 1.3745e-10
[120 empty] | 7.3.5.15 Identification and remediation of “at-risk species”WLDFRVegetation ContactBranch (Not overhanging, within 4ft) | WLDFR | HFTD - Distribution - Tier 3 - 4QU CoRE ¦ 4QU LoRE | Red Flag Warning - Destructive Fires | Vegetation Contact | Branch (Not overhanging, within 4ft) | 2046 | 2.1602e-09 | 202.884 | 4.3828e-07 | 2046 | Mitigation | 0.9 | 30 | 0 | esc | 0.069745 | 1.5067e-10 | 0.073644 | 1.5909e-10 | 0.066806 | 1.4432e-10 | 0.063625 | 1.3745e-10
[120 empty] | 7.3.5.15 Identification and remediation of “at-risk species”WLDFRVegetation ContactBranch (Not overhanging, within 4ft) | WLDFR | HFTD - Distribution - Tier 3 - 4QU CoRE ¦ 4QU LoRE | Red Flag Warning - Destructive Fires | Vegetation Contact | Branch (Not overhanging, within 4ft) | 2047 | 2.1602e-09 | 202.884 | 4.3828e-07 | 2047 | Mitigation | 0.9 | 30 | 0 | esc | 0.069745 | 1.5067e-10 | 0.073644 | 1.5909e-10 | 0.066806 | 1.4432e-10 | 0.063625 | 1.3745e-10
[120 empty] | 7.3.5.15 Identification and remediation of “at-risk species”WLDFRVegetation ContactBranch (Not overhanging, within 4ft) | WLDFR | HFTD - Distribution - Tier 3 - 4QU CoRE ¦ 4QU LoRE | Red Flag Warning - Destructive Fires | Vegetation Contact | Branch (Not overhanging, within 4ft) | 2048 | 2.1602e-09 | 202.884 | 4.3828e-07 | 2048 | Mitigation | 0.9 | 30 | 0 | esc | 0.069745 | 1.5067e-10 | 0.073644 | 1.5909e-10 | 0.066806 | 1.4432e-10 | 0.063625 | 1.3745e-10
[120 empty] | 7.3.5.15 Identification and remediation of “at-risk species”WLDFRVegetation ContactBranch (Not overhanging, within 4ft) | WLDFR | HFTD - Distribution - Tier 3 - 4QU CoRE ¦ 4QU LoRE | Red Flag Warning - Destructive Fires | Vegetation Contact | Branch (Not overhanging, within 4ft) | 2049 | 2.1602e-09 | 202.884 | 4.3828e-07 | 2049 | Mitigation | 0.9 | 30 | 0 | esc | 0.069745 | 1.5067e-10 | 0.073644 | 1.5909e-10 | 0.066806 | 1.4432e-10 | 0.063625 | 1.3745e-10
[120 empty] | 7.3.5.15 Identification and remediation of “at-risk species”WLDFRVegetation ContactBranch (Not overhanging, within 4ft) | WLDFR | HFTD - Distribution - Tier 3 - 4QU CoRE ¦ 4QU LoRE | Red Flag Warning - Destructive Fires | Vegetation Contact | Branch (Not overhanging, within 4ft) | 2050 | 2.1602e-09 | 202.884 | 4.3828e-07 | 2050 | Mitigation | 0.9 | 30 | 0 | esc | 0 | 0 | 0.073644 | 1.5909e-10 | 0.066806 | 1.4432e-10 | 0.063625 | 1.3745e-10
[120 empty] | 7.3.5.15 Identification and remediation of “at-risk species”WLDFRVegetation ContactBranch (Not overhanging, within 4ft) | WLDFR | HFTD - Distribution - Tier 3 - 4QU CoRE ¦ 4QU LoRE | Red Flag Warning - Destructive Fires | Vegetation Contact | Branch (Not overhanging, within 4ft) | 2051 | 2.1602e-09 | 202.884 | 4.3828e-07 | 2051 | Mitigation | 0.9 | 30 | 0 | esc | 0 | 0 | 0 | 0 | 0.066806 | 1.4432e-10 | 0.063625 | 1.3745e-10
[120 empty] | 7.3.5.15 Identification and remediation of “at-risk species”WLDFRVegetation ContactBranch (Not overhanging, within 4ft) | WLDFR | HFTD - Distribution - Tier 3 - 4QU CoRE ¦ 4QU LoRE | Red Flag Warning - Destructive Fires | Vegetation Contact | Branch (Not overhanging, within 4ft) | 2052 | 2.1602e-09 | 202.884 | 4.3828e-07 | 2052 | Mitigation | 0.9 | 30 | 0 | esc | 0 | 0 | 0 | 0 | 0 | 0 | 0.063625 | 1.3745e-10
[120 empty] | 7.3.5.15 Identification and remediation of “at-risk species”WLDFRVegetation ContactBranch (OverHanging) | WLDFR | HFTD - Distribution - Tier 3 - 4QU CoRE ¦ 4QU LoRE | Red Flag Warning - Destructive Fires | Vegetation Contact | Branch (OverHanging) | 2022 | 1.3029e-07 | 202.884 | 2.6434e-05 | 2022 | Mitigation | 0.9 | 30 | 0 | esc | 0.069745 | 9.0873e-09 | 0.073644 | 9.5953e-09 | 0.066806 | 8.7044e-09 | 0 | 0
[120 empty] | 7.3.5.15 Identification and remediation of “at-risk species”WLDFRVegetation ContactBranch (OverHanging) | WLDFR | HFTD - Distribution - Tier 3 - 4QU CoRE ¦ 4QU LoRE | Red Flag Warning - Destructive Fires | Vegetation Contact | Branch (OverHanging) | 2023 | 1.3029e-07 | 202.884 | 2.6434e-05 | 2023 | Mitigation | 0.9 | 30 | 0 | esc | 0.069745 | 9.0873e-09 | 0.073644 | 9.5953e-09 | 0.066806 | 8.7044e-09 | 0.063625 | 8.2899e-09
[120 empty] | 7.3.5.15 Identification and remediation of “at-risk species”WLDFRVegetation ContactBranch (OverHanging) | WLDFR | HFTD - Distribution - Tier 3 - 4QU CoRE ¦ 4QU LoRE | Red Flag Warning - Destructive Fires | Vegetation Contact | Branch (OverHanging) | 2024 | 1.3029e-07 | 202.884 | 2.6434e-05 | 2024 | Mitigation | 0.9 | 30 | 0 | esc | 0.069745 | 9.0873e-09 | 0.073644 | 9.5953e-09 | 0.066806 | 8.7044e-09 | 0.063625 | 8.2899e-09
[120 empty] | 7.3.5.15 Identification and remediation of “at-risk species”WLDFRVegetation ContactBranch (OverHanging) | WLDFR | HFTD - Distribution - Tier 3 - 4QU CoRE ¦ 4QU LoRE | Red Flag Warning - Destructive Fires | Vegetation Contact | Branch (OverHanging) | 2025 | 1.3029e-07 | 202.884 | 2.6434e-05 | 2025 | Mitigation | 0.9 | 30 | 0 | esc | 0.069745 | 9.0873e-09 | 0.073644 | 9.5953e-09 | 0.066806 | 8.7044e-09 | 0.063625 | 8.2899e-09
[120 empty] | 7.3.5.15 Identification and remediation of “at-risk species”WLDFRVegetation ContactBranch (OverHanging) | WLDFR | HFTD - Distribution - Tier 3 - 4QU CoRE ¦ 4QU LoRE | Red Flag Warning - Destructive Fires | Vegetation Contact | Branch (OverHanging) | 2026 | 1.3029e-07 | 202.884 | 2.6434e-05 | 2026 | Mitigation | 0.9 | 30 | 0 | esc | 0.069745 | 9.0873e-09 | 0.073644 | 9.5953e-09 | 0.066806 | 8.7044e-09 | 0.063625 | 8.2899e-09
[120 empty] | 7.3.5.15 Identification and remediation of “at-risk species”WLDFRVegetation ContactBranch (OverHanging) | WLDFR | HFTD - Distribution - Tier 3 - 4QU CoRE ¦ 4QU LoRE | Red Flag Warning - Destructive Fires | Vegetation Contact | Branch (OverHanging) | 2027 | 1.3029e-07 | 202.884 | 2.6434e-05 | 2027 | Mitigation | 0.9 | 30 | 0 | esc | 0.069745 | 9.0873e-09 | 0.073644 | 9.5953e-09 | 0.066806 | 8.7044e-09 | 0.063625 | 8.2899e-09
[120 empty] | 7.3.5.15 Identification and remediation of “at-risk species”WLDFRVegetation ContactBranch (OverHanging) | WLDFR | HFTD - Distribution - Tier 3 - 4QU CoRE ¦ 4QU LoRE | Red Flag Warning - Destructive Fires | Vegetation Contact | Branch (OverHanging) | 2028 | 1.3029e-07 | 202.884 | 2.6434e-05 | 2028 | Mitigation | 0.9 | 30 | 0 | esc | 0.069745 | 9.0873e-09 | 0.073644 | 9.5953e-09 | 0.066806 | 8.7044e-09 | 0.063625 | 8.2899e-09
[120 empty] | 7.3.5.15 Identification and remediation of “at-risk species”WLDFRVegetation ContactBranch (OverHanging) | WLDFR | HFTD - Distribution - Tier 3 - 4QU CoRE ¦ 4QU LoRE | Red Flag Warning - Destructive Fires | Vegetation Contact | Branch (OverHanging) | 2029 | 1.3029e-07 | 202.884 | 2.6434e-05 | 2029 | Mitigation | 0.9 | 30 | 0 | esc | 0.069745 | 9.0873e-09 | 0.073644 | 9.5953e-09 | 0.066806 | 8.7044e-09 | 0.063625 | 8.2899e-09
[120 empty] | 7.3.5.15 Identification and remediation of “at-risk species”WLDFRVegetation ContactBranch (OverHanging) | WLDFR | HFTD - Distribution - Tier 3 - 4QU CoRE ¦ 4QU LoRE | Red Flag Warning - Destructive Fires | Vegetation Contact | Branch (OverHanging) | 2030 | 1.3029e-07 | 202.884 | 2.6434e-05 | 2030 | Mitigation | 0.9 | 30 | 0 | esc | 0.069745 | 9.0873e-09 | 0.073644 | 9.5953e-09 | 0.066806 | 8.7044e-09 | 0.063625 | 8.2899e-09
[120 empty] | 7.3.5.15 Identification and remediation of “at-risk species”WLDFRVegetation ContactBranch (OverHanging) | WLDFR | HFTD - Distribution - Tier 3 - 4QU CoRE ¦ 4QU LoRE | Red Flag Warning - Destructive Fires | Vegetation Contact | Branch (OverHanging) | 2031 | 1.3029e-07 | 202.884 | 2.6434e-05 | 2031 | Mitigation | 0.9 | 30 | 0 | esc | 0.069745 | 9.0873e-09 | 0.073644 | 9.5953e-09 | 0.066806 | 8.7044e-09 | 0.063625 | 8.2899e-09
[120 empty] | 7.3.5.15 Identification and remediation of “at-risk species”WLDFRVegetation ContactBranch (OverHanging) | WLDFR | HFTD - Distribution - Tier 3 - 4QU CoRE ¦ 4QU LoRE | Red Flag Warning - Destructive Fires | Vegetation Contact | Branch (OverHanging) | 2032 | 1.3029e-07 | 202.884 | 2.6434e-05 | 2032 | Mitigation | 0.9 | 30 | 0 | esc | 0.069745 | 9.0873e-09 | 0.073644 | 9.5953e-09 | 0.066806 | 8.7044e-09 | 0.063625 | 8.2899e-09
[120 empty] | 7.3.5.15 Identification and remediation of “at-risk species”WLDFRVegetation ContactBranch (OverHanging) | WLDFR | HFTD - Distribution - Tier 3 - 4QU CoRE ¦ 4QU LoRE | Red Flag Warning - Destructive Fires | Vegetation Contact | Branch (OverHanging) | 2033 | 1.3029e-07 | 202.884 | 2.6434e-05 | 2033 | Mitigation | 0.9 | 30 | 0 | esc | 0.069745 | 9.0873e-09 | 0.073644 | 9.5953e-09 | 0.066806 | 8.7044e-09 | 0.063625 | 8.2899e-09
[120 empty] | 7.3.5.15 Identification and remediation of “at-risk species”WLDFRVegetation ContactBranch (OverHanging) | WLDFR | HFTD - Distribution - Tier 3 - 4QU CoRE ¦ 4QU LoRE | Red Flag Warning - Destructive Fires | Vegetation Contact | Branch (OverHanging) | 2034 | 1.3029e-07 | 202.884 | 2.6434e-05 | 2034 | Mitigation | 0.9 | 30 | 0 | esc | 0.069745 | 9.0873e-09 | 0.073644 | 9.5953e-09 | 0.066806 | 8.7044e-09 | 0.063625 | 8.2899e-09
[120 empty] | 7.3.5.15 Identification and remediation of “at-risk species”WLDFRVegetation ContactBranch (OverHanging) | WLDFR | HFTD - Distribution - Tier 3 - 4QU CoRE ¦ 4QU LoRE | Red Flag Warning - Destructive Fires | Vegetation Contact | Branch (OverHanging) | 2035 | 1.3029e-07 | 202.884 | 2.6434e-05 | 2035 | Mitigation | 0.9 | 30 | 0 | esc | 0.069745 | 9.0873e-09 | 0.073644 | 9.5953e-09 | 0.066806 | 8.7044e-09 | 0.063625 | 8.2899e-09
[120 empty] | 7.3.5.15 Identification and remediation of “at-risk species”WLDFRVegetation ContactBranch (OverHanging) | WLDFR | HFTD - Distribution - Tier 3 - 4QU CoRE ¦ 4QU LoRE | Red Flag Warning - Destructive Fires | Vegetation Contact | Branch (OverHanging) | 2036 | 1.3029e-07 | 202.884 | 2.6434e-05 | 2036 | Mitigation | 0.9 | 30 | 0 | esc | 0.069745 | 9.0873e-09 | 0.073644 | 9.5953e-09 | 0.066806 | 8.7044e-09 | 0.063625 | 8.2899e-09
[120 empty] | 7.3.5.15 Identification and remediation of “at-risk species”WLDFRVegetation ContactBranch (OverHanging) | WLDFR | HFTD - Distribution - Tier 3 - 4QU CoRE ¦ 4QU LoRE | Red Flag Warning - Destructive Fires | Vegetation Contact | Branch (OverHanging) | 2037 | 1.3029e-07 | 202.884 | 2.6434e-05 | 2037 | Mitigation | 0.9 | 30 | 0 | esc | 0.069745 | 9.0873e-09 | 0.073644 | 9.5953e-09 | 0.066806 | 8.7044e-09 | 0.063625 | 8.2899e-09
[120 empty] | 7.3.5.15 Identification and remediation of “at-risk species”WLDFRVegetation ContactBranch (OverHanging) | WLDFR | HFTD - Distribution - Tier 3 - 4QU CoRE ¦ 4QU LoRE | Red Flag Warning - Destructive Fires | Vegetation Contact | Branch (OverHanging) | 2038 | 1.3029e-07 | 202.884 | 2.6434e-05 | 2038 | Mitigation | 0.9 | 30 | 0 | esc | 0.069745 | 9.0873e-09 | 0.073644 | 9.5953e-09 | 0.066806 | 8.7044e-09 | 0.063625 | 8.2899e-09
[120 empty] | 7.3.5.15 Identification and remediation of “at-risk species”WLDFRVegetation ContactBranch (OverHanging) | WLDFR | HFTD - Distribution - Tier 3 - 4QU CoRE ¦ 4QU LoRE | Red Flag Warning - Destructive Fires | Vegetation Contact | Branch (OverHanging) | 2039 | 1.3029e-07 | 202.884 | 2.6434e-05 | 2039 | Mitigation | 0.9 | 30 | 0 | esc | 0.069745 | 9.0873e-09 | 0.073644 | 9.5953e-09 | 0.066806 | 8.7044e-09 | 0.063625 | 8.2899e-09
[120 empty] | 7.3.5.15 Identification and remediation of “at-risk species”WLDFRVegetation ContactBranch (OverHanging) | WLDFR | HFTD - Distribution - Tier 3 - 4QU CoRE ¦ 4QU LoRE | Red Flag Warning - Destructive Fires | Vegetation Contact | Branch (OverHanging) | 2040 | 1.3029e-07 | 202.884 | 2.6434e-05 | 2040 | Mitigation | 0.9 | 30 | 0 | esc | 0.069745 | 9.0873e-09 | 0.073644 | 9.5953e-09 | 0.066806 | 8.7044e-09 | 0.063625 | 8.2899e-09
[120 empty] | 7.3.5.15 Identification and remediation of “at-risk species”WLDFRVegetation ContactBranch (OverHanging) | WLDFR | HFTD - Distribution - Tier 3 - 4QU CoRE ¦ 4QU LoRE | Red Flag Warning - Destructive Fires | Vegetation Contact | Branch (OverHanging) | 2041 | 1.3029e-07 | 202.884 | 2.6434e-05 | 2041 | Mitigation | 0.9 | 30 | 0 | esc | 0.069745 | 9.0873e-09 | 0.073644 | 9.5953e-09 | 0.066806 | 8.7044e-09 | 0.063625 | 8.2899e-09
[120 empty] | 7.3.5.15 Identification and remediation of “at-risk species”WLDFRVegetation ContactBranch (OverHanging) | WLDFR | HFTD - Distribution - Tier 3 - 4QU CoRE ¦ 4QU LoRE | Red Flag Warning - Destructive Fires | Vegetation Contact | Branch (OverHanging) | 2042 | 1.3029e-07 | 202.884 | 2.6434e-05 | 2042 | Mitigation | 0.9 | 30 | 0 | esc | 0.069745 | 9.0873e-09 | 0.073644 | 9.5953e-09 | 0.066806 | 8.7044e-09 | 0.063625 | 8.2899e-09
[120 empty] | 7.3.5.15 Identification and remediation of “at-risk species”WLDFRVegetation ContactBranch (OverHanging) | WLDFR | HFTD - Distribution - Tier 3 - 4QU CoRE ¦ 4QU LoRE | Red Flag Warning - Destructive Fires | Vegetation Contact | Branch (OverHanging) | 2043 | 1.3029e-07 | 202.884 | 2.6434e-05 | 2043 | Mitigation | 0.9 | 30 | 0 | esc | 0.069745 | 9.0873e-09 | 0.073644 | 9.5953e-09 | 0.066806 | 8.7044e-09 | 0.063625 | 8.2899e-09
[120 empty] | 7.3.5.15 Identification and remediation of “at-risk species”WLDFRVegetation ContactBranch (OverHanging) | WLDFR | HFTD - Distribution - Tier 3 - 4QU CoRE ¦ 4QU LoRE | Red Flag Warning - Destructive Fires | Vegetation Contact | Branch (OverHanging) | 2044 | 1.3029e-07 | 202.884 | 2.6434e-05 | 2044 | Mitigation | 0.9 | 30 | 0 | esc | 0.069745 | 9.0873e-09 | 0.073644 | 9.5953e-09 | 0.066806 | 8.7044e-09 | 0.063625 | 8.2899e-09
[120 empty] | 7.3.5.15 Identification and remediation of “at-risk species”WLDFRVegetation ContactBranch (OverHanging) | WLDFR | HFTD - Distribution - Tier 3 - 4QU CoRE ¦ 4QU LoRE | Red Flag Warning - Destructive Fires | Vegetation Contact | Branch (OverHanging) | 2045 | 1.3029e-07 | 202.884 | 2.6434e-05 | 2045 | Mitigation | 0.9 | 30 | 0 | esc | 0.069745 | 9.0873e-09 | 0.073644 | 9.5953e-09 | 0.066806 | 8.7044e-09 | 0.063625 | 8.2899e-09
[120 empty] | 7.3.5.15 Identification and remediation of “at-risk species”WLDFRVegetation ContactBranch (OverHanging) | WLDFR | HFTD - Distribution - Tier 3 - 4QU CoRE ¦ 4QU LoRE | Red Flag Warning - Destructive Fires | Vegetation Contact | Branch (OverHanging) | 2046 | 1.3029e-07 | 202.884 | 2.6434e-05 | 2046 | Mitigation | 0.9 | 30 | 0 | esc | 0.069745 | 9.0873e-09 | 0.073644 | 9.5953e-09 | 0.066806 | 8.7044e-09 | 0.063625 | 8.2899e-09
[120 empty] | 7.3.5.15 Identification and remediation of “at-risk species”WLDFRVegetation ContactBranch (OverHanging) | WLDFR | HFTD - Distribution - Tier 3 - 4QU CoRE ¦ 4QU LoRE | Red Flag Warning - Destructive Fires | Vegetation Contact | Branch (OverHanging) | 2047 | 1.3029e-07 | 202.884 | 2.6434e-05 | 2047 | Mitigation | 0.9 | 30 | 0 | esc | 0.069745 | 9.0873e-09 | 0.073644 | 9.5953e-09 | 0.066806 | 8.7044e-09 | 0.063625 | 8.2899e-09
[120 empty] | 7.3.5.15 Identification and remediation of “at-risk species”WLDFRVegetation ContactBranch (OverHanging) | WLDFR | HFTD - Distribution - Tier 3 - 4QU CoRE ¦ 4QU LoRE | Red Flag Warning - Destructive Fires | Vegetation Contact | Branch (OverHanging) | 2048 | 1.3029e-07 | 202.884 | 2.6434e-05 | 2048 | Mitigation | 0.9 | 30 | 0 | esc | 0.069745 | 9.0873e-09 | 0.073644 | 9.5953e-09 | 0.066806 | 8.7044e-09 | 0.063625 | 8.2899e-09
[120 empty] | 7.3.5.15 Identification and remediation of “at-risk species”WLDFRVegetation ContactBranch (OverHanging) | WLDFR | HFTD - Distribution - Tier 3 - 4QU CoRE ¦ 4QU LoRE | Red Flag Warning - Destructive Fires | Vegetation Contact | Branch (OverHanging) | 2049 | 1.3029e-07 | 202.884 | 2.6434e-05 | 2049 | Mitigation | 0.9 | 30 | 0 | esc | 0.069745 | 9.0873e-09 | 0.073644 | 9.5953e-09 | 0.066806 | 8.7044e-09 | 0.063625 | 8.2899e-09
[120 empty] | 7.3.5.15 Identification and remediation of “at-risk species”WLDFRVegetation ContactBranch (OverHanging) | WLDFR | HFTD - Distribution - Tier 3 - 4QU CoRE ¦ 4QU LoRE | Red Flag Warning - Destructive Fires | Vegetation Contact | Branch (OverHanging) | 2050 | 1.3029e-07 | 202.884 | 2.6434e-05 | 2050 | Mitigation | 0.9 | 30 | 0 | esc | 0 | 0 | 0.073644 | 9.5953e-09 | 0.066806 | 8.7044e-09 | 0.063625 | 8.2899e-09
[120 empty] | 7.3.5.15 Identification and remediation of “at-risk species”WLDFRVegetation ContactBranch (OverHanging) | WLDFR | HFTD - Distribution - Tier 3 - 4QU CoRE ¦ 4QU LoRE | Red Flag Warning - Destructive Fires | Vegetation Contact | Branch (OverHanging) | 2051 | 1.3029e-07 | 202.884 | 2.6434e-05 | 2051 | Mitigation | 0.9 | 30 | 0 | esc | 0 | 0 | 0 | 0 | 0.066806 | 8.7044e-09 | 0.063625 | 8.2899e-09
[120 empty] | 7.3.5.15 Identification and remediation of “at-risk species”WLDFRVegetation ContactBranch (OverHanging) | WLDFR | HFTD - Distribution - Tier 3 - 4QU CoRE ¦ 4QU LoRE | Red Flag Warning - Destructive Fires | Vegetation Contact | Branch (OverHanging) | 2052 | 1.3029e-07 | 202.884 | 2.6434e-05 | 2052 | Mitigation | 0.9 | 30 | 0 | esc | 0 | 0 | 0 | 0 | 0 | 0 | 0.063625 | 8.2899e-09
[120 empty] | 7.3.5.15 Identification and remediation of “at-risk species”WLDFRVegetation ContactFell into (Moderate-Severe defect) | WLDFR | HFTD - Distribution - Tier 3 - 4QU CoRE ¦ 4QU LoRE | Red Flag Warning - Destructive Fires | Vegetation Contact | Fell into (Moderate-Severe defect) | 2022 | 3.9042e-08 | 202.884 | 7.9209e-06 | 2022 | Mitigation | 0.95 | 1 | 0 | esc | 0 | 0 | 0 | 0 | 0.070518 | 2.7531e-09 | 0 | 0
[120 empty] | 7.3.5.15 Identification and remediation of “at-risk species”WLDFRVegetation ContactFell into (Moderate-Severe defect) | WLDFR | HFTD - Distribution - Tier 3 - 4QU CoRE ¦ 4QU LoRE | Red Flag Warning - Destructive Fires | Vegetation Contact | Fell into (Moderate-Severe defect) | 2023 | 3.9042e-08 | 202.884 | 7.9209e-06 | 2023 | Mitigation | 0.95 | 1 | 0 | esc | 0 | 0 | 0 | 0 | 0 | 0 | 0.06716 | 2.622e-09
[120 empty] | 7.3.5.15 Identification and remediation of “at-risk species”WLDFRVegetation ContactFell into (slight defect) | WLDFR | HFTD - Distribution - Tier 3 - 4QU CoRE ¦ 4QU LoRE | Red Flag Warning - Destructive Fires | Vegetation Contact | Fell into (slight defect) | 2022 | 4.3308e-08 | 202.884 | 8.7866e-06 | 2022 | Mitigation | 0.5 | 1 | 0 | esc | 0 | 0 | 0 | 0 | 0.037115 | 1.6074e-09 | 0 | 0
[120 empty] | 7.3.5.15 Identification and remediation of “at-risk species”WLDFRVegetation ContactFell into (slight defect) | WLDFR | HFTD - Distribution - Tier 3 - 4QU CoRE ¦ 4QU LoRE | Red Flag Warning - Destructive Fires | Vegetation Contact | Fell into (slight defect) | 2023 | 4.3308e-08 | 202.884 | 8.7866e-06 | 2023 | Mitigation | 0.5 | 1 | 0 | esc | 0 | 0 | 0 | 0 | 0 | 0 | 0.035347 | 1.5308e-09
[120 empty] | 7.3.5.15 Identification and remediation of “at-risk species”WLDFRVegetation ContactGrow Into | WLDFR | HFTD - Distribution - Tier 3 - 4QU CoRE ¦ 4QU LoRE | Red Flag Warning - Destructive Fires | Vegetation Contact | Grow Into | 2022 | 4.5217e-09 | 202.884 | 9.1737e-07 | 2022 | Mitigation | 0.5 | 1 | 0 | esc | 0 | 0 | 0 | 0 | 0.037115 | 1.6782e-10 | 0 | 0
[120 empty] | 7.3.5.15 Identification and remediation of “at-risk species”WLDFRVegetation ContactGrow Into | WLDFR | HFTD - Distribution - Tier 3 - 4QU CoRE ¦ 4QU LoRE | Red Flag Warning - Destructive Fires | Vegetation Contact | Grow Into | 2023 | 4.5217e-09 | 202.884 | 9.1737e-07 | 2023 | Mitigation | 0.5 | 1 | 0 | esc | 0 | 0 | 0 | 0 | 0 | 0 | 0.035347 | 1.5983e-10
[120 empty] | 7.3.5.15 Identification and remediation of “at-risk species”WLDFRVegetation ContactBranch (Not overhanging, 4-12ft) | WLDFR | HFTD - Distribution - Tier 3 - 4QU CoRE ¦ 4QU LoRE | Red Flag Warning - Large Fires | Vegetation Contact | Branch (Not overhanging, 4-12ft) | 2022 | 1.1757e-07 | 202.884 | 2.3854e-05 | 2022 | Mitigation | 0.5 | 30 | 0 | esc | 0.038747 | 4.5557e-09 | 0.040913 | 4.8104e-09 | 0.037115 | 4.3637e-09 | 0 | 0
[120 empty] | 7.3.5.15 Identification and remediation of “at-risk species”WLDFRVegetation ContactBranch (Not overhanging, 4-12ft) | WLDFR | HFTD - Distribution - Tier 3 - 4QU CoRE ¦ 4QU LoRE | Red Flag Warning - Large Fires | Vegetation Contact | Branch (Not overhanging, 4-12ft) | 2023 | 1.1757e-07 | 202.884 | 2.3854e-05 | 2023 | Mitigation | 0.5 | 30 | 0 | esc | 0.038747 | 4.5557e-09 | 0.040913 | 4.8104e-09 | 0.037115 | 4.3637e-09 | 0.035347 | 4.1559e-09
[120 empty] | 7.3.5.15 Identification and remediation of “at-risk species”WLDFRVegetation ContactBranch (Not overhanging, 4-12ft) | WLDFR | HFTD - Distribution - Tier 3 - 4QU CoRE ¦ 4QU LoRE | Red Flag Warning - Large Fires | Vegetation Contact | Branch (Not overhanging, 4-12ft) | 2024 | 1.1757e-07 | 202.884 | 2.3854e-05 | 2024 | Mitigation | 0.5 | 30 | 0 | esc | 0.038747 | 4.5557e-09 | 0.040913 | 4.8104e-09 | 0.037115 | 4.3637e-09 | 0.035347 | 4.1559e-09
[120 empty] | 7.3.5.15 Identification and remediation of “at-risk species”WLDFRVegetation ContactBranch (Not overhanging, 4-12ft) | WLDFR | HFTD - Distribution - Tier 3 - 4QU CoRE ¦ 4QU LoRE | Red Flag Warning - Large Fires | Vegetation Contact | Branch (Not overhanging, 4-12ft) | 2025 | 1.1757e-07 | 202.884 | 2.3854e-05 | 2025 | Mitigation | 0.5 | 30 | 0 | esc | 0.038747 | 4.5557e-09 | 0.040913 | 4.8104e-09 | 0.037115 | 4.3637e-09 | 0.035347 | 4.1559e-09
[120 empty] | 7.3.5.15 Identification and remediation of “at-risk species”WLDFRVegetation ContactBranch (Not overhanging, 4-12ft) | WLDFR | HFTD - Distribution - Tier 3 - 4QU CoRE ¦ 4QU LoRE | Red Flag Warning - Large Fires | Vegetation Contact | Branch (Not overhanging, 4-12ft) | 2026 | 1.1757e-07 | 202.884 | 2.3854e-05 | 2026 | Mitigation | 0.5 | 30 | 0 | esc | 0.038747 | 4.5557e-09 | 0.040913 | 4.8104e-09 | 0.037115 | 4.3637e-09 | 0.035347 | 4.1559e-09
[120 empty] | 7.3.5.15 Identification and remediation of “at-risk species”WLDFRVegetation ContactBranch (Not overhanging, 4-12ft) | WLDFR | HFTD - Distribution - Tier 3 - 4QU CoRE ¦ 4QU LoRE | Red Flag Warning - Large Fires | Vegetation Contact | Branch (Not overhanging, 4-12ft) | 2027 | 1.1757e-07 | 202.884 | 2.3854e-05 | 2027 | Mitigation | 0.5 | 30 | 0 | esc | 0.038747 | 4.5557e-09 | 0.040913 | 4.8104e-09 | 0.037115 | 4.3637e-09 | 0.035347 | 4.1559e-09
[120 empty] | 7.3.5.15 Identification and remediation of “at-risk species”WLDFRVegetation ContactBranch (Not overhanging, 4-12ft) | WLDFR | HFTD - Distribution - Tier 3 - 4QU CoRE ¦ 4QU LoRE | Red Flag Warning - Large Fires | Vegetation Contact | Branch (Not overhanging, 4-12ft) | 2028 | 1.1757e-07 | 202.884 | 2.3854e-05 | 2028 | Mitigation | 0.5 | 30 | 0 | esc | 0.038747 | 4.5557e-09 | 0.040913 | 4.8104e-09 | 0.037115 | 4.3637e-09 | 0.035347 | 4.1559e-09
[120 empty] | 7.3.5.15 Identification and remediation of “at-risk species”WLDFRVegetation ContactBranch (Not overhanging, 4-12ft) | WLDFR | HFTD - Distribution - Tier 3 - 4QU CoRE ¦ 4QU LoRE | Red Flag Warning - Large Fires | Vegetation Contact | Branch (Not overhanging, 4-12ft) | 2029 | 1.1757e-07 | 202.884 | 2.3854e-05 | 2029 | Mitigation | 0.5 | 30 | 0 | esc | 0.038747 | 4.5557e-09 | 0.040913 | 4.8104e-09 | 0.037115 | 4.3637e-09 | 0.035347 | 4.1559e-09
[120 empty] | 7.3.5.15 Identification and remediation of “at-risk species”WLDFRVegetation ContactBranch (Not overhanging, 4-12ft) | WLDFR | HFTD - Distribution - Tier 3 - 4QU CoRE ¦ 4QU LoRE | Red Flag Warning - Large Fires | Vegetation Contact | Branch (Not overhanging, 4-12ft) | 2030 | 1.1757e-07 | 202.884 | 2.3854e-05 | 2030 | Mitigation | 0.5 | 30 | 0 | esc | 0.038747 | 4.5557e-09 | 0.040913 | 4.8104e-09 | 0.037115 | 4.3637e-09 | 0.035347 | 4.1559e-09
[120 empty] | 7.3.5.15 Identification and remediation of “at-risk species”WLDFRVegetation ContactBranch (Not overhanging, 4-12ft) | WLDFR | HFTD - Distribution - Tier 3 - 4QU CoRE ¦ 4QU LoRE | Red Flag Warning - Large Fires | Vegetation Contact | Branch (Not overhanging, 4-12ft) | 2031 | 1.1757e-07 | 202.884 | 2.3854e-05 | 2031 | Mitigation | 0.5 | 30 | 0 | esc | 0.038747 | 4.5557e-09 | 0.040913 | 4.8104e-09 | 0.037115 | 4.3637e-09 | 0.035347 | 4.1559e-09
[120 empty] | 7.3.5.15 Identification and remediation of “at-risk species”WLDFRVegetation ContactBranch (Not overhanging, 4-12ft) | WLDFR | HFTD - Distribution - Tier 3 - 4QU CoRE ¦ 4QU LoRE | Red Flag Warning - Large Fires | Vegetation Contact | Branch (Not overhanging, 4-12ft) | 2032 | 1.1757e-07 | 202.884 | 2.3854e-05 | 2032 | Mitigation | 0.5 | 30 | 0 | esc | 0.038747 | 4.5557e-09 | 0.040913 | 4.8104e-09 | 0.037115 | 4.3637e-09 | 0.035347 | 4.1559e-09
[120 empty] | 7.3.5.15 Identification and remediation of “at-risk species”WLDFRVegetation ContactBranch (Not overhanging, 4-12ft) | WLDFR | HFTD - Distribution - Tier 3 - 4QU CoRE ¦ 4QU LoRE | Red Flag Warning - Large Fires | Vegetation Contact | Branch (Not overhanging, 4-12ft) | 2033 | 1.1757e-07 | 202.884 | 2.3854e-05 | 2033 | Mitigation | 0.5 | 30 | 0 | esc | 0.038747 | 4.5557e-09 | 0.040913 | 4.8104e-09 | 0.037115 | 4.3637e-09 | 0.035347 | 4.1559e-09
[120 empty] | 7.3.5.15 Identification and remediation of “at-risk species”WLDFRVegetation ContactBranch (Not overhanging, 4-12ft) | WLDFR | HFTD - Distribution - Tier 3 - 4QU CoRE ¦ 4QU LoRE | Red Flag Warning - Large Fires | Vegetation Contact | Branch (Not overhanging, 4-12ft) | 2034 | 1.1757e-07 | 202.884 | 2.3854e-05 | 2034 | Mitigation | 0.5 | 30 | 0 | esc | 0.038747 | 4.5557e-09 | 0.040913 | 4.8104e-09 | 0.037115 | 4.3637e-09 | 0.035347 | 4.1559e-09
[120 empty] | 7.3.5.15 Identification and remediation of “at-risk species”WLDFRVegetation ContactBranch (Not overhanging, 4-12ft) | WLDFR | HFTD - Distribution - Tier 3 - 4QU CoRE ¦ 4QU LoRE | Red Flag Warning - Large Fires | Vegetation Contact | Branch (Not overhanging, 4-12ft) | 2035 | 1.1757e-07 | 202.884 | 2.3854e-05 | 2035 | Mitigation | 0.5 | 30 | 0 | esc | 0.038747 | 4.5557e-09 | 0.040913 | 4.8104e-09 | 0.037115 | 4.3637e-09 | 0.035347 | 4.1559e-09
[120 empty] | 7.3.5.15 Identification and remediation of “at-risk species”WLDFRVegetation ContactBranch (Not overhanging, 4-12ft) | WLDFR | HFTD - Distribution - Tier 3 - 4QU CoRE ¦ 4QU LoRE | Red Flag Warning - Large Fires | Vegetation Contact | Branch (Not overhanging, 4-12ft) | 2036 | 1.1757e-07 | 202.884 | 2.3854e-05 | 2036 | Mitigation | 0.5 | 30 | 0 | esc | 0.038747 | 4.5557e-09 | 0.040913 | 4.8104e-09 | 0.037115 | 4.3637e-09 | 0.035347 | 4.1559e-09
[120 empty] | 7.3.5.15 Identification and remediation of “at-risk species”WLDFRVegetation ContactBranch (Not overhanging, 4-12ft) | WLDFR | HFTD - Distribution - Tier 3 - 4QU CoRE ¦ 4QU LoRE | Red Flag Warning - Large Fires | Vegetation Contact | Branch (Not overhanging, 4-12ft) | 2037 | 1.1757e-07 | 202.884 | 2.3854e-05 | 2037 | Mitigation | 0.5 | 30 | 0 | esc | 0.038747 | 4.5557e-09 | 0.040913 | 4.8104e-09 | 0.037115 | 4.3637e-09 | 0.035347 | 4.1559e-09
[120 empty] | 7.3.5.15 Identification and remediation of “at-risk species”WLDFRVegetation ContactBranch (Not overhanging, 4-12ft) | WLDFR | HFTD - Distribution - Tier 3 - 4QU CoRE ¦ 4QU LoRE | Red Flag Warning - Large Fires | Vegetation Contact | Branch (Not overhanging, 4-12ft) | 2038 | 1.1757e-07 | 202.884 | 2.3854e-05 | 2038 | Mitigation | 0.5 | 30 | 0 | esc | 0.038747 | 4.5557e-09 | 0.040913 | 4.8104e-09 | 0.037115 | 4.3637e-09 | 0.035347 | 4.1559e-09
[120 empty] | 7.3.5.15 Identification and remediation of “at-risk species”WLDFRVegetation ContactBranch (Not overhanging, 4-12ft) | WLDFR | HFTD - Distribution - Tier 3 - 4QU CoRE ¦ 4QU LoRE | Red Flag Warning - Large Fires | Vegetation Contact | Branch (Not overhanging, 4-12ft) | 2039 | 1.1757e-07 | 202.884 | 2.3854e-05 | 2039 | Mitigation | 0.5 | 30 | 0 | esc | 0.038747 | 4.5557e-09 | 0.040913 | 4.8104e-09 | 0.037115 | 4.3637e-09 | 0.035347 | 4.1559e-09
[120 empty] | 7.3.5.15 Identification and remediation of “at-risk species”WLDFRVegetation ContactBranch (Not overhanging, 4-12ft) | WLDFR | HFTD - Distribution - Tier 3 - 4QU CoRE ¦ 4QU LoRE | Red Flag Warning - Large Fires | Vegetation Contact | Branch (Not overhanging, 4-12ft) | 2040 | 1.1757e-07 | 202.884 | 2.3854e-05 | 2040 | Mitigation | 0.5 | 30 | 0 | esc | 0.038747 | 4.5557e-09 | 0.040913 | 4.8104e-09 | 0.037115 | 4.3637e-09 | 0.035347 | 4.1559e-09
[120 empty] | 7.3.5.15 Identification and remediation of “at-risk species”WLDFRVegetation ContactBranch (Not overhanging, 4-12ft) | WLDFR | HFTD - Distribution - Tier 3 - 4QU CoRE ¦ 4QU LoRE | Red Flag Warning - Large Fires | Vegetation Contact | Branch (Not overhanging, 4-12ft) | 2041 | 1.1757e-07 | 202.884 | 2.3854e-05 | 2041 | Mitigation | 0.5 | 30 | 0 | esc | 0.038747 | 4.5557e-09 | 0.040913 | 4.8104e-09 | 0.037115 | 4.3637e-09 | 0.035347 | 4.1559e-09
[120 empty] | 7.3.5.15 Identification and remediation of “at-risk species”WLDFRVegetation ContactBranch (Not overhanging, 4-12ft) | WLDFR | HFTD - Distribution - Tier 3 - 4QU CoRE ¦ 4QU LoRE | Red Flag Warning - Large Fires | Vegetation Contact | Branch (Not overhanging, 4-12ft) | 2042 | 1.1757e-07 | 202.884 | 2.3854e-05 | 2042 | Mitigation | 0.5 | 30 | 0 | esc | 0.038747 | 4.5557e-09 | 0.040913 | 4.8104e-09 | 0.037115 | 4.3637e-09 | 0.035347 | 4.1559e-09
[120 empty] | 7.3.5.15 Identification and remediation of “at-risk species”WLDFRVegetation ContactBranch (Not overhanging, 4-12ft) | WLDFR | HFTD - Distribution - Tier 3 - 4QU CoRE ¦ 4QU LoRE | Red Flag Warning - Large Fires | Vegetation Contact | Branch (Not overhanging, 4-12ft) | 2043 | 1.1757e-07 | 202.884 | 2.3854e-05 | 2043 | Mitigation | 0.5 | 30 | 0 | esc | 0.038747 | 4.5557e-09 | 0.040913 | 4.8104e-09 | 0.037115 | 4.3637e-09 | 0.035347 | 4.1559e-09
[120 empty] | 7.3.5.15 Identification and remediation of “at-risk species”WLDFRVegetation ContactBranch (Not overhanging, 4-12ft) | WLDFR | HFTD - Distribution - Tier 3 - 4QU CoRE ¦ 4QU LoRE | Red Flag Warning - Large Fires | Vegetation Contact | Branch (Not overhanging, 4-12ft) | 2044 | 1.1757e-07 | 202.884 | 2.3854e-05 | 2044 | Mitigation | 0.5 | 30 | 0 | esc | 0.038747 | 4.5557e-09 | 0.040913 | 4.8104e-09 | 0.037115 | 4.3637e-09 | 0.035347 | 4.1559e-09
[120 empty] | 7.3.5.15 Identification and remediation of “at-risk species”WLDFRVegetation ContactBranch (Not overhanging, 4-12ft) | WLDFR | HFTD - Distribution - Tier 3 - 4QU CoRE ¦ 4QU LoRE | Red Flag Warning - Large Fires | Vegetation Contact | Branch (Not overhanging, 4-12ft) | 2045 | 1.1757e-07 | 202.884 | 2.3854e-05 | 2045 | Mitigation | 0.5 | 30 | 0 | esc | 0.038747 | 4.5557e-09 | 0.040913 | 4.8104e-09 | 0.037115 | 4.3637e-09 | 0.035347 | 4.1559e-09
[120 empty] | 7.3.5.15 Identification and remediation of “at-risk species”WLDFRVegetation ContactBranch (Not overhanging, 4-12ft) | WLDFR | HFTD - Distribution - Tier 3 - 4QU CoRE ¦ 4QU LoRE | Red Flag Warning - Large Fires | Vegetation Contact | Branch (Not overhanging, 4-12ft) | 2046 | 1.1757e-07 | 202.884 | 2.3854e-05 | 2046 | Mitigation | 0.5 | 30 | 0 | esc | 0.038747 | 4.5557e-09 | 0.040913 | 4.8104e-09 | 0.037115 | 4.3637e-09 | 0.035347 | 4.1559e-09
[120 empty] | 7.3.5.15 Identification and remediation of “at-risk species”WLDFRVegetation ContactBranch (Not overhanging, 4-12ft) | WLDFR | HFTD - Distribution - Tier 3 - 4QU CoRE ¦ 4QU LoRE | Red Flag Warning - Large Fires | Vegetation Contact | Branch (Not overhanging, 4-12ft) | 2047 | 1.1757e-07 | 202.884 | 2.3854e-05 | 2047 | Mitigation | 0.5 | 30 | 0 | esc | 0.038747 | 4.5557e-09 | 0.040913 | 4.8104e-09 | 0.037115 | 4.3637e-09 | 0.035347 | 4.1559e-09
[120 empty] | 7.3.5.15 Identification and remediation of “at-risk species”WLDFRVegetation ContactBranch (Not overhanging, 4-12ft) | WLDFR | HFTD - Distribution - Tier 3 - 4QU CoRE ¦ 4QU LoRE | Red Flag Warning - Large Fires | Vegetation Contact | Branch (Not overhanging, 4-12ft) | 2048 | 1.1757e-07 | 202.884 | 2.3854e-05 | 2048 | Mitigation | 0.5 | 30 | 0 | esc | 0.038747 | 4.5557e-09 | 0.040913 | 4.8104e-09 | 0.037115 | 4.3637e-09 | 0.035347 | 4.1559e-09
[120 empty] | 7.3.5.15 Identification and remediation of “at-risk species”WLDFRVegetation ContactBranch (Not overhanging, 4-12ft) | WLDFR | HFTD - Distribution - Tier 3 - 4QU CoRE ¦ 4QU LoRE | Red Flag Warning - Large Fires | Vegetation Contact | Branch (Not overhanging, 4-12ft) | 2049 | 1.1757e-07 | 202.884 | 2.3854e-05 | 2049 | Mitigation | 0.5 | 30 | 0 | esc | 0.038747 | 4.5557e-09 | 0.040913 | 4.8104e-09 | 0.037115 | 4.3637e-09 | 0.035347 | 4.1559e-09
[120 empty] | 7.3.5.15 Identification and remediation of “at-risk species”WLDFRVegetation ContactBranch (Not overhanging, 4-12ft) | WLDFR | HFTD - Distribution - Tier 3 - 4QU CoRE ¦ 4QU LoRE | Red Flag Warning - Large Fires | Vegetation Contact | Branch (Not overhanging, 4-12ft) | 2050 | 1.1757e-07 | 202.884 | 2.3854e-05 | 2050 | Mitigation | 0.5 | 30 | 0 | esc | 0 | 0 | 0.040913 | 4.8104e-09 | 0.037115 | 4.3637e-09 | 0.035347 | 4.1559e-09
[120 empty] | 7.3.5.15 Identification and remediation of “at-risk species”WLDFRVegetation ContactBranch (Not overhanging, 4-12ft) | WLDFR | HFTD - Distribution - Tier 3 - 4QU CoRE ¦ 4QU LoRE | Red Flag Warning - Large Fires | Vegetation Contact | Branch (Not overhanging, 4-12ft) | 2051 | 1.1757e-07 | 202.884 | 2.3854e-05 | 2051 | Mitigation | 0.5 | 30 | 0 | esc | 0 | 0 | 0 | 0 | 0.037115 | 4.3637e-09 | 0.035347 | 4.1559e-09
[120 empty] | 7.3.5.15 Identification and remediation of “at-risk species”WLDFRVegetation ContactBranch (Not overhanging, 4-12ft) | WLDFR | HFTD - Distribution - Tier 3 - 4QU CoRE ¦ 4QU LoRE | Red Flag Warning - Large Fires | Vegetation Contact | Branch (Not overhanging, 4-12ft) | 2052 | 1.1757e-07 | 202.884 | 2.3854e-05 | 2052 | Mitigation | 0.5 | 30 | 0 | esc | 0 | 0 | 0 | 0 | 0 | 0 | 0.035347 | 4.1559e-09
[120 empty] | 7.3.5.15 Identification and remediation of “at-risk species”WLDFRVegetation ContactBranch (Not overhanging, within 4ft) | WLDFR | HFTD - Distribution - Tier 3 - 4QU CoRE ¦ 4QU LoRE | Red Flag Warning - Large Fires | Vegetation Contact | Branch (Not overhanging, within 4ft) | 2022 | 2.9544e-08 | 202.884 | 5.9941e-06 | 2022 | Mitigation | 0.9 | 30 | 0 | esc | 0.069745 | 2.0606e-09 | 0.073644 | 2.1758e-09 | 0.066806 | 1.9737e-09 | 0 | 0
[120 empty] | 7.3.5.15 Identification and remediation of “at-risk species”WLDFRVegetation ContactBranch (Not overhanging, within 4ft) | WLDFR | HFTD - Distribution - Tier 3 - 4QU CoRE ¦ 4QU LoRE | Red Flag Warning - Large Fires | Vegetation Contact | Branch (Not overhanging, within 4ft) | 2023 | 2.9544e-08 | 202.884 | 5.9941e-06 | 2023 | Mitigation | 0.9 | 30 | 0 | esc | 0.069745 | 2.0606e-09 | 0.073644 | 2.1758e-09 | 0.066806 | 1.9737e-09 | 0.063625 | 1.8798e-09
[120 empty] | 7.3.5.15 Identification and remediation of “at-risk species”WLDFRVegetation ContactBranch (Not overhanging, within 4ft) | WLDFR | HFTD - Distribution - Tier 3 - 4QU CoRE ¦ 4QU LoRE | Red Flag Warning - Large Fires | Vegetation Contact | Branch (Not overhanging, within 4ft) | 2024 | 2.9544e-08 | 202.884 | 5.9941e-06 | 2024 | Mitigation | 0.9 | 30 | 0 | esc | 0.069745 | 2.0606e-09 | 0.073644 | 2.1758e-09 | 0.066806 | 1.9737e-09 | 0.063625 | 1.8798e-09
[120 empty] | 7.3.5.15 Identification and remediation of “at-risk species”WLDFRVegetation ContactBranch (Not overhanging, within 4ft) | WLDFR | HFTD - Distribution - Tier 3 - 4QU CoRE ¦ 4QU LoRE | Red Flag Warning - Large Fires | Vegetation Contact | Branch (Not overhanging, within 4ft) | 2025 | 2.9544e-08 | 202.884 | 5.9941e-06 | 2025 | Mitigation | 0.9 | 30 | 0 | esc | 0.069745 | 2.0606e-09 | 0.073644 | 2.1758e-09 | 0.066806 | 1.9737e-09 | 0.063625 | 1.8798e-09
[120 empty] | 7.3.5.15 Identification and remediation of “at-risk species”WLDFRVegetation ContactBranch (Not overhanging, within 4ft) | WLDFR | HFTD - Distribution - Tier 3 - 4QU CoRE ¦ 4QU LoRE | Red Flag Warning - Large Fires | Vegetation Contact | Branch (Not overhanging, within 4ft) | 2026 | 2.9544e-08 | 202.884 | 5.9941e-06 | 2026 | Mitigation | 0.9 | 30 | 0 | esc | 0.069745 | 2.0606e-09 | 0.073644 | 2.1758e-09 | 0.066806 | 1.9737e-09 | 0.063625 | 1.8798e-09
[120 empty] | 7.3.5.15 Identification and remediation of “at-risk species”WLDFRVegetation ContactBranch (Not overhanging, within 4ft) | WLDFR | HFTD - Distribution - Tier 3 - 4QU CoRE ¦ 4QU LoRE | Red Flag Warning - Large Fires | Vegetation Contact | Branch (Not overhanging, within 4ft) | 2027 | 2.9544e-08 | 202.884 | 5.9941e-06 | 2027 | Mitigation | 0.9 | 30 | 0 | esc | 0.069745 | 2.0606e-09 | 0.073644 | 2.1758e-09 | 0.066806 | 1.9737e-09 | 0.063625 | 1.8798e-09
[120 empty] | 7.3.5.15 Identification and remediation of “at-risk species”WLDFRVegetation ContactBranch (Not overhanging, within 4ft) | WLDFR | HFTD - Distribution - Tier 3 - 4QU CoRE ¦ 4QU LoRE | Red Flag Warning - Large Fires | Vegetation Contact | Branch (Not overhanging, within 4ft) | 2028 | 2.9544e-08 | 202.884 | 5.9941e-06 | 2028 | Mitigation | 0.9 | 30 | 0 | esc | 0.069745 | 2.0606e-09 | 0.073644 | 2.1758e-09 | 0.066806 | 1.9737e-09 | 0.063625 | 1.8798e-09
[120 empty] | 7.3.5.15 Identification and remediation of “at-risk species”WLDFRVegetation ContactBranch (Not overhanging, within 4ft) | WLDFR | HFTD - Distribution - Tier 3 - 4QU CoRE ¦ 4QU LoRE | Red Flag Warning - Large Fires | Vegetation Contact | Branch (Not overhanging, within 4ft) | 2029 | 2.9544e-08 | 202.884 | 5.9941e-06 | 2029 | Mitigation | 0.9 | 30 | 0 | esc | 0.069745 | 2.0606e-09 | 0.073644 | 2.1758e-09 | 0.066806 | 1.9737e-09 | 0.063625 | 1.8798e-09
[120 empty] | 7.3.5.15 Identification and remediation of “at-risk species”WLDFRVegetation ContactBranch (Not overhanging, within 4ft) | WLDFR | HFTD - Distribution - Tier 3 - 4QU CoRE ¦ 4QU LoRE | Red Flag Warning - Large Fires | Vegetation Contact | Branch (Not overhanging, within 4ft) | 2030 | 2.9544e-08 | 202.884 | 5.9941e-06 | 2030 | Mitigation | 0.9 | 30 | 0 | esc | 0.069745 | 2.0606e-09 | 0.073644 | 2.1758e-09 | 0.066806 | 1.9737e-09 | 0.063625 | 1.8798e-09
[120 empty] | 7.3.5.15 Identification and remediation of “at-risk species”WLDFRVegetation ContactBranch (Not overhanging, within 4ft) | WLDFR | HFTD - Distribution - Tier 3 - 4QU CoRE ¦ 4QU LoRE | Red Flag Warning - Large Fires | Vegetation Contact | Branch (Not overhanging, within 4ft) | 2031 | 2.9544e-08 | 202.884 | 5.9941e-06 | 2031 | Mitigation | 0.9 | 30 | 0 | esc | 0.069745 | 2.0606e-09 | 0.073644 | 2.1758e-09 | 0.066806 | 1.9737e-09 | 0.063625 | 1.8798e-09
[120 empty] | 7.3.5.15 Identification and remediation of “at-risk species”WLDFRVegetation ContactBranch (Not overhanging, within 4ft) | WLDFR | HFTD - Distribution - Tier 3 - 4QU CoRE ¦ 4QU LoRE | Red Flag Warning - Large Fires | Vegetation Contact | Branch (Not overhanging, within 4ft) | 2032 | 2.9544e-08 | 202.884 | 5.9941e-06 | 2032 | Mitigation | 0.9 | 30 | 0 | esc | 0.069745 | 2.0606e-09 | 0.073644 | 2.1758e-09 | 0.066806 | 1.9737e-09 | 0.063625 | 1.8798e-09
[120 empty] | 7.3.5.15 Identification and remediation of “at-risk species”WLDFRVegetation ContactBranch (Not overhanging, within 4ft) | WLDFR | HFTD - Distribution - Tier 3 - 4QU CoRE ¦ 4QU LoRE | Red Flag Warning - Large Fires | Vegetation Contact | Branch (Not overhanging, within 4ft) | 2033 | 2.9544e-08 | 202.884 | 5.9941e-06 | 2033 | Mitigation | 0.9 | 30 | 0 | esc | 0.069745 | 2.0606e-09 | 0.073644 | 2.1758e-09 | 0.066806 | 1.9737e-09 | 0.063625 | 1.8798e-09
[120 empty] | 7.3.5.15 Identification and remediation of “at-risk species”WLDFRVegetation ContactBranch (Not overhanging, within 4ft) | WLDFR | HFTD - Distribution - Tier 3 - 4QU CoRE ¦ 4QU LoRE | Red Flag Warning - Large Fires | Vegetation Contact | Branch (Not overhanging, within 4ft) | 2034 | 2.9544e-08 | 202.884 | 5.9941e-06 | 2034 | Mitigation | 0.9 | 30 | 0 | esc | 0.069745 | 2.0606e-09 | 0.073644 | 2.1758e-09 | 0.066806 | 1.9737e-09 | 0.063625 | 1.8798e-09
[120 empty] | 7.3.5.15 Identification and remediation of “at-risk species”WLDFRVegetation ContactBranch (Not overhanging, within 4ft) | WLDFR | HFTD - Distribution - Tier 3 - 4QU CoRE ¦ 4QU LoRE | Red Flag Warning - Large Fires | Vegetation Contact | Branch (Not overhanging, within 4ft) | 2035 | 2.9544e-08 | 202.884 | 5.9941e-06 | 2035 | Mitigation | 0.9 | 30 | 0 | esc | 0.069745 | 2.0606e-09 | 0.073644 | 2.1758e-09 | 0.066806 | 1.9737e-09 | 0.063625 | 1.8798e-09
[120 empty] | 7.3.5.15 Identification and remediation of “at-risk species”WLDFRVegetation ContactBranch (Not overhanging, within 4ft) | WLDFR | HFTD - Distribution - Tier 3 - 4QU CoRE ¦ 4QU LoRE | Red Flag Warning - Large Fires | Vegetation Contact | Branch (Not overhanging, within 4ft) | 2036 | 2.9544e-08 | 202.884 | 5.9941e-06 | 2036 | Mitigation | 0.9 | 30 | 0 | esc | 0.069745 | 2.0606e-09 | 0.073644 | 2.1758e-09 | 0.066806 | 1.9737e-09 | 0.063625 | 1.8798e-09
[120 empty] | 7.3.5.15 Identification and remediation of “at-risk species”WLDFRVegetation ContactBranch (Not overhanging, within 4ft) | WLDFR | HFTD - Distribution - Tier 3 - 4QU CoRE ¦ 4QU LoRE | Red Flag Warning - Large Fires | Vegetation Contact | Branch (Not overhanging, within 4ft) | 2037 | 2.9544e-08 | 202.884 | 5.9941e-06 | 2037 | Mitigation | 0.9 | 30 | 0 | esc | 0.069745 | 2.0606e-09 | 0.073644 | 2.1758e-09 | 0.066806 | 1.9737e-09 | 0.063625 | 1.8798e-09
[120 empty] | 7.3.5.15 Identification and remediation of “at-risk species”WLDFRVegetation ContactBranch (Not overhanging, within 4ft) | WLDFR | HFTD - Distribution - Tier 3 - 4QU CoRE ¦ 4QU LoRE | Red Flag Warning - Large Fires | Vegetation Contact | Branch (Not overhanging, within 4ft) | 2038 | 2.9544e-08 | 202.884 | 5.9941e-06 | 2038 | Mitigation | 0.9 | 30 | 0 | esc | 0.069745 | 2.0606e-09 | 0.073644 | 2.1758e-09 | 0.066806 | 1.9737e-09 | 0.063625 | 1.8798e-09
[120 empty] | 7.3.5.15 Identification and remediation of “at-risk species”WLDFRVegetation ContactBranch (Not overhanging, within 4ft) | WLDFR | HFTD - Distribution - Tier 3 - 4QU CoRE ¦ 4QU LoRE | Red Flag Warning - Large Fires | Vegetation Contact | Branch (Not overhanging, within 4ft) | 2039 | 2.9544e-08 | 202.884 | 5.9941e-06 | 2039 | Mitigation | 0.9 | 30 | 0 | esc | 0.069745 | 2.0606e-09 | 0.073644 | 2.1758e-09 | 0.066806 | 1.9737e-09 | 0.063625 | 1.8798e-09
[120 empty] | 7.3.5.15 Identification and remediation of “at-risk species”WLDFRVegetation ContactBranch (Not overhanging, within 4ft) | WLDFR | HFTD - Distribution - Tier 3 - 4QU CoRE ¦ 4QU LoRE | Red Flag Warning - Large Fires | Vegetation Contact | Branch (Not overhanging, within 4ft) | 2040 | 2.9544e-08 | 202.884 | 5.9941e-06 | 2040 | Mitigation | 0.9 | 30 | 0 | esc | 0.069745 | 2.0606e-09 | 0.073644 | 2.1758e-09 | 0.066806 | 1.9737e-09 | 0.063625 | 1.8798e-09
[120 empty] | 7.3.5.15 Identification and remediation of “at-risk species”WLDFRVegetation ContactBranch (Not overhanging, within 4ft) | WLDFR | HFTD - Distribution - Tier 3 - 4QU CoRE ¦ 4QU LoRE | Red Flag Warning - Large Fires | Vegetation Contact | Branch (Not overhanging, within 4ft) | 2041 | 2.9544e-08 | 202.884 | 5.9941e-06 | 2041 | Mitigation | 0.9 | 30 | 0 | esc | 0.069745 | 2.0606e-09 | 0.073644 | 2.1758e-09 | 0.066806 | 1.9737e-09 | 0.063625 | 1.8798e-09
[120 empty] | 7.3.5.15 Identification and remediation of “at-risk species”WLDFRVegetation ContactBranch (Not overhanging, within 4ft) | WLDFR | HFTD - Distribution - Tier 3 - 4QU CoRE ¦ 4QU LoRE | Red Flag Warning - Large Fires | Vegetation Contact | Branch (Not overhanging, within 4ft) | 2042 | 2.9544e-08 | 202.884 | 5.9941e-06 | 2042 | Mitigation | 0.9 | 30 | 0 | esc | 0.069745 | 2.0606e-09 | 0.073644 | 2.1758e-09 | 0.066806 | 1.9737e-09 | 0.063625 | 1.8798e-09
[120 empty] | 7.3.5.15 Identification and remediation of “at-risk species”WLDFRVegetation ContactBranch (Not overhanging, within 4ft) | WLDFR | HFTD - Distribution - Tier 3 - 4QU CoRE ¦ 4QU LoRE | Red Flag Warning - Large Fires | Vegetation Contact | Branch (Not overhanging, within 4ft) | 2043 | 2.9544e-08 | 202.884 | 5.9941e-06 | 2043 | Mitigation | 0.9 | 30 | 0 | esc | 0.069745 | 2.0606e-09 | 0.073644 | 2.1758e-09 | 0.066806 | 1.9737e-09 | 0.063625 | 1.8798e-09
[120 empty] | 7.3.5.15 Identification and remediation of “at-risk species”WLDFRVegetation ContactBranch (Not overhanging, within 4ft) | WLDFR | HFTD - Distribution - Tier 3 - 4QU CoRE ¦ 4QU LoRE | Red Flag Warning - Large Fires | Vegetation Contact | Branch (Not overhanging, within 4ft) | 2044 | 2.9544e-08 | 202.884 | 5.9941e-06 | 2044 | Mitigation | 0.9 | 30 | 0 | esc | 0.069745 | 2.0606e-09 | 0.073644 | 2.1758e-09 | 0.066806 | 1.9737e-09 | 0.063625 | 1.8798e-09
[120 empty] | 7.3.5.15 Identification and remediation of “at-risk species”WLDFRVegetation ContactBranch (Not overhanging, within 4ft) | WLDFR | HFTD - Distribution - Tier 3 - 4QU CoRE ¦ 4QU LoRE | Red Flag Warning - Large Fires | Vegetation Contact | Branch (Not overhanging, within 4ft) | 2045 | 2.9544e-08 | 202.884 | 5.9941e-06 | 2045 | Mitigation | 0.9 | 30 | 0 | esc | 0.069745 | 2.0606e-09 | 0.073644 | 2.1758e-09 | 0.066806 | 1.9737e-09 | 0.063625 | 1.8798e-09
[120 empty] | 7.3.5.15 Identification and remediation of “at-risk species”WLDFRVegetation ContactBranch (Not overhanging, within 4ft) | WLDFR | HFTD - Distribution - Tier 3 - 4QU CoRE ¦ 4QU LoRE | Red Flag Warning - Large Fires | Vegetation Contact | Branch (Not overhanging, within 4ft) | 2046 | 2.9544e-08 | 202.884 | 5.9941e-06 | 2046 | Mitigation | 0.9 | 30 | 0 | esc | 0.069745 | 2.0606e-09 | 0.073644 | 2.1758e-09 | 0.066806 | 1.9737e-09 | 0.063625 | 1.8798e-09
[120 empty] | 7.3.5.15 Identification and remediation of “at-risk species”WLDFRVegetation ContactBranch (Not overhanging, within 4ft) | WLDFR | HFTD - Distribution - Tier 3 - 4QU CoRE ¦ 4QU LoRE | Red Flag Warning - Large Fires | Vegetation Contact | Branch (Not overhanging, within 4ft) | 2047 | 2.9544e-08 | 202.884 | 5.9941e-06 | 2047 | Mitigation | 0.9 | 30 | 0 | esc | 0.069745 | 2.0606e-09 | 0.073644 | 2.1758e-09 | 0.066806 | 1.9737e-09 | 0.063625 | 1.8798e-09
[120 empty] | 7.3.5.15 Identification and remediation of “at-risk species”WLDFRVegetation ContactBranch (Not overhanging, within 4ft) | WLDFR | HFTD - Distribution - Tier 3 - 4QU CoRE ¦ 4QU LoRE | Red Flag Warning - Large Fires | Vegetation Contact | Branch (Not overhanging, within 4ft) | 2048 | 2.9544e-08 | 202.884 | 5.9941e-06 | 2048 | Mitigation | 0.9 | 30 | 0 | esc | 0.069745 | 2.0606e-09 | 0.073644 | 2.1758e-09 | 0.066806 | 1.9737e-09 | 0.063625 | 1.8798e-09
[120 empty] | 7.3.5.15 Identification and remediation of “at-risk species”WLDFRVegetation ContactBranch (Not overhanging, within 4ft) | WLDFR | HFTD - Distribution - Tier 3 - 4QU CoRE ¦ 4QU LoRE | Red Flag Warning - Large Fires | Vegetation Contact | Branch (Not overhanging, within 4ft) | 2049 | 2.9544e-08 | 202.884 | 5.9941e-06 | 2049 | Mitigation | 0.9 | 30 | 0 | esc | 0.069745 | 2.0606e-09 | 0.073644 | 2.1758e-09 | 0.066806 | 1.9737e-09 | 0.063625 | 1.8798e-09
[120 empty] | 7.3.5.15 Identification and remediation of “at-risk species”WLDFRVegetation ContactBranch (Not overhanging, within 4ft) | WLDFR | HFTD - Distribution - Tier 3 - 4QU CoRE ¦ 4QU LoRE | Red Flag Warning - Large Fires | Vegetation Contact | Branch (Not overhanging, within 4ft) | 2050 | 2.9544e-08 | 202.884 | 5.9941e-06 | 2050 | Mitigation | 0.9 | 30 | 0 | esc | 0 | 0 | 0.073644 | 2.1758e-09 | 0.066806 | 1.9737e-09 | 0.063625 | 1.8798e-09
[120 empty] | 7.3.5.15 Identification and remediation of “at-risk species”WLDFRVegetation ContactBranch (Not overhanging, within 4ft) | WLDFR | HFTD - Distribution - Tier 3 - 4QU CoRE ¦ 4QU LoRE | Red Flag Warning - Large Fires | Vegetation Contact | Branch (Not overhanging, within 4ft) | 2051 | 2.9544e-08 | 202.884 | 5.9941e-06 | 2051 | Mitigation | 0.9 | 30 | 0 | esc | 0 | 0 | 0 | 0 | 0.066806 | 1.9737e-09 | 0.063625 | 1.8798e-09
[120 empty] | 7.3.5.15 Identification and remediation of “at-risk species”WLDFRVegetation ContactBranch (Not overhanging, within 4ft) | WLDFR | HFTD - Distribution - Tier 3 - 4QU CoRE ¦ 4QU LoRE | Red Flag Warning - Large Fires | Vegetation Contact | Branch (Not overhanging, within 4ft) | 2052 | 2.9544e-08 | 202.884 | 5.9941e-06 | 2052 | Mitigation | 0.9 | 30 | 0 | esc | 0 | 0 | 0 | 0 | 0 | 0 | 0.063625 | 1.8798e-09
[120 empty] | 7.3.5.15 Identification and remediation of “at-risk species”WLDFRVegetation ContactBranch (OverHanging) | WLDFR | HFTD - Distribution - Tier 3 - 4QU CoRE ¦ 4QU LoRE | Red Flag Warning - Large Fires | Vegetation Contact | Branch (OverHanging) | 2022 | 1.7701e-06 | 202.884 | 0.00035913 | 2022 | Mitigation | 0.9 | 30 | 0 | esc | 0.069745 | 1.2346e-07 | 0.073644 | 1.3036e-07 | 0.066806 | 1.1825e-07 | 0 | 0
[120 empty] | 7.3.5.15 Identification and remediation of “at-risk species”WLDFRVegetation ContactBranch (OverHanging) | WLDFR | HFTD - Distribution - Tier 3 - 4QU CoRE ¦ 4QU LoRE | Red Flag Warning - Large Fires | Vegetation Contact | Branch (OverHanging) | 2023 | 1.7701e-06 | 202.884 | 0.00035913 | 2023 | Mitigation | 0.9 | 30 | 0 | esc | 0.069745 | 1.2346e-07 | 0.073644 | 1.3036e-07 | 0.066806 | 1.1825e-07 | 0.063625 | 1.1262e-07
[120 empty] | 7.3.5.15 Identification and remediation of “at-risk species”WLDFRVegetation ContactBranch (OverHanging) | WLDFR | HFTD - Distribution - Tier 3 - 4QU CoRE ¦ 4QU LoRE | Red Flag Warning - Large Fires | Vegetation Contact | Branch (OverHanging) | 2024 | 1.7701e-06 | 202.884 | 0.00035913 | 2024 | Mitigation | 0.9 | 30 | 0 | esc | 0.069745 | 1.2346e-07 | 0.073644 | 1.3036e-07 | 0.066806 | 1.1825e-07 | 0.063625 | 1.1262e-07
[120 empty] | 7.3.5.15 Identification and remediation of “at-risk species”WLDFRVegetation ContactBranch (OverHanging) | WLDFR | HFTD - Distribution - Tier 3 - 4QU CoRE ¦ 4QU LoRE | Red Flag Warning - Large Fires | Vegetation Contact | Branch (OverHanging) | 2025 | 1.7701e-06 | 202.884 | 0.00035913 | 2025 | Mitigation | 0.9 | 30 | 0 | esc | 0.069745 | 1.2346e-07 | 0.073644 | 1.3036e-07 | 0.066806 | 1.1825e-07 | 0.063625 | 1.1262e-07
[120 empty] | 7.3.5.15 Identification and remediation of “at-risk species”WLDFRVegetation ContactBranch (OverHanging) | WLDFR | HFTD - Distribution - Tier 3 - 4QU CoRE ¦ 4QU LoRE | Red Flag Warning - Large Fires | Vegetation Contact | Branch (OverHanging) | 2026 | 1.7701e-06 | 202.884 | 0.00035913 | 2026 | Mitigation | 0.9 | 30 | 0 | esc | 0.069745 | 1.2346e-07 | 0.073644 | 1.3036e-07 | 0.066806 | 1.1825e-07 | 0.063625 | 1.1262e-07
[120 empty] | 7.3.5.15 Identification and remediation of “at-risk species”WLDFRVegetation ContactBranch (OverHanging) | WLDFR | HFTD - Distribution - Tier 3 - 4QU CoRE ¦ 4QU LoRE | Red Flag Warning - Large Fires | Vegetation Contact | Branch (OverHanging) | 2027 | 1.7701e-06 | 202.884 | 0.00035913 | 2027 | Mitigation | 0.9 | 30 | 0 | esc | 0.069745 | 1.2346e-07 | 0.073644 | 1.3036e-07 | 0.066806 | 1.1825e-07 | 0.063625 | 1.1262e-07
[120 empty] | 7.3.5.15 Identification and remediation of “at-risk species”WLDFRVegetation ContactBranch (OverHanging) | WLDFR | HFTD - Distribution - Tier 3 - 4QU CoRE ¦ 4QU LoRE | Red Flag Warning - Large Fires | Vegetation Contact | Branch (OverHanging) | 2028 | 1.7701e-06 | 202.884 | 0.00035913 | 2028 | Mitigation | 0.9 | 30 | 0 | esc | 0.069745 | 1.2346e-07 | 0.073644 | 1.3036e-07 | 0.066806 | 1.1825e-07 | 0.063625 | 1.1262e-07
[120 empty] | 7.3.5.15 Identification and remediation of “at-risk species”WLDFRVegetation ContactBranch (OverHanging) | WLDFR | HFTD - Distribution - Tier 3 - 4QU CoRE ¦ 4QU LoRE | Red Flag Warning - Large Fires | Vegetation Contact | Branch (OverHanging) | 2029 | 1.7701e-06 | 202.884 | 0.00035913 | 2029 | Mitigation | 0.9 | 30 | 0 | esc | 0.069745 | 1.2346e-07 | 0.073644 | 1.3036e-07 | 0.066806 | 1.1825e-07 | 0.063625 | 1.1262e-07
[120 empty] | 7.3.5.15 Identification and remediation of “at-risk species”WLDFRVegetation ContactBranch (OverHanging) | WLDFR | HFTD - Distribution - Tier 3 - 4QU CoRE ¦ 4QU LoRE | Red Flag Warning - Large Fires | Vegetation Contact | Branch (OverHanging) | 2030 | 1.7701e-06 | 202.884 | 0.00035913 | 2030 | Mitigation | 0.9 | 30 | 0 | esc | 0.069745 | 1.2346e-07 | 0.073644 | 1.3036e-07 | 0.066806 | 1.1825e-07 | 0.063625 | 1.1262e-07
[120 empty] | 7.3.5.15 Identification and remediation of “at-risk species”WLDFRVegetation ContactBranch (OverHanging) | WLDFR | HFTD - Distribution - Tier 3 - 4QU CoRE ¦ 4QU LoRE | Red Flag Warning - Large Fires | Vegetation Contact | Branch (OverHanging) | 2031 | 1.7701e-06 | 202.884 | 0.00035913 | 2031 | Mitigation | 0.9 | 30 | 0 | esc | 0.069745 | 1.2346e-07 | 0.073644 | 1.3036e-07 | 0.066806 | 1.1825e-07 | 0.063625 | 1.1262e-07
[120 empty] | 7.3.5.15 Identification and remediation of “at-risk species”WLDFRVegetation ContactBranch (OverHanging) | WLDFR | HFTD - Distribution - Tier 3 - 4QU CoRE ¦ 4QU LoRE | Red Flag Warning - Large Fires | Vegetation Contact | Branch (OverHanging) | 2032 | 1.7701e-06 | 202.884 | 0.00035913 | 2032 | Mitigation | 0.9 | 30 | 0 | esc | 0.069745 | 1.2346e-07 | 0.073644 | 1.3036e-07 | 0.066806 | 1.1825e-07 | 0.063625 | 1.1262e-07
[120 empty] | 7.3.5.15 Identification and remediation of “at-risk species”WLDFRVegetation ContactBranch (OverHanging) | WLDFR | HFTD - Distribution - Tier 3 - 4QU CoRE ¦ 4QU LoRE | Red Flag Warning - Large Fires | Vegetation Contact | Branch (OverHanging) | 2033 | 1.7701e-06 | 202.884 | 0.00035913 | 2033 | Mitigation | 0.9 | 30 | 0 | esc | 0.069745 | 1.2346e-07 | 0.073644 | 1.3036e-07 | 0.066806 | 1.1825e-07 | 0.063625 | 1.1262e-07
[120 empty] | 7.3.5.15 Identification and remediation of “at-risk species”WLDFRVegetation ContactBranch (OverHanging) | WLDFR | HFTD - Distribution - Tier 3 - 4QU CoRE ¦ 4QU LoRE | Red Flag Warning - Large Fires | Vegetation Contact | Branch (OverHanging) | 2034 | 1.7701e-06 | 202.884 | 0.00035913 | 2034 | Mitigation | 0.9 | 30 | 0 | esc | 0.069745 | 1.2346e-07 | 0.073644 | 1.3036e-07 | 0.066806 | 1.1825e-07 | 0.063625 | 1.1262e-07
[120 empty] | 7.3.5.15 Identification and remediation of “at-risk species”WLDFRVegetation ContactBranch (OverHanging) | WLDFR | HFTD - Distribution - Tier 3 - 4QU CoRE ¦ 4QU LoRE | Red Flag Warning - Large Fires | Vegetation Contact | Branch (OverHanging) | 2035 | 1.7701e-06 | 202.884 | 0.00035913 | 2035 | Mitigation | 0.9 | 30 | 0 | esc | 0.069745 | 1.2346e-07 | 0.073644 | 1.3036e-07 | 0.066806 | 1.1825e-07 | 0.063625 | 1.1262e-07
[120 empty] | 7.3.5.15 Identification and remediation of “at-risk species”WLDFRVegetation ContactBranch (OverHanging) | WLDFR | HFTD - Distribution - Tier 3 - 4QU CoRE ¦ 4QU LoRE | Red Flag Warning - Large Fires | Vegetation Contact | Branch (OverHanging) | 2036 | 1.7701e-06 | 202.884 | 0.00035913 | 2036 | Mitigation | 0.9 | 30 | 0 | esc | 0.069745 | 1.2346e-07 | 0.073644 | 1.3036e-07 | 0.066806 | 1.1825e-07 | 0.063625 | 1.1262e-07
[120 empty] | 7.3.5.15 Identification and remediation of “at-risk species”WLDFRVegetation ContactBranch (OverHanging) | WLDFR | HFTD - Distribution - Tier 3 - 4QU CoRE ¦ 4QU LoRE | Red Flag Warning - Large Fires | Vegetation Contact | Branch (OverHanging) | 2037 | 1.7701e-06 | 202.884 | 0.00035913 | 2037 | Mitigation | 0.9 | 30 | 0 | esc | 0.069745 | 1.2346e-07 | 0.073644 | 1.3036e-07 | 0.066806 | 1.1825e-07 | 0.063625 | 1.1262e-07
[120 empty] | 7.3.5.15 Identification and remediation of “at-risk species”WLDFRVegetation ContactBranch (OverHanging) | WLDFR | HFTD - Distribution - Tier 3 - 4QU CoRE ¦ 4QU LoRE | Red Flag Warning - Large Fires | Vegetation Contact | Branch (OverHanging) | 2038 | 1.7701e-06 | 202.884 | 0.00035913 | 2038 | Mitigation | 0.9 | 30 | 0 | esc | 0.069745 | 1.2346e-07 | 0.073644 | 1.3036e-07 | 0.066806 | 1.1825e-07 | 0.063625 | 1.1262e-07
[120 empty] | 7.3.5.15 Identification and remediation of “at-risk species”WLDFRVegetation ContactBranch (OverHanging) | WLDFR | HFTD - Distribution - Tier 3 - 4QU CoRE ¦ 4QU LoRE | Red Flag Warning - Large Fires | Vegetation Contact | Branch (OverHanging) | 2039 | 1.7701e-06 | 202.884 | 0.00035913 | 2039 | Mitigation | 0.9 | 30 | 0 | esc | 0.069745 | 1.2346e-07 | 0.073644 | 1.3036e-07 | 0.066806 | 1.1825e-07 | 0.063625 | 1.1262e-07
[120 empty] | 7.3.5.15 Identification and remediation of “at-risk species”WLDFRVegetation ContactBranch (OverHanging) | WLDFR | HFTD - Distribution - Tier 3 - 4QU CoRE ¦ 4QU LoRE | Red Flag Warning - Large Fires | Vegetation Contact | Branch (OverHanging) | 2040 | 1.7701e-06 | 202.884 | 0.00035913 | 2040 | Mitigation | 0.9 | 30 | 0 | esc | 0.069745 | 1.2346e-07 | 0.073644 | 1.3036e-07 | 0.066806 | 1.1825e-07 | 0.063625 | 1.1262e-07
[120 empty] | 7.3.5.15 Identification and remediation of “at-risk species”WLDFRVegetation ContactBranch (OverHanging) | WLDFR | HFTD - Distribution - Tier 3 - 4QU CoRE ¦ 4QU LoRE | Red Flag Warning - Large Fires | Vegetation Contact | Branch (OverHanging) | 2041 | 1.7701e-06 | 202.884 | 0.00035913 | 2041 | Mitigation | 0.9 | 30 | 0 | esc | 0.069745 | 1.2346e-07 | 0.073644 | 1.3036e-07 | 0.066806 | 1.1825e-07 | 0.063625 | 1.1262e-07
[120 empty] | 7.3.5.15 Identification and remediation of “at-risk species”WLDFRVegetation ContactBranch (OverHanging) | WLDFR | HFTD - Distribution - Tier 3 - 4QU CoRE ¦ 4QU LoRE | Red Flag Warning - Large Fires | Vegetation Contact | Branch (OverHanging) | 2042 | 1.7701e-06 | 202.884 | 0.00035913 | 2042 | Mitigation | 0.9 | 30 | 0 | esc | 0.069745 | 1.2346e-07 | 0.073644 | 1.3036e-07 | 0.066806 | 1.1825e-07 | 0.063625 | 1.1262e-07
[120 empty] | 7.3.5.15 Identification and remediation of “at-risk species”WLDFRVegetation ContactBranch (OverHanging) | WLDFR | HFTD - Distribution - Tier 3 - 4QU CoRE ¦ 4QU LoRE | Red Flag Warning - Large Fires | Vegetation Contact | Branch (OverHanging) | 2043 | 1.7701e-06 | 202.884 | 0.00035913 | 2043 | Mitigation | 0.9 | 30 | 0 | esc | 0.069745 | 1.2346e-07 | 0.073644 | 1.3036e-07 | 0.066806 | 1.1825e-07 | 0.063625 | 1.1262e-07
[120 empty] | 7.3.5.15 Identification and remediation of “at-risk species”WLDFRVegetation ContactBranch (OverHanging) | WLDFR | HFTD - Distribution - Tier 3 - 4QU CoRE ¦ 4QU LoRE | Red Flag Warning - Large Fires | Vegetation Contact | Branch (OverHanging) | 2044 | 1.7701e-06 | 202.884 | 0.00035913 | 2044 | Mitigation | 0.9 | 30 | 0 | esc | 0.069745 | 1.2346e-07 | 0.073644 | 1.3036e-07 | 0.066806 | 1.1825e-07 | 0.063625 | 1.1262e-07
[120 empty] | 7.3.5.15 Identification and remediation of “at-risk species”WLDFRVegetation ContactBranch (OverHanging) | WLDFR | HFTD - Distribution - Tier 3 - 4QU CoRE ¦ 4QU LoRE | Red Flag Warning - Large Fires | Vegetation Contact | Branch (OverHanging) | 2045 | 1.7701e-06 | 202.884 | 0.00035913 | 2045 | Mitigation | 0.9 | 30 | 0 | esc | 0.069745 | 1.2346e-07 | 0.073644 | 1.3036e-07 | 0.066806 | 1.1825e-07 | 0.063625 | 1.1262e-07
[120 empty] | 7.3.5.15 Identification and remediation of “at-risk species”WLDFRVegetation ContactBranch (OverHanging) | WLDFR | HFTD - Distribution - Tier 3 - 4QU CoRE ¦ 4QU LoRE | Red Flag Warning - Large Fires | Vegetation Contact | Branch (OverHanging) | 2046 | 1.7701e-06 | 202.884 | 0.00035913 | 2046 | Mitigation | 0.9 | 30 | 0 | esc | 0.069745 | 1.2346e-07 | 0.073644 | 1.3036e-07 | 0.066806 | 1.1825e-07 | 0.063625 | 1.1262e-07
[120 empty] | 7.3.5.15 Identification and remediation of “at-risk species”WLDFRVegetation ContactBranch (OverHanging) | WLDFR | HFTD - Distribution - Tier 3 - 4QU CoRE ¦ 4QU LoRE | Red Flag Warning - Large Fires | Vegetation Contact | Branch (OverHanging) | 2047 | 1.7701e-06 | 202.884 | 0.00035913 | 2047 | Mitigation | 0.9 | 30 | 0 | esc | 0.069745 | 1.2346e-07 | 0.073644 | 1.3036e-07 | 0.066806 | 1.1825e-07 | 0.063625 | 1.1262e-07
[120 empty] | 7.3.5.15 Identification and remediation of “at-risk species”WLDFRVegetation ContactBranch (OverHanging) | WLDFR | HFTD - Distribution - Tier 3 - 4QU CoRE ¦ 4QU LoRE | Red Flag Warning - Large Fires | Vegetation Contact | Branch (OverHanging) | 2048 | 1.7701e-06 | 202.884 | 0.00035913 | 2048 | Mitigation | 0.9 | 30 | 0 | esc | 0.069745 | 1.2346e-07 | 0.073644 | 1.3036e-07 | 0.066806 | 1.1825e-07 | 0.063625 | 1.1262e-07
[120 empty] | 7.3.5.15 Identification and remediation of “at-risk species”WLDFRVegetation ContactBranch (OverHanging) | WLDFR | HFTD - Distribution - Tier 3 - 4QU CoRE ¦ 4QU LoRE | Red Flag Warning - Large Fires | Vegetation Contact | Branch (OverHanging) | 2049 | 1.7701e-06 | 202.884 | 0.00035913 | 2049 | Mitigation | 0.9 | 30 | 0 | esc | 0.069745 | 1.2346e-07 | 0.073644 | 1.3036e-07 | 0.066806 | 1.1825e-07 | 0.063625 | 1.1262e-07
[120 empty] | 7.3.5.15 Identification and remediation of “at-risk species”WLDFRVegetation ContactBranch (OverHanging) | WLDFR | HFTD - Distribution - Tier 3 - 4QU CoRE ¦ 4QU LoRE | Red Flag Warning - Large Fires | Vegetation Contact | Branch (OverHanging) | 2050 | 1.7701e-06 | 202.884 | 0.00035913 | 2050 | Mitigation | 0.9 | 30 | 0 | esc | 0 | 0 | 0.073644 | 1.3036e-07 | 0.066806 | 1.1825e-07 | 0.063625 | 1.1262e-07
[120 empty] | 7.3.5.15 Identification and remediation of “at-risk species”WLDFRVegetation ContactBranch (OverHanging) | WLDFR | HFTD - Distribution - Tier 3 - 4QU CoRE ¦ 4QU LoRE | Red Flag Warning - Large Fires | Vegetation Contact | Branch (OverHanging) | 2051 | 1.7701e-06 | 202.884 | 0.00035913 | 2051 | Mitigation | 0.9 | 30 | 0 | esc | 0 | 0 | 0 | 0 | 0.066806 | 1.1825e-07 | 0.063625 | 1.1262e-07
[120 empty] | 7.3.5.15 Identification and remediation of “at-risk species”WLDFRVegetation ContactBranch (OverHanging) | WLDFR | HFTD - Distribution - Tier 3 - 4QU CoRE ¦ 4QU LoRE | Red Flag Warning - Large Fires | Vegetation Contact | Branch (OverHanging) | 2052 | 1.7701e-06 | 202.884 | 0.00035913 | 2052 | Mitigation | 0.9 | 30 | 0 | esc | 0 | 0 | 0 | 0 | 0 | 0 | 0.063625 | 1.1262e-07
[120 empty] | 7.3.5.15 Identification and remediation of “at-risk species”WLDFRVegetation ContactFell into (Moderate-Severe defect) | WLDFR | HFTD - Distribution - Tier 3 - 4QU CoRE ¦ 4QU LoRE | Red Flag Warning - Large Fires | Vegetation Contact | Fell into (Moderate-Severe defect) | 2022 | 5.2799e-07 | 202.884 | 0.00010712 | 2022 | Mitigation | 0.95 | 1 | 0 | esc | 0 | 0 | 0 | 0 | 0.070518 | 3.7233e-08 | 0 | 0
[120 empty] | 7.3.5.15 Identification and remediation of “at-risk species”WLDFRVegetation ContactFell into (Moderate-Severe defect) | WLDFR | HFTD - Distribution - Tier 3 - 4QU CoRE ¦ 4QU LoRE | Red Flag Warning - Large Fires | Vegetation Contact | Fell into (Moderate-Severe defect) | 2023 | 5.2799e-07 | 202.884 | 0.00010712 | 2023 | Mitigation | 0.95 | 1 | 0 | esc | 0 | 0 | 0 | 0 | 0 | 0 | 0.06716 | 3.546e-08
[120 empty] | 7.3.5.15 Identification and remediation of “at-risk species”WLDFRVegetation ContactFell into (slight defect) | WLDFR | HFTD - Distribution - Tier 3 - 4QU CoRE ¦ 4QU LoRE | Red Flag Warning - Large Fires | Vegetation Contact | Fell into (slight defect) | 2022 | 5.8544e-07 | 202.884 | 0.00011878 | 2022 | Mitigation | 0.5 | 1 | 0 | esc | 0 | 0 | 0 | 0 | 0.037115 | 2.1728e-08 | 0 | 0
[120 empty] | 7.3.5.15 Identification and remediation of “at-risk species”WLDFRVegetation ContactFell into (slight defect) | WLDFR | HFTD - Distribution - Tier 3 - 4QU CoRE ¦ 4QU LoRE | Red Flag Warning - Large Fires | Vegetation Contact | Fell into (slight defect) | 2023 | 5.8544e-07 | 202.884 | 0.00011878 | 2023 | Mitigation | 0.5 | 1 | 0 | esc | 0 | 0 | 0 | 0 | 0 | 0 | 0.035347 | 2.0694e-08
[120 empty] | 7.3.5.15 Identification and remediation of “at-risk species”WLDFRVegetation ContactGrow Into | WLDFR | HFTD - Distribution - Tier 3 - 4QU CoRE ¦ 4QU LoRE | Red Flag Warning - Large Fires | Vegetation Contact | Grow Into | 2022 | 6.1282e-08 | 202.884 | 1.2433e-05 | 2022 | Mitigation | 0.5 | 1 | 0 | esc | 0 | 0 | 0 | 0 | 0.037115 | 2.2745e-09 | 0 | 0
[120 empty] | 7.3.5.15 Identification and remediation of “at-risk species”WLDFRVegetation ContactGrow Into | WLDFR | HFTD - Distribution - Tier 3 - 4QU CoRE ¦ 4QU LoRE | Red Flag Warning - Large Fires | Vegetation Contact | Grow Into | 2023 | 6.1282e-08 | 202.884 | 1.2433e-05 | 2023 | Mitigation | 0.5 | 1 | 0 | esc | 0 | 0 | 0 | 0 | 0 | 0 | 0.035347 | 2.1661e-09
[120 empty] | 7.3.5.15 Identification and remediation of “at-risk species”WLDFRVegetation ContactBranch (Not overhanging, 4-12ft) | WLDFR | HFTD - Distribution - Tier 3 - 4QU CoRE ¦ 4QU LoRE | Red Flag Warning - Small Fires | Vegetation Contact | Branch (Not overhanging, 4-12ft) | 2022 | 4.1888e-06 | 202.884 | 0.00084984 | 2022 | Mitigation | 0.5 | 30 | 0 | esc | 0.038747 | 1.623e-07 | 0.040913 | 1.7138e-07 | 0.037115 | 1.5547e-07 | 0 | 0
[120 empty] | 7.3.5.15 Identification and remediation of “at-risk species”WLDFRVegetation ContactBranch (Not overhanging, 4-12ft) | WLDFR | HFTD - Distribution - Tier 3 - 4QU CoRE ¦ 4QU LoRE | Red Flag Warning - Small Fires | Vegetation Contact | Branch (Not overhanging, 4-12ft) | 2023 | 4.1888e-06 | 202.884 | 0.00084984 | 2023 | Mitigation | 0.5 | 30 | 0 | esc | 0.038747 | 1.623e-07 | 0.040913 | 1.7138e-07 | 0.037115 | 1.5547e-07 | 0.035347 | 1.4806e-07
[120 empty] | 7.3.5.15 Identification and remediation of “at-risk species”WLDFRVegetation ContactBranch (Not overhanging, 4-12ft) | WLDFR | HFTD - Distribution - Tier 3 - 4QU CoRE ¦ 4QU LoRE | Red Flag Warning - Small Fires | Vegetation Contact | Branch (Not overhanging, 4-12ft) | 2024 | 4.1888e-06 | 202.884 | 0.00084984 | 2024 | Mitigation | 0.5 | 30 | 0 | esc | 0.038747 | 1.623e-07 | 0.040913 | 1.7138e-07 | 0.037115 | 1.5547e-07 | 0.035347 | 1.4806e-07
[120 empty] | 7.3.5.15 Identification and remediation of “at-risk species”WLDFRVegetation ContactBranch (Not overhanging, 4-12ft) | WLDFR | HFTD - Distribution - Tier 3 - 4QU CoRE ¦ 4QU LoRE | Red Flag Warning - Small Fires | Vegetation Contact | Branch (Not overhanging, 4-12ft) | 2025 | 4.1888e-06 | 202.884 | 0.00084984 | 2025 | Mitigation | 0.5 | 30 | 0 | esc | 0.038747 | 1.623e-07 | 0.040913 | 1.7138e-07 | 0.037115 | 1.5547e-07 | 0.035347 | 1.4806e-07
[120 empty] | 7.3.5.15 Identification and remediation of “at-risk species”WLDFRVegetation ContactBranch (Not overhanging, 4-12ft) | WLDFR | HFTD - Distribution - Tier 3 - 4QU CoRE ¦ 4QU LoRE | Red Flag Warning - Small Fires | Vegetation Contact | Branch (Not overhanging, 4-12ft) | 2026 | 4.1888e-06 | 202.884 | 0.00084984 | 2026 | Mitigation | 0.5 | 30 | 0 | esc | 0.038747 | 1.623e-07 | 0.040913 | 1.7138e-07 | 0.037115 | 1.5547e-07 | 0.035347 | 1.4806e-07
[120 empty] | 7.3.5.15 Identification and remediation of “at-risk species”WLDFRVegetation ContactBranch (Not overhanging, 4-12ft) | WLDFR | HFTD - Distribution - Tier 3 - 4QU CoRE ¦ 4QU LoRE | Red Flag Warning - Small Fires | Vegetation Contact | Branch (Not overhanging, 4-12ft) | 2027 | 4.1888e-06 | 202.884 | 0.00084984 | 2027 | Mitigation | 0.5 | 30 | 0 | esc | 0.038747 | 1.623e-07 | 0.040913 | 1.7138e-07 | 0.037115 | 1.5547e-07 | 0.035347 | 1.4806e-07
[120 empty] | 7.3.5.15 Identification and remediation of “at-risk species”WLDFRVegetation ContactBranch (Not overhanging, 4-12ft) | WLDFR | HFTD - Distribution - Tier 3 - 4QU CoRE ¦ 4QU LoRE | Red Flag Warning - Small Fires | Vegetation Contact | Branch (Not overhanging, 4-12ft) | 2028 | 4.1888e-06 | 202.884 | 0.00084984 | 2028 | Mitigation | 0.5 | 30 | 0 | esc | 0.038747 | 1.623e-07 | 0.040913 | 1.7138e-07 | 0.037115 | 1.5547e-07 | 0.035347 | 1.4806e-07
[120 empty] | 7.3.5.15 Identification and remediation of “at-risk species”WLDFRVegetation ContactBranch (Not overhanging, 4-12ft) | WLDFR | HFTD - Distribution - Tier 3 - 4QU CoRE ¦ 4QU LoRE | Red Flag Warning - Small Fires | Vegetation Contact | Branch (Not overhanging, 4-12ft) | 2029 | 4.1888e-06 | 202.884 | 0.00084984 | 2029 | Mitigation | 0.5 | 30 | 0 | esc | 0.038747 | 1.623e-07 | 0.040913 | 1.7138e-07 | 0.037115 | 1.5547e-07 | 0.035347 | 1.4806e-07
[120 empty] | 7.3.5.15 Identification and remediation of “at-risk species”WLDFRVegetation ContactBranch (Not overhanging, 4-12ft) | WLDFR | HFTD - Distribution - Tier 3 - 4QU CoRE ¦ 4QU LoRE | Red Flag Warning - Small Fires | Vegetation Contact | Branch (Not overhanging, 4-12ft) | 2030 | 4.1888e-06 | 202.884 | 0.00084984 | 2030 | Mitigation | 0.5 | 30 | 0 | esc | 0.038747 | 1.623e-07 | 0.040913 | 1.7138e-07 | 0.037115 | 1.5547e-07 | 0.035347 | 1.4806e-07
[120 empty] | 7.3.5.15 Identification and remediation of “at-risk species”WLDFRVegetation ContactBranch (Not overhanging, 4-12ft) | WLDFR | HFTD - Distribution - Tier 3 - 4QU CoRE ¦ 4QU LoRE | Red Flag Warning - Small Fires | Vegetation Contact | Branch (Not overhanging, 4-12ft) | 2031 | 4.1888e-06 | 202.884 | 0.00084984 | 2031 | Mitigation | 0.5 | 30 | 0 | esc | 0.038747 | 1.623e-07 | 0.040913 | 1.7138e-07 | 0.037115 | 1.5547e-07 | 0.035347 | 1.4806e-07
[120 empty] | 7.3.5.15 Identification and remediation of “at-risk species”WLDFRVegetation ContactBranch (Not overhanging, 4-12ft) | WLDFR | HFTD - Distribution - Tier 3 - 4QU CoRE ¦ 4QU LoRE | Red Flag Warning - Small Fires | Vegetation Contact | Branch (Not overhanging, 4-12ft) | 2032 | 4.1888e-06 | 202.884 | 0.00084984 | 2032 | Mitigation | 0.5 | 30 | 0 | esc | 0.038747 | 1.623e-07 | 0.040913 | 1.7138e-07 | 0.037115 | 1.5547e-07 | 0.035347 | 1.4806e-07
[120 empty] | 7.3.5.15 Identification and remediation of “at-risk species”WLDFRVegetation ContactBranch (Not overhanging, 4-12ft) | WLDFR | HFTD - Distribution - Tier 3 - 4QU CoRE ¦ 4QU LoRE | Red Flag Warning - Small Fires | Vegetation Contact | Branch (Not overhanging, 4-12ft) | 2033 | 4.1888e-06 | 202.884 | 0.00084984 | 2033 | Mitigation | 0.5 | 30 | 0 | esc | 0.038747 | 1.623e-07 | 0.040913 | 1.7138e-07 | 0.037115 | 1.5547e-07 | 0.035347 | 1.4806e-07
[120 empty] | 7.3.5.15 Identification and remediation of “at-risk species”WLDFRVegetation ContactBranch (Not overhanging, 4-12ft) | WLDFR | HFTD - Distribution - Tier 3 - 4QU CoRE ¦ 4QU LoRE | Red Flag Warning - Small Fires | Vegetation Contact | Branch (Not overhanging, 4-12ft) | 2034 | 4.1888e-06 | 202.884 | 0.00084984 | 2034 | Mitigation | 0.5 | 30 | 0 | esc | 0.038747 | 1.623e-07 | 0.040913 | 1.7138e-07 | 0.037115 | 1.5547e-07 | 0.035347 | 1.4806e-07
[120 empty] | 7.3.5.15 Identification and remediation of “at-risk species”WLDFRVegetation ContactBranch (Not overhanging, 4-12ft) | WLDFR | HFTD - Distribution - Tier 3 - 4QU CoRE ¦ 4QU LoRE | Red Flag Warning - Small Fires | Vegetation Contact | Branch (Not overhanging, 4-12ft) | 2035 | 4.1888e-06 | 202.884 | 0.00084984 | 2035 | Mitigation | 0.5 | 30 | 0 | esc | 0.038747 | 1.623e-07 | 0.040913 | 1.7138e-07 | 0.037115 | 1.5547e-07 | 0.035347 | 1.4806e-07
[120 empty] | 7.3.5.15 Identification and remediation of “at-risk species”WLDFRVegetation ContactBranch (Not overhanging, 4-12ft) | WLDFR | HFTD - Distribution - Tier 3 - 4QU CoRE ¦ 4QU LoRE | Red Flag Warning - Small Fires | Vegetation Contact | Branch (Not overhanging, 4-12ft) | 2036 | 4.1888e-06 | 202.884 | 0.00084984 | 2036 | Mitigation | 0.5 | 30 | 0 | esc | 0.038747 | 1.623e-07 | 0.040913 | 1.7138e-07 | 0.037115 | 1.5547e-07 | 0.035347 | 1.4806e-07
[120 empty] | 7.3.5.15 Identification and remediation of “at-risk species”WLDFRVegetation ContactBranch (Not overhanging, 4-12ft) | WLDFR | HFTD - Distribution - Tier 3 - 4QU CoRE ¦ 4QU LoRE | Red Flag Warning - Small Fires | Vegetation Contact | Branch (Not overhanging, 4-12ft) | 2037 | 4.1888e-06 | 202.884 | 0.00084984 | 2037 | Mitigation | 0.5 | 30 | 0 | esc | 0.038747 | 1.623e-07 | 0.040913 | 1.7138e-07 | 0.037115 | 1.5547e-07 | 0.035347 | 1.4806e-07
[120 empty] | 7.3.5.15 Identification and remediation of “at-risk species”WLDFRVegetation ContactBranch (Not overhanging, 4-12ft) | WLDFR | HFTD - Distribution - Tier 3 - 4QU CoRE ¦ 4QU LoRE | Red Flag Warning - Small Fires | Vegetation Contact | Branch (Not overhanging, 4-12ft) | 2038 | 4.1888e-06 | 202.884 | 0.00084984 | 2038 | Mitigation | 0.5 | 30 | 0 | esc | 0.038747 | 1.623e-07 | 0.040913 | 1.7138e-07 | 0.037115 | 1.5547e-07 | 0.035347 | 1.4806e-07
[120 empty] | 7.3.5.15 Identification and remediation of “at-risk species”WLDFRVegetation ContactBranch (Not overhanging, 4-12ft) | WLDFR | HFTD - Distribution - Tier 3 - 4QU CoRE ¦ 4QU LoRE | Red Flag Warning - Small Fires | Vegetation Contact | Branch (Not overhanging, 4-12ft) | 2039 | 4.1888e-06 | 202.884 | 0.00084984 | 2039 | Mitigation | 0.5 | 30 | 0 | esc | 0.038747 | 1.623e-07 | 0.040913 | 1.7138e-07 | 0.037115 | 1.5547e-07 | 0.035347 | 1.4806e-07
[120 empty] | 7.3.5.15 Identification and remediation of “at-risk species”WLDFRVegetation ContactBranch (Not overhanging, 4-12ft) | WLDFR | HFTD - Distribution - Tier 3 - 4QU CoRE ¦ 4QU LoRE | Red Flag Warning - Small Fires | Vegetation Contact | Branch (Not overhanging, 4-12ft) | 2040 | 4.1888e-06 | 202.884 | 0.00084984 | 2040 | Mitigation | 0.5 | 30 | 0 | esc | 0.038747 | 1.623e-07 | 0.040913 | 1.7138e-07 | 0.037115 | 1.5547e-07 | 0.035347 | 1.4806e-07
[120 empty] | 7.3.5.15 Identification and remediation of “at-risk species”WLDFRVegetation ContactBranch (Not overhanging, 4-12ft) | WLDFR | HFTD - Distribution - Tier 3 - 4QU CoRE ¦ 4QU LoRE | Red Flag Warning - Small Fires | Vegetation Contact | Branch (Not overhanging, 4-12ft) | 2041 | 4.1888e-06 | 202.884 | 0.00084984 | 2041 | Mitigation | 0.5 | 30 | 0 | esc | 0.038747 | 1.623e-07 | 0.040913 | 1.7138e-07 | 0.037115 | 1.5547e-07 | 0.035347 | 1.4806e-07
[120 empty] | 7.3.5.15 Identification and remediation of “at-risk species”WLDFRVegetation ContactBranch (Not overhanging, 4-12ft) | WLDFR | HFTD - Distribution - Tier 3 - 4QU CoRE ¦ 4QU LoRE | Red Flag Warning - Small Fires | Vegetation Contact | Branch (Not overhanging, 4-12ft) | 2042 | 4.1888e-06 | 202.884 | 0.00084984 | 2042 | Mitigation | 0.5 | 30 | 0 | esc | 0.038747 | 1.623e-07 | 0.040913 | 1.7138e-07 | 0.037115 | 1.5547e-07 | 0.035347 | 1.4806e-07
[120 empty] | 7.3.5.15 Identification and remediation of “at-risk species”WLDFRVegetation ContactBranch (Not overhanging, 4-12ft) | WLDFR | HFTD - Distribution - Tier 3 - 4QU CoRE ¦ 4QU LoRE | Red Flag Warning - Small Fires | Vegetation Contact | Branch (Not overhanging, 4-12ft) | 2043 | 4.1888e-06 | 202.884 | 0.00084984 | 2043 | Mitigation | 0.5 | 30 | 0 | esc | 0.038747 | 1.623e-07 | 0.040913 | 1.7138e-07 | 0.037115 | 1.5547e-07 | 0.035347 | 1.4806e-07
[120 empty] | 7.3.5.15 Identification and remediation of “at-risk species”WLDFRVegetation ContactBranch (Not overhanging, 4-12ft) | WLDFR | HFTD - Distribution - Tier 3 - 4QU CoRE ¦ 4QU LoRE | Red Flag Warning - Small Fires | Vegetation Contact | Branch (Not overhanging, 4-12ft) | 2044 | 4.1888e-06 | 202.884 | 0.00084984 | 2044 | Mitigation | 0.5 | 30 | 0 | esc | 0.038747 | 1.623e-07 | 0.040913 | 1.7138e-07 | 0.037115 | 1.5547e-07 | 0.035347 | 1.4806e-07
[120 empty] | 7.3.5.15 Identification and remediation of “at-risk species”WLDFRVegetation ContactBranch (Not overhanging, 4-12ft) | WLDFR | HFTD - Distribution - Tier 3 - 4QU CoRE ¦ 4QU LoRE | Red Flag Warning - Small Fires | Vegetation Contact | Branch (Not overhanging, 4-12ft) | 2045 | 4.1888e-06 | 202.884 | 0.00084984 | 2045 | Mitigation | 0.5 | 30 | 0 | esc | 0.038747 | 1.623e-07 | 0.040913 | 1.7138e-07 | 0.037115 | 1.5547e-07 | 0.035347 | 1.4806e-07
[120 empty] | 7.3.5.15 Identification and remediation of “at-risk species”WLDFRVegetation ContactBranch (Not overhanging, 4-12ft) | WLDFR | HFTD - Distribution - Tier 3 - 4QU CoRE ¦ 4QU LoRE | Red Flag Warning - Small Fires | Vegetation Contact | Branch (Not overhanging, 4-12ft) | 2046 | 4.1888e-06 | 202.884 | 0.00084984 | 2046 | Mitigation | 0.5 | 30 | 0 | esc | 0.038747 | 1.623e-07 | 0.040913 | 1.7138e-07 | 0.037115 | 1.5547e-07 | 0.035347 | 1.4806e-07
[120 empty] | 7.3.5.15 Identification and remediation of “at-risk species”WLDFRVegetation ContactBranch (Not overhanging, 4-12ft) | WLDFR | HFTD - Distribution - Tier 3 - 4QU CoRE ¦ 4QU LoRE | Red Flag Warning - Small Fires | Vegetation Contact | Branch (Not overhanging, 4-12ft) | 2047 | 4.1888e-06 | 202.884 | 0.00084984 | 2047 | Mitigation | 0.5 | 30 | 0 | esc | 0.038747 | 1.623e-07 | 0.040913 | 1.7138e-07 | 0.037115 | 1.5547e-07 | 0.035347 | 1.4806e-07
[120 empty] | 7.3.5.15 Identification and remediation of “at-risk species”WLDFRVegetation ContactBranch (Not overhanging, 4-12ft) | WLDFR | HFTD - Distribution - Tier 3 - 4QU CoRE ¦ 4QU LoRE | Red Flag Warning - Small Fires | Vegetation Contact | Branch (Not overhanging, 4-12ft) | 2048 | 4.1888e-06 | 202.884 | 0.00084984 | 2048 | Mitigation | 0.5 | 30 | 0 | esc | 0.038747 | 1.623e-07 | 0.040913 | 1.7138e-07 | 0.037115 | 1.5547e-07 | 0.035347 | 1.4806e-07
[120 empty] | 7.3.5.15 Identification and remediation of “at-risk species”WLDFRVegetation ContactBranch (Not overhanging, 4-12ft) | WLDFR | HFTD - Distribution - Tier 3 - 4QU CoRE ¦ 4QU LoRE | Red Flag Warning - Small Fires | Vegetation Contact | Branch (Not overhanging, 4-12ft) | 2049 | 4.1888e-06 | 202.884 | 0.00084984 | 2049 | Mitigation | 0.5 | 30 | 0 | esc | 0.038747 | 1.623e-07 | 0.040913 | 1.7138e-07 | 0.037115 | 1.5547e-07 | 0.035347 | 1.4806e-07
[120 empty] | 7.3.5.15 Identification and remediation of “at-risk species”WLDFRVegetation ContactBranch (Not overhanging, 4-12ft) | WLDFR | HFTD - Distribution - Tier 3 - 4QU CoRE ¦ 4QU LoRE | Red Flag Warning - Small Fires | Vegetation Contact | Branch (Not overhanging, 4-12ft) | 2050 | 4.1888e-06 | 202.884 | 0.00084984 | 2050 | Mitigation | 0.5 | 30 | 0 | esc | 0 | 0 | 0.040913 | 1.7138e-07 | 0.037115 | 1.5547e-07 | 0.035347 | 1.4806e-07
[120 empty] | 7.3.5.15 Identification and remediation of “at-risk species”WLDFRVegetation ContactBranch (Not overhanging, 4-12ft) | WLDFR | HFTD - Distribution - Tier 3 - 4QU CoRE ¦ 4QU LoRE | Red Flag Warning - Small Fires | Vegetation Contact | Branch (Not overhanging, 4-12ft) | 2051 | 4.1888e-06 | 202.884 | 0.00084984 | 2051 | Mitigation | 0.5 | 30 | 0 | esc | 0 | 0 | 0 | 0 | 0.037115 | 1.5547e-07 | 0.035347 | 1.4806e-07
[120 empty] | 7.3.5.15 Identification and remediation of “at-risk species”WLDFRVegetation ContactBranch (Not overhanging, 4-12ft) | WLDFR | HFTD - Distribution - Tier 3 - 4QU CoRE ¦ 4QU LoRE | Red Flag Warning - Small Fires | Vegetation Contact | Branch (Not overhanging, 4-12ft) | 2052 | 4.1888e-06 | 202.884 | 0.00084984 | 2052 | Mitigation | 0.5 | 30 | 0 | esc | 0 | 0 | 0 | 0 | 0 | 0 | 0.035347 | 1.4806e-07
[120 empty] | 7.3.5.15 Identification and remediation of “at-risk species”WLDFRVegetation ContactBranch (Not overhanging, within 4ft) | WLDFR | HFTD - Distribution - Tier 3 - 4QU CoRE ¦ 4QU LoRE | Red Flag Warning - Small Fires | Vegetation Contact | Branch (Not overhanging, within 4ft) | 2022 | 1.0556e-06 | 202.884 | 0.00021416 | 2022 | Mitigation | 0.9 | 30 | 0 | esc | 0.069745 | 7.3621e-08 | 0.073644 | 7.7737e-08 | 0.066806 | 7.0519e-08 | 0 | 0
[120 empty] | 7.3.5.15 Identification and remediation of “at-risk species”WLDFRVegetation ContactBranch (Not overhanging, within 4ft) | WLDFR | HFTD - Distribution - Tier 3 - 4QU CoRE ¦ 4QU LoRE | Red Flag Warning - Small Fires | Vegetation Contact | Branch (Not overhanging, within 4ft) | 2023 | 1.0556e-06 | 202.884 | 0.00021416 | 2023 | Mitigation | 0.9 | 30 | 0 | esc | 0.069745 | 7.3621e-08 | 0.073644 | 7.7737e-08 | 0.066806 | 7.0519e-08 | 0.063625 | 6.7161e-08
[120 empty] | 7.3.5.15 Identification and remediation of “at-risk species”WLDFRVegetation ContactBranch (Not overhanging, within 4ft) | WLDFR | HFTD - Distribution - Tier 3 - 4QU CoRE ¦ 4QU LoRE | Red Flag Warning - Small Fires | Vegetation Contact | Branch (Not overhanging, within 4ft) | 2024 | 1.0556e-06 | 202.884 | 0.00021416 | 2024 | Mitigation | 0.9 | 30 | 0 | esc | 0.069745 | 7.3621e-08 | 0.073644 | 7.7737e-08 | 0.066806 | 7.0519e-08 | 0.063625 | 6.7161e-08
[120 empty] | 7.3.5.15 Identification and remediation of “at-risk species”WLDFRVegetation ContactBranch (Not overhanging, within 4ft) | WLDFR | HFTD - Distribution - Tier 3 - 4QU CoRE ¦ 4QU LoRE | Red Flag Warning - Small Fires | Vegetation Contact | Branch (Not overhanging, within 4ft) | 2025 | 1.0556e-06 | 202.884 | 0.00021416 | 2025 | Mitigation | 0.9 | 30 | 0 | esc | 0.069745 | 7.3621e-08 | 0.073644 | 7.7737e-08 | 0.066806 | 7.0519e-08 | 0.063625 | 6.7161e-08
[120 empty] | 7.3.5.15 Identification and remediation of “at-risk species”WLDFRVegetation ContactBranch (Not overhanging, within 4ft) | WLDFR | HFTD - Distribution - Tier 3 - 4QU CoRE ¦ 4QU LoRE | Red Flag Warning - Small Fires | Vegetation Contact | Branch (Not overhanging, within 4ft) | 2026 | 1.0556e-06 | 202.884 | 0.00021416 | 2026 | Mitigation | 0.9 | 30 | 0 | esc | 0.069745 | 7.3621e-08 | 0.073644 | 7.7737e-08 | 0.066806 | 7.0519e-08 | 0.063625 | 6.7161e-08
[120 empty] | 7.3.5.15 Identification and remediation of “at-risk species”WLDFRVegetation ContactBranch (Not overhanging, within 4ft) | WLDFR | HFTD - Distribution - Tier 3 - 4QU CoRE ¦ 4QU LoRE | Red Flag Warning - Small Fires | Vegetation Contact | Branch (Not overhanging, within 4ft) | 2027 | 1.0556e-06 | 202.884 | 0.00021416 | 2027 | Mitigation | 0.9 | 30 | 0 | esc | 0.069745 | 7.3621e-08 | 0.073644 | 7.7737e-08 | 0.066806 | 7.0519e-08 | 0.063625 | 6.7161e-08
[120 empty] | 7.3.5.15 Identification and remediation of “at-risk species”WLDFRVegetation ContactBranch (Not overhanging, within 4ft) | WLDFR | HFTD - Distribution - Tier 3 - 4QU CoRE ¦ 4QU LoRE | Red Flag Warning - Small Fires | Vegetation Contact | Branch (Not overhanging, within 4ft) | 2028 | 1.0556e-06 | 202.884 | 0.00021416 | 2028 | Mitigation | 0.9 | 30 | 0 | esc | 0.069745 | 7.3621e-08 | 0.073644 | 7.7737e-08 | 0.066806 | 7.0519e-08 | 0.063625 | 6.7161e-08
[120 empty] | 7.3.5.15 Identification and remediation of “at-risk species”WLDFRVegetation ContactBranch (Not overhanging, within 4ft) | WLDFR | HFTD - Distribution - Tier 3 - 4QU CoRE ¦ 4QU LoRE | Red Flag Warning - Small Fires | Vegetation Contact | Branch (Not overhanging, within 4ft) | 2029 | 1.0556e-06 | 202.884 | 0.00021416 | 2029 | Mitigation | 0.9 | 30 | 0 | esc | 0.069745 | 7.3621e-08 | 0.073644 | 7.7737e-08 | 0.066806 | 7.0519e-08 | 0.063625 | 6.7161e-08
[120 empty] | 7.3.5.15 Identification and remediation of “at-risk species”WLDFRVegetation ContactBranch (Not overhanging, within 4ft) | WLDFR | HFTD - Distribution - Tier 3 - 4QU CoRE ¦ 4QU LoRE | Red Flag Warning - Small Fires | Vegetation Contact | Branch (Not overhanging, within 4ft) | 2030 | 1.0556e-06 | 202.884 | 0.00021416 | 2030 | Mitigation | 0.9 | 30 | 0 | esc | 0.069745 | 7.3621e-08 | 0.073644 | 7.7737e-08 | 0.066806 | 7.0519e-08 | 0.063625 | 6.7161e-08
[120 empty] | 7.3.5.15 Identification and remediation of “at-risk species”WLDFRVegetation ContactBranch (Not overhanging, within 4ft) | WLDFR | HFTD - Distribution - Tier 3 - 4QU CoRE ¦ 4QU LoRE | Red Flag Warning - Small Fires | Vegetation Contact | Branch (Not overhanging, within 4ft) | 2031 | 1.0556e-06 | 202.884 | 0.00021416 | 2031 | Mitigation | 0.9 | 30 | 0 | esc | 0.069745 | 7.3621e-08 | 0.073644 | 7.7737e-08 | 0.066806 | 7.0519e-08 | 0.063625 | 6.7161e-08
[120 empty] | 7.3.5.15 Identification and remediation of “at-risk species”WLDFRVegetation ContactBranch (Not overhanging, within 4ft) | WLDFR | HFTD - Distribution - Tier 3 - 4QU CoRE ¦ 4QU LoRE | Red Flag Warning - Small Fires | Vegetation Contact | Branch (Not overhanging, within 4ft) | 2032 | 1.0556e-06 | 202.884 | 0.00021416 | 2032 | Mitigation | 0.9 | 30 | 0 | esc | 0.069745 | 7.3621e-08 | 0.073644 | 7.7737e-08 | 0.066806 | 7.0519e-08 | 0.063625 | 6.7161e-08
[120 empty] | 7.3.5.15 Identification and remediation of “at-risk species”WLDFRVegetation ContactBranch (Not overhanging, within 4ft) | WLDFR | HFTD - Distribution - Tier 3 - 4QU CoRE ¦ 4QU LoRE | Red Flag Warning - Small Fires | Vegetation Contact | Branch (Not overhanging, within 4ft) | 2033 | 1.0556e-06 | 202.884 | 0.00021416 | 2033 | Mitigation | 0.9 | 30 | 0 | esc | 0.069745 | 7.3621e-08 | 0.073644 | 7.7737e-08 | 0.066806 | 7.0519e-08 | 0.063625 | 6.7161e-08
[120 empty] | 7.3.5.15 Identification and remediation of “at-risk species”WLDFRVegetation ContactBranch (Not overhanging, within 4ft) | WLDFR | HFTD - Distribution - Tier 3 - 4QU CoRE ¦ 4QU LoRE | Red Flag Warning - Small Fires | Vegetation Contact | Branch (Not overhanging, within 4ft) | 2034 | 1.0556e-06 | 202.884 | 0.00021416 | 2034 | Mitigation | 0.9 | 30 | 0 | esc | 0.069745 | 7.3621e-08 | 0.073644 | 7.7737e-08 | 0.066806 | 7.0519e-08 | 0.063625 | 6.7161e-08
[120 empty] | 7.3.5.15 Identification and remediation of “at-risk species”WLDFRVegetation ContactBranch (Not overhanging, within 4ft) | WLDFR | HFTD - Distribution - Tier 3 - 4QU CoRE ¦ 4QU LoRE | Red Flag Warning - Small Fires | Vegetation Contact | Branch (Not overhanging, within 4ft) | 2035 | 1.0556e-06 | 202.884 | 0.00021416 | 2035 | Mitigation | 0.9 | 30 | 0 | esc | 0.069745 | 7.3621e-08 | 0.073644 | 7.7737e-08 | 0.066806 | 7.0519e-08 | 0.063625 | 6.7161e-08
[120 empty] | 7.3.5.15 Identification and remediation of “at-risk species”WLDFRVegetation ContactBranch (Not overhanging, within 4ft) | WLDFR | HFTD - Distribution - Tier 3 - 4QU CoRE ¦ 4QU LoRE | Red Flag Warning - Small Fires | Vegetation Contact | Branch (Not overhanging, within 4ft) | 2036 | 1.0556e-06 | 202.884 | 0.00021416 | 2036 | Mitigation | 0.9 | 30 | 0 | esc | 0.069745 | 7.3621e-08 | 0.073644 | 7.7737e-08 | 0.066806 | 7.0519e-08 | 0.063625 | 6.7161e-08
[120 empty] | 7.3.5.15 Identification and remediation of “at-risk species”WLDFRVegetation ContactBranch (Not overhanging, within 4ft) | WLDFR | HFTD - Distribution - Tier 3 - 4QU CoRE ¦ 4QU LoRE | Red Flag Warning - Small Fires | Vegetation Contact | Branch (Not overhanging, within 4ft) | 2037 | 1.0556e-06 | 202.884 | 0.00021416 | 2037 | Mitigation | 0.9 | 30 | 0 | esc | 0.069745 | 7.3621e-08 | 0.073644 | 7.7737e-08 | 0.066806 | 7.0519e-08 | 0.063625 | 6.7161e-08
[120 empty] | 7.3.5.15 Identification and remediation of “at-risk species”WLDFRVegetation ContactBranch (Not overhanging, within 4ft) | WLDFR | HFTD - Distribution - Tier 3 - 4QU CoRE ¦ 4QU LoRE | Red Flag Warning - Small Fires | Vegetation Contact | Branch (Not overhanging, within 4ft) | 2038 | 1.0556e-06 | 202.884 | 0.00021416 | 2038 | Mitigation | 0.9 | 30 | 0 | esc | 0.069745 | 7.3621e-08 | 0.073644 | 7.7737e-08 | 0.066806 | 7.0519e-08 | 0.063625 | 6.7161e-08
[120 empty] | 7.3.5.15 Identification and remediation of “at-risk species”WLDFRVegetation ContactBranch (Not overhanging, within 4ft) | WLDFR | HFTD - Distribution - Tier 3 - 4QU CoRE ¦ 4QU LoRE | Red Flag Warning - Small Fires | Vegetation Contact | Branch (Not overhanging, within 4ft) | 2039 | 1.0556e-06 | 202.884 | 0.00021416 | 2039 | Mitigation | 0.9 | 30 | 0 | esc | 0.069745 | 7.3621e-08 | 0.073644 | 7.7737e-08 | 0.066806 | 7.0519e-08 | 0.063625 | 6.7161e-08
[120 empty] | 7.3.5.15 Identification and remediation of “at-risk species”WLDFRVegetation ContactBranch (Not overhanging, within 4ft) | WLDFR | HFTD - Distribution - Tier 3 - 4QU CoRE ¦ 4QU LoRE | Red Flag Warning - Small Fires | Vegetation Contact | Branch (Not overhanging, within 4ft) | 2040 | 1.0556e-06 | 202.884 | 0.00021416 | 2040 | Mitigation | 0.9 | 30 | 0 | esc | 0.069745 | 7.3621e-08 | 0.073644 | 7.7737e-08 | 0.066806 | 7.0519e-08 | 0.063625 | 6.7161e-08
[120 empty] | 7.3.5.15 Identification and remediation of “at-risk species”WLDFRVegetation ContactBranch (Not overhanging, within 4ft) | WLDFR | HFTD - Distribution - Tier 3 - 4QU CoRE ¦ 4QU LoRE | Red Flag Warning - Small Fires | Vegetation Contact | Branch (Not overhanging, within 4ft) | 2041 | 1.0556e-06 | 202.884 | 0.00021416 | 2041 | Mitigation | 0.9 | 30 | 0 | esc | 0.069745 | 7.3621e-08 | 0.073644 | 7.7737e-08 | 0.066806 | 7.0519e-08 | 0.063625 | 6.7161e-08
[120 empty] | 7.3.5.15 Identification and remediation of “at-risk species”WLDFRVegetation ContactBranch (Not overhanging, within 4ft) | WLDFR | HFTD - Distribution - Tier 3 - 4QU CoRE ¦ 4QU LoRE | Red Flag Warning - Small Fires | Vegetation Contact | Branch (Not overhanging, within 4ft) | 2042 | 1.0556e-06 | 202.884 | 0.00021416 | 2042 | Mitigation | 0.9 | 30 | 0 | esc | 0.069745 | 7.3621e-08 | 0.073644 | 7.7737e-08 | 0.066806 | 7.0519e-08 | 0.063625 | 6.7161e-08
[120 empty] | 7.3.5.15 Identification and remediation of “at-risk species”WLDFRVegetation ContactBranch (Not overhanging, within 4ft) | WLDFR | HFTD - Distribution - Tier 3 - 4QU CoRE ¦ 4QU LoRE | Red Flag Warning - Small Fires | Vegetation Contact | Branch (Not overhanging, within 4ft) | 2043 | 1.0556e-06 | 202.884 | 0.00021416 | 2043 | Mitigation | 0.9 | 30 | 0 | esc | 0.069745 | 7.3621e-08 | 0.073644 | 7.7737e-08 | 0.066806 | 7.0519e-08 | 0.063625 | 6.7161e-08
[120 empty] | 7.3.5.15 Identification and remediation of “at-risk species”WLDFRVegetation ContactBranch (Not overhanging, within 4ft) | WLDFR | HFTD - Distribution - Tier 3 - 4QU CoRE ¦ 4QU LoRE | Red Flag Warning - Small Fires | Vegetation Contact | Branch (Not overhanging, within 4ft) | 2044 | 1.0556e-06 | 202.884 | 0.00021416 | 2044 | Mitigation | 0.9 | 30 | 0 | esc | 0.069745 | 7.3621e-08 | 0.073644 | 7.7737e-08 | 0.066806 | 7.0519e-08 | 0.063625 | 6.7161e-08
[120 empty] | 7.3.5.15 Identification and remediation of “at-risk species”WLDFRVegetation ContactBranch (Not overhanging, within 4ft) | WLDFR | HFTD - Distribution - Tier 3 - 4QU CoRE ¦ 4QU LoRE | Red Flag Warning - Small Fires | Vegetation Contact | Branch (Not overhanging, within 4ft) | 2045 | 1.0556e-06 | 202.884 | 0.00021416 | 2045 | Mitigation | 0.9 | 30 | 0 | esc | 0.069745 | 7.3621e-08 | 0.073644 | 7.7737e-08 | 0.066806 | 7.0519e-08 | 0.063625 | 6.7161e-08
[120 empty] | 7.3.5.15 Identification and remediation of “at-risk species”WLDFRVegetation ContactBranch (Not overhanging, within 4ft) | WLDFR | HFTD - Distribution - Tier 3 - 4QU CoRE ¦ 4QU LoRE | Red Flag Warning - Small Fires | Vegetation Contact | Branch (Not overhanging, within 4ft) | 2046 | 1.0556e-06 | 202.884 | 0.00021416 | 2046 | Mitigation | 0.9 | 30 | 0 | esc | 0.069745 | 7.3621e-08 | 0.073644 | 7.7737e-08 | 0.066806 | 7.0519e-08 | 0.063625 | 6.7161e-08
[120 empty] | 7.3.5.15 Identification and remediation of “at-risk species”WLDFRVegetation ContactBranch (Not overhanging, within 4ft) | WLDFR | HFTD - Distribution - Tier 3 - 4QU CoRE ¦ 4QU LoRE | Red Flag Warning - Small Fires | Vegetation Contact | Branch (Not overhanging, within 4ft) | 2047 | 1.0556e-06 | 202.884 | 0.00021416 | 2047 | Mitigation | 0.9 | 30 | 0 | esc | 0.069745 | 7.3621e-08 | 0.073644 | 7.7737e-08 | 0.066806 | 7.0519e-08 | 0.063625 | 6.7161e-08
[120 empty] | 7.3.5.15 Identification and remediation of “at-risk species”WLDFRVegetation ContactBranch (Not overhanging, within 4ft) | WLDFR | HFTD - Distribution - Tier 3 - 4QU CoRE ¦ 4QU LoRE | Red Flag Warning - Small Fires | Vegetation Contact | Branch (Not overhanging, within 4ft) | 2048 | 1.0556e-06 | 202.884 | 0.00021416 | 2048 | Mitigation | 0.9 | 30 | 0 | esc | 0.069745 | 7.3621e-08 | 0.073644 | 7.7737e-08 | 0.066806 | 7.0519e-08 | 0.063625 | 6.7161e-08
[120 empty] | 7.3.5.15 Identification and remediation of “at-risk species”WLDFRVegetation ContactBranch (Not overhanging, within 4ft) | WLDFR | HFTD - Distribution - Tier 3 - 4QU CoRE ¦ 4QU LoRE | Red Flag Warning - Small Fires | Vegetation Contact | Branch (Not overhanging, within 4ft) | 2049 | 1.0556e-06 | 202.884 | 0.00021416 | 2049 | Mitigation | 0.9 | 30 | 0 | esc | 0.069745 | 7.3621e-08 | 0.073644 | 7.7737e-08 | 0.066806 | 7.0519e-08 | 0.063625 | 6.7161e-08
[120 empty] | 7.3.5.15 Identification and remediation of “at-risk species”WLDFRVegetation ContactBranch (Not overhanging, within 4ft) | WLDFR | HFTD - Distribution - Tier 3 - 4QU CoRE ¦ 4QU LoRE | Red Flag Warning - Small Fires | Vegetation Contact | Branch (Not overhanging, within 4ft) | 2050 | 1.0556e-06 | 202.884 | 0.00021416 | 2050 | Mitigation | 0.9 | 30 | 0 | esc | 0 | 0 | 0.073644 | 7.7737e-08 | 0.066806 | 7.0519e-08 | 0.063625 | 6.7161e-08
[120 empty] | 7.3.5.15 Identification and remediation of “at-risk species”WLDFRVegetation ContactBranch (Not overhanging, within 4ft) | WLDFR | HFTD - Distribution - Tier 3 - 4QU CoRE ¦ 4QU LoRE | Red Flag Warning - Small Fires | Vegetation Contact | Branch (Not overhanging, within 4ft) | 2051 | 1.0556e-06 | 202.884 | 0.00021416 | 2051 | Mitigation | 0.9 | 30 | 0 | esc | 0 | 0 | 0 | 0 | 0.066806 | 7.0519e-08 | 0.063625 | 6.7161e-08
[120 empty] | 7.3.5.15 Identification and remediation of “at-risk species”WLDFRVegetation ContactBranch (Not overhanging, within 4ft) | WLDFR | HFTD - Distribution - Tier 3 - 4QU CoRE ¦ 4QU LoRE | Red Flag Warning - Small Fires | Vegetation Contact | Branch (Not overhanging, within 4ft) | 2052 | 1.0556e-06 | 202.884 | 0.00021416 | 2052 | Mitigation | 0.9 | 30 | 0 | esc | 0 | 0 | 0 | 0 | 0 | 0 | 0.063625 | 6.7161e-08
[120 empty] | 7.3.5.15 Identification and remediation of “at-risk species”WLDFRVegetation ContactBranch (OverHanging) | WLDFR | HFTD - Distribution - Tier 3 - 4QU CoRE ¦ 4QU LoRE | Red Flag Warning - Small Fires | Vegetation Contact | Branch (OverHanging) | 2022 | 6.3353e-05 | 202.884 | 0.012853 | 2022 | Mitigation | 0.9 | 30 | 0 | esc | 0.069745 | 4.4185e-06 | 0.073644 | 4.6656e-06 | 0.066806 | 4.2324e-06 | 0 | 0
[120 empty] | 7.3.5.15 Identification and remediation of “at-risk species”WLDFRVegetation ContactBranch (OverHanging) | WLDFR | HFTD - Distribution - Tier 3 - 4QU CoRE ¦ 4QU LoRE | Red Flag Warning - Small Fires | Vegetation Contact | Branch (OverHanging) | 2023 | 6.3353e-05 | 202.884 | 0.012853 | 2023 | Mitigation | 0.9 | 30 | 0 | esc | 0.069745 | 4.4185e-06 | 0.073644 | 4.6656e-06 | 0.066806 | 4.2324e-06 | 0.063625 | 4.0308e-06
[120 empty] | 7.3.5.15 Identification and remediation of “at-risk species”WLDFRVegetation ContactBranch (OverHanging) | WLDFR | HFTD - Distribution - Tier 3 - 4QU CoRE ¦ 4QU LoRE | Red Flag Warning - Small Fires | Vegetation Contact | Branch (OverHanging) | 2024 | 6.3353e-05 | 202.884 | 0.012853 | 2024 | Mitigation | 0.9 | 30 | 0 | esc | 0.069745 | 4.4185e-06 | 0.073644 | 4.6656e-06 | 0.066806 | 4.2324e-06 | 0.063625 | 4.0308e-06
[120 empty] | 7.3.5.15 Identification and remediation of “at-risk species”WLDFRVegetation ContactBranch (OverHanging) | WLDFR | HFTD - Distribution - Tier 3 - 4QU CoRE ¦ 4QU LoRE | Red Flag Warning - Small Fires | Vegetation Contact | Branch (OverHanging) | 2025 | 6.3353e-05 | 202.884 | 0.012853 | 2025 | Mitigation | 0.9 | 30 | 0 | esc | 0.069745 | 4.4185e-06 | 0.073644 | 4.6656e-06 | 0.066806 | 4.2324e-06 | 0.063625 | 4.0308e-06
[120 empty] | 7.3.5.15 Identification and remediation of “at-risk species”WLDFRVegetation ContactBranch (OverHanging) | WLDFR | HFTD - Distribution - Tier 3 - 4QU CoRE ¦ 4QU LoRE | Red Flag Warning - Small Fires | Vegetation Contact | Branch (OverHanging) | 2026 | 6.3353e-05 | 202.884 | 0.012853 | 2026 | Mitigation | 0.9 | 30 | 0 | esc | 0.069745 | 4.4185e-06 | 0.073644 | 4.6656e-06 | 0.066806 | 4.2324e-06 | 0.063625 | 4.0308e-06
[120 empty] | 7.3.5.15 Identification and remediation of “at-risk species”WLDFRVegetation ContactBranch (OverHanging) | WLDFR | HFTD - Distribution - Tier 3 - 4QU CoRE ¦ 4QU LoRE | Red Flag Warning - Small Fires | Vegetation Contact | Branch (OverHanging) | 2027 | 6.3353e-05 | 202.884 | 0.012853 | 2027 | Mitigation | 0.9 | 30 | 0 | esc | 0.069745 | 4.4185e-06 | 0.073644 | 4.6656e-06 | 0.066806 | 4.2324e-06 | 0.063625 | 4.0308e-06
[120 empty] | 7.3.5.15 Identification and remediation of “at-risk species”WLDFRVegetation ContactBranch (OverHanging) | WLDFR | HFTD - Distribution - Tier 3 - 4QU CoRE ¦ 4QU LoRE | Red Flag Warning - Small Fires | Vegetation Contact | Branch (OverHanging) | 2028 | 6.3353e-05 | 202.884 | 0.012853 | 2028 | Mitigation | 0.9 | 30 | 0 | esc | 0.069745 | 4.4185e-06 | 0.073644 | 4.6656e-06 | 0.066806 | 4.2324e-06 | 0.063625 | 4.0308e-06
[120 empty] | 7.3.5.15 Identification and remediation of “at-risk species”WLDFRVegetation ContactBranch (OverHanging) | WLDFR | HFTD - Distribution - Tier 3 - 4QU CoRE ¦ 4QU LoRE | Red Flag Warning - Small Fires | Vegetation Contact | Branch (OverHanging) | 2029 | 6.3353e-05 | 202.884 | 0.012853 | 2029 | Mitigation | 0.9 | 30 | 0 | esc | 0.069745 | 4.4185e-06 | 0.073644 | 4.6656e-06 | 0.066806 | 4.2324e-06 | 0.063625 | 4.0308e-06
[120 empty] | 7.3.5.15 Identification and remediation of “at-risk species”WLDFRVegetation ContactBranch (OverHanging) | WLDFR | HFTD - Distribution - Tier 3 - 4QU CoRE ¦ 4QU LoRE | Red Flag Warning - Small Fires | Vegetation Contact | Branch (OverHanging) | 2030 | 6.3353e-05 | 202.884 | 0.012853 | 2030 | Mitigation | 0.9 | 30 | 0 | esc | 0.069745 | 4.4185e-06 | 0.073644 | 4.6656e-06 | 0.066806 | 4.2324e-06 | 0.063625 | 4.0308e-06
[120 empty] | 7.3.5.15 Identification and remediation of “at-risk species”WLDFRVegetation ContactBranch (OverHanging) | WLDFR | HFTD - Distribution - Tier 3 - 4QU CoRE ¦ 4QU LoRE | Red Flag Warning - Small Fires | Vegetation Contact | Branch (OverHanging) | 2031 | 6.3353e-05 | 202.884 | 0.012853 | 2031 | Mitigation | 0.9 | 30 | 0 | esc | 0.069745 | 4.4185e-06 | 0.073644 | 4.6656e-06 | 0.066806 | 4.2324e-06 | 0.063625 | 4.0308e-06
[120 empty] | 7.3.5.15 Identification and remediation of “at-risk species”WLDFRVegetation ContactBranch (OverHanging) | WLDFR | HFTD - Distribution - Tier 3 - 4QU CoRE ¦ 4QU LoRE | Red Flag Warning - Small Fires | Vegetation Contact | Branch (OverHanging) | 2032 | 6.3353e-05 | 202.884 | 0.012853 | 2032 | Mitigation | 0.9 | 30 | 0 | esc | 0.069745 | 4.4185e-06 | 0.073644 | 4.6656e-06 | 0.066806 | 4.2324e-06 | 0.063625 | 4.0308e-06
[120 empty] | 7.3.5.15 Identification and remediation of “at-risk species”WLDFRVegetation ContactBranch (OverHanging) | WLDFR | HFTD - Distribution - Tier 3 - 4QU CoRE ¦ 4QU LoRE | Red Flag Warning - Small Fires | Vegetation Contact | Branch (OverHanging) | 2033 | 6.3353e-05 | 202.884 | 0.012853 | 2033 | Mitigation | 0.9 | 30 | 0 | esc | 0.069745 | 4.4185e-06 | 0.073644 | 4.6656e-06 | 0.066806 | 4.2324e-06 | 0.063625 | 4.0308e-06
[120 empty] | 7.3.5.15 Identification and remediation of “at-risk species”WLDFRVegetation ContactBranch (OverHanging) | WLDFR | HFTD - Distribution - Tier 3 - 4QU CoRE ¦ 4QU LoRE | Red Flag Warning - Small Fires | Vegetation Contact | Branch (OverHanging) | 2034 | 6.3353e-05 | 202.884 | 0.012853 | 2034 | Mitigation | 0.9 | 30 | 0 | esc | 0.069745 | 4.4185e-06 | 0.073644 | 4.6656e-06 | 0.066806 | 4.2324e-06 | 0.063625 | 4.0308e-06
[120 empty] | 7.3.5.15 Identification and remediation of “at-risk species”WLDFRVegetation ContactBranch (OverHanging) | WLDFR | HFTD - Distribution - Tier 3 - 4QU CoRE ¦ 4QU LoRE | Red Flag Warning - Small Fires | Vegetation Contact | Branch (OverHanging) | 2035 | 6.3353e-05 | 202.884 | 0.012853 | 2035 | Mitigation | 0.9 | 30 | 0 | esc | 0.069745 | 4.4185e-06 | 0.073644 | 4.6656e-06 | 0.066806 | 4.2324e-06 | 0.063625 | 4.0308e-06
[120 empty] | 7.3.5.15 Identification and remediation of “at-risk species”WLDFRVegetation ContactBranch (OverHanging) | WLDFR | HFTD - Distribution - Tier 3 - 4QU CoRE ¦ 4QU LoRE | Red Flag Warning - Small Fires | Vegetation Contact | Branch (OverHanging) | 2036 | 6.3353e-05 | 202.884 | 0.012853 | 2036 | Mitigation | 0.9 | 30 | 0 | esc | 0.069745 | 4.4185e-06 | 0.073644 | 4.6656e-06 | 0.066806 | 4.2324e-06 | 0.063625 | 4.0308e-06
[120 empty] | 7.3.5.15 Identification and remediation of “at-risk species”WLDFRVegetation ContactBranch (OverHanging) | WLDFR | HFTD - Distribution - Tier 3 - 4QU CoRE ¦ 4QU LoRE | Red Flag Warning - Small Fires | Vegetation Contact | Branch (OverHanging) | 2037 | 6.3353e-05 | 202.884 | 0.012853 | 2037 | Mitigation | 0.9 | 30 | 0 | esc | 0.069745 | 4.4185e-06 | 0.073644 | 4.6656e-06 | 0.066806 | 4.2324e-06 | 0.063625 | 4.0308e-06
[120 empty] | 7.3.5.15 Identification and remediation of “at-risk species”WLDFRVegetation ContactBranch (OverHanging) | WLDFR | HFTD - Distribution - Tier 3 - 4QU CoRE ¦ 4QU LoRE | Red Flag Warning - Small Fires | Vegetation Contact | Branch (OverHanging) | 2038 | 6.3353e-05 | 202.884 | 0.012853 | 2038 | Mitigation | 0.9 | 30 | 0 | esc | 0.069745 | 4.4185e-06 | 0.073644 | 4.6656e-06 | 0.066806 | 4.2324e-06 | 0.063625 | 4.0308e-06
[120 empty] | 7.3.5.15 Identification and remediation of “at-risk species”WLDFRVegetation ContactBranch (OverHanging) | WLDFR | HFTD - Distribution - Tier 3 - 4QU CoRE ¦ 4QU LoRE | Red Flag Warning - Small Fires | Vegetation Contact | Branch (OverHanging) | 2039 | 6.3353e-05 | 202.884 | 0.012853 | 2039 | Mitigation | 0.9 | 30 | 0 | esc | 0.069745 | 4.4185e-06 | 0.073644 | 4.6656e-06 | 0.066806 | 4.2324e-06 | 0.063625 | 4.0308e-06
[120 empty] | 7.3.5.15 Identification and remediation of “at-risk species”WLDFRVegetation ContactBranch (OverHanging) | WLDFR | HFTD - Distribution - Tier 3 - 4QU CoRE ¦ 4QU LoRE | Red Flag Warning - Small Fires | Vegetation Contact | Branch (OverHanging) | 2040 | 6.3353e-05 | 202.884 | 0.012853 | 2040 | Mitigation | 0.9 | 30 | 0 | esc | 0.069745 | 4.4185e-06 | 0.073644 | 4.6656e-06 | 0.066806 | 4.2324e-06 | 0.063625 | 4.0308e-06
[120 empty] | 7.3.5.15 Identification and remediation of “at-risk species”WLDFRVegetation ContactBranch (OverHanging) | WLDFR | HFTD - Distribution - Tier 3 - 4QU CoRE ¦ 4QU LoRE | Red Flag Warning - Small Fires | Vegetation Contact | Branch (OverHanging) | 2041 | 6.3353e-05 | 202.884 | 0.012853 | 2041 | Mitigation | 0.9 | 30 | 0 | esc | 0.069745 | 4.4185e-06 | 0.073644 | 4.6656e-06 | 0.066806 | 4.2324e-06 | 0.063625 | 4.0308e-06
[120 empty] | 7.3.5.15 Identification and remediation of “at-risk species”WLDFRVegetation ContactBranch (OverHanging) | WLDFR | HFTD - Distribution - Tier 3 - 4QU CoRE ¦ 4QU LoRE | Red Flag Warning - Small Fires | Vegetation Contact | Branch (OverHanging) | 2042 | 6.3353e-05 | 202.884 | 0.012853 | 2042 | Mitigation | 0.9 | 30 | 0 | esc | 0.069745 | 4.4185e-06 | 0.073644 | 4.6656e-06 | 0.066806 | 4.2324e-06 | 0.063625 | 4.0308e-06
[120 empty] | 7.3.5.15 Identification and remediation of “at-risk species”WLDFRVegetation ContactBranch (OverHanging) | WLDFR | HFTD - Distribution - Tier 3 - 4QU CoRE ¦ 4QU LoRE | Red Flag Warning - Small Fires | Vegetation Contact | Branch (OverHanging) | 2043 | 6.3353e-05 | 202.884 | 0.012853 | 2043 | Mitigation | 0.9 | 30 | 0 | esc | 0.069745 | 4.4185e-06 | 0.073644 | 4.6656e-06 | 0.066806 | 4.2324e-06 | 0.063625 | 4.0308e-06
[120 empty] | 7.3.5.15 Identification and remediation of “at-risk species”WLDFRVegetation ContactBranch (OverHanging) | WLDFR | HFTD - Distribution - Tier 3 - 4QU CoRE ¦ 4QU LoRE | Red Flag Warning - Small Fires | Vegetation Contact | Branch (OverHanging) | 2044 | 6.3353e-05 | 202.884 | 0.012853 | 2044 | Mitigation | 0.9 | 30 | 0 | esc | 0.069745 | 4.4185e-06 | 0.073644 | 4.6656e-06 | 0.066806 | 4.2324e-06 | 0.063625 | 4.0308e-06
[120 empty] | 7.3.5.15 Identification and remediation of “at-risk species”WLDFRVegetation ContactBranch (OverHanging) | WLDFR | HFTD - Distribution - Tier 3 - 4QU CoRE ¦ 4QU LoRE | Red Flag Warning - Small Fires | Vegetation Contact | Branch (OverHanging) | 2045 | 6.3353e-05 | 202.884 | 0.012853 | 2045 | Mitigation | 0.9 | 30 | 0 | esc | 0.069745 | 4.4185e-06 | 0.073644 | 4.6656e-06 | 0.066806 | 4.2324e-06 | 0.063625 | 4.0308e-06
[120 empty] | 7.3.5.15 Identification and remediation of “at-risk species”WLDFRVegetation ContactBranch (OverHanging) | WLDFR | HFTD - Distribution - Tier 3 - 4QU CoRE ¦ 4QU LoRE | Red Flag Warning - Small Fires | Vegetation Contact | Branch (OverHanging) | 2046 | 6.3353e-05 | 202.884 | 0.012853 | 2046 | Mitigation | 0.9 | 30 | 0 | esc | 0.069745 | 4.4185e-06 | 0.073644 | 4.6656e-06 | 0.066806 | 4.2324e-06 | 0.063625 | 4.0308e-06
[120 empty] | 7.3.5.15 Identification and remediation of “at-risk species”WLDFRVegetation ContactBranch (OverHanging) | WLDFR | HFTD - Distribution - Tier 3 - 4QU CoRE ¦ 4QU LoRE | Red Flag Warning - Small Fires | Vegetation Contact | Branch (OverHanging) | 2047 | 6.3353e-05 | 202.884 | 0.012853 | 2047 | Mitigation | 0.9 | 30 | 0 | esc | 0.069745 | 4.4185e-06 | 0.073644 | 4.6656e-06 | 0.066806 | 4.2324e-06 | 0.063625 | 4.0308e-06
[120 empty] | 7.3.5.15 Identification and remediation of “at-risk species”WLDFRVegetation ContactBranch (OverHanging) | WLDFR | HFTD - Distribution - Tier 3 - 4QU CoRE ¦ 4QU LoRE | Red Flag Warning - Small Fires | Vegetation Contact | Branch (OverHanging) | 2048 | 6.3353e-05 | 202.884 | 0.012853 | 2048 | Mitigation | 0.9 | 30 | 0 | esc | 0.069745 | 4.4185e-06 | 0.073644 | 4.6656e-06 | 0.066806 | 4.2324e-06 | 0.063625 | 4.0308e-06
[120 empty] | 7.3.5.15 Identification and remediation of “at-risk species”WLDFRVegetation ContactBranch (OverHanging) | WLDFR | HFTD - Distribution - Tier 3 - 4QU CoRE ¦ 4QU LoRE | Red Flag Warning - Small Fires | Vegetation Contact | Branch (OverHanging) | 2049 | 6.3353e-05 | 202.884 | 0.012853 | 2049 | Mitigation | 0.9 | 30 | 0 | esc | 0.069745 | 4.4185e-06 | 0.073644 | 4.6656e-06 | 0.066806 | 4.2324e-06 | 0.063625 | 4.0308e-06
[120 empty] | 7.3.5.15 Identification and remediation of “at-risk species”WLDFRVegetation ContactBranch (OverHanging) | WLDFR | HFTD - Distribution - Tier 3 - 4QU CoRE ¦ 4QU LoRE | Red Flag Warning - Small Fires | Vegetation Contact | Branch (OverHanging) | 2050 | 6.3353e-05 | 202.884 | 0.012853 | 2050 | Mitigation | 0.9 | 30 | 0 | esc | 0 | 0 | 0.073644 | 4.6656e-06 | 0.066806 | 4.2324e-06 | 0.063625 | 4.0308e-06
[120 empty] | 7.3.5.15 Identification and remediation of “at-risk species”WLDFRVegetation ContactBranch (OverHanging) | WLDFR | HFTD - Distribution - Tier 3 - 4QU CoRE ¦ 4QU LoRE | Red Flag Warning - Small Fires | Vegetation Contact | Branch (OverHanging) | 2051 | 6.3353e-05 | 202.884 | 0.012853 | 2051 | Mitigation | 0.9 | 30 | 0 | esc | 0 | 0 | 0 | 0 | 0.066806 | 4.2324e-06 | 0.063625 | 4.0308e-06
[120 empty] | 7.3.5.15 Identification and remediation of “at-risk species”WLDFRVegetation ContactBranch (OverHanging) | WLDFR | HFTD - Distribution - Tier 3 - 4QU CoRE ¦ 4QU LoRE | Red Flag Warning - Small Fires | Vegetation Contact | Branch (OverHanging) | 2052 | 6.3353e-05 | 202.884 | 0.012853 | 2052 | Mitigation | 0.9 | 30 | 0 | esc | 0 | 0 | 0 | 0 | 0 | 0 | 0.063625 | 4.0308e-06
[120 empty] | 7.3.5.15 Identification and remediation of “at-risk species”WLDFRVegetation ContactFell into (Moderate-Severe defect) | WLDFR | HFTD - Distribution - Tier 3 - 4QU CoRE ¦ 4QU LoRE | Red Flag Warning - Small Fires | Vegetation Contact | Fell into (Moderate-Severe defect) | 2022 | 1.8832e-05 | 202.884 | 0.0038207 | 2022 | Mitigation | 0.95 | 1 | 0 | esc | 0 | 0 | 0 | 0 | 0.070518 | 1.328e-06 | 0 | 0
[120 empty] | 7.3.5.15 Identification and remediation of “at-risk species”WLDFRVegetation ContactFell into (Moderate-Severe defect) | WLDFR | HFTD - Distribution - Tier 3 - 4QU CoRE ¦ 4QU LoRE | Red Flag Warning - Small Fires | Vegetation Contact | Fell into (Moderate-Severe defect) | 2023 | 1.8832e-05 | 202.884 | 0.0038207 | 2023 | Mitigation | 0.95 | 1 | 0 | esc | 0 | 0 | 0 | 0 | 0 | 0 | 0.06716 | 1.2648e-06
[120 empty] | 7.3.5.15 Identification and remediation of “at-risk species”WLDFRVegetation ContactFell into (slight defect) | WLDFR | HFTD - Distribution - Tier 3 - 4QU CoRE ¦ 4QU LoRE | Red Flag Warning - Small Fires | Vegetation Contact | Fell into (slight defect) | 2022 | 2.0884e-05 | 202.884 | 0.004237 | 2022 | Mitigation | 0.5 | 1 | 0 | esc | 0 | 0 | 0 | 0 | 0.037115 | 7.7509e-07 | 0 | 0
[120 empty] | 7.3.5.15 Identification and remediation of “at-risk species”WLDFRVegetation ContactFell into (slight defect) | WLDFR | HFTD - Distribution - Tier 3 - 4QU CoRE ¦ 4QU LoRE | Red Flag Warning - Small Fires | Vegetation Contact | Fell into (slight defect) | 2023 | 2.0884e-05 | 202.884 | 0.004237 | 2023 | Mitigation | 0.5 | 1 | 0 | esc | 0 | 0 | 0 | 0 | 0 | 0 | 0.035347 | 7.3818e-07
[120 empty] | 7.3.5.15 Identification and remediation of “at-risk species”WLDFRVegetation ContactGrow Into | WLDFR | HFTD - Distribution - Tier 3 - 4QU CoRE ¦ 4QU LoRE | Red Flag Warning - Small Fires | Vegetation Contact | Grow Into | 2022 | 2.1845e-06 | 202.884 | 0.0004432 | 2022 | Mitigation | 0.5 | 1 | 0 | esc | 0 | 0 | 0 | 0 | 0.037115 | 8.1076e-08 | 0 | 0
[120 empty] | 7.3.5.15 Identification and remediation of “at-risk species”WLDFRVegetation ContactGrow Into | WLDFR | HFTD - Distribution - Tier 3 - 4QU CoRE ¦ 4QU LoRE | Red Flag Warning - Small Fires | Vegetation Contact | Grow Into | 2023 | 2.1845e-06 | 202.884 | 0.0004432 | 2023 | Mitigation | 0.5 | 1 | 0 | esc | 0 | 0 | 0 | 0 | 0 | 0 | 0.035347 | 7.7215e-08
[120 empty] | 7.3.5.15 Identification and remediation of “at-risk species”WLDFRCC - Seismic ScenarioSeismic Scenario | WLDFR | HFTD - Distribution - Tier 3 - 4QU CoRE ¦ 4QU LoRE | Seismic - Non-Red Flag Warning - Catastrophic Fires | CC - Seismic Scenario | Seismic Scenario | 2022 | 3.0666e-10 | 202.884 | 6.2216e-08 | 2022 | Mitigation | 0.082056 | 1 | 0 | esc | 0 | 0 | 0 | 0 | 0.0060909 | 1.8678e-12 | 0 | 0
[120 empty] | 7.3.5.15 Identification and remediation of “at-risk species”WLDFRCC - Seismic ScenarioSeismic Scenario | WLDFR | HFTD - Distribution - Tier 3 - 4QU CoRE ¦ 4QU LoRE | Seismic - Non-Red Flag Warning - Catastrophic Fires | CC - Seismic Scenario | Seismic Scenario | 2023 | 3.0666e-10 | 202.884 | 6.2216e-08 | 2023 | Mitigation | 0.082056 | 1 | 0 | esc | 0 | 0 | 0 | 0 | 0 | 0 | 0.0058009 | 1.7789e-12
[120 empty] | 7.3.5.15 Identification and remediation of “at-risk species”WLDFRCC - Seismic ScenarioSeismic Scenario | WLDFR | HFTD - Distribution - Tier 3 - 4QU CoRE ¦ 4QU LoRE | Seismic - Red Flag Warning - Catastrophic Fires | CC - Seismic Scenario | Seismic Scenario | 2022 | 1.3223e-08 | 202.884 | 2.6827e-06 | 2022 | Mitigation | 0.082056 | 1 | 0 | esc | 0 | 0 | 0 | 0 | 0.0060909 | 8.054e-11 | 0 | 0
[120 empty] | 7.3.5.15 Identification and remediation of “at-risk species”WLDFRCC - Seismic ScenarioSeismic Scenario | WLDFR | HFTD - Distribution - Tier 3 - 4QU CoRE ¦ 4QU LoRE | Seismic - Red Flag Warning - Catastrophic Fires | CC - Seismic Scenario | Seismic Scenario | 2023 | 1.3223e-08 | 202.884 | 2.6827e-06 | 2023 | Mitigation | 0.082056 | 1 | 0 | esc | 0 | 0 | 0 | 0 | 0 | 0 | 0.0058009 | 7.6705e-11
[120 empty] | 7.3.5.15 Identification and remediation of “at-risk species”WLDFRVegetation ContactBranch (Not overhanging, 4-12ft) | WLDFR | HFTD - Distribution - Tier 3 - 4QU CoRE ¦ 5QU LoRE | Non-Red Flag Warning - Catastrophic Fires | Vegetation Contact | Branch (Not overhanging, 4-12ft) | 2022 | 3.1356e-10 | 117.3278 | 3.6789e-08 | 2022 | Mitigation | 0.5 | 30 | 0 | esc | 0.033168 | 1.04e-11 | 0.035023 | 1.0982e-11 | 0.037115 | 1.1638e-11 | 0 | 0
[120 empty] | 7.3.5.15 Identification and remediation of “at-risk species”WLDFRVegetation ContactBranch (Not overhanging, 4-12ft) | WLDFR | HFTD - Distribution - Tier 3 - 4QU CoRE ¦ 5QU LoRE | Non-Red Flag Warning - Catastrophic Fires | Vegetation Contact | Branch (Not overhanging, 4-12ft) | 2023 | 3.1356e-10 | 117.3278 | 3.6789e-08 | 2023 | Mitigation | 0.5 | 30 | 0 | esc | 0.033168 | 1.04e-11 | 0.035023 | 1.0982e-11 | 0.037115 | 1.1638e-11 | 0.035347 | 1.1083e-11
[120 empty] | 7.3.5.15 Identification and remediation of “at-risk species”WLDFRVegetation ContactBranch (Not overhanging, 4-12ft) | WLDFR | HFTD - Distribution - Tier 3 - 4QU CoRE ¦ 5QU LoRE | Non-Red Flag Warning - Catastrophic Fires | Vegetation Contact | Branch (Not overhanging, 4-12ft) | 2024 | 3.1356e-10 | 117.3278 | 3.6789e-08 | 2024 | Mitigation | 0.5 | 30 | 0 | esc | 0.033168 | 1.04e-11 | 0.035023 | 1.0982e-11 | 0.037115 | 1.1638e-11 | 0.035347 | 1.1083e-11
[120 empty] | 7.3.5.15 Identification and remediation of “at-risk species”WLDFRVegetation ContactBranch (Not overhanging, 4-12ft) | WLDFR | HFTD - Distribution - Tier 3 - 4QU CoRE ¦ 5QU LoRE | Non-Red Flag Warning - Catastrophic Fires | Vegetation Contact | Branch (Not overhanging, 4-12ft) | 2025 | 3.1356e-10 | 117.3278 | 3.6789e-08 | 2025 | Mitigation | 0.5 | 30 | 0 | esc | 0.033168 | 1.04e-11 | 0.035023 | 1.0982e-11 | 0.037115 | 1.1638e-11 | 0.035347 | 1.1083e-11
[120 empty] | 7.3.5.15 Identification and remediation of “at-risk species”WLDFRVegetation ContactBranch (Not overhanging, 4-12ft) | WLDFR | HFTD - Distribution - Tier 3 - 4QU CoRE ¦ 5QU LoRE | Non-Red Flag Warning - Catastrophic Fires | Vegetation Contact | Branch (Not overhanging, 4-12ft) | 2026 | 3.1356e-10 | 117.3278 | 3.6789e-08 | 2026 | Mitigation | 0.5 | 30 | 0 | esc | 0.033168 | 1.04e-11 | 0.035023 | 1.0982e-11 | 0.037115 | 1.1638e-11 | 0.035347 | 1.1083e-11
[120 empty] | 7.3.5.15 Identification and remediation of “at-risk species”WLDFRVegetation ContactBranch (Not overhanging, 4-12ft) | WLDFR | HFTD - Distribution - Tier 3 - 4QU CoRE ¦ 5QU LoRE | Non-Red Flag Warning - Catastrophic Fires | Vegetation Contact | Branch (Not overhanging, 4-12ft) | 2027 | 3.1356e-10 | 117.3278 | 3.6789e-08 | 2027 | Mitigation | 0.5 | 30 | 0 | esc | 0.033168 | 1.04e-11 | 0.035023 | 1.0982e-11 | 0.037115 | 1.1638e-11 | 0.035347 | 1.1083e-11
[120 empty] | 7.3.5.15 Identification and remediation of “at-risk species”WLDFRVegetation ContactBranch (Not overhanging, 4-12ft) | WLDFR | HFTD - Distribution - Tier 3 - 4QU CoRE ¦ 5QU LoRE | Non-Red Flag Warning - Catastrophic Fires | Vegetation Contact | Branch (Not overhanging, 4-12ft) | 2028 | 3.1356e-10 | 117.3278 | 3.6789e-08 | 2028 | Mitigation | 0.5 | 30 | 0 | esc | 0.033168 | 1.04e-11 | 0.035023 | 1.0982e-11 | 0.037115 | 1.1638e-11 | 0.035347 | 1.1083e-11
[120 empty] | 7.3.5.15 Identification and remediation of “at-risk species”WLDFRVegetation ContactBranch (Not overhanging, 4-12ft) | WLDFR | HFTD - Distribution - Tier 3 - 4QU CoRE ¦ 5QU LoRE | Non-Red Flag Warning - Catastrophic Fires | Vegetation Contact | Branch (Not overhanging, 4-12ft) | 2029 | 3.1356e-10 | 117.3278 | 3.6789e-08 | 2029 | Mitigation | 0.5 | 30 | 0 | esc | 0.033168 | 1.04e-11 | 0.035023 | 1.0982e-11 | 0.037115 | 1.1638e-11 | 0.035347 | 1.1083e-11
[120 empty] | 7.3.5.15 Identification and remediation of “at-risk species”WLDFRVegetation ContactBranch (Not overhanging, 4-12ft) | WLDFR | HFTD - Distribution - Tier 3 - 4QU CoRE ¦ 5QU LoRE | Non-Red Flag Warning - Catastrophic Fires | Vegetation Contact | Branch (Not overhanging, 4-12ft) | 2030 | 3.1356e-10 | 117.3278 | 3.6789e-08 | 2030 | Mitigation | 0.5 | 30 | 0 | esc | 0.033168 | 1.04e-11 | 0.035023 | 1.0982e-11 | 0.037115 | 1.1638e-11 | 0.035347 | 1.1083e-11
[120 empty] | 7.3.5.15 Identification and remediation of “at-risk species”WLDFRVegetation ContactBranch (Not overhanging, 4-12ft) | WLDFR | HFTD - Distribution - Tier 3 - 4QU CoRE ¦ 5QU LoRE | Non-Red Flag Warning - Catastrophic Fires | Vegetation Contact | Branch (Not overhanging, 4-12ft) | 2031 | 3.1356e-10 | 117.3278 | 3.6789e-08 | 2031 | Mitigation | 0.5 | 30 | 0 | esc | 0.033168 | 1.04e-11 | 0.035023 | 1.0982e-11 | 0.037115 | 1.1638e-11 | 0.035347 | 1.1083e-11
[120 empty] | 7.3.5.15 Identification and remediation of “at-risk species”WLDFRVegetation ContactBranch (Not overhanging, 4-12ft) | WLDFR | HFTD - Distribution - Tier 3 - 4QU CoRE ¦ 5QU LoRE | Non-Red Flag Warning - Catastrophic Fires | Vegetation Contact | Branch (Not overhanging, 4-12ft) | 2032 | 3.1356e-10 | 117.3278 | 3.6789e-08 | 2032 | Mitigation | 0.5 | 30 | 0 | esc | 0.033168 | 1.04e-11 | 0.035023 | 1.0982e-11 | 0.037115 | 1.1638e-11 | 0.035347 | 1.1083e-11
[120 empty] | 7.3.5.15 Identification and remediation of “at-risk species”WLDFRVegetation ContactBranch (Not overhanging, 4-12ft) | WLDFR | HFTD - Distribution - Tier 3 - 4QU CoRE ¦ 5QU LoRE | Non-Red Flag Warning - Catastrophic Fires | Vegetation Contact | Branch (Not overhanging, 4-12ft) | 2033 | 3.1356e-10 | 117.3278 | 3.6789e-08 | 2033 | Mitigation | 0.5 | 30 | 0 | esc | 0.033168 | 1.04e-11 | 0.035023 | 1.0982e-11 | 0.037115 | 1.1638e-11 | 0.035347 | 1.1083e-11
[120 empty] | 7.3.5.15 Identification and remediation of “at-risk species”WLDFRVegetation ContactBranch (Not overhanging, 4-12ft) | WLDFR | HFTD - Distribution - Tier 3 - 4QU CoRE ¦ 5QU LoRE | Non-Red Flag Warning - Catastrophic Fires | Vegetation Contact | Branch (Not overhanging, 4-12ft) | 2034 | 3.1356e-10 | 117.3278 | 3.6789e-08 | 2034 | Mitigation | 0.5 | 30 | 0 | esc | 0.033168 | 1.04e-11 | 0.035023 | 1.0982e-11 | 0.037115 | 1.1638e-11 | 0.035347 | 1.1083e-11
[120 empty] | 7.3.5.15 Identification and remediation of “at-risk species”WLDFRVegetation ContactBranch (Not overhanging, 4-12ft) | WLDFR | HFTD - Distribution - Tier 3 - 4QU CoRE ¦ 5QU LoRE | Non-Red Flag Warning - Catastrophic Fires | Vegetation Contact | Branch (Not overhanging, 4-12ft) | 2035 | 3.1356e-10 | 117.3278 | 3.6789e-08 | 2035 | Mitigation | 0.5 | 30 | 0 | esc | 0.033168 | 1.04e-11 | 0.035023 | 1.0982e-11 | 0.037115 | 1.1638e-11 | 0.035347 | 1.1083e-11
[120 empty] | 7.3.5.15 Identification and remediation of “at-risk species”WLDFRVegetation ContactBranch (Not overhanging, 4-12ft) | WLDFR | HFTD - Distribution - Tier 3 - 4QU CoRE ¦ 5QU LoRE | Non-Red Flag Warning - Catastrophic Fires | Vegetation Contact | Branch (Not overhanging, 4-12ft) | 2036 | 3.1356e-10 | 117.3278 | 3.6789e-08 | 2036 | Mitigation | 0.5 | 30 | 0 | esc | 0.033168 | 1.04e-11 | 0.035023 | 1.0982e-11 | 0.037115 | 1.1638e-11 | 0.035347 | 1.1083e-11
[120 empty] | 7.3.5.15 Identification and remediation of “at-risk species”WLDFRVegetation ContactBranch (Not overhanging, 4-12ft) | WLDFR | HFTD - Distribution - Tier 3 - 4QU CoRE ¦ 5QU LoRE | Non-Red Flag Warning - Catastrophic Fires | Vegetation Contact | Branch (Not overhanging, 4-12ft) | 2037 | 3.1356e-10 | 117.3278 | 3.6789e-08 | 2037 | Mitigation | 0.5 | 30 | 0 | esc | 0.033168 | 1.04e-11 | 0.035023 | 1.0982e-11 | 0.037115 | 1.1638e-11 | 0.035347 | 1.1083e-11
[120 empty] | 7.3.5.15 Identification and remediation of “at-risk species”WLDFRVegetation ContactBranch (Not overhanging, 4-12ft) | WLDFR | HFTD - Distribution - Tier 3 - 4QU CoRE ¦ 5QU LoRE | Non-Red Flag Warning - Catastrophic Fires | Vegetation Contact | Branch (Not overhanging, 4-12ft) | 2038 | 3.1356e-10 | 117.3278 | 3.6789e-08 | 2038 | Mitigation | 0.5 | 30 | 0 | esc | 0.033168 | 1.04e-11 | 0.035023 | 1.0982e-11 | 0.037115 | 1.1638e-11 | 0.035347 | 1.1083e-11
[120 empty] | 7.3.5.15 Identification and remediation of “at-risk species”WLDFRVegetation ContactBranch (Not overhanging, 4-12ft) | WLDFR | HFTD - Distribution - Tier 3 - 4QU CoRE ¦ 5QU LoRE | Non-Red Flag Warning - Catastrophic Fires | Vegetation Contact | Branch (Not overhanging, 4-12ft) | 2039 | 3.1356e-10 | 117.3278 | 3.6789e-08 | 2039 | Mitigation | 0.5 | 30 | 0 | esc | 0.033168 | 1.04e-11 | 0.035023 | 1.0982e-11 | 0.037115 | 1.1638e-11 | 0.035347 | 1.1083e-11
[120 empty] | 7.3.5.15 Identification and remediation of “at-risk species”WLDFRVegetation ContactBranch (Not overhanging, 4-12ft) | WLDFR | HFTD - Distribution - Tier 3 - 4QU CoRE ¦ 5QU LoRE | Non-Red Flag Warning - Catastrophic Fires | Vegetation Contact | Branch (Not overhanging, 4-12ft) | 2040 | 3.1356e-10 | 117.3278 | 3.6789e-08 | 2040 | Mitigation | 0.5 | 30 | 0 | esc | 0.033168 | 1.04e-11 | 0.035023 | 1.0982e-11 | 0.037115 | 1.1638e-11 | 0.035347 | 1.1083e-11
[120 empty] | 7.3.5.15 Identification and remediation of “at-risk species”WLDFRVegetation ContactBranch (Not overhanging, 4-12ft) | WLDFR | HFTD - Distribution - Tier 3 - 4QU CoRE ¦ 5QU LoRE | Non-Red Flag Warning - Catastrophic Fires | Vegetation Contact | Branch (Not overhanging, 4-12ft) | 2041 | 3.1356e-10 | 117.3278 | 3.6789e-08 | 2041 | Mitigation | 0.5 | 30 | 0 | esc | 0.033168 | 1.04e-11 | 0.035023 | 1.0982e-11 | 0.037115 | 1.1638e-11 | 0.035347 | 1.1083e-11
[120 empty] | 7.3.5.15 Identification and remediation of “at-risk species”WLDFRVegetation ContactBranch (Not overhanging, 4-12ft) | WLDFR | HFTD - Distribution - Tier 3 - 4QU CoRE ¦ 5QU LoRE | Non-Red Flag Warning - Catastrophic Fires | Vegetation Contact | Branch (Not overhanging, 4-12ft) | 2042 | 3.1356e-10 | 117.3278 | 3.6789e-08 | 2042 | Mitigation | 0.5 | 30 | 0 | esc | 0.033168 | 1.04e-11 | 0.035023 | 1.0982e-11 | 0.037115 | 1.1638e-11 | 0.035347 | 1.1083e-11
[120 empty] | 7.3.5.15 Identification and remediation of “at-risk species”WLDFRVegetation ContactBranch (Not overhanging, 4-12ft) | WLDFR | HFTD - Distribution - Tier 3 - 4QU CoRE ¦ 5QU LoRE | Non-Red Flag Warning - Catastrophic Fires | Vegetation Contact | Branch (Not overhanging, 4-12ft) | 2043 | 3.1356e-10 | 117.3278 | 3.6789e-08 | 2043 | Mitigation | 0.5 | 30 | 0 | esc | 0.033168 | 1.04e-11 | 0.035023 | 1.0982e-11 | 0.037115 | 1.1638e-11 | 0.035347 | 1.1083e-11
[120 empty] | 7.3.5.15 Identification and remediation of “at-risk species”WLDFRVegetation ContactBranch (Not overhanging, 4-12ft) | WLDFR | HFTD - Distribution - Tier 3 - 4QU CoRE ¦ 5QU LoRE | Non-Red Flag Warning - Catastrophic Fires | Vegetation Contact | Branch (Not overhanging, 4-12ft) | 2044 | 3.1356e-10 | 117.3278 | 3.6789e-08 | 2044 | Mitigation | 0.5 | 30 | 0 | esc | 0.033168 | 1.04e-11 | 0.035023 | 1.0982e-11 | 0.037115 | 1.1638e-11 | 0.035347 | 1.1083e-11
[120 empty] | 7.3.5.15 Identification and remediation of “at-risk species”WLDFRVegetation ContactBranch (Not overhanging, 4-12ft) | WLDFR | HFTD - Distribution - Tier 3 - 4QU CoRE ¦ 5QU LoRE | Non-Red Flag Warning - Catastrophic Fires | Vegetation Contact | Branch (Not overhanging, 4-12ft) | 2045 | 3.1356e-10 | 117.3278 | 3.6789e-08 | 2045 | Mitigation | 0.5 | 30 | 0 | esc | 0.033168 | 1.04e-11 | 0.035023 | 1.0982e-11 | 0.037115 | 1.1638e-11 | 0.035347 | 1.1083e-11
[120 empty] | 7.3.5.15 Identification and remediation of “at-risk species”WLDFRVegetation ContactBranch (Not overhanging, 4-12ft) | WLDFR | HFTD - Distribution - Tier 3 - 4QU CoRE ¦ 5QU LoRE | Non-Red Flag Warning - Catastrophic Fires | Vegetation Contact | Branch (Not overhanging, 4-12ft) | 2046 | 3.1356e-10 | 117.3278 | 3.6789e-08 | 2046 | Mitigation | 0.5 | 30 | 0 | esc | 0.033168 | 1.04e-11 | 0.035023 | 1.0982e-11 | 0.037115 | 1.1638e-11 | 0.035347 | 1.1083e-11
[120 empty] | 7.3.5.15 Identification and remediation of “at-risk species”WLDFRVegetation ContactBranch (Not overhanging, 4-12ft) | WLDFR | HFTD - Distribution - Tier 3 - 4QU CoRE ¦ 5QU LoRE | Non-Red Flag Warning - Catastrophic Fires | Vegetation Contact | Branch (Not overhanging, 4-12ft) | 2047 | 3.1356e-10 | 117.3278 | 3.6789e-08 | 2047 | Mitigation | 0.5 | 30 | 0 | esc | 0.033168 | 1.04e-11 | 0.035023 | 1.0982e-11 | 0.037115 | 1.1638e-11 | 0.035347 | 1.1083e-11
[120 empty] | 7.3.5.15 Identification and remediation of “at-risk species”WLDFRVegetation ContactBranch (Not overhanging, 4-12ft) | WLDFR | HFTD - Distribution - Tier 3 - 4QU CoRE ¦ 5QU LoRE | Non-Red Flag Warning - Catastrophic Fires | Vegetation Contact | Branch (Not overhanging, 4-12ft) | 2048 | 3.1356e-10 | 117.3278 | 3.6789e-08 | 2048 | Mitigation | 0.5 | 30 | 0 | esc | 0.033168 | 1.04e-11 | 0.035023 | 1.0982e-11 | 0.037115 | 1.1638e-11 | 0.035347 | 1.1083e-11
[120 empty] | 7.3.5.15 Identification and remediation of “at-risk species”WLDFRVegetation ContactBranch (Not overhanging, 4-12ft) | WLDFR | HFTD - Distribution - Tier 3 - 4QU CoRE ¦ 5QU LoRE | Non-Red Flag Warning - Catastrophic Fires | Vegetation Contact | Branch (Not overhanging, 4-12ft) | 2049 | 3.1356e-10 | 117.3278 | 3.6789e-08 | 2049 | Mitigation | 0.5 | 30 | 0 | esc | 0.033168 | 1.04e-11 | 0.035023 | 1.0982e-11 | 0.037115 | 1.1638e-11 | 0.035347 | 1.1083e-11
[120 empty] | 7.3.5.15 Identification and remediation of “at-risk species”WLDFRVegetation ContactBranch (Not overhanging, 4-12ft) | WLDFR | HFTD - Distribution - Tier 3 - 4QU CoRE ¦ 5QU LoRE | Non-Red Flag Warning - Catastrophic Fires | Vegetation Contact | Branch (Not overhanging, 4-12ft) | 2050 | 3.1356e-10 | 117.3278 | 3.6789e-08 | 2050 | Mitigation | 0.5 | 30 | 0 | esc | 0 | 0 | 0.035023 | 1.0982e-11 | 0.037115 | 1.1638e-11 | 0.035347 | 1.1083e-11
[120 empty] | 7.3.5.15 Identification and remediation of “at-risk species”WLDFRVegetation ContactBranch (Not overhanging, 4-12ft) | WLDFR | HFTD - Distribution - Tier 3 - 4QU CoRE ¦ 5QU LoRE | Non-Red Flag Warning - Catastrophic Fires | Vegetation Contact | Branch (Not overhanging, 4-12ft) | 2051 | 3.1356e-10 | 117.3278 | 3.6789e-08 | 2051 | Mitigation | 0.5 | 30 | 0 | esc | 0 | 0 | 0 | 0 | 0.037115 | 1.1638e-11 | 0.035347 | 1.1083e-11
[120 empty] | 7.3.5.15 Identification and remediation of “at-risk species”WLDFRVegetation ContactBranch (Not overhanging, 4-12ft) | WLDFR | HFTD - Distribution - Tier 3 - 4QU CoRE ¦ 5QU LoRE | Non-Red Flag Warning - Catastrophic Fires | Vegetation Contact | Branch (Not overhanging, 4-12ft) | 2052 | 3.1356e-10 | 117.3278 | 3.6789e-08 | 2052 | Mitigation | 0.5 | 30 | 0 | esc | 0 | 0 | 0 | 0 | 0 | 0 | 0.035347 | 1.1083e-11
[120 empty] | 7.3.5.15 Identification and remediation of “at-risk species”WLDFRVegetation ContactBranch (Not overhanging, within 4ft) | WLDFR | HFTD - Distribution - Tier 3 - 4QU CoRE ¦ 5QU LoRE | Non-Red Flag Warning - Catastrophic Fires | Vegetation Contact | Branch (Not overhanging, within 4ft) | 2022 | 1.4401e-10 | 117.3278 | 1.6896e-08 | 2022 | Mitigation | 0.9 | 30 | 0 | esc | 0.059703 | 8.5979e-12 | 0.063041 | 9.0786e-12 | 0.066806 | 9.6208e-12 | 0 | 0
[120 empty] | 7.3.5.15 Identification and remediation of “at-risk species”WLDFRVegetation ContactBranch (Not overhanging, within 4ft) | WLDFR | HFTD - Distribution - Tier 3 - 4QU CoRE ¦ 5QU LoRE | Non-Red Flag Warning - Catastrophic Fires | Vegetation Contact | Branch (Not overhanging, within 4ft) | 2023 | 1.4401e-10 | 117.3278 | 1.6896e-08 | 2023 | Mitigation | 0.9 | 30 | 0 | esc | 0.059703 | 8.5979e-12 | 0.063041 | 9.0786e-12 | 0.066806 | 9.6208e-12 | 0.063625 | 9.1627e-12
[120 empty] | 7.3.5.15 Identification and remediation of “at-risk species”WLDFRVegetation ContactBranch (Not overhanging, within 4ft) | WLDFR | HFTD - Distribution - Tier 3 - 4QU CoRE ¦ 5QU LoRE | Non-Red Flag Warning - Catastrophic Fires | Vegetation Contact | Branch (Not overhanging, within 4ft) | 2024 | 1.4401e-10 | 117.3278 | 1.6896e-08 | 2024 | Mitigation | 0.9 | 30 | 0 | esc | 0.059703 | 8.5979e-12 | 0.063041 | 9.0786e-12 | 0.066806 | 9.6208e-12 | 0.063625 | 9.1627e-12
[120 empty] | 7.3.5.15 Identification and remediation of “at-risk species”WLDFRVegetation ContactBranch (Not overhanging, within 4ft) | WLDFR | HFTD - Distribution - Tier 3 - 4QU CoRE ¦ 5QU LoRE | Non-Red Flag Warning - Catastrophic Fires | Vegetation Contact | Branch (Not overhanging, within 4ft) | 2025 | 1.4401e-10 | 117.3278 | 1.6896e-08 | 2025 | Mitigation | 0.9 | 30 | 0 | esc | 0.059703 | 8.5979e-12 | 0.063041 | 9.0786e-12 | 0.066806 | 9.6208e-12 | 0.063625 | 9.1627e-12
[120 empty] | 7.3.5.15 Identification and remediation of “at-risk species”WLDFRVegetation ContactBranch (Not overhanging, within 4ft) | WLDFR | HFTD - Distribution - Tier 3 - 4QU CoRE ¦ 5QU LoRE | Non-Red Flag Warning - Catastrophic Fires | Vegetation Contact | Branch (Not overhanging, within 4ft) | 2026 | 1.4401e-10 | 117.3278 | 1.6896e-08 | 2026 | Mitigation | 0.9 | 30 | 0 | esc | 0.059703 | 8.5979e-12 | 0.063041 | 9.0786e-12 | 0.066806 | 9.6208e-12 | 0.063625 | 9.1627e-12
[120 empty] | 7.3.5.15 Identification and remediation of “at-risk species”WLDFRVegetation ContactBranch (Not overhanging, within 4ft) | WLDFR | HFTD - Distribution - Tier 3 - 4QU CoRE ¦ 5QU LoRE | Non-Red Flag Warning - Catastrophic Fires | Vegetation Contact | Branch (Not overhanging, within 4ft) | 2027 | 1.4401e-10 | 117.3278 | 1.6896e-08 | 2027 | Mitigation | 0.9 | 30 | 0 | esc | 0.059703 | 8.5979e-12 | 0.063041 | 9.0786e-12 | 0.066806 | 9.6208e-12 | 0.063625 | 9.1627e-12
[120 empty] | 7.3.5.15 Identification and remediation of “at-risk species”WLDFRVegetation ContactBranch (Not overhanging, within 4ft) | WLDFR | HFTD - Distribution - Tier 3 - 4QU CoRE ¦ 5QU LoRE | Non-Red Flag Warning - Catastrophic Fires | Vegetation Contact | Branch (Not overhanging, within 4ft) | 2028 | 1.4401e-10 | 117.3278 | 1.6896e-08 | 2028 | Mitigation | 0.9 | 30 | 0 | esc | 0.059703 | 8.5979e-12 | 0.063041 | 9.0786e-12 | 0.066806 | 9.6208e-12 | 0.063625 | 9.1627e-12
[120 empty] | 7.3.5.15 Identification and remediation of “at-risk species”WLDFRVegetation ContactBranch (Not overhanging, within 4ft) | WLDFR | HFTD - Distribution - Tier 3 - 4QU CoRE ¦ 5QU LoRE | Non-Red Flag Warning - Catastrophic Fires | Vegetation Contact | Branch (Not overhanging, within 4ft) | 2029 | 1.4401e-10 | 117.3278 | 1.6896e-08 | 2029 | Mitigation | 0.9 | 30 | 0 | esc | 0.059703 | 8.5979e-12 | 0.063041 | 9.0786e-12 | 0.066806 | 9.6208e-12 | 0.063625 | 9.1627e-12
[120 empty] | 7.3.5.15 Identification and remediation of “at-risk species”WLDFRVegetation ContactBranch (Not overhanging, within 4ft) | WLDFR | HFTD - Distribution - Tier 3 - 4QU CoRE ¦ 5QU LoRE | Non-Red Flag Warning - Catastrophic Fires | Vegetation Contact | Branch (Not overhanging, within 4ft) | 2030 | 1.4401e-10 | 117.3278 | 1.6896e-08 | 2030 | Mitigation | 0.9 | 30 | 0 | esc | 0.059703 | 8.5979e-12 | 0.063041 | 9.0786e-12 | 0.066806 | 9.6208e-12 | 0.063625 | 9.1627e-12
[120 empty] | 7.3.5.15 Identification and remediation of “at-risk species”WLDFRVegetation ContactBranch (Not overhanging, within 4ft) | WLDFR | HFTD - Distribution - Tier 3 - 4QU CoRE ¦ 5QU LoRE | Non-Red Flag Warning - Catastrophic Fires | Vegetation Contact | Branch (Not overhanging, within 4ft) | 2031 | 1.4401e-10 | 117.3278 | 1.6896e-08 | 2031 | Mitigation | 0.9 | 30 | 0 | esc | 0.059703 | 8.5979e-12 | 0.063041 | 9.0786e-12 | 0.066806 | 9.6208e-12 | 0.063625 | 9.1627e-12
[120 empty] | 7.3.5.15 Identification and remediation of “at-risk species”WLDFRVegetation ContactBranch (Not overhanging, within 4ft) | WLDFR | HFTD - Distribution - Tier 3 - 4QU CoRE ¦ 5QU LoRE | Non-Red Flag Warning - Catastrophic Fires | Vegetation Contact | Branch (Not overhanging, within 4ft) | 2032 | 1.4401e-10 | 117.3278 | 1.6896e-08 | 2032 | Mitigation | 0.9 | 30 | 0 | esc | 0.059703 | 8.5979e-12 | 0.063041 | 9.0786e-12 | 0.066806 | 9.6208e-12 | 0.063625 | 9.1627e-12
[120 empty] | 7.3.5.15 Identification and remediation of “at-risk species”WLDFRVegetation ContactBranch (Not overhanging, within 4ft) | WLDFR | HFTD - Distribution - Tier 3 - 4QU CoRE ¦ 5QU LoRE | Non-Red Flag Warning - Catastrophic Fires | Vegetation Contact | Branch (Not overhanging, within 4ft) | 2033 | 1.4401e-10 | 117.3278 | 1.6896e-08 | 2033 | Mitigation | 0.9 | 30 | 0 | esc | 0.059703 | 8.5979e-12 | 0.063041 | 9.0786e-12 | 0.066806 | 9.6208e-12 | 0.063625 | 9.1627e-12
[120 empty] | 7.3.5.15 Identification and remediation of “at-risk species”WLDFRVegetation ContactBranch (Not overhanging, within 4ft) | WLDFR | HFTD - Distribution - Tier 3 - 4QU CoRE ¦ 5QU LoRE | Non-Red Flag Warning - Catastrophic Fires | Vegetation Contact | Branch (Not overhanging, within 4ft) | 2034 | 1.4401e-10 | 117.3278 | 1.6896e-08 | 2034 | Mitigation | 0.9 | 30 | 0 | esc | 0.059703 | 8.5979e-12 | 0.063041 | 9.0786e-12 | 0.066806 | 9.6208e-12 | 0.063625 | 9.1627e-12
[120 empty] | 7.3.5.15 Identification and remediation of “at-risk species”WLDFRVegetation ContactBranch (Not overhanging, within 4ft) | WLDFR | HFTD - Distribution - Tier 3 - 4QU CoRE ¦ 5QU LoRE | Non-Red Flag Warning - Catastrophic Fires | Vegetation Contact | Branch (Not overhanging, within 4ft) | 2035 | 1.4401e-10 | 117.3278 | 1.6896e-08 | 2035 | Mitigation | 0.9 | 30 | 0 | esc | 0.059703 | 8.5979e-12 | 0.063041 | 9.0786e-12 | 0.066806 | 9.6208e-12 | 0.063625 | 9.1627e-12
[120 empty] | 7.3.5.15 Identification and remediation of “at-risk species”WLDFRVegetation ContactBranch (Not overhanging, within 4ft) | WLDFR | HFTD - Distribution - Tier 3 - 4QU CoRE ¦ 5QU LoRE | Non-Red Flag Warning - Catastrophic Fires | Vegetation Contact | Branch (Not overhanging, within 4ft) | 2036 | 1.4401e-10 | 117.3278 | 1.6896e-08 | 2036 | Mitigation | 0.9 | 30 | 0 | esc | 0.059703 | 8.5979e-12 | 0.063041 | 9.0786e-12 | 0.066806 | 9.6208e-12 | 0.063625 | 9.1627e-12
[120 empty] | 7.3.5.15 Identification and remediation of “at-risk species”WLDFRVegetation ContactBranch (Not overhanging, within 4ft) | WLDFR | HFTD - Distribution - Tier 3 - 4QU CoRE ¦ 5QU LoRE | Non-Red Flag Warning - Catastrophic Fires | Vegetation Contact | Branch (Not overhanging, within 4ft) | 2037 | 1.4401e-10 | 117.3278 | 1.6896e-08 | 2037 | Mitigation | 0.9 | 30 | 0 | esc | 0.059703 | 8.5979e-12 | 0.063041 | 9.0786e-12 | 0.066806 | 9.6208e-12 | 0.063625 | 9.1627e-12
[120 empty] | 7.3.5.15 Identification and remediation of “at-risk species”WLDFRVegetation ContactBranch (Not overhanging, within 4ft) | WLDFR | HFTD - Distribution - Tier 3 - 4QU CoRE ¦ 5QU LoRE | Non-Red Flag Warning - Catastrophic Fires | Vegetation Contact | Branch (Not overhanging, within 4ft) | 2038 | 1.4401e-10 | 117.3278 | 1.6896e-08 | 2038 | Mitigation | 0.9 | 30 | 0 | esc | 0.059703 | 8.5979e-12 | 0.063041 | 9.0786e-12 | 0.066806 | 9.6208e-12 | 0.063625 | 9.1627e-12
[120 empty] | 7.3.5.15 Identification and remediation of “at-risk species”WLDFRVegetation ContactBranch (Not overhanging, within 4ft) | WLDFR | HFTD - Distribution - Tier 3 - 4QU CoRE ¦ 5QU LoRE | Non-Red Flag Warning - Catastrophic Fires | Vegetation Contact | Branch (Not overhanging, within 4ft) | 2039 | 1.4401e-10 | 117.3278 | 1.6896e-08 | 2039 | Mitigation | 0.9 | 30 | 0 | esc | 0.059703 | 8.5979e-12 | 0.063041 | 9.0786e-12 | 0.066806 | 9.6208e-12 | 0.063625 | 9.1627e-12
[120 empty] | 7.3.5.15 Identification and remediation of “at-risk species”WLDFRVegetation ContactBranch (Not overhanging, within 4ft) | WLDFR | HFTD - Distribution - Tier 3 - 4QU CoRE ¦ 5QU LoRE | Non-Red Flag Warning - Catastrophic Fires | Vegetation Contact | Branch (Not overhanging, within 4ft) | 2040 | 1.4401e-10 | 117.3278 | 1.6896e-08 | 2040 | Mitigation | 0.9 | 30 | 0 | esc | 0.059703 | 8.5979e-12 | 0.063041 | 9.0786e-12 | 0.066806 | 9.6208e-12 | 0.063625 | 9.1627e-12
[120 empty] | 7.3.5.15 Identification and remediation of “at-risk species”WLDFRVegetation ContactBranch (Not overhanging, within 4ft) | WLDFR | HFTD - Distribution - Tier 3 - 4QU CoRE ¦ 5QU LoRE | Non-Red Flag Warning - Catastrophic Fires | Vegetation Contact | Branch (Not overhanging, within 4ft) | 2041 | 1.4401e-10 | 117.3278 | 1.6896e-08 | 2041 | Mitigation | 0.9 | 30 | 0 | esc | 0.059703 | 8.5979e-12 | 0.063041 | 9.0786e-12 | 0.066806 | 9.6208e-12 | 0.063625 | 9.1627e-12
[120 empty] | 7.3.5.15 Identification and remediation of “at-risk species”WLDFRVegetation ContactBranch (Not overhanging, within 4ft) | WLDFR | HFTD - Distribution - Tier 3 - 4QU CoRE ¦ 5QU LoRE | Non-Red Flag Warning - Catastrophic Fires | Vegetation Contact | Branch (Not overhanging, within 4ft) | 2042 | 1.4401e-10 | 117.3278 | 1.6896e-08 | 2042 | Mitigation | 0.9 | 30 | 0 | esc | 0.059703 | 8.5979e-12 | 0.063041 | 9.0786e-12 | 0.066806 | 9.6208e-12 | 0.063625 | 9.1627e-12
[120 empty] | 7.3.5.15 Identification and remediation of “at-risk species”WLDFRVegetation ContactBranch (Not overhanging, within 4ft) | WLDFR | HFTD - Distribution - Tier 3 - 4QU CoRE ¦ 5QU LoRE | Non-Red Flag Warning - Catastrophic Fires | Vegetation Contact | Branch (Not overhanging, within 4ft) | 2043 | 1.4401e-10 | 117.3278 | 1.6896e-08 | 2043 | Mitigation | 0.9 | 30 | 0 | esc | 0.059703 | 8.5979e-12 | 0.063041 | 9.0786e-12 | 0.066806 | 9.6208e-12 | 0.063625 | 9.1627e-12
[120 empty] | 7.3.5.15 Identification and remediation of “at-risk species”WLDFRVegetation ContactBranch (Not overhanging, within 4ft) | WLDFR | HFTD - Distribution - Tier 3 - 4QU CoRE ¦ 5QU LoRE | Non-Red Flag Warning - Catastrophic Fires | Vegetation Contact | Branch (Not overhanging, within 4ft) | 2044 | 1.4401e-10 | 117.3278 | 1.6896e-08 | 2044 | Mitigation | 0.9 | 30 | 0 | esc | 0.059703 | 8.5979e-12 | 0.063041 | 9.0786e-12 | 0.066806 | 9.6208e-12 | 0.063625 | 9.1627e-12
[120 empty] | 7.3.5.15 Identification and remediation of “at-risk species”WLDFRVegetation ContactBranch (Not overhanging, within 4ft) | WLDFR | HFTD - Distribution - Tier 3 - 4QU CoRE ¦ 5QU LoRE | Non-Red Flag Warning - Catastrophic Fires | Vegetation Contact | Branch (Not overhanging, within 4ft) | 2045 | 1.4401e-10 | 117.3278 | 1.6896e-08 | 2045 | Mitigation | 0.9 | 30 | 0 | esc | 0.059703 | 8.5979e-12 | 0.063041 | 9.0786e-12 | 0.066806 | 9.6208e-12 | 0.063625 | 9.1627e-12
[120 empty] | 7.3.5.15 Identification and remediation of “at-risk species”WLDFRVegetation ContactBranch (Not overhanging, within 4ft) | WLDFR | HFTD - Distribution - Tier 3 - 4QU CoRE ¦ 5QU LoRE | Non-Red Flag Warning - Catastrophic Fires | Vegetation Contact | Branch (Not overhanging, within 4ft) | 2046 | 1.4401e-10 | 117.3278 | 1.6896e-08 | 2046 | Mitigation | 0.9 | 30 | 0 | esc | 0.059703 | 8.5979e-12 | 0.063041 | 9.0786e-12 | 0.066806 | 9.6208e-12 | 0.063625 | 9.1627e-12
[120 empty] | 7.3.5.15 Identification and remediation of “at-risk species”WLDFRVegetation ContactBranch (Not overhanging, within 4ft) | WLDFR | HFTD - Distribution - Tier 3 - 4QU CoRE ¦ 5QU LoRE | Non-Red Flag Warning - Catastrophic Fires | Vegetation Contact | Branch (Not overhanging, within 4ft) | 2047 | 1.4401e-10 | 117.3278 | 1.6896e-08 | 2047 | Mitigation | 0.9 | 30 | 0 | esc | 0.059703 | 8.5979e-12 | 0.063041 | 9.0786e-12 | 0.066806 | 9.6208e-12 | 0.063625 | 9.1627e-12
[120 empty] | 7.3.5.15 Identification and remediation of “at-risk species”WLDFRVegetation ContactBranch (Not overhanging, within 4ft) | WLDFR | HFTD - Distribution - Tier 3 - 4QU CoRE ¦ 5QU LoRE | Non-Red Flag Warning - Catastrophic Fires | Vegetation Contact | Branch (Not overhanging, within 4ft) | 2048 | 1.4401e-10 | 117.3278 | 1.6896e-08 | 2048 | Mitigation | 0.9 | 30 | 0 | esc | 0.059703 | 8.5979e-12 | 0.063041 | 9.0786e-12 | 0.066806 | 9.6208e-12 | 0.063625 | 9.1627e-12
[120 empty] | 7.3.5.15 Identification and remediation of “at-risk species”WLDFRVegetation ContactBranch (Not overhanging, within 4ft) | WLDFR | HFTD - Distribution - Tier 3 - 4QU CoRE ¦ 5QU LoRE | Non-Red Flag Warning - Catastrophic Fires | Vegetation Contact | Branch (Not overhanging, within 4ft) | 2049 | 1.4401e-10 | 117.3278 | 1.6896e-08 | 2049 | Mitigation | 0.9 | 30 | 0 | esc | 0.059703 | 8.5979e-12 | 0.063041 | 9.0786e-12 | 0.066806 | 9.6208e-12 | 0.063625 | 9.1627e-12
[120 empty] | 7.3.5.15 Identification and remediation of “at-risk species”WLDFRVegetation ContactBranch (Not overhanging, within 4ft) | WLDFR | HFTD - Distribution - Tier 3 - 4QU CoRE ¦ 5QU LoRE | Non-Red Flag Warning - Catastrophic Fires | Vegetation Contact | Branch (Not overhanging, within 4ft) | 2050 | 1.4401e-10 | 117.3278 | 1.6896e-08 | 2050 | Mitigation | 0.9 | 30 | 0 | esc | 0 | 0 | 0.063041 | 9.0786e-12 | 0.066806 | 9.6208e-12 | 0.063625 | 9.1627e-12
[120 empty] | 7.3.5.15 Identification and remediation of “at-risk species”WLDFRVegetation ContactBranch (Not overhanging, within 4ft) | WLDFR | HFTD - Distribution - Tier 3 - 4QU CoRE ¦ 5QU LoRE | Non-Red Flag Warning - Catastrophic Fires | Vegetation Contact | Branch (Not overhanging, within 4ft) | 2051 | 1.4401e-10 | 117.3278 | 1.6896e-08 | 2051 | Mitigation | 0.9 | 30 | 0 | esc | 0 | 0 | 0 | 0 | 0.066806 | 9.6208e-12 | 0.063625 | 9.1627e-12
[120 empty] | 7.3.5.15 Identification and remediation of “at-risk species”WLDFRVegetation ContactBranch (Not overhanging, within 4ft) | WLDFR | HFTD - Distribution - Tier 3 - 4QU CoRE ¦ 5QU LoRE | Non-Red Flag Warning - Catastrophic Fires | Vegetation Contact | Branch (Not overhanging, within 4ft) | 2052 | 1.4401e-10 | 117.3278 | 1.6896e-08 | 2052 | Mitigation | 0.9 | 30 | 0 | esc | 0 | 0 | 0 | 0 | 0 | 0 | 0.063625 | 9.1627e-12
[120 empty] | 7.3.5.15 Identification and remediation of “at-risk species”WLDFRVegetation ContactBranch (OverHanging) | WLDFR | HFTD - Distribution - Tier 3 - 4QU CoRE ¦ 5QU LoRE | Non-Red Flag Warning - Catastrophic Fires | Vegetation Contact | Branch (OverHanging) | 2022 | 6.7698e-09 | 117.3278 | 7.9429e-07 | 2022 | Mitigation | 0.9 | 30 | 0 | esc | 0.059703 | 4.0418e-10 | 0.063041 | 4.2678e-10 | 0.066806 | 4.5227e-10 | 0 | 0
[120 empty] | 7.3.5.15 Identification and remediation of “at-risk species”WLDFRVegetation ContactBranch (OverHanging) | WLDFR | HFTD - Distribution - Tier 3 - 4QU CoRE ¦ 5QU LoRE | Non-Red Flag Warning - Catastrophic Fires | Vegetation Contact | Branch (OverHanging) | 2023 | 6.7698e-09 | 117.3278 | 7.9429e-07 | 2023 | Mitigation | 0.9 | 30 | 0 | esc | 0.059703 | 4.0418e-10 | 0.063041 | 4.2678e-10 | 0.066806 | 4.5227e-10 | 0.063625 | 4.3073e-10
[120 empty] | 7.3.5.15 Identification and remediation of “at-risk species”WLDFRVegetation ContactBranch (OverHanging) | WLDFR | HFTD - Distribution - Tier 3 - 4QU CoRE ¦ 5QU LoRE | Non-Red Flag Warning - Catastrophic Fires | Vegetation Contact | Branch (OverHanging) | 2024 | 6.7698e-09 | 117.3278 | 7.9429e-07 | 2024 | Mitigation | 0.9 | 30 | 0 | esc | 0.059703 | 4.0418e-10 | 0.063041 | 4.2678e-10 | 0.066806 | 4.5227e-10 | 0.063625 | 4.3073e-10
[120 empty] | 7.3.5.15 Identification and remediation of “at-risk species”WLDFRVegetation ContactBranch (OverHanging) | WLDFR | HFTD - Distribution - Tier 3 - 4QU CoRE ¦ 5QU LoRE | Non-Red Flag Warning - Catastrophic Fires | Vegetation Contact | Branch (OverHanging) | 2025 | 6.7698e-09 | 117.3278 | 7.9429e-07 | 2025 | Mitigation | 0.9 | 30 | 0 | esc | 0.059703 | 4.0418e-10 | 0.063041 | 4.2678e-10 | 0.066806 | 4.5227e-10 | 0.063625 | 4.3073e-10
[120 empty] | 7.3.5.15 Identification and remediation of “at-risk species”WLDFRVegetation ContactBranch (OverHanging) | WLDFR | HFTD - Distribution - Tier 3 - 4QU CoRE ¦ 5QU LoRE | Non-Red Flag Warning - Catastrophic Fires | Vegetation Contact | Branch (OverHanging) | 2026 | 6.7698e-09 | 117.3278 | 7.9429e-07 | 2026 | Mitigation | 0.9 | 30 | 0 | esc | 0.059703 | 4.0418e-10 | 0.063041 | 4.2678e-10 | 0.066806 | 4.5227e-10 | 0.063625 | 4.3073e-10
[120 empty] | 7.3.5.15 Identification and remediation of “at-risk species”WLDFRVegetation ContactBranch (OverHanging) | WLDFR | HFTD - Distribution - Tier 3 - 4QU CoRE ¦ 5QU LoRE | Non-Red Flag Warning - Catastrophic Fires | Vegetation Contact | Branch (OverHanging) | 2027 | 6.7698e-09 | 117.3278 | 7.9429e-07 | 2027 | Mitigation | 0.9 | 30 | 0 | esc | 0.059703 | 4.0418e-10 | 0.063041 | 4.2678e-10 | 0.066806 | 4.5227e-10 | 0.063625 | 4.3073e-10
[120 empty] | 7.3.5.15 Identification and remediation of “at-risk species”WLDFRVegetation ContactBranch (OverHanging) | WLDFR | HFTD - Distribution - Tier 3 - 4QU CoRE ¦ 5QU LoRE | Non-Red Flag Warning - Catastrophic Fires | Vegetation Contact | Branch (OverHanging) | 2028 | 6.7698e-09 | 117.3278 | 7.9429e-07 | 2028 | Mitigation | 0.9 | 30 | 0 | esc | 0.059703 | 4.0418e-10 | 0.063041 | 4.2678e-10 | 0.066806 | 4.5227e-10 | 0.063625 | 4.3073e-10
[120 empty] | 7.3.5.15 Identification and remediation of “at-risk species”WLDFRVegetation ContactBranch (OverHanging) | WLDFR | HFTD - Distribution - Tier 3 - 4QU CoRE ¦ 5QU LoRE | Non-Red Flag Warning - Catastrophic Fires | Vegetation Contact | Branch (OverHanging) | 2029 | 6.7698e-09 | 117.3278 | 7.9429e-07 | 2029 | Mitigation | 0.9 | 30 | 0 | esc | 0.059703 | 4.0418e-10 | 0.063041 | 4.2678e-10 | 0.066806 | 4.5227e-10 | 0.063625 | 4.3073e-10
[120 empty] | 7.3.5.15 Identification and remediation of “at-risk species”WLDFRVegetation ContactBranch (OverHanging) | WLDFR | HFTD - Distribution - Tier 3 - 4QU CoRE ¦ 5QU LoRE | Non-Red Flag Warning - Catastrophic Fires | Vegetation Contact | Branch (OverHanging) | 2030 | 6.7698e-09 | 117.3278 | 7.9429e-07 | 2030 | Mitigation | 0.9 | 30 | 0 | esc | 0.059703 | 4.0418e-10 | 0.063041 | 4.2678e-10 | 0.066806 | 4.5227e-10 | 0.063625 | 4.3073e-10
[120 empty] | 7.3.5.15 Identification and remediation of “at-risk species”WLDFRVegetation ContactBranch (OverHanging) | WLDFR | HFTD - Distribution - Tier 3 - 4QU CoRE ¦ 5QU LoRE | Non-Red Flag Warning - Catastrophic Fires | Vegetation Contact | Branch (OverHanging) | 2031 | 6.7698e-09 | 117.3278 | 7.9429e-07 | 2031 | Mitigation | 0.9 | 30 | 0 | esc | 0.059703 | 4.0418e-10 | 0.063041 | 4.2678e-10 | 0.066806 | 4.5227e-10 | 0.063625 | 4.3073e-10
[120 empty] | 7.3.5.15 Identification and remediation of “at-risk species”WLDFRVegetation ContactBranch (OverHanging) | WLDFR | HFTD - Distribution - Tier 3 - 4QU CoRE ¦ 5QU LoRE | Non-Red Flag Warning - Catastrophic Fires | Vegetation Contact | Branch (OverHanging) | 2032 | 6.7698e-09 | 117.3278 | 7.9429e-07 | 2032 | Mitigation | 0.9 | 30 | 0 | esc | 0.059703 | 4.0418e-10 | 0.063041 | 4.2678e-10 | 0.066806 | 4.5227e-10 | 0.063625 | 4.3073e-10
[120 empty] | 7.3.5.15 Identification and remediation of “at-risk species”WLDFRVegetation ContactBranch (OverHanging) | WLDFR | HFTD - Distribution - Tier 3 - 4QU CoRE ¦ 5QU LoRE | Non-Red Flag Warning - Catastrophic Fires | Vegetation Contact | Branch (OverHanging) | 2033 | 6.7698e-09 | 117.3278 | 7.9429e-07 | 2033 | Mitigation | 0.9 | 30 | 0 | esc | 0.059703 | 4.0418e-10 | 0.063041 | 4.2678e-10 | 0.066806 | 4.5227e-10 | 0.063625 | 4.3073e-10
[120 empty] | 7.3.5.15 Identification and remediation of “at-risk species”WLDFRVegetation ContactBranch (OverHanging) | WLDFR | HFTD - Distribution - Tier 3 - 4QU CoRE ¦ 5QU LoRE | Non-Red Flag Warning - Catastrophic Fires | Vegetation Contact | Branch (OverHanging) | 2034 | 6.7698e-09 | 117.3278 | 7.9429e-07 | 2034 | Mitigation | 0.9 | 30 | 0 | esc | 0.059703 | 4.0418e-10 | 0.063041 | 4.2678e-10 | 0.066806 | 4.5227e-10 | 0.063625 | 4.3073e-10
[120 empty] | 7.3.5.15 Identification and remediation of “at-risk species”WLDFRVegetation ContactBranch (OverHanging) | WLDFR | HFTD - Distribution - Tier 3 - 4QU CoRE ¦ 5QU LoRE | Non-Red Flag Warning - Catastrophic Fires | Vegetation Contact | Branch (OverHanging) | 2035 | 6.7698e-09 | 117.3278 | 7.9429e-07 | 2035 | Mitigation | 0.9 | 30 | 0 | esc | 0.059703 | 4.0418e-10 | 0.063041 | 4.2678e-10 | 0.066806 | 4.5227e-10 | 0.063625 | 4.3073e-10
[120 empty] | 7.3.5.15 Identification and remediation of “at-risk species”WLDFRVegetation ContactBranch (OverHanging) | WLDFR | HFTD - Distribution - Tier 3 - 4QU CoRE ¦ 5QU LoRE | Non-Red Flag Warning - Catastrophic Fires | Vegetation Contact | Branch (OverHanging) | 2036 | 6.7698e-09 | 117.3278 | 7.9429e-07 | 2036 | Mitigation | 0.9 | 30 | 0 | esc | 0.059703 | 4.0418e-10 | 0.063041 | 4.2678e-10 | 0.066806 | 4.5227e-10 | 0.063625 | 4.3073e-10
[120 empty] | 7.3.5.15 Identification and remediation of “at-risk species”WLDFRVegetation ContactBranch (OverHanging) | WLDFR | HFTD - Distribution - Tier 3 - 4QU CoRE ¦ 5QU LoRE | Non-Red Flag Warning - Catastrophic Fires | Vegetation Contact | Branch (OverHanging) | 2037 | 6.7698e-09 | 117.3278 | 7.9429e-07 | 2037 | Mitigation | 0.9 | 30 | 0 | esc | 0.059703 | 4.0418e-10 | 0.063041 | 4.2678e-10 | 0.066806 | 4.5227e-10 | 0.063625 | 4.3073e-10
[120 empty] | 7.3.5.15 Identification and remediation of “at-risk species”WLDFRVegetation ContactBranch (OverHanging) | WLDFR | HFTD - Distribution - Tier 3 - 4QU CoRE ¦ 5QU LoRE | Non-Red Flag Warning - Catastrophic Fires | Vegetation Contact | Branch (OverHanging) | 2038 | 6.7698e-09 | 117.3278 | 7.9429e-07 | 2038 | Mitigation | 0.9 | 30 | 0 | esc | 0.059703 | 4.0418e-10 | 0.063041 | 4.2678e-10 | 0.066806 | 4.5227e-10 | 0.063625 | 4.3073e-10
[120 empty] | 7.3.5.15 Identification and remediation of “at-risk species”WLDFRVegetation ContactBranch (OverHanging) | WLDFR | HFTD - Distribution - Tier 3 - 4QU CoRE ¦ 5QU LoRE | Non-Red Flag Warning - Catastrophic Fires | Vegetation Contact | Branch (OverHanging) | 2039 | 6.7698e-09 | 117.3278 | 7.9429e-07 | 2039 | Mitigation | 0.9 | 30 | 0 | esc | 0.059703 | 4.0418e-10 | 0.063041 | 4.2678e-10 | 0.066806 | 4.5227e-10 | 0.063625 | 4.3073e-10
[120 empty] | 7.3.5.15 Identification and remediation of “at-risk species”WLDFRVegetation ContactBranch (OverHanging) | WLDFR | HFTD - Distribution - Tier 3 - 4QU CoRE ¦ 5QU LoRE | Non-Red Flag Warning - Catastrophic Fires | Vegetation Contact | Branch (OverHanging) | 2040 | 6.7698e-09 | 117.3278 | 7.9429e-07 | 2040 | Mitigation | 0.9 | 30 | 0 | esc | 0.059703 | 4.0418e-10 | 0.063041 | 4.2678e-10 | 0.066806 | 4.5227e-10 | 0.063625 | 4.3073e-10
[120 empty] | 7.3.5.15 Identification and remediation of “at-risk species”WLDFRVegetation ContactBranch (OverHanging) | WLDFR | HFTD - Distribution - Tier 3 - 4QU CoRE ¦ 5QU LoRE | Non-Red Flag Warning - Catastrophic Fires | Vegetation Contact | Branch (OverHanging) | 2041 | 6.7698e-09 | 117.3278 | 7.9429e-07 | 2041 | Mitigation | 0.9 | 30 | 0 | esc | 0.059703 | 4.0418e-10 | 0.063041 | 4.2678e-10 | 0.066806 | 4.5227e-10 | 0.063625 | 4.3073e-10
[120 empty] | 7.3.5.15 Identification and remediation of “at-risk species”WLDFRVegetation ContactBranch (OverHanging) | WLDFR | HFTD - Distribution - Tier 3 - 4QU CoRE ¦ 5QU LoRE | Non-Red Flag Warning - Catastrophic Fires | Vegetation Contact | Branch (OverHanging) | 2042 | 6.7698e-09 | 117.3278 | 7.9429e-07 | 2042 | Mitigation | 0.9 | 30 | 0 | esc | 0.059703 | 4.0418e-10 | 0.063041 | 4.2678e-10 | 0.066806 | 4.5227e-10 | 0.063625 | 4.3073e-10
[120 empty] | 7.3.5.15 Identification and remediation of “at-risk species”WLDFRVegetation ContactBranch (OverHanging) | WLDFR | HFTD - Distribution - Tier 3 - 4QU CoRE ¦ 5QU LoRE | Non-Red Flag Warning - Catastrophic Fires | Vegetation Contact | Branch (OverHanging) | 2043 | 6.7698e-09 | 117.3278 | 7.9429e-07 | 2043 | Mitigation | 0.9 | 30 | 0 | esc | 0.059703 | 4.0418e-10 | 0.063041 | 4.2678e-10 | 0.066806 | 4.5227e-10 | 0.063625 | 4.3073e-10
[120 empty] | 7.3.5.15 Identification and remediation of “at-risk species”WLDFRVegetation ContactBranch (OverHanging) | WLDFR | HFTD - Distribution - Tier 3 - 4QU CoRE ¦ 5QU LoRE | Non-Red Flag Warning - Catastrophic Fires | Vegetation Contact | Branch (OverHanging) | 2044 | 6.7698e-09 | 117.3278 | 7.9429e-07 | 2044 | Mitigation | 0.9 | 30 | 0 | esc | 0.059703 | 4.0418e-10 | 0.063041 | 4.2678e-10 | 0.066806 | 4.5227e-10 | 0.063625 | 4.3073e-10
[120 empty] | 7.3.5.15 Identification and remediation of “at-risk species”WLDFRVegetation ContactBranch (OverHanging) | WLDFR | HFTD - Distribution - Tier 3 - 4QU CoRE ¦ 5QU LoRE | Non-Red Flag Warning - Catastrophic Fires | Vegetation Contact | Branch (OverHanging) | 2045 | 6.7698e-09 | 117.3278 | 7.9429e-07 | 2045 | Mitigation | 0.9 | 30 | 0 | esc | 0.059703 | 4.0418e-10 | 0.063041 | 4.2678e-10 | 0.066806 | 4.5227e-10 | 0.063625 | 4.3073e-10
[120 empty] | 7.3.5.15 Identification and remediation of “at-risk species”WLDFRVegetation ContactBranch (OverHanging) | WLDFR | HFTD - Distribution - Tier 3 - 4QU CoRE ¦ 5QU LoRE | Non-Red Flag Warning - Catastrophic Fires | Vegetation Contact | Branch (OverHanging) | 2046 | 6.7698e-09 | 117.3278 | 7.9429e-07 | 2046 | Mitigation | 0.9 | 30 | 0 | esc | 0.059703 | 4.0418e-10 | 0.063041 | 4.2678e-10 | 0.066806 | 4.5227e-10 | 0.063625 | 4.3073e-10
[120 empty] | 7.3.5.15 Identification and remediation of “at-risk species”WLDFRVegetation ContactBranch (OverHanging) | WLDFR | HFTD - Distribution - Tier 3 - 4QU CoRE ¦ 5QU LoRE | Non-Red Flag Warning - Catastrophic Fires | Vegetation Contact | Branch (OverHanging) | 2047 | 6.7698e-09 | 117.3278 | 7.9429e-07 | 2047 | Mitigation | 0.9 | 30 | 0 | esc | 0.059703 | 4.0418e-10 | 0.063041 | 4.2678e-10 | 0.066806 | 4.5227e-10 | 0.063625 | 4.3073e-10
[120 empty] | 7.3.5.15 Identification and remediation of “at-risk species”WLDFRVegetation ContactBranch (OverHanging) | WLDFR | HFTD - Distribution - Tier 3 - 4QU CoRE ¦ 5QU LoRE | Non-Red Flag Warning - Catastrophic Fires | Vegetation Contact | Branch (OverHanging) | 2048 | 6.7698e-09 | 117.3278 | 7.9429e-07 | 2048 | Mitigation | 0.9 | 30 | 0 | esc | 0.059703 | 4.0418e-10 | 0.063041 | 4.2678e-10 | 0.066806 | 4.5227e-10 | 0.063625 | 4.3073e-10
[120 empty] | 7.3.5.15 Identification and remediation of “at-risk species”WLDFRVegetation ContactBranch (OverHanging) | WLDFR | HFTD - Distribution - Tier 3 - 4QU CoRE ¦ 5QU LoRE | Non-Red Flag Warning - Catastrophic Fires | Vegetation Contact | Branch (OverHanging) | 2049 | 6.7698e-09 | 117.3278 | 7.9429e-07 | 2049 | Mitigation | 0.9 | 30 | 0 | esc | 0.059703 | 4.0418e-10 | 0.063041 | 4.2678e-10 | 0.066806 | 4.5227e-10 | 0.063625 | 4.3073e-10
[120 empty] | 7.3.5.15 Identification and remediation of “at-risk species”WLDFRVegetation ContactBranch (OverHanging) | WLDFR | HFTD - Distribution - Tier 3 - 4QU CoRE ¦ 5QU LoRE | Non-Red Flag Warning - Catastrophic Fires | Vegetation Contact | Branch (OverHanging) | 2050 | 6.7698e-09 | 117.3278 | 7.9429e-07 | 2050 | Mitigation | 0.9 | 30 | 0 | esc | 0 | 0 | 0.063041 | 4.2678e-10 | 0.066806 | 4.5227e-10 | 0.063625 | 4.3073e-10
[120 empty] | 7.3.5.15 Identification and remediation of “at-risk species”WLDFRVegetation ContactBranch (OverHanging) | WLDFR | HFTD - Distribution - Tier 3 - 4QU CoRE ¦ 5QU LoRE | Non-Red Flag Warning - Catastrophic Fires | Vegetation Contact | Branch (OverHanging) | 2051 | 6.7698e-09 | 117.3278 | 7.9429e-07 | 2051 | Mitigation | 0.9 | 30 | 0 | esc | 0 | 0 | 0 | 0 | 0.066806 | 4.5227e-10 | 0.063625 | 4.3073e-10
[120 empty] | 7.3.5.15 Identification and remediation of “at-risk species”WLDFRVegetation ContactBranch (OverHanging) | WLDFR | HFTD - Distribution - Tier 3 - 4QU CoRE ¦ 5QU LoRE | Non-Red Flag Warning - Catastrophic Fires | Vegetation Contact | Branch (OverHanging) | 2052 | 6.7698e-09 | 117.3278 | 7.9429e-07 | 2052 | Mitigation | 0.9 | 30 | 0 | esc | 0 | 0 | 0 | 0 | 0 | 0 | 0.063625 | 4.3073e-10
[120 empty] | 7.3.5.15 Identification and remediation of “at-risk species”WLDFRVegetation ContactFell into (Moderate-Severe defect) | WLDFR | HFTD - Distribution - Tier 3 - 4QU CoRE ¦ 5QU LoRE | Non-Red Flag Warning - Catastrophic Fires | Vegetation Contact | Fell into (Moderate-Severe defect) | 2022 | 3.0591e-09 | 117.3278 | 3.5892e-07 | 2022 | Mitigation | 0.95 | 1 | 0 | esc | 0 | 0 | 0 | 0 | 0.070518 | 2.1572e-10 | 0 | 0
[120 empty] | 7.3.5.15 Identification and remediation of “at-risk species”WLDFRVegetation ContactFell into (Moderate-Severe defect) | WLDFR | HFTD - Distribution - Tier 3 - 4QU CoRE ¦ 5QU LoRE | Non-Red Flag Warning - Catastrophic Fires | Vegetation Contact | Fell into (Moderate-Severe defect) | 2023 | 3.0591e-09 | 117.3278 | 3.5892e-07 | 2023 | Mitigation | 0.95 | 1 | 0 | esc | 0 | 0 | 0 | 0 | 0 | 0 | 0.06716 | 2.0545e-10
[120 empty] | 7.3.5.15 Identification and remediation of “at-risk species”WLDFRVegetation ContactFell into (slight defect) | WLDFR | HFTD - Distribution - Tier 3 - 4QU CoRE ¦ 5QU LoRE | Non-Red Flag Warning - Catastrophic Fires | Vegetation Contact | Fell into (slight defect) | 2022 | 3.9592e-09 | 117.3278 | 4.6453e-07 | 2022 | Mitigation | 0.5 | 1 | 0 | esc | 0 | 0 | 0 | 0 | 0.037115 | 1.4695e-10 | 0 | 0
[120 empty] | 7.3.5.15 Identification and remediation of “at-risk species”WLDFRVegetation ContactFell into (slight defect) | WLDFR | HFTD - Distribution - Tier 3 - 4QU CoRE ¦ 5QU LoRE | Non-Red Flag Warning - Catastrophic Fires | Vegetation Contact | Fell into (slight defect) | 2023 | 3.9592e-09 | 117.3278 | 4.6453e-07 | 2023 | Mitigation | 0.5 | 1 | 0 | esc | 0 | 0 | 0 | 0 | 0 | 0 | 0.035347 | 1.3995e-10
[120 empty] | 7.3.5.15 Identification and remediation of “at-risk species”WLDFRVegetation ContactGrow Into | WLDFR | HFTD - Distribution - Tier 3 - 4QU CoRE ¦ 5QU LoRE | Non-Red Flag Warning - Catastrophic Fires | Vegetation Contact | Grow Into | 2022 | 3.3551e-10 | 117.3278 | 3.9365e-08 | 2022 | Mitigation | 0.5 | 1 | 0 | esc | 0 | 0 | 0 | 0 | 0.037115 | 1.2452e-11 | 0 | 0
[120 empty] | 7.3.5.15 Identification and remediation of “at-risk species”WLDFRVegetation ContactGrow Into | WLDFR | HFTD - Distribution - Tier 3 - 4QU CoRE ¦ 5QU LoRE | Non-Red Flag Warning - Catastrophic Fires | Vegetation Contact | Grow Into | 2023 | 3.3551e-10 | 117.3278 | 3.9365e-08 | 2023 | Mitigation | 0.5 | 1 | 0 | esc | 0 | 0 | 0 | 0 | 0 | 0 | 0.035347 | 1.1859e-11
[120 empty] | 7.3.5.15 Identification and remediation of “at-risk species”WLDFRVegetation ContactBranch (Not overhanging, 4-12ft) | WLDFR | HFTD - Distribution - Tier 3 - 4QU CoRE ¦ 5QU LoRE | Non-Red Flag Warning - Destructive Fires | Vegetation Contact | Branch (Not overhanging, 4-12ft) | 2022 | 8.5678e-10 | 117.3278 | 1.0052e-07 | 2022 | Mitigation | 0.5 | 30 | 0 | esc | 0.033168 | 2.8418e-11 | 0.035023 | 3.0007e-11 | 0.037115 | 3.1799e-11 | 0 | 0
[120 empty] | 7.3.5.15 Identification and remediation of “at-risk species”WLDFRVegetation ContactBranch (Not overhanging, 4-12ft) | WLDFR | HFTD - Distribution - Tier 3 - 4QU CoRE ¦ 5QU LoRE | Non-Red Flag Warning - Destructive Fires | Vegetation Contact | Branch (Not overhanging, 4-12ft) | 2023 | 8.5678e-10 | 117.3278 | 1.0052e-07 | 2023 | Mitigation | 0.5 | 30 | 0 | esc | 0.033168 | 2.8418e-11 | 0.035023 | 3.0007e-11 | 0.037115 | 3.1799e-11 | 0.035347 | 3.0285e-11
[120 empty] | 7.3.5.15 Identification and remediation of “at-risk species”WLDFRVegetation ContactBranch (Not overhanging, 4-12ft) | WLDFR | HFTD - Distribution - Tier 3 - 4QU CoRE ¦ 5QU LoRE | Non-Red Flag Warning - Destructive Fires | Vegetation Contact | Branch (Not overhanging, 4-12ft) | 2024 | 8.5678e-10 | 117.3278 | 1.0052e-07 | 2024 | Mitigation | 0.5 | 30 | 0 | esc | 0.033168 | 2.8418e-11 | 0.035023 | 3.0007e-11 | 0.037115 | 3.1799e-11 | 0.035347 | 3.0285e-11
[120 empty] | 7.3.5.15 Identification and remediation of “at-risk species”WLDFRVegetation ContactBranch (Not overhanging, 4-12ft) | WLDFR | HFTD - Distribution - Tier 3 - 4QU CoRE ¦ 5QU LoRE | Non-Red Flag Warning - Destructive Fires | Vegetation Contact | Branch (Not overhanging, 4-12ft) | 2025 | 8.5678e-10 | 117.3278 | 1.0052e-07 | 2025 | Mitigation | 0.5 | 30 | 0 | esc | 0.033168 | 2.8418e-11 | 0.035023 | 3.0007e-11 | 0.037115 | 3.1799e-11 | 0.035347 | 3.0285e-11
[120 empty] | 7.3.5.15 Identification and remediation of “at-risk species”WLDFRVegetation ContactBranch (Not overhanging, 4-12ft) | WLDFR | HFTD - Distribution - Tier 3 - 4QU CoRE ¦ 5QU LoRE | Non-Red Flag Warning - Destructive Fires | Vegetation Contact | Branch (Not overhanging, 4-12ft) | 2026 | 8.5678e-10 | 117.3278 | 1.0052e-07 | 2026 | Mitigation | 0.5 | 30 | 0 | esc | 0.033168 | 2.8418e-11 | 0.035023 | 3.0007e-11 | 0.037115 | 3.1799e-11 | 0.035347 | 3.0285e-11
[120 empty] | 7.3.5.15 Identification and remediation of “at-risk species”WLDFRVegetation ContactBranch (Not overhanging, 4-12ft) | WLDFR | HFTD - Distribution - Tier 3 - 4QU CoRE ¦ 5QU LoRE | Non-Red Flag Warning - Destructive Fires | Vegetation Contact | Branch (Not overhanging, 4-12ft) | 2027 | 8.5678e-10 | 117.3278 | 1.0052e-07 | 2027 | Mitigation | 0.5 | 30 | 0 | esc | 0.033168 | 2.8418e-11 | 0.035023 | 3.0007e-11 | 0.037115 | 3.1799e-11 | 0.035347 | 3.0285e-11
[120 empty] | 7.3.5.15 Identification and remediation of “at-risk species”WLDFRVegetation ContactBranch (Not overhanging, 4-12ft) | WLDFR | HFTD - Distribution - Tier 3 - 4QU CoRE ¦ 5QU LoRE | Non-Red Flag Warning - Destructive Fires | Vegetation Contact | Branch (Not overhanging, 4-12ft) | 2028 | 8.5678e-10 | 117.3278 | 1.0052e-07 | 2028 | Mitigation | 0.5 | 30 | 0 | esc | 0.033168 | 2.8418e-11 | 0.035023 | 3.0007e-11 | 0.037115 | 3.1799e-11 | 0.035347 | 3.0285e-11
[120 empty] | 7.3.5.15 Identification and remediation of “at-risk species”WLDFRVegetation ContactBranch (Not overhanging, 4-12ft) | WLDFR | HFTD - Distribution - Tier 3 - 4QU CoRE ¦ 5QU LoRE | Non-Red Flag Warning - Destructive Fires | Vegetation Contact | Branch (Not overhanging, 4-12ft) | 2029 | 8.5678e-10 | 117.3278 | 1.0052e-07 | 2029 | Mitigation | 0.5 | 30 | 0 | esc | 0.033168 | 2.8418e-11 | 0.035023 | 3.0007e-11 | 0.037115 | 3.1799e-11 | 0.035347 | 3.0285e-11
[120 empty] | 7.3.5.15 Identification and remediation of “at-risk species”WLDFRVegetation ContactBranch (Not overhanging, 4-12ft) | WLDFR | HFTD - Distribution - Tier 3 - 4QU CoRE ¦ 5QU LoRE | Non-Red Flag Warning - Destructive Fires | Vegetation Contact | Branch (Not overhanging, 4-12ft) | 2030 | 8.5678e-10 | 117.3278 | 1.0052e-07 | 2030 | Mitigation | 0.5 | 30 | 0 | esc | 0.033168 | 2.8418e-11 | 0.035023 | 3.0007e-11 | 0.037115 | 3.1799e-11 | 0.035347 | 3.0285e-11
[120 empty] | 7.3.5.15 Identification and remediation of “at-risk species”WLDFRVegetation ContactBranch (Not overhanging, 4-12ft) | WLDFR | HFTD - Distribution - Tier 3 - 4QU CoRE ¦ 5QU LoRE | Non-Red Flag Warning - Destructive Fires | Vegetation Contact | Branch (Not overhanging, 4-12ft) | 2031 | 8.5678e-10 | 117.3278 | 1.0052e-07 | 2031 | Mitigation | 0.5 | 30 | 0 | esc | 0.033168 | 2.8418e-11 | 0.035023 | 3.0007e-11 | 0.037115 | 3.1799e-11 | 0.035347 | 3.0285e-11
[120 empty] | 7.3.5.15 Identification and remediation of “at-risk species”WLDFRVegetation ContactBranch (Not overhanging, 4-12ft) | WLDFR | HFTD - Distribution - Tier 3 - 4QU CoRE ¦ 5QU LoRE | Non-Red Flag Warning - Destructive Fires | Vegetation Contact | Branch (Not overhanging, 4-12ft) | 2032 | 8.5678e-10 | 117.3278 | 1.0052e-07 | 2032 | Mitigation | 0.5 | 30 | 0 | esc | 0.033168 | 2.8418e-11 | 0.035023 | 3.0007e-11 | 0.037115 | 3.1799e-11 | 0.035347 | 3.0285e-11
[120 empty] | 7.3.5.15 Identification and remediation of “at-risk species”WLDFRVegetation ContactBranch (Not overhanging, 4-12ft) | WLDFR | HFTD - Distribution - Tier 3 - 4QU CoRE ¦ 5QU LoRE | Non-Red Flag Warning - Destructive Fires | Vegetation Contact | Branch (Not overhanging, 4-12ft) | 2033 | 8.5678e-10 | 117.3278 | 1.0052e-07 | 2033 | Mitigation | 0.5 | 30 | 0 | esc | 0.033168 | 2.8418e-11 | 0.035023 | 3.0007e-11 | 0.037115 | 3.1799e-11 | 0.035347 | 3.0285e-11
[120 empty] | 7.3.5.15 Identification and remediation of “at-risk species”WLDFRVegetation ContactBranch (Not overhanging, 4-12ft) | WLDFR | HFTD - Distribution - Tier 3 - 4QU CoRE ¦ 5QU LoRE | Non-Red Flag Warning - Destructive Fires | Vegetation Contact | Branch (Not overhanging, 4-12ft) | 2034 | 8.5678e-10 | 117.3278 | 1.0052e-07 | 2034 | Mitigation | 0.5 | 30 | 0 | esc | 0.033168 | 2.8418e-11 | 0.035023 | 3.0007e-11 | 0.037115 | 3.1799e-11 | 0.035347 | 3.0285e-11
[120 empty] | 7.3.5.15 Identification and remediation of “at-risk species”WLDFRVegetation ContactBranch (Not overhanging, 4-12ft) | WLDFR | HFTD - Distribution - Tier 3 - 4QU CoRE ¦ 5QU LoRE | Non-Red Flag Warning - Destructive Fires | Vegetation Contact | Branch (Not overhanging, 4-12ft) | 2035 | 8.5678e-10 | 117.3278 | 1.0052e-07 | 2035 | Mitigation | 0.5 | 30 | 0 | esc | 0.033168 | 2.8418e-11 | 0.035023 | 3.0007e-11 | 0.037115 | 3.1799e-11 | 0.035347 | 3.0285e-11
[120 empty] | 7.3.5.15 Identification and remediation of “at-risk species”WLDFRVegetation ContactBranch (Not overhanging, 4-12ft) | WLDFR | HFTD - Distribution - Tier 3 - 4QU CoRE ¦ 5QU LoRE | Non-Red Flag Warning - Destructive Fires | Vegetation Contact | Branch (Not overhanging, 4-12ft) | 2036 | 8.5678e-10 | 117.3278 | 1.0052e-07 | 2036 | Mitigation | 0.5 | 30 | 0 | esc | 0.033168 | 2.8418e-11 | 0.035023 | 3.0007e-11 | 0.037115 | 3.1799e-11 | 0.035347 | 3.0285e-11
[120 empty] | 7.3.5.15 Identification and remediation of “at-risk species”WLDFRVegetation ContactBranch (Not overhanging, 4-12ft) | WLDFR | HFTD - Distribution - Tier 3 - 4QU CoRE ¦ 5QU LoRE | Non-Red Flag Warning - Destructive Fires | Vegetation Contact | Branch (Not overhanging, 4-12ft) | 2037 | 8.5678e-10 | 117.3278 | 1.0052e-07 | 2037 | Mitigation | 0.5 | 30 | 0 | esc | 0.033168 | 2.8418e-11 | 0.035023 | 3.0007e-11 | 0.037115 | 3.1799e-11 | 0.035347 | 3.0285e-11
[120 empty] | 7.3.5.15 Identification and remediation of “at-risk species”WLDFRVegetation ContactBranch (Not overhanging, 4-12ft) | WLDFR | HFTD - Distribution - Tier 3 - 4QU CoRE ¦ 5QU LoRE | Non-Red Flag Warning - Destructive Fires | Vegetation Contact | Branch (Not overhanging, 4-12ft) | 2038 | 8.5678e-10 | 117.3278 | 1.0052e-07 | 2038 | Mitigation | 0.5 | 30 | 0 | esc | 0.033168 | 2.8418e-11 | 0.035023 | 3.0007e-11 | 0.037115 | 3.1799e-11 | 0.035347 | 3.0285e-11
[120 empty] | 7.3.5.15 Identification and remediation of “at-risk species”WLDFRVegetation ContactBranch (Not overhanging, 4-12ft) | WLDFR | HFTD - Distribution - Tier 3 - 4QU CoRE ¦ 5QU LoRE | Non-Red Flag Warning - Destructive Fires | Vegetation Contact | Branch (Not overhanging, 4-12ft) | 2039 | 8.5678e-10 | 117.3278 | 1.0052e-07 | 2039 | Mitigation | 0.5 | 30 | 0 | esc | 0.033168 | 2.8418e-11 | 0.035023 | 3.0007e-11 | 0.037115 | 3.1799e-11 | 0.035347 | 3.0285e-11
[120 empty] | 7.3.5.15 Identification and remediation of “at-risk species”WLDFRVegetation ContactBranch (Not overhanging, 4-12ft) | WLDFR | HFTD - Distribution - Tier 3 - 4QU CoRE ¦ 5QU LoRE | Non-Red Flag Warning - Destructive Fires | Vegetation Contact | Branch (Not overhanging, 4-12ft) | 2040 | 8.5678e-10 | 117.3278 | 1.0052e-07 | 2040 | Mitigation | 0.5 | 30 | 0 | esc | 0.033168 | 2.8418e-11 | 0.035023 | 3.0007e-11 | 0.037115 | 3.1799e-11 | 0.035347 | 3.0285e-11
[120 empty] | 7.3.5.15 Identification and remediation of “at-risk species”WLDFRVegetation ContactBranch (Not overhanging, 4-12ft) | WLDFR | HFTD - Distribution - Tier 3 - 4QU CoRE ¦ 5QU LoRE | Non-Red Flag Warning - Destructive Fires | Vegetation Contact | Branch (Not overhanging, 4-12ft) | 2041 | 8.5678e-10 | 117.3278 | 1.0052e-07 | 2041 | Mitigation | 0.5 | 30 | 0 | esc | 0.033168 | 2.8418e-11 | 0.035023 | 3.0007e-11 | 0.037115 | 3.1799e-11 | 0.035347 | 3.0285e-11
[120 empty] | 7.3.5.15 Identification and remediation of “at-risk species”WLDFRVegetation ContactBranch (Not overhanging, 4-12ft) | WLDFR | HFTD - Distribution - Tier 3 - 4QU CoRE ¦ 5QU LoRE | Non-Red Flag Warning - Destructive Fires | Vegetation Contact | Branch (Not overhanging, 4-12ft) | 2042 | 8.5678e-10 | 117.3278 | 1.0052e-07 | 2042 | Mitigation | 0.5 | 30 | 0 | esc | 0.033168 | 2.8418e-11 | 0.035023 | 3.0007e-11 | 0.037115 | 3.1799e-11 | 0.035347 | 3.0285e-11
[120 empty] | 7.3.5.15 Identification and remediation of “at-risk species”WLDFRVegetation ContactBranch (Not overhanging, 4-12ft) | WLDFR | HFTD - Distribution - Tier 3 - 4QU CoRE ¦ 5QU LoRE | Non-Red Flag Warning - Destructive Fires | Vegetation Contact | Branch (Not overhanging, 4-12ft) | 2043 | 8.5678e-10 | 117.3278 | 1.0052e-07 | 2043 | Mitigation | 0.5 | 30 | 0 | esc | 0.033168 | 2.8418e-11 | 0.035023 | 3.0007e-11 | 0.037115 | 3.1799e-11 | 0.035347 | 3.0285e-11
[120 empty] | 7.3.5.15 Identification and remediation of “at-risk species”WLDFRVegetation ContactBranch (Not overhanging, 4-12ft) | WLDFR | HFTD - Distribution - Tier 3 - 4QU CoRE ¦ 5QU LoRE | Non-Red Flag Warning - Destructive Fires | Vegetation Contact | Branch (Not overhanging, 4-12ft) | 2044 | 8.5678e-10 | 117.3278 | 1.0052e-07 | 2044 | Mitigation | 0.5 | 30 | 0 | esc | 0.033168 | 2.8418e-11 | 0.035023 | 3.0007e-11 | 0.037115 | 3.1799e-11 | 0.035347 | 3.0285e-11
[120 empty] | 7.3.5.15 Identification and remediation of “at-risk species”WLDFRVegetation ContactBranch (Not overhanging, 4-12ft) | WLDFR | HFTD - Distribution - Tier 3 - 4QU CoRE ¦ 5QU LoRE | Non-Red Flag Warning - Destructive Fires | Vegetation Contact | Branch (Not overhanging, 4-12ft) | 2045 | 8.5678e-10 | 117.3278 | 1.0052e-07 | 2045 | Mitigation | 0.5 | 30 | 0 | esc | 0.033168 | 2.8418e-11 | 0.035023 | 3.0007e-11 | 0.037115 | 3.1799e-11 | 0.035347 | 3.0285e-11
[120 empty] | 7.3.5.15 Identification and remediation of “at-risk species”WLDFRVegetation ContactBranch (Not overhanging, 4-12ft) | WLDFR | HFTD - Distribution - Tier 3 - 4QU CoRE ¦ 5QU LoRE | Non-Red Flag Warning - Destructive Fires | Vegetation Contact | Branch (Not overhanging, 4-12ft) | 2046 | 8.5678e-10 | 117.3278 | 1.0052e-07 | 2046 | Mitigation | 0.5 | 30 | 0 | esc | 0.033168 | 2.8418e-11 | 0.035023 | 3.0007e-11 | 0.037115 | 3.1799e-11 | 0.035347 | 3.0285e-11
[120 empty] | 7.3.5.15 Identification and remediation of “at-risk species”WLDFRVegetation ContactBranch (Not overhanging, 4-12ft) | WLDFR | HFTD - Distribution - Tier 3 - 4QU CoRE ¦ 5QU LoRE | Non-Red Flag Warning - Destructive Fires | Vegetation Contact | Branch (Not overhanging, 4-12ft) | 2047 | 8.5678e-10 | 117.3278 | 1.0052e-07 | 2047 | Mitigation | 0.5 | 30 | 0 | esc | 0.033168 | 2.8418e-11 | 0.035023 | 3.0007e-11 | 0.037115 | 3.1799e-11 | 0.035347 | 3.0285e-11
[120 empty] | 7.3.5.15 Identification and remediation of “at-risk species”WLDFRVegetation ContactBranch (Not overhanging, 4-12ft) | WLDFR | HFTD - Distribution - Tier 3 - 4QU CoRE ¦ 5QU LoRE | Non-Red Flag Warning - Destructive Fires | Vegetation Contact | Branch (Not overhanging, 4-12ft) | 2048 | 8.5678e-10 | 117.3278 | 1.0052e-07 | 2048 | Mitigation | 0.5 | 30 | 0 | esc | 0.033168 | 2.8418e-11 | 0.035023 | 3.0007e-11 | 0.037115 | 3.1799e-11 | 0.035347 | 3.0285e-11
[120 empty] | 7.3.5.15 Identification and remediation of “at-risk species”WLDFRVegetation ContactBranch (Not overhanging, 4-12ft) | WLDFR | HFTD - Distribution - Tier 3 - 4QU CoRE ¦ 5QU LoRE | Non-Red Flag Warning - Destructive Fires | Vegetation Contact | Branch (Not overhanging, 4-12ft) | 2049 | 8.5678e-10 | 117.3278 | 1.0052e-07 | 2049 | Mitigation | 0.5 | 30 | 0 | esc | 0.033168 | 2.8418e-11 | 0.035023 | 3.0007e-11 | 0.037115 | 3.1799e-11 | 0.035347 | 3.0285e-11
[120 empty] | 7.3.5.15 Identification and remediation of “at-risk species”WLDFRVegetation ContactBranch (Not overhanging, 4-12ft) | WLDFR | HFTD - Distribution - Tier 3 - 4QU CoRE ¦ 5QU LoRE | Non-Red Flag Warning - Destructive Fires | Vegetation Contact | Branch (Not overhanging, 4-12ft) | 2050 | 8.5678e-10 | 117.3278 | 1.0052e-07 | 2050 | Mitigation | 0.5 | 30 | 0 | esc | 0 | 0 | 0.035023 | 3.0007e-11 | 0.037115 | 3.1799e-11 | 0.035347 | 3.0285e-11
[120 empty] | 7.3.5.15 Identification and remediation of “at-risk species”WLDFRVegetation ContactBranch (Not overhanging, 4-12ft) | WLDFR | HFTD - Distribution - Tier 3 - 4QU CoRE ¦ 5QU LoRE | Non-Red Flag Warning - Destructive Fires | Vegetation Contact | Branch (Not overhanging, 4-12ft) | 2051 | 8.5678e-10 | 117.3278 | 1.0052e-07 | 2051 | Mitigation | 0.5 | 30 | 0 | esc | 0 | 0 | 0 | 0 | 0.037115 | 3.1799e-11 | 0.035347 | 3.0285e-11
[120 empty] | 7.3.5.15 Identification and remediation of “at-risk species”WLDFRVegetation ContactBranch (Not overhanging, 4-12ft) | WLDFR | HFTD - Distribution - Tier 3 - 4QU CoRE ¦ 5QU LoRE | Non-Red Flag Warning - Destructive Fires | Vegetation Contact | Branch (Not overhanging, 4-12ft) | 2052 | 8.5678e-10 | 117.3278 | 1.0052e-07 | 2052 | Mitigation | 0.5 | 30 | 0 | esc | 0 | 0 | 0 | 0 | 0 | 0 | 0.035347 | 3.0285e-11
[120 empty] | 7.3.5.15 Identification and remediation of “at-risk species”WLDFRVegetation ContactBranch (Not overhanging, within 4ft) | WLDFR | HFTD - Distribution - Tier 3 - 4QU CoRE ¦ 5QU LoRE | Non-Red Flag Warning - Destructive Fires | Vegetation Contact | Branch (Not overhanging, within 4ft) | 2022 | 3.9437e-10 | 117.3278 | 4.6271e-08 | 2022 | Mitigation | 0.9 | 30 | 0 | esc | 0.059703 | 2.3545e-11 | 0.063041 | 2.4861e-11 | 0.066806 | 2.6346e-11 | 0 | 0
[120 empty] | 7.3.5.15 Identification and remediation of “at-risk species”WLDFRVegetation ContactBranch (Not overhanging, within 4ft) | WLDFR | HFTD - Distribution - Tier 3 - 4QU CoRE ¦ 5QU LoRE | Non-Red Flag Warning - Destructive Fires | Vegetation Contact | Branch (Not overhanging, within 4ft) | 2023 | 3.9437e-10 | 117.3278 | 4.6271e-08 | 2023 | Mitigation | 0.9 | 30 | 0 | esc | 0.059703 | 2.3545e-11 | 0.063041 | 2.4861e-11 | 0.066806 | 2.6346e-11 | 0.063625 | 2.5092e-11
[120 empty] | 7.3.5.15 Identification and remediation of “at-risk species”WLDFRVegetation ContactBranch (Not overhanging, within 4ft) | WLDFR | HFTD - Distribution - Tier 3 - 4QU CoRE ¦ 5QU LoRE | Non-Red Flag Warning - Destructive Fires | Vegetation Contact | Branch (Not overhanging, within 4ft) | 2024 | 3.9437e-10 | 117.3278 | 4.6271e-08 | 2024 | Mitigation | 0.9 | 30 | 0 | esc | 0.059703 | 2.3545e-11 | 0.063041 | 2.4861e-11 | 0.066806 | 2.6346e-11 | 0.063625 | 2.5092e-11
[120 empty] | 7.3.5.15 Identification and remediation of “at-risk species”WLDFRVegetation ContactBranch (Not overhanging, within 4ft) | WLDFR | HFTD - Distribution - Tier 3 - 4QU CoRE ¦ 5QU LoRE | Non-Red Flag Warning - Destructive Fires | Vegetation Contact | Branch (Not overhanging, within 4ft) | 2025 | 3.9437e-10 | 117.3278 | 4.6271e-08 | 2025 | Mitigation | 0.9 | 30 | 0 | esc | 0.059703 | 2.3545e-11 | 0.063041 | 2.4861e-11 | 0.066806 | 2.6346e-11 | 0.063625 | 2.5092e-11
[120 empty] | 7.3.5.15 Identification and remediation of “at-risk species”WLDFRVegetation ContactBranch (Not overhanging, within 4ft) | WLDFR | HFTD - Distribution - Tier 3 - 4QU CoRE ¦ 5QU LoRE | Non-Red Flag Warning - Destructive Fires | Vegetation Contact | Branch (Not overhanging, within 4ft) | 2026 | 3.9437e-10 | 117.3278 | 4.6271e-08 | 2026 | Mitigation | 0.9 | 30 | 0 | esc | 0.059703 | 2.3545e-11 | 0.063041 | 2.4861e-11 | 0.066806 | 2.6346e-11 | 0.063625 | 2.5092e-11
[120 empty] | 7.3.5.15 Identification and remediation of “at-risk species”WLDFRVegetation ContactBranch (Not overhanging, within 4ft) | WLDFR | HFTD - Distribution - Tier 3 - 4QU CoRE ¦ 5QU LoRE | Non-Red Flag Warning - Destructive Fires | Vegetation Contact | Branch (Not overhanging, within 4ft) | 2027 | 3.9437e-10 | 117.3278 | 4.6271e-08 | 2027 | Mitigation | 0.9 | 30 | 0 | esc | 0.059703 | 2.3545e-11 | 0.063041 | 2.4861e-11 | 0.066806 | 2.6346e-11 | 0.063625 | 2.5092e-11
[120 empty] | 7.3.5.15 Identification and remediation of “at-risk species”WLDFRVegetation ContactBranch (Not overhanging, within 4ft) | WLDFR | HFTD - Distribution - Tier 3 - 4QU CoRE ¦ 5QU LoRE | Non-Red Flag Warning - Destructive Fires | Vegetation Contact | Branch (Not overhanging, within 4ft) | 2028 | 3.9437e-10 | 117.3278 | 4.6271e-08 | 2028 | Mitigation | 0.9 | 30 | 0 | esc | 0.059703 | 2.3545e-11 | 0.063041 | 2.4861e-11 | 0.066806 | 2.6346e-11 | 0.063625 | 2.5092e-11
[120 empty] | 7.3.5.15 Identification and remediation of “at-risk species”WLDFRVegetation ContactBranch (Not overhanging, within 4ft) | WLDFR | HFTD - Distribution - Tier 3 - 4QU CoRE ¦ 5QU LoRE | Non-Red Flag Warning - Destructive Fires | Vegetation Contact | Branch (Not overhanging, within 4ft) | 2029 | 3.9437e-10 | 117.3278 | 4.6271e-08 | 2029 | Mitigation | 0.9 | 30 | 0 | esc | 0.059703 | 2.3545e-11 | 0.063041 | 2.4861e-11 | 0.066806 | 2.6346e-11 | 0.063625 | 2.5092e-11
[120 empty] | 7.3.5.15 Identification and remediation of “at-risk species”WLDFRVegetation ContactBranch (Not overhanging, within 4ft) | WLDFR | HFTD - Distribution - Tier 3 - 4QU CoRE ¦ 5QU LoRE | Non-Red Flag Warning - Destructive Fires | Vegetation Contact | Branch (Not overhanging, within 4ft) | 2030 | 3.9437e-10 | 117.3278 | 4.6271e-08 | 2030 | Mitigation | 0.9 | 30 | 0 | esc | 0.059703 | 2.3545e-11 | 0.063041 | 2.4861e-11 | 0.066806 | 2.6346e-11 | 0.063625 | 2.5092e-11
[120 empty] | 7.3.5.15 Identification and remediation of “at-risk species”WLDFRVegetation ContactBranch (Not overhanging, within 4ft) | WLDFR | HFTD - Distribution - Tier 3 - 4QU CoRE ¦ 5QU LoRE | Non-Red Flag Warning - Destructive Fires | Vegetation Contact | Branch (Not overhanging, within 4ft) | 2031 | 3.9437e-10 | 117.3278 | 4.6271e-08 | 2031 | Mitigation | 0.9 | 30 | 0 | esc | 0.059703 | 2.3545e-11 | 0.063041 | 2.4861e-11 | 0.066806 | 2.6346e-11 | 0.063625 | 2.5092e-11
[120 empty] | 7.3.5.15 Identification and remediation of “at-risk species”WLDFRVegetation ContactBranch (Not overhanging, within 4ft) | WLDFR | HFTD - Distribution - Tier 3 - 4QU CoRE ¦ 5QU LoRE | Non-Red Flag Warning - Destructive Fires | Vegetation Contact | Branch (Not overhanging, within 4ft) | 2032 | 3.9437e-10 | 117.3278 | 4.6271e-08 | 2032 | Mitigation | 0.9 | 30 | 0 | esc | 0.059703 | 2.3545e-11 | 0.063041 | 2.4861e-11 | 0.066806 | 2.6346e-11 | 0.063625 | 2.5092e-11
[120 empty] | 7.3.5.15 Identification and remediation of “at-risk species”WLDFRVegetation ContactBranch (Not overhanging, within 4ft) | WLDFR | HFTD - Distribution - Tier 3 - 4QU CoRE ¦ 5QU LoRE | Non-Red Flag Warning - Destructive Fires | Vegetation Contact | Branch (Not overhanging, within 4ft) | 2033 | 3.9437e-10 | 117.3278 | 4.6271e-08 | 2033 | Mitigation | 0.9 | 30 | 0 | esc | 0.059703 | 2.3545e-11 | 0.063041 | 2.4861e-11 | 0.066806 | 2.6346e-11 | 0.063625 | 2.5092e-11
[120 empty] | 7.3.5.15 Identification and remediation of “at-risk species”WLDFRVegetation ContactBranch (Not overhanging, within 4ft) | WLDFR | HFTD - Distribution - Tier 3 - 4QU CoRE ¦ 5QU LoRE | Non-Red Flag Warning - Destructive Fires | Vegetation Contact | Branch (Not overhanging, within 4ft) | 2034 | 3.9437e-10 | 117.3278 | 4.6271e-08 | 2034 | Mitigation | 0.9 | 30 | 0 | esc | 0.059703 | 2.3545e-11 | 0.063041 | 2.4861e-11 | 0.066806 | 2.6346e-11 | 0.063625 | 2.5092e-11
[120 empty] | 7.3.5.15 Identification and remediation of “at-risk species”WLDFRVegetation ContactBranch (Not overhanging, within 4ft) | WLDFR | HFTD - Distribution - Tier 3 - 4QU CoRE ¦ 5QU LoRE | Non-Red Flag Warning - Destructive Fires | Vegetation Contact | Branch (Not overhanging, within 4ft) | 2035 | 3.9437e-10 | 117.3278 | 4.6271e-08 | 2035 | Mitigation | 0.9 | 30 | 0 | esc | 0.059703 | 2.3545e-11 | 0.063041 | 2.4861e-11 | 0.066806 | 2.6346e-11 | 0.063625 | 2.5092e-11
[120 empty] | 7.3.5.15 Identification and remediation of “at-risk species”WLDFRVegetation ContactBranch (Not overhanging, within 4ft) | WLDFR | HFTD - Distribution - Tier 3 - 4QU CoRE ¦ 5QU LoRE | Non-Red Flag Warning - Destructive Fires | Vegetation Contact | Branch (Not overhanging, within 4ft) | 2036 | 3.9437e-10 | 117.3278 | 4.6271e-08 | 2036 | Mitigation | 0.9 | 30 | 0 | esc | 0.059703 | 2.3545e-11 | 0.063041 | 2.4861e-11 | 0.066806 | 2.6346e-11 | 0.063625 | 2.5092e-11
[120 empty] | 7.3.5.15 Identification and remediation of “at-risk species”WLDFRVegetation ContactBranch (Not overhanging, within 4ft) | WLDFR | HFTD - Distribution - Tier 3 - 4QU CoRE ¦ 5QU LoRE | Non-Red Flag Warning - Destructive Fires | Vegetation Contact | Branch (Not overhanging, within 4ft) | 2037 | 3.9437e-10 | 117.3278 | 4.6271e-08 | 2037 | Mitigation | 0.9 | 30 | 0 | esc | 0.059703 | 2.3545e-11 | 0.063041 | 2.4861e-11 | 0.066806 | 2.6346e-11 | 0.063625 | 2.5092e-11
[120 empty] | 7.3.5.15 Identification and remediation of “at-risk species”WLDFRVegetation ContactBranch (Not overhanging, within 4ft) | WLDFR | HFTD - Distribution - Tier 3 - 4QU CoRE ¦ 5QU LoRE | Non-Red Flag Warning - Destructive Fires | Vegetation Contact | Branch (Not overhanging, within 4ft) | 2038 | 3.9437e-10 | 117.3278 | 4.6271e-08 | 2038 | Mitigation | 0.9 | 30 | 0 | esc | 0.059703 | 2.3545e-11 | 0.063041 | 2.4861e-11 | 0.066806 | 2.6346e-11 | 0.063625 | 2.5092e-11
[120 empty] | 7.3.5.15 Identification and remediation of “at-risk species”WLDFRVegetation ContactBranch (Not overhanging, within 4ft) | WLDFR | HFTD - Distribution - Tier 3 - 4QU CoRE ¦ 5QU LoRE | Non-Red Flag Warning - Destructive Fires | Vegetation Contact | Branch (Not overhanging, within 4ft) | 2039 | 3.9437e-10 | 117.3278 | 4.6271e-08 | 2039 | Mitigation | 0.9 | 30 | 0 | esc | 0.059703 | 2.3545e-11 | 0.063041 | 2.4861e-11 | 0.066806 | 2.6346e-11 | 0.063625 | 2.5092e-11
[120 empty] | 7.3.5.15 Identification and remediation of “at-risk species”WLDFRVegetation ContactBranch (Not overhanging, within 4ft) | WLDFR | HFTD - Distribution - Tier 3 - 4QU CoRE ¦ 5QU LoRE | Non-Red Flag Warning - Destructive Fires | Vegetation Contact | Branch (Not overhanging, within 4ft) | 2040 | 3.9437e-10 | 117.3278 | 4.6271e-08 | 2040 | Mitigation | 0.9 | 30 | 0 | esc | 0.059703 | 2.3545e-11 | 0.063041 | 2.4861e-11 | 0.066806 | 2.6346e-11 | 0.063625 | 2.5092e-11
[120 empty] | 7.3.5.15 Identification and remediation of “at-risk species”WLDFRVegetation ContactBranch (Not overhanging, within 4ft) | WLDFR | HFTD - Distribution - Tier 3 - 4QU CoRE ¦ 5QU LoRE | Non-Red Flag Warning - Destructive Fires | Vegetation Contact | Branch (Not overhanging, within 4ft) | 2041 | 3.9437e-10 | 117.3278 | 4.6271e-08 | 2041 | Mitigation | 0.9 | 30 | 0 | esc | 0.059703 | 2.3545e-11 | 0.063041 | 2.4861e-11 | 0.066806 | 2.6346e-11 | 0.063625 | 2.5092e-11
[120 empty] | 7.3.5.15 Identification and remediation of “at-risk species”WLDFRVegetation ContactBranch (Not overhanging, within 4ft) | WLDFR | HFTD - Distribution - Tier 3 - 4QU CoRE ¦ 5QU LoRE | Non-Red Flag Warning - Destructive Fires | Vegetation Contact | Branch (Not overhanging, within 4ft) | 2042 | 3.9437e-10 | 117.3278 | 4.6271e-08 | 2042 | Mitigation | 0.9 | 30 | 0 | esc | 0.059703 | 2.3545e-11 | 0.063041 | 2.4861e-11 | 0.066806 | 2.6346e-11 | 0.063625 | 2.5092e-11
[120 empty] | 7.3.5.15 Identification and remediation of “at-risk species”WLDFRVegetation ContactBranch (Not overhanging, within 4ft) | WLDFR | HFTD - Distribution - Tier 3 - 4QU CoRE ¦ 5QU LoRE | Non-Red Flag Warning - Destructive Fires | Vegetation Contact | Branch (Not overhanging, within 4ft) | 2043 | 3.9437e-10 | 117.3278 | 4.6271e-08 | 2043 | Mitigation | 0.9 | 30 | 0 | esc | 0.059703 | 2.3545e-11 | 0.063041 | 2.4861e-11 | 0.066806 | 2.6346e-11 | 0.063625 | 2.5092e-11
[120 empty] | 7.3.5.15 Identification and remediation of “at-risk species”WLDFRVegetation ContactBranch (Not overhanging, within 4ft) | WLDFR | HFTD - Distribution - Tier 3 - 4QU CoRE ¦ 5QU LoRE | Non-Red Flag Warning - Destructive Fires | Vegetation Contact | Branch (Not overhanging, within 4ft) | 2044 | 3.9437e-10 | 117.3278 | 4.6271e-08 | 2044 | Mitigation | 0.9 | 30 | 0 | esc | 0.059703 | 2.3545e-11 | 0.063041 | 2.4861e-11 | 0.066806 | 2.6346e-11 | 0.063625 | 2.5092e-11
[120 empty] | 7.3.5.15 Identification and remediation of “at-risk species”WLDFRVegetation ContactBranch (Not overhanging, within 4ft) | WLDFR | HFTD - Distribution - Tier 3 - 4QU CoRE ¦ 5QU LoRE | Non-Red Flag Warning - Destructive Fires | Vegetation Contact | Branch (Not overhanging, within 4ft) | 2045 | 3.9437e-10 | 117.3278 | 4.6271e-08 | 2045 | Mitigation | 0.9 | 30 | 0 | esc | 0.059703 | 2.3545e-11 | 0.063041 | 2.4861e-11 | 0.066806 | 2.6346e-11 | 0.063625 | 2.5092e-11
[120 empty] | 7.3.5.15 Identification and remediation of “at-risk species”WLDFRVegetation ContactBranch (Not overhanging, within 4ft) | WLDFR | HFTD - Distribution - Tier 3 - 4QU CoRE ¦ 5QU LoRE | Non-Red Flag Warning - Destructive Fires | Vegetation Contact | Branch (Not overhanging, within 4ft) | 2046 | 3.9437e-10 | 117.3278 | 4.6271e-08 | 2046 | Mitigation | 0.9 | 30 | 0 | esc | 0.059703 | 2.3545e-11 | 0.063041 | 2.4861e-11 | 0.066806 | 2.6346e-11 | 0.063625 | 2.5092e-11
[120 empty] | 7.3.5.15 Identification and remediation of “at-risk species”WLDFRVegetation ContactBranch (Not overhanging, within 4ft) | WLDFR | HFTD - Distribution - Tier 3 - 4QU CoRE ¦ 5QU LoRE | Non-Red Flag Warning - Destructive Fires | Vegetation Contact | Branch (Not overhanging, within 4ft) | 2047 | 3.9437e-10 | 117.3278 | 4.6271e-08 | 2047 | Mitigation | 0.9 | 30 | 0 | esc | 0.059703 | 2.3545e-11 | 0.063041 | 2.4861e-11 | 0.066806 | 2.6346e-11 | 0.063625 | 2.5092e-11
[120 empty] | 7.3.5.15 Identification and remediation of “at-risk species”WLDFRVegetation ContactBranch (Not overhanging, within 4ft) | WLDFR | HFTD - Distribution - Tier 3 - 4QU CoRE ¦ 5QU LoRE | Non-Red Flag Warning - Destructive Fires | Vegetation Contact | Branch (Not overhanging, within 4ft) | 2048 | 3.9437e-10 | 117.3278 | 4.6271e-08 | 2048 | Mitigation | 0.9 | 30 | 0 | esc | 0.059703 | 2.3545e-11 | 0.063041 | 2.4861e-11 | 0.066806 | 2.6346e-11 | 0.063625 | 2.5092e-11
[120 empty] | 7.3.5.15 Identification and remediation of “at-risk species”WLDFRVegetation ContactBranch (Not overhanging, within 4ft) | WLDFR | HFTD - Distribution - Tier 3 - 4QU CoRE ¦ 5QU LoRE | Non-Red Flag Warning - Destructive Fires | Vegetation Contact | Branch (Not overhanging, within 4ft) | 2049 | 3.9437e-10 | 117.3278 | 4.6271e-08 | 2049 | Mitigation | 0.9 | 30 | 0 | esc | 0.059703 | 2.3545e-11 | 0.063041 | 2.4861e-11 | 0.066806 | 2.6346e-11 | 0.063625 | 2.5092e-11
[120 empty] | 7.3.5.15 Identification and remediation of “at-risk species”WLDFRVegetation ContactBranch (Not overhanging, within 4ft) | WLDFR | HFTD - Distribution - Tier 3 - 4QU CoRE ¦ 5QU LoRE | Non-Red Flag Warning - Destructive Fires | Vegetation Contact | Branch (Not overhanging, within 4ft) | 2050 | 3.9437e-10 | 117.3278 | 4.6271e-08 | 2050 | Mitigation | 0.9 | 30 | 0 | esc | 0 | 0 | 0.063041 | 2.4861e-11 | 0.066806 | 2.6346e-11 | 0.063625 | 2.5092e-11
[120 empty] | 7.3.5.15 Identification and remediation of “at-risk species”WLDFRVegetation ContactBranch (Not overhanging, within 4ft) | WLDFR | HFTD - Distribution - Tier 3 - 4QU CoRE ¦ 5QU LoRE | Non-Red Flag Warning - Destructive Fires | Vegetation Contact | Branch (Not overhanging, within 4ft) | 2051 | 3.9437e-10 | 117.3278 | 4.6271e-08 | 2051 | Mitigation | 0.9 | 30 | 0 | esc | 0 | 0 | 0 | 0 | 0.066806 | 2.6346e-11 | 0.063625 | 2.5092e-11
[120 empty] | 7.3.5.15 Identification and remediation of “at-risk species”WLDFRVegetation ContactBranch (Not overhanging, within 4ft) | WLDFR | HFTD - Distribution - Tier 3 - 4QU CoRE ¦ 5QU LoRE | Non-Red Flag Warning - Destructive Fires | Vegetation Contact | Branch (Not overhanging, within 4ft) | 2052 | 3.9437e-10 | 117.3278 | 4.6271e-08 | 2052 | Mitigation | 0.9 | 30 | 0 | esc | 0 | 0 | 0 | 0 | 0 | 0 | 0.063625 | 2.5092e-11
[120 empty] | 7.3.5.15 Identification and remediation of “at-risk species”WLDFRVegetation ContactBranch (OverHanging) | WLDFR | HFTD - Distribution - Tier 3 - 4QU CoRE ¦ 5QU LoRE | Non-Red Flag Warning - Destructive Fires | Vegetation Contact | Branch (OverHanging) | 2022 | 1.8593e-08 | 117.3278 | 2.1814e-06 | 2022 | Mitigation | 0.9 | 30 | 0 | esc | 0.059703 | 1.11e-09 | 0.063041 | 1.1721e-09 | 0.066806 | 1.2421e-09 | 0 | 0
[120 empty] | 7.3.5.15 Identification and remediation of “at-risk species”WLDFRVegetation ContactBranch (OverHanging) | WLDFR | HFTD - Distribution - Tier 3 - 4QU CoRE ¦ 5QU LoRE | Non-Red Flag Warning - Destructive Fires | Vegetation Contact | Branch (OverHanging) | 2023 | 1.8593e-08 | 117.3278 | 2.1814e-06 | 2023 | Mitigation | 0.9 | 30 | 0 | esc | 0.059703 | 1.11e-09 | 0.063041 | 1.1721e-09 | 0.066806 | 1.2421e-09 | 0.063625 | 1.1829e-09
[120 empty] | 7.3.5.15 Identification and remediation of “at-risk species”WLDFRVegetation ContactBranch (OverHanging) | WLDFR | HFTD - Distribution - Tier 3 - 4QU CoRE ¦ 5QU LoRE | Non-Red Flag Warning - Destructive Fires | Vegetation Contact | Branch (OverHanging) | 2024 | 1.8593e-08 | 117.3278 | 2.1814e-06 | 2024 | Mitigation | 0.9 | 30 | 0 | esc | 0.059703 | 1.11e-09 | 0.063041 | 1.1721e-09 | 0.066806 | 1.2421e-09 | 0.063625 | 1.1829e-09
[120 empty] | 7.3.5.15 Identification and remediation of “at-risk species”WLDFRVegetation ContactBranch (OverHanging) | WLDFR | HFTD - Distribution - Tier 3 - 4QU CoRE ¦ 5QU LoRE | Non-Red Flag Warning - Destructive Fires | Vegetation Contact | Branch (OverHanging) | 2025 | 1.8593e-08 | 117.3278 | 2.1814e-06 | 2025 | Mitigation | 0.9 | 30 | 0 | esc | 0.059703 | 1.11e-09 | 0.063041 | 1.1721e-09 | 0.066806 | 1.2421e-09 | 0.063625 | 1.1829e-09
[120 empty] | 7.3.5.15 Identification and remediation of “at-risk species”WLDFRVegetation ContactBranch (OverHanging) | WLDFR | HFTD - Distribution - Tier 3 - 4QU CoRE ¦ 5QU LoRE | Non-Red Flag Warning - Destructive Fires | Vegetation Contact | Branch (OverHanging) | 2026 | 1.8593e-08 | 117.3278 | 2.1814e-06 | 2026 | Mitigation | 0.9 | 30 | 0 | esc | 0.059703 | 1.11e-09 | 0.063041 | 1.1721e-09 | 0.066806 | 1.2421e-09 | 0.063625 | 1.1829e-09
[120 empty] | 7.3.5.15 Identification and remediation of “at-risk species”WLDFRVegetation ContactBranch (OverHanging) | WLDFR | HFTD - Distribution - Tier 3 - 4QU CoRE ¦ 5QU LoRE | Non-Red Flag Warning - Destructive Fires | Vegetation Contact | Branch (OverHanging) | 2027 | 1.8593e-08 | 117.3278 | 2.1814e-06 | 2027 | Mitigation | 0.9 | 30 | 0 | esc | 0.059703 | 1.11e-09 | 0.063041 | 1.1721e-09 | 0.066806 | 1.2421e-09 | 0.063625 | 1.1829e-09
[120 empty] | 7.3.5.15 Identification and remediation of “at-risk species”WLDFRVegetation ContactBranch (OverHanging) | WLDFR | HFTD - Distribution - Tier 3 - 4QU CoRE ¦ 5QU LoRE | Non-Red Flag Warning - Destructive Fires | Vegetation Contact | Branch (OverHanging) | 2028 | 1.8593e-08 | 117.3278 | 2.1814e-06 | 2028 | Mitigation | 0.9 | 30 | 0 | esc | 0.059703 | 1.11e-09 | 0.063041 | 1.1721e-09 | 0.066806 | 1.2421e-09 | 0.063625 | 1.1829e-09
[120 empty] | 7.3.5.15 Identification and remediation of “at-risk species”WLDFRVegetation ContactBranch (OverHanging) | WLDFR | HFTD - Distribution - Tier 3 - 4QU CoRE ¦ 5QU LoRE | Non-Red Flag Warning - Destructive Fires | Vegetation Contact | Branch (OverHanging) | 2029 | 1.8593e-08 | 117.3278 | 2.1814e-06 | 2029 | Mitigation | 0.9 | 30 | 0 | esc | 0.059703 | 1.11e-09 | 0.063041 | 1.1721e-09 | 0.066806 | 1.2421e-09 | 0.063625 | 1.1829e-09
[120 empty] | 7.3.5.15 Identification and remediation of “at-risk species”WLDFRVegetation ContactBranch (OverHanging) | WLDFR | HFTD - Distribution - Tier 3 - 4QU CoRE ¦ 5QU LoRE | Non-Red Flag Warning - Destructive Fires | Vegetation Contact | Branch (OverHanging) | 2030 | 1.8593e-08 | 117.3278 | 2.1814e-06 | 2030 | Mitigation | 0.9 | 30 | 0 | esc | 0.059703 | 1.11e-09 | 0.063041 | 1.1721e-09 | 0.066806 | 1.2421e-09 | 0.063625 | 1.1829e-09
[120 empty] | 7.3.5.15 Identification and remediation of “at-risk species”WLDFRVegetation ContactBranch (OverHanging) | WLDFR | HFTD - Distribution - Tier 3 - 4QU CoRE ¦ 5QU LoRE | Non-Red Flag Warning - Destructive Fires | Vegetation Contact | Branch (OverHanging) | 2031 | 1.8593e-08 | 117.3278 | 2.1814e-06 | 2031 | Mitigation | 0.9 | 30 | 0 | esc | 0.059703 | 1.11e-09 | 0.063041 | 1.1721e-09 | 0.066806 | 1.2421e-09 | 0.063625 | 1.1829e-09
[120 empty] | 7.3.5.15 Identification and remediation of “at-risk species”WLDFRVegetation ContactBranch (OverHanging) | WLDFR | HFTD - Distribution - Tier 3 - 4QU CoRE ¦ 5QU LoRE | Non-Red Flag Warning - Destructive Fires | Vegetation Contact | Branch (OverHanging) | 2032 | 1.8593e-08 | 117.3278 | 2.1814e-06 | 2032 | Mitigation | 0.9 | 30 | 0 | esc | 0.059703 | 1.11e-09 | 0.063041 | 1.1721e-09 | 0.066806 | 1.2421e-09 | 0.063625 | 1.1829e-09
[120 empty] | 7.3.5.15 Identification and remediation of “at-risk species”WLDFRVegetation ContactBranch (OverHanging) | WLDFR | HFTD - Distribution - Tier 3 - 4QU CoRE ¦ 5QU LoRE | Non-Red Flag Warning - Destructive Fires | Vegetation Contact | Branch (OverHanging) | 2033 | 1.8593e-08 | 117.3278 | 2.1814e-06 | 2033 | Mitigation | 0.9 | 30 | 0 | esc | 0.059703 | 1.11e-09 | 0.063041 | 1.1721e-09 | 0.066806 | 1.2421e-09 | 0.063625 | 1.1829e-09
[120 empty] | 7.3.5.15 Identification and remediation of “at-risk species”WLDFRVegetation ContactBranch (OverHanging) | WLDFR | HFTD - Distribution - Tier 3 - 4QU CoRE ¦ 5QU LoRE | Non-Red Flag Warning - Destructive Fires | Vegetation Contact | Branch (OverHanging) | 2034 | 1.8593e-08 | 117.3278 | 2.1814e-06 | 2034 | Mitigation | 0.9 | 30 | 0 | esc | 0.059703 | 1.11e-09 | 0.063041 | 1.1721e-09 | 0.066806 | 1.2421e-09 | 0.063625 | 1.1829e-09
[120 empty] | 7.3.5.15 Identification and remediation of “at-risk species”WLDFRVegetation ContactBranch (OverHanging) | WLDFR | HFTD - Distribution - Tier 3 - 4QU CoRE ¦ 5QU LoRE | Non-Red Flag Warning - Destructive Fires | Vegetation Contact | Branch (OverHanging) | 2035 | 1.8593e-08 | 117.3278 | 2.1814e-06 | 2035 | Mitigation | 0.9 | 30 | 0 | esc | 0.059703 | 1.11e-09 | 0.063041 | 1.1721e-09 | 0.066806 | 1.2421e-09 | 0.063625 | 1.1829e-09
[120 empty] | 7.3.5.15 Identification and remediation of “at-risk species”WLDFRVegetation ContactBranch (OverHanging) | WLDFR | HFTD - Distribution - Tier 3 - 4QU CoRE ¦ 5QU LoRE | Non-Red Flag Warning - Destructive Fires | Vegetation Contact | Branch (OverHanging) | 2036 | 1.8593e-08 | 117.3278 | 2.1814e-06 | 2036 | Mitigation | 0.9 | 30 | 0 | esc | 0.059703 | 1.11e-09 | 0.063041 | 1.1721e-09 | 0.066806 | 1.2421e-09 | 0.063625 | 1.1829e-09
[120 empty] | 7.3.5.15 Identification and remediation of “at-risk species”WLDFRVegetation ContactBranch (OverHanging) | WLDFR | HFTD - Distribution - Tier 3 - 4QU CoRE ¦ 5QU LoRE | Non-Red Flag Warning - Destructive Fires | Vegetation Contact | Branch (OverHanging) | 2037 | 1.8593e-08 | 117.3278 | 2.1814e-06 | 2037 | Mitigation | 0.9 | 30 | 0 | esc | 0.059703 | 1.11e-09 | 0.063041 | 1.1721e-09 | 0.066806 | 1.2421e-09 | 0.063625 | 1.1829e-09
[120 empty] | 7.3.5.15 Identification and remediation of “at-risk species”WLDFRVegetation ContactBranch (OverHanging) | WLDFR | HFTD - Distribution - Tier 3 - 4QU CoRE ¦ 5QU LoRE | Non-Red Flag Warning - Destructive Fires | Vegetation Contact | Branch (OverHanging) | 2038 | 1.8593e-08 | 117.3278 | 2.1814e-06 | 2038 | Mitigation | 0.9 | 30 | 0 | esc | 0.059703 | 1.11e-09 | 0.063041 | 1.1721e-09 | 0.066806 | 1.2421e-09 | 0.063625 | 1.1829e-09
[120 empty] | 7.3.5.15 Identification and remediation of “at-risk species”WLDFRVegetation ContactBranch (OverHanging) | WLDFR | HFTD - Distribution - Tier 3 - 4QU CoRE ¦ 5QU LoRE | Non-Red Flag Warning - Destructive Fires | Vegetation Contact | Branch (OverHanging) | 2039 | 1.8593e-08 | 117.3278 | 2.1814e-06 | 2039 | Mitigation | 0.9 | 30 | 0 | esc | 0.059703 | 1.11e-09 | 0.063041 | 1.1721e-09 | 0.066806 | 1.2421e-09 | 0.063625 | 1.1829e-09
[120 empty] | 7.3.5.15 Identification and remediation of “at-risk species”WLDFRVegetation ContactBranch (OverHanging) | WLDFR | HFTD - Distribution - Tier 3 - 4QU CoRE ¦ 5QU LoRE | Non-Red Flag Warning - Destructive Fires | Vegetation Contact | Branch (OverHanging) | 2040 | 1.8593e-08 | 117.3278 | 2.1814e-06 | 2040 | Mitigation | 0.9 | 30 | 0 | esc | 0.059703 | 1.11e-09 | 0.063041 | 1.1721e-09 | 0.066806 | 1.2421e-09 | 0.063625 | 1.1829e-09
[120 empty] | 7.3.5.15 Identification and remediation of “at-risk species”WLDFRVegetation ContactBranch (OverHanging) | WLDFR | HFTD - Distribution - Tier 3 - 4QU CoRE ¦ 5QU LoRE | Non-Red Flag Warning - Destructive Fires | Vegetation Contact | Branch (OverHanging) | 2041 | 1.8593e-08 | 117.3278 | 2.1814e-06 | 2041 | Mitigation | 0.9 | 30 | 0 | esc | 0.059703 | 1.11e-09 | 0.063041 | 1.1721e-09 | 0.066806 | 1.2421e-09 | 0.063625 | 1.1829e-09
[120 empty] | 7.3.5.15 Identification and remediation of “at-risk species”WLDFRVegetation ContactBranch (OverHanging) | WLDFR | HFTD - Distribution - Tier 3 - 4QU CoRE ¦ 5QU LoRE | Non-Red Flag Warning - Destructive Fires | Vegetation Contact | Branch (OverHanging) | 2042 | 1.8593e-08 | 117.3278 | 2.1814e-06 | 2042 | Mitigation | 0.9 | 30 | 0 | esc | 0.059703 | 1.11e-09 | 0.063041 | 1.1721e-09 | 0.066806 | 1.2421e-09 | 0.063625 | 1.1829e-09
[120 empty] | 7.3.5.15 Identification and remediation of “at-risk species”WLDFRVegetation ContactBranch (OverHanging) | WLDFR | HFTD - Distribution - Tier 3 - 4QU CoRE ¦ 5QU LoRE | Non-Red Flag Warning - Destructive Fires | Vegetation Contact | Branch (OverHanging) | 2043 | 1.8593e-08 | 117.3278 | 2.1814e-06 | 2043 | Mitigation | 0.9 | 30 | 0 | esc | 0.059703 | 1.11e-09 | 0.063041 | 1.1721e-09 | 0.066806 | 1.2421e-09 | 0.063625 | 1.1829e-09
[120 empty] | 7.3.5.15 Identification and remediation of “at-risk species”WLDFRVegetation ContactBranch (OverHanging) | WLDFR | HFTD - Distribution - Tier 3 - 4QU CoRE ¦ 5QU LoRE | Non-Red Flag Warning - Destructive Fires | Vegetation Contact | Branch (OverHanging) | 2044 | 1.8593e-08 | 117.3278 | 2.1814e-06 | 2044 | Mitigation | 0.9 | 30 | 0 | esc | 0.059703 | 1.11e-09 | 0.063041 | 1.1721e-09 | 0.066806 | 1.2421e-09 | 0.063625 | 1.1829e-09
[120 empty] | 7.3.5.15 Identification and remediation of “at-risk species”WLDFRVegetation ContactBranch (OverHanging) | WLDFR | HFTD - Distribution - Tier 3 - 4QU CoRE ¦ 5QU LoRE | Non-Red Flag Warning - Destructive Fires | Vegetation Contact | Branch (OverHanging) | 2045 | 1.8593e-08 | 117.3278 | 2.1814e-06 | 2045 | Mitigation | 0.9 | 30 | 0 | esc | 0.059703 | 1.11e-09 | 0.063041 | 1.1721e-09 | 0.066806 | 1.2421e-09 | 0.063625 | 1.1829e-09
[120 empty] | 7.3.5.15 Identification and remediation of “at-risk species”WLDFRVegetation ContactBranch (OverHanging) | WLDFR | HFTD - Distribution - Tier 3 - 4QU CoRE ¦ 5QU LoRE | Non-Red Flag Warning - Destructive Fires | Vegetation Contact | Branch (OverHanging) | 2046 | 1.8593e-08 | 117.3278 | 2.1814e-06 | 2046 | Mitigation | 0.9 | 30 | 0 | esc | 0.059703 | 1.11e-09 | 0.063041 | 1.1721e-09 | 0.066806 | 1.2421e-09 | 0.063625 | 1.1829e-09
[120 empty] | 7.3.5.15 Identification and remediation of “at-risk species”WLDFRVegetation ContactBranch (OverHanging) | WLDFR | HFTD - Distribution - Tier 3 - 4QU CoRE ¦ 5QU LoRE | Non-Red Flag Warning - Destructive Fires | Vegetation Contact | Branch (OverHanging) | 2047 | 1.8593e-08 | 117.3278 | 2.1814e-06 | 2047 | Mitigation | 0.9 | 30 | 0 | esc | 0.059703 | 1.11e-09 | 0.063041 | 1.1721e-09 | 0.066806 | 1.2421e-09 | 0.063625 | 1.1829e-09
[120 empty] | 7.3.5.15 Identification and remediation of “at-risk species”WLDFRVegetation ContactBranch (OverHanging) | WLDFR | HFTD - Distribution - Tier 3 - 4QU CoRE ¦ 5QU LoRE | Non-Red Flag Warning - Destructive Fires | Vegetation Contact | Branch (OverHanging) | 2048 | 1.8593e-08 | 117.3278 | 2.1814e-06 | 2048 | Mitigation | 0.9 | 30 | 0 | esc | 0.059703 | 1.11e-09 | 0.063041 | 1.1721e-09 | 0.066806 | 1.2421e-09 | 0.063625 | 1.1829e-09
[120 empty] | 7.3.5.15 Identification and remediation of “at-risk species”WLDFRVegetation ContactBranch (OverHanging) | WLDFR | HFTD - Distribution - Tier 3 - 4QU CoRE ¦ 5QU LoRE | Non-Red Flag Warning - Destructive Fires | Vegetation Contact | Branch (OverHanging) | 2049 | 1.8593e-08 | 117.3278 | 2.1814e-06 | 2049 | Mitigation | 0.9 | 30 | 0 | esc | 0.059703 | 1.11e-09 | 0.063041 | 1.1721e-09 | 0.066806 | 1.2421e-09 | 0.063625 | 1.1829e-09
[120 empty] | 7.3.5.15 Identification and remediation of “at-risk species”WLDFRVegetation ContactBranch (OverHanging) | WLDFR | HFTD - Distribution - Tier 3 - 4QU CoRE ¦ 5QU LoRE | Non-Red Flag Warning - Destructive Fires | Vegetation Contact | Branch (OverHanging) | 2050 | 1.8593e-08 | 117.3278 | 2.1814e-06 | 2050 | Mitigation | 0.9 | 30 | 0 | esc | 0 | 0 | 0.063041 | 1.1721e-09 | 0.066806 | 1.2421e-09 | 0.063625 | 1.1829e-09
[120 empty] | 7.3.5.15 Identification and remediation of “at-risk species”WLDFRVegetation ContactBranch (OverHanging) | WLDFR | HFTD - Distribution - Tier 3 - 4QU CoRE ¦ 5QU LoRE | Non-Red Flag Warning - Destructive Fires | Vegetation Contact | Branch (OverHanging) | 2051 | 1.8593e-08 | 117.3278 | 2.1814e-06 | 2051 | Mitigation | 0.9 | 30 | 0 | esc | 0 | 0 | 0 | 0 | 0.066806 | 1.2421e-09 | 0.063625 | 1.1829e-09
[120 empty] | 7.3.5.15 Identification and remediation of “at-risk species”WLDFRVegetation ContactBranch (OverHanging) | WLDFR | HFTD - Distribution - Tier 3 - 4QU CoRE ¦ 5QU LoRE | Non-Red Flag Warning - Destructive Fires | Vegetation Contact | Branch (OverHanging) | 2052 | 1.8593e-08 | 117.3278 | 2.1814e-06 | 2052 | Mitigation | 0.9 | 30 | 0 | esc | 0 | 0 | 0 | 0 | 0 | 0 | 0.063625 | 1.1829e-09
[120 empty] | 7.3.5.15 Identification and remediation of “at-risk species”WLDFRVegetation ContactFell into (Moderate-Severe defect) | WLDFR | HFTD - Distribution - Tier 3 - 4QU CoRE ¦ 5QU LoRE | Non-Red Flag Warning - Destructive Fires | Vegetation Contact | Fell into (Moderate-Severe defect) | 2022 | 8.3996e-09 | 117.3278 | 9.855e-07 | 2022 | Mitigation | 0.95 | 1 | 0 | esc | 0 | 0 | 0 | 0 | 0.070518 | 5.9232e-10 | 0 | 0
[120 empty] | 7.3.5.15 Identification and remediation of “at-risk species”WLDFRVegetation ContactFell into (Moderate-Severe defect) | WLDFR | HFTD - Distribution - Tier 3 - 4QU CoRE ¦ 5QU LoRE | Non-Red Flag Warning - Destructive Fires | Vegetation Contact | Fell into (Moderate-Severe defect) | 2023 | 8.3996e-09 | 117.3278 | 9.855e-07 | 2023 | Mitigation | 0.95 | 1 | 0 | esc | 0 | 0 | 0 | 0 | 0 | 0 | 0.06716 | 5.6411e-10
[120 empty] | 7.3.5.15 Identification and remediation of “at-risk species”WLDFRVegetation ContactFell into (slight defect) | WLDFR | HFTD - Distribution - Tier 3 - 4QU CoRE ¦ 5QU LoRE | Non-Red Flag Warning - Destructive Fires | Vegetation Contact | Fell into (slight defect) | 2022 | 1.0873e-08 | 117.3278 | 1.2757e-06 | 2022 | Mitigation | 0.5 | 1 | 0 | esc | 0 | 0 | 0 | 0 | 0.037115 | 4.0355e-10 | 0 | 0
[120 empty] | 7.3.5.15 Identification and remediation of “at-risk species”WLDFRVegetation ContactFell into (slight defect) | WLDFR | HFTD - Distribution - Tier 3 - 4QU CoRE ¦ 5QU LoRE | Non-Red Flag Warning - Destructive Fires | Vegetation Contact | Fell into (slight defect) | 2023 | 1.0873e-08 | 117.3278 | 1.2757e-06 | 2023 | Mitigation | 0.5 | 1 | 0 | esc | 0 | 0 | 0 | 0 | 0 | 0 | 0.035347 | 3.8434e-10
[120 empty] | 7.3.5.15 Identification and remediation of “at-risk species”WLDFRVegetation ContactGrow Into | WLDFR | HFTD - Distribution - Tier 3 - 4QU CoRE ¦ 5QU LoRE | Non-Red Flag Warning - Destructive Fires | Vegetation Contact | Grow Into | 2022 | 9.2033e-10 | 117.3278 | 1.0798e-07 | 2022 | Mitigation | 0.5 | 1 | 0 | esc | 0 | 0 | 0 | 0 | 0.037115 | 3.4158e-11 | 0 | 0
[120 empty] | 7.3.5.15 Identification and remediation of “at-risk species”WLDFRVegetation ContactGrow Into | WLDFR | HFTD - Distribution - Tier 3 - 4QU CoRE ¦ 5QU LoRE | Non-Red Flag Warning - Destructive Fires | Vegetation Contact | Grow Into | 2023 | 9.2033e-10 | 117.3278 | 1.0798e-07 | 2023 | Mitigation | 0.5 | 1 | 0 | esc | 0 | 0 | 0 | 0 | 0 | 0 | 0.035347 | 3.2531e-11
[120 empty] | 7.3.5.15 Identification and remediation of “at-risk species”WLDFRVegetation ContactBranch (Not overhanging, 4-12ft) | WLDFR | HFTD - Distribution - Tier 3 - 4QU CoRE ¦ 5QU LoRE | Non-Red Flag Warning - Large Fires | Vegetation Contact | Branch (Not overhanging, 4-12ft) | 2022 | 2.3996e-08 | 117.3278 | 2.8154e-06 | 2022 | Mitigation | 0.5 | 30 | 0 | esc | 0.033168 | 7.959e-10 | 0.035023 | 8.404e-10 | 0.037115 | 8.9059e-10 | 0 | 0
[120 empty] | 7.3.5.15 Identification and remediation of “at-risk species”WLDFRVegetation ContactBranch (Not overhanging, 4-12ft) | WLDFR | HFTD - Distribution - Tier 3 - 4QU CoRE ¦ 5QU LoRE | Non-Red Flag Warning - Large Fires | Vegetation Contact | Branch (Not overhanging, 4-12ft) | 2023 | 2.3996e-08 | 117.3278 | 2.8154e-06 | 2023 | Mitigation | 0.5 | 30 | 0 | esc | 0.033168 | 7.959e-10 | 0.035023 | 8.404e-10 | 0.037115 | 8.9059e-10 | 0.035347 | 8.4818e-10
[120 empty] | 7.3.5.15 Identification and remediation of “at-risk species”WLDFRVegetation ContactBranch (Not overhanging, 4-12ft) | WLDFR | HFTD - Distribution - Tier 3 - 4QU CoRE ¦ 5QU LoRE | Non-Red Flag Warning - Large Fires | Vegetation Contact | Branch (Not overhanging, 4-12ft) | 2024 | 2.3996e-08 | 117.3278 | 2.8154e-06 | 2024 | Mitigation | 0.5 | 30 | 0 | esc | 0.033168 | 7.959e-10 | 0.035023 | 8.404e-10 | 0.037115 | 8.9059e-10 | 0.035347 | 8.4818e-10
[120 empty] | 7.3.5.15 Identification and remediation of “at-risk species”WLDFRVegetation ContactBranch (Not overhanging, 4-12ft) | WLDFR | HFTD - Distribution - Tier 3 - 4QU CoRE ¦ 5QU LoRE | Non-Red Flag Warning - Large Fires | Vegetation Contact | Branch (Not overhanging, 4-12ft) | 2025 | 2.3996e-08 | 117.3278 | 2.8154e-06 | 2025 | Mitigation | 0.5 | 30 | 0 | esc | 0.033168 | 7.959e-10 | 0.035023 | 8.404e-10 | 0.037115 | 8.9059e-10 | 0.035347 | 8.4818e-10
[120 empty] | 7.3.5.15 Identification and remediation of “at-risk species”WLDFRVegetation ContactBranch (Not overhanging, 4-12ft) | WLDFR | HFTD - Distribution - Tier 3 - 4QU CoRE ¦ 5QU LoRE | Non-Red Flag Warning - Large Fires | Vegetation Contact | Branch (Not overhanging, 4-12ft) | 2026 | 2.3996e-08 | 117.3278 | 2.8154e-06 | 2026 | Mitigation | 0.5 | 30 | 0 | esc | 0.033168 | 7.959e-10 | 0.035023 | 8.404e-10 | 0.037115 | 8.9059e-10 | 0.035347 | 8.4818e-10
[120 empty] | 7.3.5.15 Identification and remediation of “at-risk species”WLDFRVegetation ContactBranch (Not overhanging, 4-12ft) | WLDFR | HFTD - Distribution - Tier 3 - 4QU CoRE ¦ 5QU LoRE | Non-Red Flag Warning - Large Fires | Vegetation Contact | Branch (Not overhanging, 4-12ft) | 2027 | 2.3996e-08 | 117.3278 | 2.8154e-06 | 2027 | Mitigation | 0.5 | 30 | 0 | esc | 0.033168 | 7.959e-10 | 0.035023 | 8.404e-10 | 0.037115 | 8.9059e-10 | 0.035347 | 8.4818e-10
[120 empty] | 7.3.5.15 Identification and remediation of “at-risk species”WLDFRVegetation ContactBranch (Not overhanging, 4-12ft) | WLDFR | HFTD - Distribution - Tier 3 - 4QU CoRE ¦ 5QU LoRE | Non-Red Flag Warning - Large Fires | Vegetation Contact | Branch (Not overhanging, 4-12ft) | 2028 | 2.3996e-08 | 117.3278 | 2.8154e-06 | 2028 | Mitigation | 0.5 | 30 | 0 | esc | 0.033168 | 7.959e-10 | 0.035023 | 8.404e-10 | 0.037115 | 8.9059e-10 | 0.035347 | 8.4818e-10
[120 empty] | 7.3.5.15 Identification and remediation of “at-risk species”WLDFRVegetation ContactBranch (Not overhanging, 4-12ft) | WLDFR | HFTD - Distribution - Tier 3 - 4QU CoRE ¦ 5QU LoRE | Non-Red Flag Warning - Large Fires | Vegetation Contact | Branch (Not overhanging, 4-12ft) | 2029 | 2.3996e-08 | 117.3278 | 2.8154e-06 | 2029 | Mitigation | 0.5 | 30 | 0 | esc | 0.033168 | 7.959e-10 | 0.035023 | 8.404e-10 | 0.037115 | 8.9059e-10 | 0.035347 | 8.4818e-10
[120 empty] | 7.3.5.15 Identification and remediation of “at-risk species”WLDFRVegetation ContactBranch (Not overhanging, 4-12ft) | WLDFR | HFTD - Distribution - Tier 3 - 4QU CoRE ¦ 5QU LoRE | Non-Red Flag Warning - Large Fires | Vegetation Contact | Branch (Not overhanging, 4-12ft) | 2030 | 2.3996e-08 | 117.3278 | 2.8154e-06 | 2030 | Mitigation | 0.5 | 30 | 0 | esc | 0.033168 | 7.959e-10 | 0.035023 | 8.404e-10 | 0.037115 | 8.9059e-10 | 0.035347 | 8.4818e-10
[120 empty] | 7.3.5.15 Identification and remediation of “at-risk species”WLDFRVegetation ContactBranch (Not overhanging, 4-12ft) | WLDFR | HFTD - Distribution - Tier 3 - 4QU CoRE ¦ 5QU LoRE | Non-Red Flag Warning - Large Fires | Vegetation Contact | Branch (Not overhanging, 4-12ft) | 2031 | 2.3996e-08 | 117.3278 | 2.8154e-06 | 2031 | Mitigation | 0.5 | 30 | 0 | esc | 0.033168 | 7.959e-10 | 0.035023 | 8.404e-10 | 0.037115 | 8.9059e-10 | 0.035347 | 8.4818e-10
[120 empty] | 7.3.5.15 Identification and remediation of “at-risk species”WLDFRVegetation ContactBranch (Not overhanging, 4-12ft) | WLDFR | HFTD - Distribution - Tier 3 - 4QU CoRE ¦ 5QU LoRE | Non-Red Flag Warning - Large Fires | Vegetation Contact | Branch (Not overhanging, 4-12ft) | 2032 | 2.3996e-08 | 117.3278 | 2.8154e-06 | 2032 | Mitigation | 0.5 | 30 | 0 | esc | 0.033168 | 7.959e-10 | 0.035023 | 8.404e-10 | 0.037115 | 8.9059e-10 | 0.035347 | 8.4818e-10
[120 empty] | 7.3.5.15 Identification and remediation of “at-risk species”WLDFRVegetation ContactBranch (Not overhanging, 4-12ft) | WLDFR | HFTD - Distribution - Tier 3 - 4QU CoRE ¦ 5QU LoRE | Non-Red Flag Warning - Large Fires | Vegetation Contact | Branch (Not overhanging, 4-12ft) | 2033 | 2.3996e-08 | 117.3278 | 2.8154e-06 | 2033 | Mitigation | 0.5 | 30 | 0 | esc | 0.033168 | 7.959e-10 | 0.035023 | 8.404e-10 | 0.037115 | 8.9059e-10 | 0.035347 | 8.4818e-10
[120 empty] | 7.3.5.15 Identification and remediation of “at-risk species”WLDFRVegetation ContactBranch (Not overhanging, 4-12ft) | WLDFR | HFTD - Distribution - Tier 3 - 4QU CoRE ¦ 5QU LoRE | Non-Red Flag Warning - Large Fires | Vegetation Contact | Branch (Not overhanging, 4-12ft) | 2034 | 2.3996e-08 | 117.3278 | 2.8154e-06 | 2034 | Mitigation | 0.5 | 30 | 0 | esc | 0.033168 | 7.959e-10 | 0.035023 | 8.404e-10 | 0.037115 | 8.9059e-10 | 0.035347 | 8.4818e-10
[120 empty] | 7.3.5.15 Identification and remediation of “at-risk species”WLDFRVegetation ContactBranch (Not overhanging, 4-12ft) | WLDFR | HFTD - Distribution - Tier 3 - 4QU CoRE ¦ 5QU LoRE | Non-Red Flag Warning - Large Fires | Vegetation Contact | Branch (Not overhanging, 4-12ft) | 2035 | 2.3996e-08 | 117.3278 | 2.8154e-06 | 2035 | Mitigation | 0.5 | 30 | 0 | esc | 0.033168 | 7.959e-10 | 0.035023 | 8.404e-10 | 0.037115 | 8.9059e-10 | 0.035347 | 8.4818e-10
[120 empty] | 7.3.5.15 Identification and remediation of “at-risk species”WLDFRVegetation ContactBranch (Not overhanging, 4-12ft) | WLDFR | HFTD - Distribution - Tier 3 - 4QU CoRE ¦ 5QU LoRE | Non-Red Flag Warning - Large Fires | Vegetation Contact | Branch (Not overhanging, 4-12ft) | 2036 | 2.3996e-08 | 117.3278 | 2.8154e-06 | 2036 | Mitigation | 0.5 | 30 | 0 | esc | 0.033168 | 7.959e-10 | 0.035023 | 8.404e-10 | 0.037115 | 8.9059e-10 | 0.035347 | 8.4818e-10
[120 empty] | 7.3.5.15 Identification and remediation of “at-risk species”WLDFRVegetation ContactBranch (Not overhanging, 4-12ft) | WLDFR | HFTD - Distribution - Tier 3 - 4QU CoRE ¦ 5QU LoRE | Non-Red Flag Warning - Large Fires | Vegetation Contact | Branch (Not overhanging, 4-12ft) | 2037 | 2.3996e-08 | 117.3278 | 2.8154e-06 | 2037 | Mitigation | 0.5 | 30 | 0 | esc | 0.033168 | 7.959e-10 | 0.035023 | 8.404e-10 | 0.037115 | 8.9059e-10 | 0.035347 | 8.4818e-10
[120 empty] | 7.3.5.15 Identification and remediation of “at-risk species”WLDFRVegetation ContactBranch (Not overhanging, 4-12ft) | WLDFR | HFTD - Distribution - Tier 3 - 4QU CoRE ¦ 5QU LoRE | Non-Red Flag Warning - Large Fires | Vegetation Contact | Branch (Not overhanging, 4-12ft) | 2038 | 2.3996e-08 | 117.3278 | 2.8154e-06 | 2038 | Mitigation | 0.5 | 30 | 0 | esc | 0.033168 | 7.959e-10 | 0.035023 | 8.404e-10 | 0.037115 | 8.9059e-10 | 0.035347 | 8.4818e-10
[120 empty] | 7.3.5.15 Identification and remediation of “at-risk species”WLDFRVegetation ContactBranch (Not overhanging, 4-12ft) | WLDFR | HFTD - Distribution - Tier 3 - 4QU CoRE ¦ 5QU LoRE | Non-Red Flag Warning - Large Fires | Vegetation Contact | Branch (Not overhanging, 4-12ft) | 2039 | 2.3996e-08 | 117.3278 | 2.8154e-06 | 2039 | Mitigation | 0.5 | 30 | 0 | esc | 0.033168 | 7.959e-10 | 0.035023 | 8.404e-10 | 0.037115 | 8.9059e-10 | 0.035347 | 8.4818e-10
[120 empty] | 7.3.5.15 Identification and remediation of “at-risk species”WLDFRVegetation ContactBranch (Not overhanging, 4-12ft) | WLDFR | HFTD - Distribution - Tier 3 - 4QU CoRE ¦ 5QU LoRE | Non-Red Flag Warning - Large Fires | Vegetation Contact | Branch (Not overhanging, 4-12ft) | 2040 | 2.3996e-08 | 117.3278 | 2.8154e-06 | 2040 | Mitigation | 0.5 | 30 | 0 | esc | 0.033168 | 7.959e-10 | 0.035023 | 8.404e-10 | 0.037115 | 8.9059e-10 | 0.035347 | 8.4818e-10
[120 empty] | 7.3.5.15 Identification and remediation of “at-risk species”WLDFRVegetation ContactBranch (Not overhanging, 4-12ft) | WLDFR | HFTD - Distribution - Tier 3 - 4QU CoRE ¦ 5QU LoRE | Non-Red Flag Warning - Large Fires | Vegetation Contact | Branch (Not overhanging, 4-12ft) | 2041 | 2.3996e-08 | 117.3278 | 2.8154e-06 | 2041 | Mitigation | 0.5 | 30 | 0 | esc | 0.033168 | 7.959e-10 | 0.035023 | 8.404e-10 | 0.037115 | 8.9059e-10 | 0.035347 | 8.4818e-10
[120 empty] | 7.3.5.15 Identification and remediation of “at-risk species”WLDFRVegetation ContactBranch (Not overhanging, 4-12ft) | WLDFR | HFTD - Distribution - Tier 3 - 4QU CoRE ¦ 5QU LoRE | Non-Red Flag Warning - Large Fires | Vegetation Contact | Branch (Not overhanging, 4-12ft) | 2042 | 2.3996e-08 | 117.3278 | 2.8154e-06 | 2042 | Mitigation | 0.5 | 30 | 0 | esc | 0.033168 | 7.959e-10 | 0.035023 | 8.404e-10 | 0.037115 | 8.9059e-10 | 0.035347 | 8.4818e-10
[120 empty] | 7.3.5.15 Identification and remediation of “at-risk species”WLDFRVegetation ContactBranch (Not overhanging, 4-12ft) | WLDFR | HFTD - Distribution - Tier 3 - 4QU CoRE ¦ 5QU LoRE | Non-Red Flag Warning - Large Fires | Vegetation Contact | Branch (Not overhanging, 4-12ft) | 2043 | 2.3996e-08 | 117.3278 | 2.8154e-06 | 2043 | Mitigation | 0.5 | 30 | 0 | esc | 0.033168 | 7.959e-10 | 0.035023 | 8.404e-10 | 0.037115 | 8.9059e-10 | 0.035347 | 8.4818e-10
[120 empty] | 7.3.5.15 Identification and remediation of “at-risk species”WLDFRVegetation ContactBranch (Not overhanging, 4-12ft) | WLDFR | HFTD - Distribution - Tier 3 - 4QU CoRE ¦ 5QU LoRE | Non-Red Flag Warning - Large Fires | Vegetation Contact | Branch (Not overhanging, 4-12ft) | 2044 | 2.3996e-08 | 117.3278 | 2.8154e-06 | 2044 | Mitigation | 0.5 | 30 | 0 | esc | 0.033168 | 7.959e-10 | 0.035023 | 8.404e-10 | 0.037115 | 8.9059e-10 | 0.035347 | 8.4818e-10
[120 empty] | 7.3.5.15 Identification and remediation of “at-risk species”WLDFRVegetation ContactBranch (Not overhanging, 4-12ft) | WLDFR | HFTD - Distribution - Tier 3 - 4QU CoRE ¦ 5QU LoRE | Non-Red Flag Warning - Large Fires | Vegetation Contact | Branch (Not overhanging, 4-12ft) | 2045 | 2.3996e-08 | 117.3278 | 2.8154e-06 | 2045 | Mitigation | 0.5 | 30 | 0 | esc | 0.033168 | 7.959e-10 | 0.035023 | 8.404e-10 | 0.037115 | 8.9059e-10 | 0.035347 | 8.4818e-10
[120 empty] | 7.3.5.15 Identification and remediation of “at-risk species”WLDFRVegetation ContactBranch (Not overhanging, 4-12ft) | WLDFR | HFTD - Distribution - Tier 3 - 4QU CoRE ¦ 5QU LoRE | Non-Red Flag Warning - Large Fires | Vegetation Contact | Branch (Not overhanging, 4-12ft) | 2046 | 2.3996e-08 | 117.3278 | 2.8154e-06 | 2046 | Mitigation | 0.5 | 30 | 0 | esc | 0.033168 | 7.959e-10 | 0.035023 | 8.404e-10 | 0.037115 | 8.9059e-10 | 0.035347 | 8.4818e-10
[120 empty] | 7.3.5.15 Identification and remediation of “at-risk species”WLDFRVegetation ContactBranch (Not overhanging, 4-12ft) | WLDFR | HFTD - Distribution - Tier 3 - 4QU CoRE ¦ 5QU LoRE | Non-Red Flag Warning - Large Fires | Vegetation Contact | Branch (Not overhanging, 4-12ft) | 2047 | 2.3996e-08 | 117.3278 | 2.8154e-06 | 2047 | Mitigation | 0.5 | 30 | 0 | esc | 0.033168 | 7.959e-10 | 0.035023 | 8.404e-10 | 0.037115 | 8.9059e-10 | 0.035347 | 8.4818e-10
[120 empty] | 7.3.5.15 Identification and remediation of “at-risk species”WLDFRVegetation ContactBranch (Not overhanging, 4-12ft) | WLDFR | HFTD - Distribution - Tier 3 - 4QU CoRE ¦ 5QU LoRE | Non-Red Flag Warning - Large Fires | Vegetation Contact | Branch (Not overhanging, 4-12ft) | 2048 | 2.3996e-08 | 117.3278 | 2.8154e-06 | 2048 | Mitigation | 0.5 | 30 | 0 | esc | 0.033168 | 7.959e-10 | 0.035023 | 8.404e-10 | 0.037115 | 8.9059e-10 | 0.035347 | 8.4818e-10
[120 empty] | 7.3.5.15 Identification and remediation of “at-risk species”WLDFRVegetation ContactBranch (Not overhanging, 4-12ft) | WLDFR | HFTD - Distribution - Tier 3 - 4QU CoRE ¦ 5QU LoRE | Non-Red Flag Warning - Large Fires | Vegetation Contact | Branch (Not overhanging, 4-12ft) | 2049 | 2.3996e-08 | 117.3278 | 2.8154e-06 | 2049 | Mitigation | 0.5 | 30 | 0 | esc | 0.033168 | 7.959e-10 | 0.035023 | 8.404e-10 | 0.037115 | 8.9059e-10 | 0.035347 | 8.4818e-10
[120 empty] | 7.3.5.15 Identification and remediation of “at-risk species”WLDFRVegetation ContactBranch (Not overhanging, 4-12ft) | WLDFR | HFTD - Distribution - Tier 3 - 4QU CoRE ¦ 5QU LoRE | Non-Red Flag Warning - Large Fires | Vegetation Contact | Branch (Not overhanging, 4-12ft) | 2050 | 2.3996e-08 | 117.3278 | 2.8154e-06 | 2050 | Mitigation | 0.5 | 30 | 0 | esc | 0 | 0 | 0.035023 | 8.404e-10 | 0.037115 | 8.9059e-10 | 0.035347 | 8.4818e-10
[120 empty] | 7.3.5.15 Identification and remediation of “at-risk species”WLDFRVegetation ContactBranch (Not overhanging, 4-12ft) | WLDFR | HFTD - Distribution - Tier 3 - 4QU CoRE ¦ 5QU LoRE | Non-Red Flag Warning - Large Fires | Vegetation Contact | Branch (Not overhanging, 4-12ft) | 2051 | 2.3996e-08 | 117.3278 | 2.8154e-06 | 2051 | Mitigation | 0.5 | 30 | 0 | esc | 0 | 0 | 0 | 0 | 0.037115 | 8.9059e-10 | 0.035347 | 8.4818e-10
[120 empty] | 7.3.5.15 Identification and remediation of “at-risk species”WLDFRVegetation ContactBranch (Not overhanging, 4-12ft) | WLDFR | HFTD - Distribution - Tier 3 - 4QU CoRE ¦ 5QU LoRE | Non-Red Flag Warning - Large Fires | Vegetation Contact | Branch (Not overhanging, 4-12ft) | 2052 | 2.3996e-08 | 117.3278 | 2.8154e-06 | 2052 | Mitigation | 0.5 | 30 | 0 | esc | 0 | 0 | 0 | 0 | 0 | 0 | 0.035347 | 8.4818e-10
[120 empty] | 7.3.5.15 Identification and remediation of “at-risk species”WLDFRVegetation ContactBranch (Not overhanging, within 4ft) | WLDFR | HFTD - Distribution - Tier 3 - 4QU CoRE ¦ 5QU LoRE | Non-Red Flag Warning - Large Fires | Vegetation Contact | Branch (Not overhanging, within 4ft) | 2022 | 1.1059e-08 | 117.3278 | 1.2975e-06 | 2022 | Mitigation | 0.9 | 30 | 0 | esc | 0.059703 | 6.6026e-10 | 0.063041 | 6.9717e-10 | 0.066806 | 7.3881e-10 | 0 | 0
[120 empty] | 7.3.5.15 Identification and remediation of “at-risk species”WLDFRVegetation ContactBranch (Not overhanging, within 4ft) | WLDFR | HFTD - Distribution - Tier 3 - 4QU CoRE ¦ 5QU LoRE | Non-Red Flag Warning - Large Fires | Vegetation Contact | Branch (Not overhanging, within 4ft) | 2023 | 1.1059e-08 | 117.3278 | 1.2975e-06 | 2023 | Mitigation | 0.9 | 30 | 0 | esc | 0.059703 | 6.6026e-10 | 0.063041 | 6.9717e-10 | 0.066806 | 7.3881e-10 | 0.063625 | 7.0363e-10
[120 empty] | 7.3.5.15 Identification and remediation of “at-risk species”WLDFRVegetation ContactBranch (Not overhanging, within 4ft) | WLDFR | HFTD - Distribution - Tier 3 - 4QU CoRE ¦ 5QU LoRE | Non-Red Flag Warning - Large Fires | Vegetation Contact | Branch (Not overhanging, within 4ft) | 2024 | 1.1059e-08 | 117.3278 | 1.2975e-06 | 2024 | Mitigation | 0.9 | 30 | 0 | esc | 0.059703 | 6.6026e-10 | 0.063041 | 6.9717e-10 | 0.066806 | 7.3881e-10 | 0.063625 | 7.0363e-10
[120 empty] | 7.3.5.15 Identification and remediation of “at-risk species”WLDFRVegetation ContactBranch (Not overhanging, within 4ft) | WLDFR | HFTD - Distribution - Tier 3 - 4QU CoRE ¦ 5QU LoRE | Non-Red Flag Warning - Large Fires | Vegetation Contact | Branch (Not overhanging, within 4ft) | 2025 | 1.1059e-08 | 117.3278 | 1.2975e-06 | 2025 | Mitigation | 0.9 | 30 | 0 | esc | 0.059703 | 6.6026e-10 | 0.063041 | 6.9717e-10 | 0.066806 | 7.3881e-10 | 0.063625 | 7.0363e-10
[120 empty] | 7.3.5.15 Identification and remediation of “at-risk species”WLDFRVegetation ContactBranch (Not overhanging, within 4ft) | WLDFR | HFTD - Distribution - Tier 3 - 4QU CoRE ¦ 5QU LoRE | Non-Red Flag Warning - Large Fires | Vegetation Contact | Branch (Not overhanging, within 4ft) | 2026 | 1.1059e-08 | 117.3278 | 1.2975e-06 | 2026 | Mitigation | 0.9 | 30 | 0 | esc | 0.059703 | 6.6026e-10 | 0.063041 | 6.9717e-10 | 0.066806 | 7.3881e-10 | 0.063625 | 7.0363e-10
[120 empty] | 7.3.5.15 Identification and remediation of “at-risk species”WLDFRVegetation ContactBranch (Not overhanging, within 4ft) | WLDFR | HFTD - Distribution - Tier 3 - 4QU CoRE ¦ 5QU LoRE | Non-Red Flag Warning - Large Fires | Vegetation Contact | Branch (Not overhanging, within 4ft) | 2027 | 1.1059e-08 | 117.3278 | 1.2975e-06 | 2027 | Mitigation | 0.9 | 30 | 0 | esc | 0.059703 | 6.6026e-10 | 0.063041 | 6.9717e-10 | 0.066806 | 7.3881e-10 | 0.063625 | 7.0363e-10
[120 empty] | 7.3.5.15 Identification and remediation of “at-risk species”WLDFRVegetation ContactBranch (Not overhanging, within 4ft) | WLDFR | HFTD - Distribution - Tier 3 - 4QU CoRE ¦ 5QU LoRE | Non-Red Flag Warning - Large Fires | Vegetation Contact | Branch (Not overhanging, within 4ft) | 2028 | 1.1059e-08 | 117.3278 | 1.2975e-06 | 2028 | Mitigation | 0.9 | 30 | 0 | esc | 0.059703 | 6.6026e-10 | 0.063041 | 6.9717e-10 | 0.066806 | 7.3881e-10 | 0.063625 | 7.0363e-10
[120 empty] | 7.3.5.15 Identification and remediation of “at-risk species”WLDFRVegetation ContactBranch (Not overhanging, within 4ft) | WLDFR | HFTD - Distribution - Tier 3 - 4QU CoRE ¦ 5QU LoRE | Non-Red Flag Warning - Large Fires | Vegetation Contact | Branch (Not overhanging, within 4ft) | 2029 | 1.1059e-08 | 117.3278 | 1.2975e-06 | 2029 | Mitigation | 0.9 | 30 | 0 | esc | 0.059703 | 6.6026e-10 | 0.063041 | 6.9717e-10 | 0.066806 | 7.3881e-10 | 0.063625 | 7.0363e-10
[120 empty] | 7.3.5.15 Identification and remediation of “at-risk species”WLDFRVegetation ContactBranch (Not overhanging, within 4ft) | WLDFR | HFTD - Distribution - Tier 3 - 4QU CoRE ¦ 5QU LoRE | Non-Red Flag Warning - Large Fires | Vegetation Contact | Branch (Not overhanging, within 4ft) | 2030 | 1.1059e-08 | 117.3278 | 1.2975e-06 | 2030 | Mitigation | 0.9 | 30 | 0 | esc | 0.059703 | 6.6026e-10 | 0.063041 | 6.9717e-10 | 0.066806 | 7.3881e-10 | 0.063625 | 7.0363e-10
[120 empty] | 7.3.5.15 Identification and remediation of “at-risk species”WLDFRVegetation ContactBranch (Not overhanging, within 4ft) | WLDFR | HFTD - Distribution - Tier 3 - 4QU CoRE ¦ 5QU LoRE | Non-Red Flag Warning - Large Fires | Vegetation Contact | Branch (Not overhanging, within 4ft) | 2031 | 1.1059e-08 | 117.3278 | 1.2975e-06 | 2031 | Mitigation | 0.9 | 30 | 0 | esc | 0.059703 | 6.6026e-10 | 0.063041 | 6.9717e-10 | 0.066806 | 7.3881e-10 | 0.063625 | 7.0363e-10
[120 empty] | 7.3.5.15 Identification and remediation of “at-risk species”WLDFRVegetation ContactBranch (Not overhanging, within 4ft) | WLDFR | HFTD - Distribution - Tier 3 - 4QU CoRE ¦ 5QU LoRE | Non-Red Flag Warning - Large Fires | Vegetation Contact | Branch (Not overhanging, within 4ft) | 2032 | 1.1059e-08 | 117.3278 | 1.2975e-06 | 2032 | Mitigation | 0.9 | 30 | 0 | esc | 0.059703 | 6.6026e-10 | 0.063041 | 6.9717e-10 | 0.066806 | 7.3881e-10 | 0.063625 | 7.0363e-10
[120 empty] | 7.3.5.15 Identification and remediation of “at-risk species”WLDFRVegetation ContactBranch (Not overhanging, within 4ft) | WLDFR | HFTD - Distribution - Tier 3 - 4QU CoRE ¦ 5QU LoRE | Non-Red Flag Warning - Large Fires | Vegetation Contact | Branch (Not overhanging, within 4ft) | 2033 | 1.1059e-08 | 117.3278 | 1.2975e-06 | 2033 | Mitigation | 0.9 | 30 | 0 | esc | 0.059703 | 6.6026e-10 | 0.063041 | 6.9717e-10 | 0.066806 | 7.3881e-10 | 0.063625 | 7.0363e-10
[120 empty] | 7.3.5.15 Identification and remediation of “at-risk species”WLDFRVegetation ContactBranch (Not overhanging, within 4ft) | WLDFR | HFTD - Distribution - Tier 3 - 4QU CoRE ¦ 5QU LoRE | Non-Red Flag Warning - Large Fires | Vegetation Contact | Branch (Not overhanging, within 4ft) | 2034 | 1.1059e-08 | 117.3278 | 1.2975e-06 | 2034 | Mitigation | 0.9 | 30 | 0 | esc | 0.059703 | 6.6026e-10 | 0.063041 | 6.9717e-10 | 0.066806 | 7.3881e-10 | 0.063625 | 7.0363e-10
[120 empty] | 7.3.5.15 Identification and remediation of “at-risk species”WLDFRVegetation ContactBranch (Not overhanging, within 4ft) | WLDFR | HFTD - Distribution - Tier 3 - 4QU CoRE ¦ 5QU LoRE | Non-Red Flag Warning - Large Fires | Vegetation Contact | Branch (Not overhanging, within 4ft) | 2035 | 1.1059e-08 | 117.3278 | 1.2975e-06 | 2035 | Mitigation | 0.9 | 30 | 0 | esc | 0.059703 | 6.6026e-10 | 0.063041 | 6.9717e-10 | 0.066806 | 7.3881e-10 | 0.063625 | 7.0363e-10
[120 empty] | 7.3.5.15 Identification and remediation of “at-risk species”WLDFRVegetation ContactBranch (Not overhanging, within 4ft) | WLDFR | HFTD - Distribution - Tier 3 - 4QU CoRE ¦ 5QU LoRE | Non-Red Flag Warning - Large Fires | Vegetation Contact | Branch (Not overhanging, within 4ft) | 2036 | 1.1059e-08 | 117.3278 | 1.2975e-06 | 2036 | Mitigation | 0.9 | 30 | 0 | esc | 0.059703 | 6.6026e-10 | 0.063041 | 6.9717e-10 | 0.066806 | 7.3881e-10 | 0.063625 | 7.0363e-10
[120 empty] | 7.3.5.15 Identification and remediation of “at-risk species”WLDFRVegetation ContactBranch (Not overhanging, within 4ft) | WLDFR | HFTD - Distribution - Tier 3 - 4QU CoRE ¦ 5QU LoRE | Non-Red Flag Warning - Large Fires | Vegetation Contact | Branch (Not overhanging, within 4ft) | 2037 | 1.1059e-08 | 117.3278 | 1.2975e-06 | 2037 | Mitigation | 0.9 | 30 | 0 | esc | 0.059703 | 6.6026e-10 | 0.063041 | 6.9717e-10 | 0.066806 | 7.3881e-10 | 0.063625 | 7.0363e-10
[120 empty] | 7.3.5.15 Identification and remediation of “at-risk species”WLDFRVegetation ContactBranch (Not overhanging, within 4ft) | WLDFR | HFTD - Distribution - Tier 3 - 4QU CoRE ¦ 5QU LoRE | Non-Red Flag Warning - Large Fires | Vegetation Contact | Branch (Not overhanging, within 4ft) | 2038 | 1.1059e-08 | 117.3278 | 1.2975e-06 | 2038 | Mitigation | 0.9 | 30 | 0 | esc | 0.059703 | 6.6026e-10 | 0.063041 | 6.9717e-10 | 0.066806 | 7.3881e-10 | 0.063625 | 7.0363e-10
[120 empty] | 7.3.5.15 Identification and remediation of “at-risk species”WLDFRVegetation ContactBranch (Not overhanging, within 4ft) | WLDFR | HFTD - Distribution - Tier 3 - 4QU CoRE ¦ 5QU LoRE | Non-Red Flag Warning - Large Fires | Vegetation Contact | Branch (Not overhanging, within 4ft) | 2039 | 1.1059e-08 | 117.3278 | 1.2975e-06 | 2039 | Mitigation | 0.9 | 30 | 0 | esc | 0.059703 | 6.6026e-10 | 0.063041 | 6.9717e-10 | 0.066806 | 7.3881e-10 | 0.063625 | 7.0363e-10
[120 empty] | 7.3.5.15 Identification and remediation of “at-risk species”WLDFRVegetation ContactBranch (Not overhanging, within 4ft) | WLDFR | HFTD - Distribution - Tier 3 - 4QU CoRE ¦ 5QU LoRE | Non-Red Flag Warning - Large Fires | Vegetation Contact | Branch (Not overhanging, within 4ft) | 2040 | 1.1059e-08 | 117.3278 | 1.2975e-06 | 2040 | Mitigation | 0.9 | 30 | 0 | esc | 0.059703 | 6.6026e-10 | 0.063041 | 6.9717e-10 | 0.066806 | 7.3881e-10 | 0.063625 | 7.0363e-10
[120 empty] | 7.3.5.15 Identification and remediation of “at-risk species”WLDFRVegetation ContactBranch (Not overhanging, within 4ft) | WLDFR | HFTD - Distribution - Tier 3 - 4QU CoRE ¦ 5QU LoRE | Non-Red Flag Warning - Large Fires | Vegetation Contact | Branch (Not overhanging, within 4ft) | 2041 | 1.1059e-08 | 117.3278 | 1.2975e-06 | 2041 | Mitigation | 0.9 | 30 | 0 | esc | 0.059703 | 6.6026e-10 | 0.063041 | 6.9717e-10 | 0.066806 | 7.3881e-10 | 0.063625 | 7.0363e-10
[120 empty] | 7.3.5.15 Identification and remediation of “at-risk species”WLDFRVegetation ContactBranch (Not overhanging, within 4ft) | WLDFR | HFTD - Distribution - Tier 3 - 4QU CoRE ¦ 5QU LoRE | Non-Red Flag Warning - Large Fires | Vegetation Contact | Branch (Not overhanging, within 4ft) | 2042 | 1.1059e-08 | 117.3278 | 1.2975e-06 | 2042 | Mitigation | 0.9 | 30 | 0 | esc | 0.059703 | 6.6026e-10 | 0.063041 | 6.9717e-10 | 0.066806 | 7.3881e-10 | 0.063625 | 7.0363e-10
[120 empty] | 7.3.5.15 Identification and remediation of “at-risk species”WLDFRVegetation ContactBranch (Not overhanging, within 4ft) | WLDFR | HFTD - Distribution - Tier 3 - 4QU CoRE ¦ 5QU LoRE | Non-Red Flag Warning - Large Fires | Vegetation Contact | Branch (Not overhanging, within 4ft) | 2043 | 1.1059e-08 | 117.3278 | 1.2975e-06 | 2043 | Mitigation | 0.9 | 30 | 0 | esc | 0.059703 | 6.6026e-10 | 0.063041 | 6.9717e-10 | 0.066806 | 7.3881e-10 | 0.063625 | 7.0363e-10
[120 empty] | 7.3.5.15 Identification and remediation of “at-risk species”WLDFRVegetation ContactBranch (Not overhanging, within 4ft) | WLDFR | HFTD - Distribution - Tier 3 - 4QU CoRE ¦ 5QU LoRE | Non-Red Flag Warning - Large Fires | Vegetation Contact | Branch (Not overhanging, within 4ft) | 2044 | 1.1059e-08 | 117.3278 | 1.2975e-06 | 2044 | Mitigation | 0.9 | 30 | 0 | esc | 0.059703 | 6.6026e-10 | 0.063041 | 6.9717e-10 | 0.066806 | 7.3881e-10 | 0.063625 | 7.0363e-10
[120 empty] | 7.3.5.15 Identification and remediation of “at-risk species”WLDFRVegetation ContactBranch (Not overhanging, within 4ft) | WLDFR | HFTD - Distribution - Tier 3 - 4QU CoRE ¦ 5QU LoRE | Non-Red Flag Warning - Large Fires | Vegetation Contact | Branch (Not overhanging, within 4ft) | 2045 | 1.1059e-08 | 117.3278 | 1.2975e-06 | 2045 | Mitigation | 0.9 | 30 | 0 | esc | 0.059703 | 6.6026e-10 | 0.063041 | 6.9717e-10 | 0.066806 | 7.3881e-10 | 0.063625 | 7.0363e-10
[120 empty] | 7.3.5.15 Identification and remediation of “at-risk species”WLDFRVegetation ContactBranch (Not overhanging, within 4ft) | WLDFR | HFTD - Distribution - Tier 3 - 4QU CoRE ¦ 5QU LoRE | Non-Red Flag Warning - Large Fires | Vegetation Contact | Branch (Not overhanging, within 4ft) | 2046 | 1.1059e-08 | 117.3278 | 1.2975e-06 | 2046 | Mitigation | 0.9 | 30 | 0 | esc | 0.059703 | 6.6026e-10 | 0.063041 | 6.9717e-10 | 0.066806 | 7.3881e-10 | 0.063625 | 7.0363e-10
[120 empty] | 7.3.5.15 Identification and remediation of “at-risk species”WLDFRVegetation ContactBranch (Not overhanging, within 4ft) | WLDFR | HFTD - Distribution - Tier 3 - 4QU CoRE ¦ 5QU LoRE | Non-Red Flag Warning - Large Fires | Vegetation Contact | Branch (Not overhanging, within 4ft) | 2047 | 1.1059e-08 | 117.3278 | 1.2975e-06 | 2047 | Mitigation | 0.9 | 30 | 0 | esc | 0.059703 | 6.6026e-10 | 0.063041 | 6.9717e-10 | 0.066806 | 7.3881e-10 | 0.063625 | 7.0363e-10
[120 empty] | 7.3.5.15 Identification and remediation of “at-risk species”WLDFRVegetation ContactBranch (Not overhanging, within 4ft) | WLDFR | HFTD - Distribution - Tier 3 - 4QU CoRE ¦ 5QU LoRE | Non-Red Flag Warning - Large Fires | Vegetation Contact | Branch (Not overhanging, within 4ft) | 2048 | 1.1059e-08 | 117.3278 | 1.2975e-06 | 2048 | Mitigation | 0.9 | 30 | 0 | esc | 0.059703 | 6.6026e-10 | 0.063041 | 6.9717e-10 | 0.066806 | 7.3881e-10 | 0.063625 | 7.0363e-10
[120 empty] | 7.3.5.15 Identification and remediation of “at-risk species”WLDFRVegetation ContactBranch (Not overhanging, within 4ft) | WLDFR | HFTD - Distribution - Tier 3 - 4QU CoRE ¦ 5QU LoRE | Non-Red Flag Warning - Large Fires | Vegetation Contact | Branch (Not overhanging, within 4ft) | 2049 | 1.1059e-08 | 117.3278 | 1.2975e-06 | 2049 | Mitigation | 0.9 | 30 | 0 | esc | 0.059703 | 6.6026e-10 | 0.063041 | 6.9717e-10 | 0.066806 | 7.3881e-10 | 0.063625 | 7.0363e-10
[120 empty] | 7.3.5.15 Identification and remediation of “at-risk species”WLDFRVegetation ContactBranch (Not overhanging, within 4ft) | WLDFR | HFTD - Distribution - Tier 3 - 4QU CoRE ¦ 5QU LoRE | Non-Red Flag Warning - Large Fires | Vegetation Contact | Branch (Not overhanging, within 4ft) | 2050 | 1.1059e-08 | 117.3278 | 1.2975e-06 | 2050 | Mitigation | 0.9 | 30 | 0 | esc | 0 | 0 | 0.063041 | 6.9717e-10 | 0.066806 | 7.3881e-10 | 0.063625 | 7.0363e-10
[120 empty] | 7.3.5.15 Identification and remediation of “at-risk species”WLDFRVegetation ContactBranch (Not overhanging, within 4ft) | WLDFR | HFTD - Distribution - Tier 3 - 4QU CoRE ¦ 5QU LoRE | Non-Red Flag Warning - Large Fires | Vegetation Contact | Branch (Not overhanging, within 4ft) | 2051 | 1.1059e-08 | 117.3278 | 1.2975e-06 | 2051 | Mitigation | 0.9 | 30 | 0 | esc | 0 | 0 | 0 | 0 | 0.066806 | 7.3881e-10 | 0.063625 | 7.0363e-10
[120 empty] | 7.3.5.15 Identification and remediation of “at-risk species”WLDFRVegetation ContactBranch (Not overhanging, within 4ft) | WLDFR | HFTD - Distribution - Tier 3 - 4QU CoRE ¦ 5QU LoRE | Non-Red Flag Warning - Large Fires | Vegetation Contact | Branch (Not overhanging, within 4ft) | 2052 | 1.1059e-08 | 117.3278 | 1.2975e-06 | 2052 | Mitigation | 0.9 | 30 | 0 | esc | 0 | 0 | 0 | 0 | 0 | 0 | 0.063625 | 7.0363e-10
[120 empty] | 7.3.5.15 Identification and remediation of “at-risk species”WLDFRVegetation ContactBranch (OverHanging) | WLDFR | HFTD - Distribution - Tier 3 - 4QU CoRE ¦ 5QU LoRE | Non-Red Flag Warning - Large Fires | Vegetation Contact | Branch (OverHanging) | 2022 | 5.2184e-07 | 117.3278 | 6.1227e-05 | 2022 | Mitigation | 0.9 | 30 | 0 | esc | 0.059703 | 3.1156e-08 | 0.063041 | 3.2897e-08 | 0.066806 | 3.4862e-08 | 0 | 0
[120 empty] | 7.3.5.15 Identification and remediation of “at-risk species”WLDFRVegetation ContactBranch (OverHanging) | WLDFR | HFTD - Distribution - Tier 3 - 4QU CoRE ¦ 5QU LoRE | Non-Red Flag Warning - Large Fires | Vegetation Contact | Branch (OverHanging) | 2023 | 5.2184e-07 | 117.3278 | 6.1227e-05 | 2023 | Mitigation | 0.9 | 30 | 0 | esc | 0.059703 | 3.1156e-08 | 0.063041 | 3.2897e-08 | 0.066806 | 3.4862e-08 | 0.063625 | 3.3202e-08
[120 empty] | 7.3.5.15 Identification and remediation of “at-risk species”WLDFRVegetation ContactBranch (OverHanging) | WLDFR | HFTD - Distribution - Tier 3 - 4QU CoRE ¦ 5QU LoRE | Non-Red Flag Warning - Large Fires | Vegetation Contact | Branch (OverHanging) | 2024 | 5.2184e-07 | 117.3278 | 6.1227e-05 | 2024 | Mitigation | 0.9 | 30 | 0 | esc | 0.059703 | 3.1156e-08 | 0.063041 | 3.2897e-08 | 0.066806 | 3.4862e-08 | 0.063625 | 3.3202e-08
[120 empty] | 7.3.5.15 Identification and remediation of “at-risk species”WLDFRVegetation ContactBranch (OverHanging) | WLDFR | HFTD - Distribution - Tier 3 - 4QU CoRE ¦ 5QU LoRE | Non-Red Flag Warning - Large Fires | Vegetation Contact | Branch (OverHanging) | 2025 | 5.2184e-07 | 117.3278 | 6.1227e-05 | 2025 | Mitigation | 0.9 | 30 | 0 | esc | 0.059703 | 3.1156e-08 | 0.063041 | 3.2897e-08 | 0.066806 | 3.4862e-08 | 0.063625 | 3.3202e-08
[120 empty] | 7.3.5.15 Identification and remediation of “at-risk species”WLDFRVegetation ContactBranch (OverHanging) | WLDFR | HFTD - Distribution - Tier 3 - 4QU CoRE ¦ 5QU LoRE | Non-Red Flag Warning - Large Fires | Vegetation Contact | Branch (OverHanging) | 2026 | 5.2184e-07 | 117.3278 | 6.1227e-05 | 2026 | Mitigation | 0.9 | 30 | 0 | esc | 0.059703 | 3.1156e-08 | 0.063041 | 3.2897e-08 | 0.066806 | 3.4862e-08 | 0.063625 | 3.3202e-08
[120 empty] | 7.3.5.15 Identification and remediation of “at-risk species”WLDFRVegetation ContactBranch (OverHanging) | WLDFR | HFTD - Distribution - Tier 3 - 4QU CoRE ¦ 5QU LoRE | Non-Red Flag Warning - Large Fires | Vegetation Contact | Branch (OverHanging) | 2027 | 5.2184e-07 | 117.3278 | 6.1227e-05 | 2027 | Mitigation | 0.9 | 30 | 0 | esc | 0.059703 | 3.1156e-08 | 0.063041 | 3.2897e-08 | 0.066806 | 3.4862e-08 | 0.063625 | 3.3202e-08
[120 empty] | 7.3.5.15 Identification and remediation of “at-risk species”WLDFRVegetation ContactBranch (OverHanging) | WLDFR | HFTD - Distribution - Tier 3 - 4QU CoRE ¦ 5QU LoRE | Non-Red Flag Warning - Large Fires | Vegetation Contact | Branch (OverHanging) | 2028 | 5.2184e-07 | 117.3278 | 6.1227e-05 | 2028 | Mitigation | 0.9 | 30 | 0 | esc | 0.059703 | 3.1156e-08 | 0.063041 | 3.2897e-08 | 0.066806 | 3.4862e-08 | 0.063625 | 3.3202e-08
[120 empty] | 7.3.5.15 Identification and remediation of “at-risk species”WLDFRVegetation ContactBranch (OverHanging) | WLDFR | HFTD - Distribution - Tier 3 - 4QU CoRE ¦ 5QU LoRE | Non-Red Flag Warning - Large Fires | Vegetation Contact | Branch (OverHanging) | 2029 | 5.2184e-07 | 117.3278 | 6.1227e-05 | 2029 | Mitigation | 0.9 | 30 | 0 | esc | 0.059703 | 3.1156e-08 | 0.063041 | 3.2897e-08 | 0.066806 | 3.4862e-08 | 0.063625 | 3.3202e-08
[120 empty] | 7.3.5.15 Identification and remediation of “at-risk species”WLDFRVegetation ContactBranch (OverHanging) | WLDFR | HFTD - Distribution - Tier 3 - 4QU CoRE ¦ 5QU LoRE | Non-Red Flag Warning - Large Fires | Vegetation Contact | Branch (OverHanging) | 2030 | 5.2184e-07 | 117.3278 | 6.1227e-05 | 2030 | Mitigation | 0.9 | 30 | 0 | esc | 0.059703 | 3.1156e-08 | 0.063041 | 3.2897e-08 | 0.066806 | 3.4862e-08 | 0.063625 | 3.3202e-08
[120 empty] | 7.3.5.15 Identification and remediation of “at-risk species”WLDFRVegetation ContactBranch (OverHanging) | WLDFR | HFTD - Distribution - Tier 3 - 4QU CoRE ¦ 5QU LoRE | Non-Red Flag Warning - Large Fires | Vegetation Contact | Branch (OverHanging) | 2031 | 5.2184e-07 | 117.3278 | 6.1227e-05 | 2031 | Mitigation | 0.9 | 30 | 0 | esc | 0.059703 | 3.1156e-08 | 0.063041 | 3.2897e-08 | 0.066806 | 3.4862e-08 | 0.063625 | 3.3202e-08
[120 empty] | 7.3.5.15 Identification and remediation of “at-risk species”WLDFRVegetation ContactBranch (OverHanging) | WLDFR | HFTD - Distribution - Tier 3 - 4QU CoRE ¦ 5QU LoRE | Non-Red Flag Warning - Large Fires | Vegetation Contact | Branch (OverHanging) | 2032 | 5.2184e-07 | 117.3278 | 6.1227e-05 | 2032 | Mitigation | 0.9 | 30 | 0 | esc | 0.059703 | 3.1156e-08 | 0.063041 | 3.2897e-08 | 0.066806 | 3.4862e-08 | 0.063625 | 3.3202e-08
[120 empty] | 7.3.5.15 Identification and remediation of “at-risk species”WLDFRVegetation ContactBranch (OverHanging) | WLDFR | HFTD - Distribution - Tier 3 - 4QU CoRE ¦ 5QU LoRE | Non-Red Flag Warning - Large Fires | Vegetation Contact | Branch (OverHanging) | 2033 | 5.2184e-07 | 117.3278 | 6.1227e-05 | 2033 | Mitigation | 0.9 | 30 | 0 | esc | 0.059703 | 3.1156e-08 | 0.063041 | 3.2897e-08 | 0.066806 | 3.4862e-08 | 0.063625 | 3.3202e-08
[120 empty] | 7.3.5.15 Identification and remediation of “at-risk species”WLDFRVegetation ContactBranch (OverHanging) | WLDFR | HFTD - Distribution - Tier 3 - 4QU CoRE ¦ 5QU LoRE | Non-Red Flag Warning - Large Fires | Vegetation Contact | Branch (OverHanging) | 2034 | 5.2184e-07 | 117.3278 | 6.1227e-05 | 2034 | Mitigation | 0.9 | 30 | 0 | esc | 0.059703 | 3.1156e-08 | 0.063041 | 3.2897e-08 | 0.066806 | 3.4862e-08 | 0.063625 | 3.3202e-08
[120 empty] | 7.3.5.15 Identification and remediation of “at-risk species”WLDFRVegetation ContactBranch (OverHanging) | WLDFR | HFTD - Distribution - Tier 3 - 4QU CoRE ¦ 5QU LoRE | Non-Red Flag Warning - Large Fires | Vegetation Contact | Branch (OverHanging) | 2035 | 5.2184e-07 | 117.3278 | 6.1227e-05 | 2035 | Mitigation | 0.9 | 30 | 0 | esc | 0.059703 | 3.1156e-08 | 0.063041 | 3.2897e-08 | 0.066806 | 3.4862e-08 | 0.063625 | 3.3202e-08
[120 empty] | 7.3.5.15 Identification and remediation of “at-risk species”WLDFRVegetation ContactBranch (OverHanging) | WLDFR | HFTD - Distribution - Tier 3 - 4QU CoRE ¦ 5QU LoRE | Non-Red Flag Warning - Large Fires | Vegetation Contact | Branch (OverHanging) | 2036 | 5.2184e-07 | 117.3278 | 6.1227e-05 | 2036 | Mitigation | 0.9 | 30 | 0 | esc | 0.059703 | 3.1156e-08 | 0.063041 | 3.2897e-08 | 0.066806 | 3.4862e-08 | 0.063625 | 3.3202e-08
[120 empty] | 7.3.5.15 Identification and remediation of “at-risk species”WLDFRVegetation ContactBranch (OverHanging) | WLDFR | HFTD - Distribution - Tier 3 - 4QU CoRE ¦ 5QU LoRE | Non-Red Flag Warning - Large Fires | Vegetation Contact | Branch (OverHanging) | 2037 | 5.2184e-07 | 117.3278 | 6.1227e-05 | 2037 | Mitigation | 0.9 | 30 | 0 | esc | 0.059703 | 3.1156e-08 | 0.063041 | 3.2897e-08 | 0.066806 | 3.4862e-08 | 0.063625 | 3.3202e-08
[120 empty] | 7.3.5.15 Identification and remediation of “at-risk species”WLDFRVegetation ContactBranch (OverHanging) | WLDFR | HFTD - Distribution - Tier 3 - 4QU CoRE ¦ 5QU LoRE | Non-Red Flag Warning - Large Fires | Vegetation Contact | Branch (OverHanging) | 2038 | 5.2184e-07 | 117.3278 | 6.1227e-05 | 2038 | Mitigation | 0.9 | 30 | 0 | esc | 0.059703 | 3.1156e-08 | 0.063041 | 3.2897e-08 | 0.066806 | 3.4862e-08 | 0.063625 | 3.3202e-08
[120 empty] | 7.3.5.15 Identification and remediation of “at-risk species”WLDFRVegetation ContactBranch (OverHanging) | WLDFR | HFTD - Distribution - Tier 3 - 4QU CoRE ¦ 5QU LoRE | Non-Red Flag Warning - Large Fires | Vegetation Contact | Branch (OverHanging) | 2039 | 5.2184e-07 | 117.3278 | 6.1227e-05 | 2039 | Mitigation | 0.9 | 30 | 0 | esc | 0.059703 | 3.1156e-08 | 0.063041 | 3.2897e-08 | 0.066806 | 3.4862e-08 | 0.063625 | 3.3202e-08
[120 empty] | 7.3.5.15 Identification and remediation of “at-risk species”WLDFRVegetation ContactBranch (OverHanging) | WLDFR | HFTD - Distribution - Tier 3 - 4QU CoRE ¦ 5QU LoRE | Non-Red Flag Warning - Large Fires | Vegetation Contact | Branch (OverHanging) | 2040 | 5.2184e-07 | 117.3278 | 6.1227e-05 | 2040 | Mitigation | 0.9 | 30 | 0 | esc | 0.059703 | 3.1156e-08 | 0.063041 | 3.2897e-08 | 0.066806 | 3.4862e-08 | 0.063625 | 3.3202e-08
[120 empty] | 7.3.5.15 Identification and remediation of “at-risk species”WLDFRVegetation ContactBranch (OverHanging) | WLDFR | HFTD - Distribution - Tier 3 - 4QU CoRE ¦ 5QU LoRE | Non-Red Flag Warning - Large Fires | Vegetation Contact | Branch (OverHanging) | 2041 | 5.2184e-07 | 117.3278 | 6.1227e-05 | 2041 | Mitigation | 0.9 | 30 | 0 | esc | 0.059703 | 3.1156e-08 | 0.063041 | 3.2897e-08 | 0.066806 | 3.4862e-08 | 0.063625 | 3.3202e-08
[120 empty] | 7.3.5.15 Identification and remediation of “at-risk species”WLDFRVegetation ContactBranch (OverHanging) | WLDFR | HFTD - Distribution - Tier 3 - 4QU CoRE ¦ 5QU LoRE | Non-Red Flag Warning - Large Fires | Vegetation Contact | Branch (OverHanging) | 2042 | 5.2184e-07 | 117.3278 | 6.1227e-05 | 2042 | Mitigation | 0.9 | 30 | 0 | esc | 0.059703 | 3.1156e-08 | 0.063041 | 3.2897e-08 | 0.066806 | 3.4862e-08 | 0.063625 | 3.3202e-08
[120 empty] | 7.3.5.15 Identification and remediation of “at-risk species”WLDFRVegetation ContactBranch (OverHanging) | WLDFR | HFTD - Distribution - Tier 3 - 4QU CoRE ¦ 5QU LoRE | Non-Red Flag Warning - Large Fires | Vegetation Contact | Branch (OverHanging) | 2043 | 5.2184e-07 | 117.3278 | 6.1227e-05 | 2043 | Mitigation | 0.9 | 30 | 0 | esc | 0.059703 | 3.1156e-08 | 0.063041 | 3.2897e-08 | 0.066806 | 3.4862e-08 | 0.063625 | 3.3202e-08
[120 empty] | 7.3.5.15 Identification and remediation of “at-risk species”WLDFRVegetation ContactBranch (OverHanging) | WLDFR | HFTD - Distribution - Tier 3 - 4QU CoRE ¦ 5QU LoRE | Non-Red Flag Warning - Large Fires | Vegetation Contact | Branch (OverHanging) | 2044 | 5.2184e-07 | 117.3278 | 6.1227e-05 | 2044 | Mitigation | 0.9 | 30 | 0 | esc | 0.059703 | 3.1156e-08 | 0.063041 | 3.2897e-08 | 0.066806 | 3.4862e-08 | 0.063625 | 3.3202e-08
[120 empty] | 7.3.5.15 Identification and remediation of “at-risk species”WLDFRVegetation ContactBranch (OverHanging) | WLDFR | HFTD - Distribution - Tier 3 - 4QU CoRE ¦ 5QU LoRE | Non-Red Flag Warning - Large Fires | Vegetation Contact | Branch (OverHanging) | 2045 | 5.2184e-07 | 117.3278 | 6.1227e-05 | 2045 | Mitigation | 0.9 | 30 | 0 | esc | 0.059703 | 3.1156e-08 | 0.063041 | 3.2897e-08 | 0.066806 | 3.4862e-08 | 0.063625 | 3.3202e-08
[120 empty] | 7.3.5.15 Identification and remediation of “at-risk species”WLDFRVegetation ContactBranch (OverHanging) | WLDFR | HFTD - Distribution - Tier 3 - 4QU CoRE ¦ 5QU LoRE | Non-Red Flag Warning - Large Fires | Vegetation Contact | Branch (OverHanging) | 2046 | 5.2184e-07 | 117.3278 | 6.1227e-05 | 2046 | Mitigation | 0.9 | 30 | 0 | esc | 0.059703 | 3.1156e-08 | 0.063041 | 3.2897e-08 | 0.066806 | 3.4862e-08 | 0.063625 | 3.3202e-08
[120 empty] | 7.3.5.15 Identification and remediation of “at-risk species”WLDFRVegetation ContactBranch (OverHanging) | WLDFR | HFTD - Distribution - Tier 3 - 4QU CoRE ¦ 5QU LoRE | Non-Red Flag Warning - Large Fires | Vegetation Contact | Branch (OverHanging) | 2047 | 5.2184e-07 | 117.3278 | 6.1227e-05 | 2047 | Mitigation | 0.9 | 30 | 0 | esc | 0.059703 | 3.1156e-08 | 0.063041 | 3.2897e-08 | 0.066806 | 3.4862e-08 | 0.063625 | 3.3202e-08
[120 empty] | 7.3.5.15 Identification and remediation of “at-risk species”WLDFRVegetation ContactBranch (OverHanging) | WLDFR | HFTD - Distribution - Tier 3 - 4QU CoRE ¦ 5QU LoRE | Non-Red Flag Warning - Large Fires | Vegetation Contact | Branch (OverHanging) | 2048 | 5.2184e-07 | 117.3278 | 6.1227e-05 | 2048 | Mitigation | 0.9 | 30 | 0 | esc | 0.059703 | 3.1156e-08 | 0.063041 | 3.2897e-08 | 0.066806 | 3.4862e-08 | 0.063625 | 3.3202e-08
[120 empty] | 7.3.5.15 Identification and remediation of “at-risk species”WLDFRVegetation ContactBranch (OverHanging) | WLDFR | HFTD - Distribution - Tier 3 - 4QU CoRE ¦ 5QU LoRE | Non-Red Flag Warning - Large Fires | Vegetation Contact | Branch (OverHanging) | 2049 | 5.2184e-07 | 117.3278 | 6.1227e-05 | 2049 | Mitigation | 0.9 | 30 | 0 | esc | 0.059703 | 3.1156e-08 | 0.063041 | 3.2897e-08 | 0.066806 | 3.4862e-08 | 0.063625 | 3.3202e-08
[120 empty] | 7.3.5.15 Identification and remediation of “at-risk species”WLDFRVegetation ContactBranch (OverHanging) | WLDFR | HFTD - Distribution - Tier 3 - 4QU CoRE ¦ 5QU LoRE | Non-Red Flag Warning - Large Fires | Vegetation Contact | Branch (OverHanging) | 2050 | 5.2184e-07 | 117.3278 | 6.1227e-05 | 2050 | Mitigation | 0.9 | 30 | 0 | esc | 0 | 0 | 0.063041 | 3.2897e-08 | 0.066806 | 3.4862e-08 | 0.063625 | 3.3202e-08
[120 empty] | 7.3.5.15 Identification and remediation of “at-risk species”WLDFRVegetation ContactBranch (OverHanging) | WLDFR | HFTD - Distribution - Tier 3 - 4QU CoRE ¦ 5QU LoRE | Non-Red Flag Warning - Large Fires | Vegetation Contact | Branch (OverHanging) | 2051 | 5.2184e-07 | 117.3278 | 6.1227e-05 | 2051 | Mitigation | 0.9 | 30 | 0 | esc | 0 | 0 | 0 | 0 | 0.066806 | 3.4862e-08 | 0.063625 | 3.3202e-08
[120 empty] | 7.3.5.15 Identification and remediation of “at-risk species”WLDFRVegetation ContactBranch (OverHanging) | WLDFR | HFTD - Distribution - Tier 3 - 4QU CoRE ¦ 5QU LoRE | Non-Red Flag Warning - Large Fires | Vegetation Contact | Branch (OverHanging) | 2052 | 5.2184e-07 | 117.3278 | 6.1227e-05 | 2052 | Mitigation | 0.9 | 30 | 0 | esc | 0 | 0 | 0 | 0 | 0 | 0 | 0.063625 | 3.3202e-08
[120 empty] | 7.3.5.15 Identification and remediation of “at-risk species”WLDFRVegetation ContactFell into (Moderate-Severe defect) | WLDFR | HFTD - Distribution - Tier 3 - 4QU CoRE ¦ 5QU LoRE | Non-Red Flag Warning - Large Fires | Vegetation Contact | Fell into (Moderate-Severe defect) | 2022 | 2.3553e-07 | 117.3278 | 2.7635e-05 | 2022 | Mitigation | 0.95 | 1 | 0 | esc | 0 | 0 | 0 | 0 | 0.070518 | 1.6609e-08 | 0 | 0
[120 empty] | 7.3.5.15 Identification and remediation of “at-risk species”WLDFRVegetation ContactFell into (Moderate-Severe defect) | WLDFR | HFTD - Distribution - Tier 3 - 4QU CoRE ¦ 5QU LoRE | Non-Red Flag Warning - Large Fires | Vegetation Contact | Fell into (Moderate-Severe defect) | 2023 | 2.3553e-07 | 117.3278 | 2.7635e-05 | 2023 | Mitigation | 0.95 | 1 | 0 | esc | 0 | 0 | 0 | 0 | 0 | 0 | 0.06716 | 1.5818e-08
[120 empty] | 7.3.5.15 Identification and remediation of “at-risk species”WLDFRVegetation ContactFell into (slight defect) | WLDFR | HFTD - Distribution - Tier 3 - 4QU CoRE ¦ 5QU LoRE | Non-Red Flag Warning - Large Fires | Vegetation Contact | Fell into (slight defect) | 2022 | 3.0496e-07 | 117.3278 | 3.578e-05 | 2022 | Mitigation | 0.5 | 1 | 0 | esc | 0 | 0 | 0 | 0 | 0.037115 | 1.1318e-08 | 0 | 0
[120 empty] | 7.3.5.15 Identification and remediation of “at-risk species”WLDFRVegetation ContactFell into (slight defect) | WLDFR | HFTD - Distribution - Tier 3 - 4QU CoRE ¦ 5QU LoRE | Non-Red Flag Warning - Large Fires | Vegetation Contact | Fell into (slight defect) | 2023 | 3.0496e-07 | 117.3278 | 3.578e-05 | 2023 | Mitigation | 0.5 | 1 | 0 | esc | 0 | 0 | 0 | 0 | 0 | 0 | 0.035347 | 1.0779e-08
[120 empty] | 7.3.5.15 Identification and remediation of “at-risk species”WLDFRVegetation ContactGrow Into | WLDFR | HFTD - Distribution - Tier 3 - 4QU CoRE ¦ 5QU LoRE | Non-Red Flag Warning - Large Fires | Vegetation Contact | Grow Into | 2022 | 2.5783e-08 | 117.3278 | 3.0251e-06 | 2022 | Mitigation | 0.5 | 1 | 0 | esc | 0 | 0 | 0 | 0 | 0.037115 | 9.5694e-10 | 0 | 0
[120 empty] | 7.3.5.15 Identification and remediation of “at-risk species”WLDFRVegetation ContactGrow Into | WLDFR | HFTD - Distribution - Tier 3 - 4QU CoRE ¦ 5QU LoRE | Non-Red Flag Warning - Large Fires | Vegetation Contact | Grow Into | 2023 | 2.5783e-08 | 117.3278 | 3.0251e-06 | 2023 | Mitigation | 0.5 | 1 | 0 | esc | 0 | 0 | 0 | 0 | 0 | 0 | 0.035347 | 9.1137e-10
[120 empty] | 7.3.5.15 Identification and remediation of “at-risk species”WLDFRVegetation ContactBranch (Not overhanging, 4-12ft) | WLDFR | HFTD - Distribution - Tier 3 - 4QU CoRE ¦ 5QU LoRE | Non-Red Flag Warning - Small Fires | Vegetation Contact | Branch (Not overhanging, 4-12ft) | 2022 | 8.2497e-06 | 117.3278 | 0.00096791 | 2022 | Mitigation | 0.5 | 30 | 0 | esc | 0.033168 | 2.7363e-07 | 0.035023 | 2.8893e-07 | 0.037115 | 3.0618e-07 | 0 | 0
[120 empty] | 7.3.5.15 Identification and remediation of “at-risk species”WLDFRVegetation ContactBranch (Not overhanging, 4-12ft) | WLDFR | HFTD - Distribution - Tier 3 - 4QU CoRE ¦ 5QU LoRE | Non-Red Flag Warning - Small Fires | Vegetation Contact | Branch (Not overhanging, 4-12ft) | 2023 | 8.2497e-06 | 117.3278 | 0.00096791 | 2023 | Mitigation | 0.5 | 30 | 0 | esc | 0.033168 | 2.7363e-07 | 0.035023 | 2.8893e-07 | 0.037115 | 3.0618e-07 | 0.035347 | 2.916e-07
[120 empty] | 7.3.5.15 Identification and remediation of “at-risk species”WLDFRVegetation ContactBranch (Not overhanging, 4-12ft) | WLDFR | HFTD - Distribution - Tier 3 - 4QU CoRE ¦ 5QU LoRE | Non-Red Flag Warning - Small Fires | Vegetation Contact | Branch (Not overhanging, 4-12ft) | 2024 | 8.2497e-06 | 117.3278 | 0.00096791 | 2024 | Mitigation | 0.5 | 30 | 0 | esc | 0.033168 | 2.7363e-07 | 0.035023 | 2.8893e-07 | 0.037115 | 3.0618e-07 | 0.035347 | 2.916e-07
[120 empty] | 7.3.5.15 Identification and remediation of “at-risk species”WLDFRVegetation ContactBranch (Not overhanging, 4-12ft) | WLDFR | HFTD - Distribution - Tier 3 - 4QU CoRE ¦ 5QU LoRE | Non-Red Flag Warning - Small Fires | Vegetation Contact | Branch (Not overhanging, 4-12ft) | 2025 | 8.2497e-06 | 117.3278 | 0.00096791 | 2025 | Mitigation | 0.5 | 30 | 0 | esc | 0.033168 | 2.7363e-07 | 0.035023 | 2.8893e-07 | 0.037115 | 3.0618e-07 | 0.035347 | 2.916e-07
[120 empty] | 7.3.5.15 Identification and remediation of “at-risk species”WLDFRVegetation ContactBranch (Not overhanging, 4-12ft) | WLDFR | HFTD - Distribution - Tier 3 - 4QU CoRE ¦ 5QU LoRE | Non-Red Flag Warning - Small Fires | Vegetation Contact | Branch (Not overhanging, 4-12ft) | 2026 | 8.2497e-06 | 117.3278 | 0.00096791 | 2026 | Mitigation | 0.5 | 30 | 0 | esc | 0.033168 | 2.7363e-07 | 0.035023 | 2.8893e-07 | 0.037115 | 3.0618e-07 | 0.035347 | 2.916e-07
[120 empty] | 7.3.5.15 Identification and remediation of “at-risk species”WLDFRVegetation ContactBranch (Not overhanging, 4-12ft) | WLDFR | HFTD - Distribution - Tier 3 - 4QU CoRE ¦ 5QU LoRE | Non-Red Flag Warning - Small Fires | Vegetation Contact | Branch (Not overhanging, 4-12ft) | 2027 | 8.2497e-06 | 117.3278 | 0.00096791 | 2027 | Mitigation | 0.5 | 30 | 0 | esc | 0.033168 | 2.7363e-07 | 0.035023 | 2.8893e-07 | 0.037115 | 3.0618e-07 | 0.035347 | 2.916e-07
[120 empty] | 7.3.5.15 Identification and remediation of “at-risk species”WLDFRVegetation ContactBranch (Not overhanging, 4-12ft) | WLDFR | HFTD - Distribution - Tier 3 - 4QU CoRE ¦ 5QU LoRE | Non-Red Flag Warning - Small Fires | Vegetation Contact | Branch (Not overhanging, 4-12ft) | 2028 | 8.2497e-06 | 117.3278 | 0.00096791 | 2028 | Mitigation | 0.5 | 30 | 0 | esc | 0.033168 | 2.7363e-07 | 0.035023 | 2.8893e-07 | 0.037115 | 3.0618e-07 | 0.035347 | 2.916e-07
[120 empty] | 7.3.5.15 Identification and remediation of “at-risk species”WLDFRVegetation ContactBranch (Not overhanging, 4-12ft) | WLDFR | HFTD - Distribution - Tier 3 - 4QU CoRE ¦ 5QU LoRE | Non-Red Flag Warning - Small Fires | Vegetation Contact | Branch (Not overhanging, 4-12ft) | 2029 | 8.2497e-06 | 117.3278 | 0.00096791 | 2029 | Mitigation | 0.5 | 30 | 0 | esc | 0.033168 | 2.7363e-07 | 0.035023 | 2.8893e-07 | 0.037115 | 3.0618e-07 | 0.035347 | 2.916e-07
[120 empty] | 7.3.5.15 Identification and remediation of “at-risk species”WLDFRVegetation ContactBranch (Not overhanging, 4-12ft) | WLDFR | HFTD - Distribution - Tier 3 - 4QU CoRE ¦ 5QU LoRE | Non-Red Flag Warning - Small Fires | Vegetation Contact | Branch (Not overhanging, 4-12ft) | 2030 | 8.2497e-06 | 117.3278 | 0.00096791 | 2030 | Mitigation | 0.5 | 30 | 0 | esc | 0.033168 | 2.7363e-07 | 0.035023 | 2.8893e-07 | 0.037115 | 3.0618e-07 | 0.035347 | 2.916e-07
[120 empty] | 7.3.5.15 Identification and remediation of “at-risk species”WLDFRVegetation ContactBranch (Not overhanging, 4-12ft) | WLDFR | HFTD - Distribution - Tier 3 - 4QU CoRE ¦ 5QU LoRE | Non-Red Flag Warning - Small Fires | Vegetation Contact | Branch (Not overhanging, 4-12ft) | 2031 | 8.2497e-06 | 117.3278 | 0.00096791 | 2031 | Mitigation | 0.5 | 30 | 0 | esc | 0.033168 | 2.7363e-07 | 0.035023 | 2.8893e-07 | 0.037115 | 3.0618e-07 | 0.035347 | 2.916e-07
[120 empty] | 7.3.5.15 Identification and remediation of “at-risk species”WLDFRVegetation ContactBranch (Not overhanging, 4-12ft) | WLDFR | HFTD - Distribution - Tier 3 - 4QU CoRE ¦ 5QU LoRE | Non-Red Flag Warning - Small Fires | Vegetation Contact | Branch (Not overhanging, 4-12ft) | 2032 | 8.2497e-06 | 117.3278 | 0.00096791 | 2032 | Mitigation | 0.5 | 30 | 0 | esc | 0.033168 | 2.7363e-07 | 0.035023 | 2.8893e-07 | 0.037115 | 3.0618e-07 | 0.035347 | 2.916e-07
[120 empty] | 7.3.5.15 Identification and remediation of “at-risk species”WLDFRVegetation ContactBranch (Not overhanging, 4-12ft) | WLDFR | HFTD - Distribution - Tier 3 - 4QU CoRE ¦ 5QU LoRE | Non-Red Flag Warning - Small Fires | Vegetation Contact | Branch (Not overhanging, 4-12ft) | 2033 | 8.2497e-06 | 117.3278 | 0.00096791 | 2033 | Mitigation | 0.5 | 30 | 0 | esc | 0.033168 | 2.7363e-07 | 0.035023 | 2.8893e-07 | 0.037115 | 3.0618e-07 | 0.035347 | 2.916e-07
[120 empty] | 7.3.5.15 Identification and remediation of “at-risk species”WLDFRVegetation ContactBranch (Not overhanging, 4-12ft) | WLDFR | HFTD - Distribution - Tier 3 - 4QU CoRE ¦ 5QU LoRE | Non-Red Flag Warning - Small Fires | Vegetation Contact | Branch (Not overhanging, 4-12ft) | 2034 | 8.2497e-06 | 117.3278 | 0.00096791 | 2034 | Mitigation | 0.5 | 30 | 0 | esc | 0.033168 | 2.7363e-07 | 0.035023 | 2.8893e-07 | 0.037115 | 3.0618e-07 | 0.035347 | 2.916e-07
[120 empty] | 7.3.5.15 Identification and remediation of “at-risk species”WLDFRVegetation ContactBranch (Not overhanging, 4-12ft) | WLDFR | HFTD - Distribution - Tier 3 - 4QU CoRE ¦ 5QU LoRE | Non-Red Flag Warning - Small Fires | Vegetation Contact | Branch (Not overhanging, 4-12ft) | 2035 | 8.2497e-06 | 117.3278 | 0.00096791 | 2035 | Mitigation | 0.5 | 30 | 0 | esc | 0.033168 | 2.7363e-07 | 0.035023 | 2.8893e-07 | 0.037115 | 3.0618e-07 | 0.035347 | 2.916e-07
[120 empty] | 7.3.5.15 Identification and remediation of “at-risk species”WLDFRVegetation ContactBranch (Not overhanging, 4-12ft) | WLDFR | HFTD - Distribution - Tier 3 - 4QU CoRE ¦ 5QU LoRE | Non-Red Flag Warning - Small Fires | Vegetation Contact | Branch (Not overhanging, 4-12ft) | 2036 | 8.2497e-06 | 117.3278 | 0.00096791 | 2036 | Mitigation | 0.5 | 30 | 0 | esc | 0.033168 | 2.7363e-07 | 0.035023 | 2.8893e-07 | 0.037115 | 3.0618e-07 | 0.035347 | 2.916e-07
[120 empty] | 7.3.5.15 Identification and remediation of “at-risk species”WLDFRVegetation ContactBranch (Not overhanging, 4-12ft) | WLDFR | HFTD - Distribution - Tier 3 - 4QU CoRE ¦ 5QU LoRE | Non-Red Flag Warning - Small Fires | Vegetation Contact | Branch (Not overhanging, 4-12ft) | 2037 | 8.2497e-06 | 117.3278 | 0.00096791 | 2037 | Mitigation | 0.5 | 30 | 0 | esc | 0.033168 | 2.7363e-07 | 0.035023 | 2.8893e-07 | 0.037115 | 3.0618e-07 | 0.035347 | 2.916e-07
[120 empty] | 7.3.5.15 Identification and remediation of “at-risk species”WLDFRVegetation ContactBranch (Not overhanging, 4-12ft) | WLDFR | HFTD - Distribution - Tier 3 - 4QU CoRE ¦ 5QU LoRE | Non-Red Flag Warning - Small Fires | Vegetation Contact | Branch (Not overhanging, 4-12ft) | 2038 | 8.2497e-06 | 117.3278 | 0.00096791 | 2038 | Mitigation | 0.5 | 30 | 0 | esc | 0.033168 | 2.7363e-07 | 0.035023 | 2.8893e-07 | 0.037115 | 3.0618e-07 | 0.035347 | 2.916e-07
[120 empty] | 7.3.5.15 Identification and remediation of “at-risk species”WLDFRVegetation ContactBranch (Not overhanging, 4-12ft) | WLDFR | HFTD - Distribution - Tier 3 - 4QU CoRE ¦ 5QU LoRE | Non-Red Flag Warning - Small Fires | Vegetation Contact | Branch (Not overhanging, 4-12ft) | 2039 | 8.2497e-06 | 117.3278 | 0.00096791 | 2039 | Mitigation | 0.5 | 30 | 0 | esc | 0.033168 | 2.7363e-07 | 0.035023 | 2.8893e-07 | 0.037115 | 3.0618e-07 | 0.035347 | 2.916e-07
[120 empty] | 7.3.5.15 Identification and remediation of “at-risk species”WLDFRVegetation ContactBranch (Not overhanging, 4-12ft) | WLDFR | HFTD - Distribution - Tier 3 - 4QU CoRE ¦ 5QU LoRE | Non-Red Flag Warning - Small Fires | Vegetation Contact | Branch (Not overhanging, 4-12ft) | 2040 | 8.2497e-06 | 117.3278 | 0.00096791 | 2040 | Mitigation | 0.5 | 30 | 0 | esc | 0.033168 | 2.7363e-07 | 0.035023 | 2.8893e-07 | 0.037115 | 3.0618e-07 | 0.035347 | 2.916e-07
[120 empty] | 7.3.5.15 Identification and remediation of “at-risk species”WLDFRVegetation ContactBranch (Not overhanging, 4-12ft) | WLDFR | HFTD - Distribution - Tier 3 - 4QU CoRE ¦ 5QU LoRE | Non-Red Flag Warning - Small Fires | Vegetation Contact | Branch (Not overhanging, 4-12ft) | 2041 | 8.2497e-06 | 117.3278 | 0.00096791 | 2041 | Mitigation | 0.5 | 30 | 0 | esc | 0.033168 | 2.7363e-07 | 0.035023 | 2.8893e-07 | 0.037115 | 3.0618e-07 | 0.035347 | 2.916e-07
[120 empty] | 7.3.5.15 Identification and remediation of “at-risk species”WLDFRVegetation ContactBranch (Not overhanging, 4-12ft) | WLDFR | HFTD - Distribution - Tier 3 - 4QU CoRE ¦ 5QU LoRE | Non-Red Flag Warning - Small Fires | Vegetation Contact | Branch (Not overhanging, 4-12ft) | 2042 | 8.2497e-06 | 117.3278 | 0.00096791 | 2042 | Mitigation | 0.5 | 30 | 0 | esc | 0.033168 | 2.7363e-07 | 0.035023 | 2.8893e-07 | 0.037115 | 3.0618e-07 | 0.035347 | 2.916e-07
[120 empty] | 7.3.5.15 Identification and remediation of “at-risk species”WLDFRVegetation ContactBranch (Not overhanging, 4-12ft) | WLDFR | HFTD - Distribution - Tier 3 - 4QU CoRE ¦ 5QU LoRE | Non-Red Flag Warning - Small Fires | Vegetation Contact | Branch (Not overhanging, 4-12ft) | 2043 | 8.2497e-06 | 117.3278 | 0.00096791 | 2043 | Mitigation | 0.5 | 30 | 0 | esc | 0.033168 | 2.7363e-07 | 0.035023 | 2.8893e-07 | 0.037115 | 3.0618e-07 | 0.035347 | 2.916e-07
[120 empty] | 7.3.5.15 Identification and remediation of “at-risk species”WLDFRVegetation ContactBranch (Not overhanging, 4-12ft) | WLDFR | HFTD - Distribution - Tier 3 - 4QU CoRE ¦ 5QU LoRE | Non-Red Flag Warning - Small Fires | Vegetation Contact | Branch (Not overhanging, 4-12ft) | 2044 | 8.2497e-06 | 117.3278 | 0.00096791 | 2044 | Mitigation | 0.5 | 30 | 0 | esc | 0.033168 | 2.7363e-07 | 0.035023 | 2.8893e-07 | 0.037115 | 3.0618e-07 | 0.035347 | 2.916e-07
[120 empty] | 7.3.5.15 Identification and remediation of “at-risk species”WLDFRVegetation ContactBranch (Not overhanging, 4-12ft) | WLDFR | HFTD - Distribution - Tier 3 - 4QU CoRE ¦ 5QU LoRE | Non-Red Flag Warning - Small Fires | Vegetation Contact | Branch (Not overhanging, 4-12ft) | 2045 | 8.2497e-06 | 117.3278 | 0.00096791 | 2045 | Mitigation | 0.5 | 30 | 0 | esc | 0.033168 | 2.7363e-07 | 0.035023 | 2.8893e-07 | 0.037115 | 3.0618e-07 | 0.035347 | 2.916e-07
[120 empty] | 7.3.5.15 Identification and remediation of “at-risk species”WLDFRVegetation ContactBranch (Not overhanging, 4-12ft) | WLDFR | HFTD - Distribution - Tier 3 - 4QU CoRE ¦ 5QU LoRE | Non-Red Flag Warning - Small Fires | Vegetation Contact | Branch (Not overhanging, 4-12ft) | 2046 | 8.2497e-06 | 117.3278 | 0.00096791 | 2046 | Mitigation | 0.5 | 30 | 0 | esc | 0.033168 | 2.7363e-07 | 0.035023 | 2.8893e-07 | 0.037115 | 3.0618e-07 | 0.035347 | 2.916e-07
[120 empty] | 7.3.5.15 Identification and remediation of “at-risk species”WLDFRVegetation ContactBranch (Not overhanging, 4-12ft) | WLDFR | HFTD - Distribution - Tier 3 - 4QU CoRE ¦ 5QU LoRE | Non-Red Flag Warning - Small Fires | Vegetation Contact | Branch (Not overhanging, 4-12ft) | 2047 | 8.2497e-06 | 117.3278 | 0.00096791 | 2047 | Mitigation | 0.5 | 30 | 0 | esc | 0.033168 | 2.7363e-07 | 0.035023 | 2.8893e-07 | 0.037115 | 3.0618e-07 | 0.035347 | 2.916e-07
[120 empty] | 7.3.5.15 Identification and remediation of “at-risk species”WLDFRVegetation ContactBranch (Not overhanging, 4-12ft) | WLDFR | HFTD - Distribution - Tier 3 - 4QU CoRE ¦ 5QU LoRE | Non-Red Flag Warning - Small Fires | Vegetation Contact | Branch (Not overhanging, 4-12ft) | 2048 | 8.2497e-06 | 117.3278 | 0.00096791 | 2048 | Mitigation | 0.5 | 30 | 0 | esc | 0.033168 | 2.7363e-07 | 0.035023 | 2.8893e-07 | 0.037115 | 3.0618e-07 | 0.035347 | 2.916e-07
[120 empty] | 7.3.5.15 Identification and remediation of “at-risk species”WLDFRVegetation ContactBranch (Not overhanging, 4-12ft) | WLDFR | HFTD - Distribution - Tier 3 - 4QU CoRE ¦ 5QU LoRE | Non-Red Flag Warning - Small Fires | Vegetation Contact | Branch (Not overhanging, 4-12ft) | 2049 | 8.2497e-06 | 117.3278 | 0.00096791 | 2049 | Mitigation | 0.5 | 30 | 0 | esc | 0.033168 | 2.7363e-07 | 0.035023 | 2.8893e-07 | 0.037115 | 3.0618e-07 | 0.035347 | 2.916e-07
[120 empty] | 7.3.5.15 Identification and remediation of “at-risk species”WLDFRVegetation ContactBranch (Not overhanging, 4-12ft) | WLDFR | HFTD - Distribution - Tier 3 - 4QU CoRE ¦ 5QU LoRE | Non-Red Flag Warning - Small Fires | Vegetation Contact | Branch (Not overhanging, 4-12ft) | 2050 | 8.2497e-06 | 117.3278 | 0.00096791 | 2050 | Mitigation | 0.5 | 30 | 0 | esc | 0 | 0 | 0.035023 | 2.8893e-07 | 0.037115 | 3.0618e-07 | 0.035347 | 2.916e-07
[120 empty] | 7.3.5.15 Identification and remediation of “at-risk species”WLDFRVegetation ContactBranch (Not overhanging, 4-12ft) | WLDFR | HFTD - Distribution - Tier 3 - 4QU CoRE ¦ 5QU LoRE | Non-Red Flag Warning - Small Fires | Vegetation Contact | Branch (Not overhanging, 4-12ft) | 2051 | 8.2497e-06 | 117.3278 | 0.00096791 | 2051 | Mitigation | 0.5 | 30 | 0 | esc | 0 | 0 | 0 | 0 | 0.037115 | 3.0618e-07 | 0.035347 | 2.916e-07
[120 empty] | 7.3.5.15 Identification and remediation of “at-risk species”WLDFRVegetation ContactBranch (Not overhanging, 4-12ft) | WLDFR | HFTD - Distribution - Tier 3 - 4QU CoRE ¦ 5QU LoRE | Non-Red Flag Warning - Small Fires | Vegetation Contact | Branch (Not overhanging, 4-12ft) | 2052 | 8.2497e-06 | 117.3278 | 0.00096791 | 2052 | Mitigation | 0.5 | 30 | 0 | esc | 0 | 0 | 0 | 0 | 0 | 0 | 0.035347 | 2.916e-07
[120 empty] | 7.3.5.15 Identification and remediation of “at-risk species”WLDFRVegetation ContactBranch (Not overhanging, within 4ft) | WLDFR | HFTD - Distribution - Tier 3 - 4QU CoRE ¦ 5QU LoRE | Non-Red Flag Warning - Small Fires | Vegetation Contact | Branch (Not overhanging, within 4ft) | 2022 | 3.8336e-06 | 117.3278 | 0.00044979 | 2022 | Mitigation | 0.9 | 30 | 0 | esc | 0.059703 | 2.2888e-07 | 0.063041 | 2.4167e-07 | 0.066806 | 2.5611e-07 | 0 | 0
[120 empty] | 7.3.5.15 Identification and remediation of “at-risk species”WLDFRVegetation ContactBranch (Not overhanging, within 4ft) | WLDFR | HFTD - Distribution - Tier 3 - 4QU CoRE ¦ 5QU LoRE | Non-Red Flag Warning - Small Fires | Vegetation Contact | Branch (Not overhanging, within 4ft) | 2023 | 3.8336e-06 | 117.3278 | 0.00044979 | 2023 | Mitigation | 0.9 | 30 | 0 | esc | 0.059703 | 2.2888e-07 | 0.063041 | 2.4167e-07 | 0.066806 | 2.5611e-07 | 0.063625 | 2.4391e-07
[120 empty] | 7.3.5.15 Identification and remediation of “at-risk species”WLDFRVegetation ContactBranch (Not overhanging, within 4ft) | WLDFR | HFTD - Distribution - Tier 3 - 4QU CoRE ¦ 5QU LoRE | Non-Red Flag Warning - Small Fires | Vegetation Contact | Branch (Not overhanging, within 4ft) | 2024 | 3.8336e-06 | 117.3278 | 0.00044979 | 2024 | Mitigation | 0.9 | 30 | 0 | esc | 0.059703 | 2.2888e-07 | 0.063041 | 2.4167e-07 | 0.066806 | 2.5611e-07 | 0.063625 | 2.4391e-07
[120 empty] | 7.3.5.15 Identification and remediation of “at-risk species”WLDFRVegetation ContactBranch (Not overhanging, within 4ft) | WLDFR | HFTD - Distribution - Tier 3 - 4QU CoRE ¦ 5QU LoRE | Non-Red Flag Warning - Small Fires | Vegetation Contact | Branch (Not overhanging, within 4ft) | 2025 | 3.8336e-06 | 117.3278 | 0.00044979 | 2025 | Mitigation | 0.9 | 30 | 0 | esc | 0.059703 | 2.2888e-07 | 0.063041 | 2.4167e-07 | 0.066806 | 2.5611e-07 | 0.063625 | 2.4391e-07
[120 empty] | 7.3.5.15 Identification and remediation of “at-risk species”WLDFRVegetation ContactBranch (Not overhanging, within 4ft) | WLDFR | HFTD - Distribution - Tier 3 - 4QU CoRE ¦ 5QU LoRE | Non-Red Flag Warning - Small Fires | Vegetation Contact | Branch (Not overhanging, within 4ft) | 2026 | 3.8336e-06 | 117.3278 | 0.00044979 | 2026 | Mitigation | 0.9 | 30 | 0 | esc | 0.059703 | 2.2888e-07 | 0.063041 | 2.4167e-07 | 0.066806 | 2.5611e-07 | 0.063625 | 2.4391e-07
[120 empty] | 7.3.5.15 Identification and remediation of “at-risk species”WLDFRVegetation ContactBranch (Not overhanging, within 4ft) | WLDFR | HFTD - Distribution - Tier 3 - 4QU CoRE ¦ 5QU LoRE | Non-Red Flag Warning - Small Fires | Vegetation Contact | Branch (Not overhanging, within 4ft) | 2027 | 3.8336e-06 | 117.3278 | 0.00044979 | 2027 | Mitigation | 0.9 | 30 | 0 | esc | 0.059703 | 2.2888e-07 | 0.063041 | 2.4167e-07 | 0.066806 | 2.5611e-07 | 0.063625 | 2.4391e-07
[120 empty] | 7.3.5.15 Identification and remediation of “at-risk species”WLDFRVegetation ContactBranch (Not overhanging, within 4ft) | WLDFR | HFTD - Distribution - Tier 3 - 4QU CoRE ¦ 5QU LoRE | Non-Red Flag Warning - Small Fires | Vegetation Contact | Branch (Not overhanging, within 4ft) | 2028 | 3.8336e-06 | 117.3278 | 0.00044979 | 2028 | Mitigation | 0.9 | 30 | 0 | esc | 0.059703 | 2.2888e-07 | 0.063041 | 2.4167e-07 | 0.066806 | 2.5611e-07 | 0.063625 | 2.4391e-07
[120 empty] | 7.3.5.15 Identification and remediation of “at-risk species”WLDFRVegetation ContactBranch (Not overhanging, within 4ft) | WLDFR | HFTD - Distribution - Tier 3 - 4QU CoRE ¦ 5QU LoRE | Non-Red Flag Warning - Small Fires | Vegetation Contact | Branch (Not overhanging, within 4ft) | 2029 | 3.8336e-06 | 117.3278 | 0.00044979 | 2029 | Mitigation | 0.9 | 30 | 0 | esc | 0.059703 | 2.2888e-07 | 0.063041 | 2.4167e-07 | 0.066806 | 2.5611e-07 | 0.063625 | 2.4391e-07
[120 empty] | 7.3.5.15 Identification and remediation of “at-risk species”WLDFRVegetation ContactBranch (Not overhanging, within 4ft) | WLDFR | HFTD - Distribution - Tier 3 - 4QU CoRE ¦ 5QU LoRE | Non-Red Flag Warning - Small Fires | Vegetation Contact | Branch (Not overhanging, within 4ft) | 2030 | 3.8336e-06 | 117.3278 | 0.00044979 | 2030 | Mitigation | 0.9 | 30 | 0 | esc | 0.059703 | 2.2888e-07 | 0.063041 | 2.4167e-07 | 0.066806 | 2.5611e-07 | 0.063625 | 2.4391e-07
[120 empty] | 7.3.5.15 Identification and remediation of “at-risk species”WLDFRVegetation ContactBranch (Not overhanging, within 4ft) | WLDFR | HFTD - Distribution - Tier 3 - 4QU CoRE ¦ 5QU LoRE | Non-Red Flag Warning - Small Fires | Vegetation Contact | Branch (Not overhanging, within 4ft) | 2031 | 3.8336e-06 | 117.3278 | 0.00044979 | 2031 | Mitigation | 0.9 | 30 | 0 | esc | 0.059703 | 2.2888e-07 | 0.063041 | 2.4167e-07 | 0.066806 | 2.5611e-07 | 0.063625 | 2.4391e-07
[120 empty] | 7.3.5.15 Identification and remediation of “at-risk species”WLDFRVegetation ContactBranch (Not overhanging, within 4ft) | WLDFR | HFTD - Distribution - Tier 3 - 4QU CoRE ¦ 5QU LoRE | Non-Red Flag Warning - Small Fires | Vegetation Contact | Branch (Not overhanging, within 4ft) | 2032 | 3.8336e-06 | 117.3278 | 0.00044979 | 2032 | Mitigation | 0.9 | 30 | 0 | esc | 0.059703 | 2.2888e-07 | 0.063041 | 2.4167e-07 | 0.066806 | 2.5611e-07 | 0.063625 | 2.4391e-07
[120 empty] | 7.3.5.15 Identification and remediation of “at-risk species”WLDFRVegetation ContactBranch (Not overhanging, within 4ft) | WLDFR | HFTD - Distribution - Tier 3 - 4QU CoRE ¦ 5QU LoRE | Non-Red Flag Warning - Small Fires | Vegetation Contact | Branch (Not overhanging, within 4ft) | 2033 | 3.8336e-06 | 117.3278 | 0.00044979 | 2033 | Mitigation | 0.9 | 30 | 0 | esc | 0.059703 | 2.2888e-07 | 0.063041 | 2.4167e-07 | 0.066806 | 2.5611e-07 | 0.063625 | 2.4391e-07
[120 empty] | 7.3.5.15 Identification and remediation of “at-risk species”WLDFRVegetation ContactBranch (Not overhanging, within 4ft) | WLDFR | HFTD - Distribution - Tier 3 - 4QU CoRE ¦ 5QU LoRE | Non-Red Flag Warning - Small Fires | Vegetation Contact | Branch (Not overhanging, within 4ft) | 2034 | 3.8336e-06 | 117.3278 | 0.00044979 | 2034 | Mitigation | 0.9 | 30 | 0 | esc | 0.059703 | 2.2888e-07 | 0.063041 | 2.4167e-07 | 0.066806 | 2.5611e-07 | 0.063625 | 2.4391e-07
[120 empty] | 7.3.5.15 Identification and remediation of “at-risk species”WLDFRVegetation ContactBranch (Not overhanging, within 4ft) | WLDFR | HFTD - Distribution - Tier 3 - 4QU CoRE ¦ 5QU LoRE | Non-Red Flag Warning - Small Fires | Vegetation Contact | Branch (Not overhanging, within 4ft) | 2035 | 3.8336e-06 | 117.3278 | 0.00044979 | 2035 | Mitigation | 0.9 | 30 | 0 | esc | 0.059703 | 2.2888e-07 | 0.063041 | 2.4167e-07 | 0.066806 | 2.5611e-07 | 0.063625 | 2.4391e-07
[120 empty] | 7.3.5.15 Identification and remediation of “at-risk species”WLDFRVegetation ContactBranch (Not overhanging, within 4ft) | WLDFR | HFTD - Distribution - Tier 3 - 4QU CoRE ¦ 5QU LoRE | Non-Red Flag Warning - Small Fires | Vegetation Contact | Branch (Not overhanging, within 4ft) | 2036 | 3.8336e-06 | 117.3278 | 0.00044979 | 2036 | Mitigation | 0.9 | 30 | 0 | esc | 0.059703 | 2.2888e-07 | 0.063041 | 2.4167e-07 | 0.066806 | 2.5611e-07 | 0.063625 | 2.4391e-07
[120 empty] | 7.3.5.15 Identification and remediation of “at-risk species”WLDFRVegetation ContactBranch (Not overhanging, within 4ft) | WLDFR | HFTD - Distribution - Tier 3 - 4QU CoRE ¦ 5QU LoRE | Non-Red Flag Warning - Small Fires | Vegetation Contact | Branch (Not overhanging, within 4ft) | 2037 | 3.8336e-06 | 117.3278 | 0.00044979 | 2037 | Mitigation | 0.9 | 30 | 0 | esc | 0.059703 | 2.2888e-07 | 0.063041 | 2.4167e-07 | 0.066806 | 2.5611e-07 | 0.063625 | 2.4391e-07
[120 empty] | 7.3.5.15 Identification and remediation of “at-risk species”WLDFRVegetation ContactBranch (Not overhanging, within 4ft) | WLDFR | HFTD - Distribution - Tier 3 - 4QU CoRE ¦ 5QU LoRE | Non-Red Flag Warning - Small Fires | Vegetation Contact | Branch (Not overhanging, within 4ft) | 2038 | 3.8336e-06 | 117.3278 | 0.00044979 | 2038 | Mitigation | 0.9 | 30 | 0 | esc | 0.059703 | 2.2888e-07 | 0.063041 | 2.4167e-07 | 0.066806 | 2.5611e-07 | 0.063625 | 2.4391e-07
[120 empty] | 7.3.5.15 Identification and remediation of “at-risk species”WLDFRVegetation ContactBranch (Not overhanging, within 4ft) | WLDFR | HFTD - Distribution - Tier 3 - 4QU CoRE ¦ 5QU LoRE | Non-Red Flag Warning - Small Fires | Vegetation Contact | Branch (Not overhanging, within 4ft) | 2039 | 3.8336e-06 | 117.3278 | 0.00044979 | 2039 | Mitigation | 0.9 | 30 | 0 | esc | 0.059703 | 2.2888e-07 | 0.063041 | 2.4167e-07 | 0.066806 | 2.5611e-07 | 0.063625 | 2.4391e-07
[120 empty] | 7.3.5.15 Identification and remediation of “at-risk species”WLDFRVegetation ContactBranch (Not overhanging, within 4ft) | WLDFR | HFTD - Distribution - Tier 3 - 4QU CoRE ¦ 5QU LoRE | Non-Red Flag Warning - Small Fires | Vegetation Contact | Branch (Not overhanging, within 4ft) | 2040 | 3.8336e-06 | 117.3278 | 0.00044979 | 2040 | Mitigation | 0.9 | 30 | 0 | esc | 0.059703 | 2.2888e-07 | 0.063041 | 2.4167e-07 | 0.066806 | 2.5611e-07 | 0.063625 | 2.4391e-07
[120 empty] | 7.3.5.15 Identification and remediation of “at-risk species”WLDFRVegetation ContactBranch (Not overhanging, within 4ft) | WLDFR | HFTD - Distribution - Tier 3 - 4QU CoRE ¦ 5QU LoRE | Non-Red Flag Warning - Small Fires | Vegetation Contact | Branch (Not overhanging, within 4ft) | 2041 | 3.8336e-06 | 117.3278 | 0.00044979 | 2041 | Mitigation | 0.9 | 30 | 0 | esc | 0.059703 | 2.2888e-07 | 0.063041 | 2.4167e-07 | 0.066806 | 2.5611e-07 | 0.063625 | 2.4391e-07
[120 empty] | 7.3.5.15 Identification and remediation of “at-risk species”WLDFRVegetation ContactBranch (Not overhanging, within 4ft) | WLDFR | HFTD - Distribution - Tier 3 - 4QU CoRE ¦ 5QU LoRE | Non-Red Flag Warning - Small Fires | Vegetation Contact | Branch (Not overhanging, within 4ft) | 2042 | 3.8336e-06 | 117.3278 | 0.00044979 | 2042 | Mitigation | 0.9 | 30 | 0 | esc | 0.059703 | 2.2888e-07 | 0.063041 | 2.4167e-07 | 0.066806 | 2.5611e-07 | 0.063625 | 2.4391e-07
[120 empty] | 7.3.5.15 Identification and remediation of “at-risk species”WLDFRVegetation ContactBranch (Not overhanging, within 4ft) | WLDFR | HFTD - Distribution - Tier 3 - 4QU CoRE ¦ 5QU LoRE | Non-Red Flag Warning - Small Fires | Vegetation Contact | Branch (Not overhanging, within 4ft) | 2043 | 3.8336e-06 | 117.3278 | 0.00044979 | 2043 | Mitigation | 0.9 | 30 | 0 | esc | 0.059703 | 2.2888e-07 | 0.063041 | 2.4167e-07 | 0.066806 | 2.5611e-07 | 0.063625 | 2.4391e-07
[120 empty] | 7.3.5.15 Identification and remediation of “at-risk species”WLDFRVegetation ContactBranch (Not overhanging, within 4ft) | WLDFR | HFTD - Distribution - Tier 3 - 4QU CoRE ¦ 5QU LoRE | Non-Red Flag Warning - Small Fires | Vegetation Contact | Branch (Not overhanging, within 4ft) | 2044 | 3.8336e-06 | 117.3278 | 0.00044979 | 2044 | Mitigation | 0.9 | 30 | 0 | esc | 0.059703 | 2.2888e-07 | 0.063041 | 2.4167e-07 | 0.066806 | 2.5611e-07 | 0.063625 | 2.4391e-07
[120 empty] | 7.3.5.15 Identification and remediation of “at-risk species”WLDFRVegetation ContactBranch (Not overhanging, within 4ft) | WLDFR | HFTD - Distribution - Tier 3 - 4QU CoRE ¦ 5QU LoRE | Non-Red Flag Warning - Small Fires | Vegetation Contact | Branch (Not overhanging, within 4ft) | 2045 | 3.8336e-06 | 117.3278 | 0.00044979 | 2045 | Mitigation | 0.9 | 30 | 0 | esc | 0.059703 | 2.2888e-07 | 0.063041 | 2.4167e-07 | 0.066806 | 2.5611e-07 | 0.063625 | 2.4391e-07
[120 empty] | 7.3.5.15 Identification and remediation of “at-risk species”WLDFRVegetation ContactBranch (Not overhanging, within 4ft) | WLDFR | HFTD - Distribution - Tier 3 - 4QU CoRE ¦ 5QU LoRE | Non-Red Flag Warning - Small Fires | Vegetation Contact | Branch (Not overhanging, within 4ft) | 2046 | 3.8336e-06 | 117.3278 | 0.00044979 | 2046 | Mitigation | 0.9 | 30 | 0 | esc | 0.059703 | 2.2888e-07 | 0.063041 | 2.4167e-07 | 0.066806 | 2.5611e-07 | 0.063625 | 2.4391e-07
[120 empty] | 7.3.5.15 Identification and remediation of “at-risk species”WLDFRVegetation ContactBranch (Not overhanging, within 4ft) | WLDFR | HFTD - Distribution - Tier 3 - 4QU CoRE ¦ 5QU LoRE | Non-Red Flag Warning - Small Fires | Vegetation Contact | Branch (Not overhanging, within 4ft) | 2047 | 3.8336e-06 | 117.3278 | 0.00044979 | 2047 | Mitigation | 0.9 | 30 | 0 | esc | 0.059703 | 2.2888e-07 | 0.063041 | 2.4167e-07 | 0.066806 | 2.5611e-07 | 0.063625 | 2.4391e-07
[120 empty] | 7.3.5.15 Identification and remediation of “at-risk species”WLDFRVegetation ContactBranch (Not overhanging, within 4ft) | WLDFR | HFTD - Distribution - Tier 3 - 4QU CoRE ¦ 5QU LoRE | Non-Red Flag Warning - Small Fires | Vegetation Contact | Branch (Not overhanging, within 4ft) | 2048 | 3.8336e-06 | 117.3278 | 0.00044979 | 2048 | Mitigation | 0.9 | 30 | 0 | esc | 0.059703 | 2.2888e-07 | 0.063041 | 2.4167e-07 | 0.066806 | 2.5611e-07 | 0.063625 | 2.4391e-07
[120 empty] | 7.3.5.15 Identification and remediation of “at-risk species”WLDFRVegetation ContactBranch (Not overhanging, within 4ft) | WLDFR | HFTD - Distribution - Tier 3 - 4QU CoRE ¦ 5QU LoRE | Non-Red Flag Warning - Small Fires | Vegetation Contact | Branch (Not overhanging, within 4ft) | 2049 | 3.8336e-06 | 117.3278 | 0.00044979 | 2049 | Mitigation | 0.9 | 30 | 0 | esc | 0.059703 | 2.2888e-07 | 0.063041 | 2.4167e-07 | 0.066806 | 2.5611e-07 | 0.063625 | 2.4391e-07
[120 empty] | 7.3.5.15 Identification and remediation of “at-risk species”WLDFRVegetation ContactBranch (Not overhanging, within 4ft) | WLDFR | HFTD - Distribution - Tier 3 - 4QU CoRE ¦ 5QU LoRE | Non-Red Flag Warning - Small Fires | Vegetation Contact | Branch (Not overhanging, within 4ft) | 2050 | 3.8336e-06 | 117.3278 | 0.00044979 | 2050 | Mitigation | 0.9 | 30 | 0 | esc | 0 | 0 | 0.063041 | 2.4167e-07 | 0.066806 | 2.5611e-07 | 0.063625 | 2.4391e-07
[120 empty] | 7.3.5.15 Identification and remediation of “at-risk species”WLDFRVegetation ContactBranch (Not overhanging, within 4ft) | WLDFR | HFTD - Distribution - Tier 3 - 4QU CoRE ¦ 5QU LoRE | Non-Red Flag Warning - Small Fires | Vegetation Contact | Branch (Not overhanging, within 4ft) | 2051 | 3.8336e-06 | 117.3278 | 0.00044979 | 2051 | Mitigation | 0.9 | 30 | 0 | esc | 0 | 0 | 0 | 0 | 0.066806 | 2.5611e-07 | 0.063625 | 2.4391e-07
[120 empty] | 7.3.5.15 Identification and remediation of “at-risk species”WLDFRVegetation ContactBranch (Not overhanging, within 4ft) | WLDFR | HFTD - Distribution - Tier 3 - 4QU CoRE ¦ 5QU LoRE | Non-Red Flag Warning - Small Fires | Vegetation Contact | Branch (Not overhanging, within 4ft) | 2052 | 3.8336e-06 | 117.3278 | 0.00044979 | 2052 | Mitigation | 0.9 | 30 | 0 | esc | 0 | 0 | 0 | 0 | 0 | 0 | 0.063625 | 2.4391e-07
[120 empty] | 7.3.5.15 Identification and remediation of “at-risk species”WLDFRVegetation ContactBranch (OverHanging) | WLDFR | HFTD - Distribution - Tier 3 - 4QU CoRE ¦ 5QU LoRE | Non-Red Flag Warning - Small Fires | Vegetation Contact | Branch (OverHanging) | 2022 | 0.00018491 | 117.3278 | 0.021696 | 2022 | Mitigation | 0.9 | 30 | 0 | esc | 0.059703 | 1.104e-05 | 0.063041 | 1.1657e-05 | 0.066806 | 1.2353e-05 | 0 | 0
[120 empty] | 7.3.5.15 Identification and remediation of “at-risk species”WLDFRVegetation ContactBranch (OverHanging) | WLDFR | HFTD - Distribution - Tier 3 - 4QU CoRE ¦ 5QU LoRE | Non-Red Flag Warning - Small Fires | Vegetation Contact | Branch (OverHanging) | 2023 | 0.00018491 | 117.3278 | 0.021696 | 2023 | Mitigation | 0.9 | 30 | 0 | esc | 0.059703 | 1.104e-05 | 0.063041 | 1.1657e-05 | 0.066806 | 1.2353e-05 | 0.063625 | 1.1765e-05
[120 empty] | 7.3.5.15 Identification and remediation of “at-risk species”WLDFRVegetation ContactBranch (OverHanging) | WLDFR | HFTD - Distribution - Tier 3 - 4QU CoRE ¦ 5QU LoRE | Non-Red Flag Warning - Small Fires | Vegetation Contact | Branch (OverHanging) | 2024 | 0.00018491 | 117.3278 | 0.021696 | 2024 | Mitigation | 0.9 | 30 | 0 | esc | 0.059703 | 1.104e-05 | 0.063041 | 1.1657e-05 | 0.066806 | 1.2353e-05 | 0.063625 | 1.1765e-05
[120 empty] | 7.3.5.15 Identification and remediation of “at-risk species”WLDFRVegetation ContactBranch (OverHanging) | WLDFR | HFTD - Distribution - Tier 3 - 4QU CoRE ¦ 5QU LoRE | Non-Red Flag Warning - Small Fires | Vegetation Contact | Branch (OverHanging) | 2025 | 0.00018491 | 117.3278 | 0.021696 | 2025 | Mitigation | 0.9 | 30 | 0 | esc | 0.059703 | 1.104e-05 | 0.063041 | 1.1657e-05 | 0.066806 | 1.2353e-05 | 0.063625 | 1.1765e-05
[120 empty] | 7.3.5.15 Identification and remediation of “at-risk species”WLDFRVegetation ContactBranch (OverHanging) | WLDFR | HFTD - Distribution - Tier 3 - 4QU CoRE ¦ 5QU LoRE | Non-Red Flag Warning - Small Fires | Vegetation Contact | Branch (OverHanging) | 2026 | 0.00018491 | 117.3278 | 0.021696 | 2026 | Mitigation | 0.9 | 30 | 0 | esc | 0.059703 | 1.104e-05 | 0.063041 | 1.1657e-05 | 0.066806 | 1.2353e-05 | 0.063625 | 1.1765e-05
[120 empty] | 7.3.5.15 Identification and remediation of “at-risk species”WLDFRVegetation ContactBranch (OverHanging) | WLDFR | HFTD - Distribution - Tier 3 - 4QU CoRE ¦ 5QU LoRE | Non-Red Flag Warning - Small Fires | Vegetation Contact | Branch (OverHanging) | 2027 | 0.00018491 | 117.3278 | 0.021696 | 2027 | Mitigation | 0.9 | 30 | 0 | esc | 0.059703 | 1.104e-05 | 0.063041 | 1.1657e-05 | 0.066806 | 1.2353e-05 | 0.063625 | 1.1765e-05
[120 empty] | 7.3.5.15 Identification and remediation of “at-risk species”WLDFRVegetation ContactBranch (OverHanging) | WLDFR | HFTD - Distribution - Tier 3 - 4QU CoRE ¦ 5QU LoRE | Non-Red Flag Warning - Small Fires | Vegetation Contact | Branch (OverHanging) | 2028 | 0.00018491 | 117.3278 | 0.021696 | 2028 | Mitigation | 0.9 | 30 | 0 | esc | 0.059703 | 1.104e-05 | 0.063041 | 1.1657e-05 | 0.066806 | 1.2353e-05 | 0.063625 | 1.1765e-05
[120 empty] | 7.3.5.15 Identification and remediation of “at-risk species”WLDFRVegetation ContactBranch (OverHanging) | WLDFR | HFTD - Distribution - Tier 3 - 4QU CoRE ¦ 5QU LoRE | Non-Red Flag Warning - Small Fires | Vegetation Contact | Branch (OverHanging) | 2029 | 0.00018491 | 117.3278 | 0.021696 | 2029 | Mitigation | 0.9 | 30 | 0 | esc | 0.059703 | 1.104e-05 | 0.063041 | 1.1657e-05 | 0.066806 | 1.2353e-05 | 0.063625 | 1.1765e-05
[120 empty] | 7.3.5.15 Identification and remediation of “at-risk species”WLDFRVegetation ContactBranch (OverHanging) | WLDFR | HFTD - Distribution - Tier 3 - 4QU CoRE ¦ 5QU LoRE | Non-Red Flag Warning - Small Fires | Vegetation Contact | Branch (OverHanging) | 2030 | 0.00018491 | 117.3278 | 0.021696 | 2030 | Mitigation | 0.9 | 30 | 0 | esc | 0.059703 | 1.104e-05 | 0.063041 | 1.1657e-05 | 0.066806 | 1.2353e-05 | 0.063625 | 1.1765e-05
[120 empty] | 7.3.5.15 Identification and remediation of “at-risk species”WLDFRVegetation ContactBranch (OverHanging) | WLDFR | HFTD - Distribution - Tier 3 - 4QU CoRE ¦ 5QU LoRE | Non-Red Flag Warning - Small Fires | Vegetation Contact | Branch (OverHanging) | 2031 | 0.00018491 | 117.3278 | 0.021696 | 2031 | Mitigation | 0.9 | 30 | 0 | esc | 0.059703 | 1.104e-05 | 0.063041 | 1.1657e-05 | 0.066806 | 1.2353e-05 | 0.063625 | 1.1765e-05
[120 empty] | 7.3.5.15 Identification and remediation of “at-risk species”WLDFRVegetation ContactBranch (OverHanging) | WLDFR | HFTD - Distribution - Tier 3 - 4QU CoRE ¦ 5QU LoRE | Non-Red Flag Warning - Small Fires | Vegetation Contact | Branch (OverHanging) | 2032 | 0.00018491 | 117.3278 | 0.021696 | 2032 | Mitigation | 0.9 | 30 | 0 | esc | 0.059703 | 1.104e-05 | 0.063041 | 1.1657e-05 | 0.066806 | 1.2353e-05 | 0.063625 | 1.1765e-05
[120 empty] | 7.3.5.15 Identification and remediation of “at-risk species”WLDFRVegetation ContactBranch (OverHanging) | WLDFR | HFTD - Distribution - Tier 3 - 4QU CoRE ¦ 5QU LoRE | Non-Red Flag Warning - Small Fires | Vegetation Contact | Branch (OverHanging) | 2033 | 0.00018491 | 117.3278 | 0.021696 | 2033 | Mitigation | 0.9 | 30 | 0 | esc | 0.059703 | 1.104e-05 | 0.063041 | 1.1657e-05 | 0.066806 | 1.2353e-05 | 0.063625 | 1.1765e-05
[120 empty] | 7.3.5.15 Identification and remediation of “at-risk species”WLDFRVegetation ContactBranch (OverHanging) | WLDFR | HFTD - Distribution - Tier 3 - 4QU CoRE ¦ 5QU LoRE | Non-Red Flag Warning - Small Fires | Vegetation Contact | Branch (OverHanging) | 2034 | 0.00018491 | 117.3278 | 0.021696 | 2034 | Mitigation | 0.9 | 30 | 0 | esc | 0.059703 | 1.104e-05 | 0.063041 | 1.1657e-05 | 0.066806 | 1.2353e-05 | 0.063625 | 1.1765e-05
[120 empty] | 7.3.5.15 Identification and remediation of “at-risk species”WLDFRVegetation ContactBranch (OverHanging) | WLDFR | HFTD - Distribution - Tier 3 - 4QU CoRE ¦ 5QU LoRE | Non-Red Flag Warning - Small Fires | Vegetation Contact | Branch (OverHanging) | 2035 | 0.00018491 | 117.3278 | 0.021696 | 2035 | Mitigation | 0.9 | 30 | 0 | esc | 0.059703 | 1.104e-05 | 0.063041 | 1.1657e-05 | 0.066806 | 1.2353e-05 | 0.063625 | 1.1765e-05
[120 empty] | 7.3.5.15 Identification and remediation of “at-risk species”WLDFRVegetation ContactBranch (OverHanging) | WLDFR | HFTD - Distribution - Tier 3 - 4QU CoRE ¦ 5QU LoRE | Non-Red Flag Warning - Small Fires | Vegetation Contact | Branch (OverHanging) | 2036 | 0.00018491 | 117.3278 | 0.021696 | 2036 | Mitigation | 0.9 | 30 | 0 | esc | 0.059703 | 1.104e-05 | 0.063041 | 1.1657e-05 | 0.066806 | 1.2353e-05 | 0.063625 | 1.1765e-05
[120 empty] | 7.3.5.15 Identification and remediation of “at-risk species”WLDFRVegetation ContactBranch (OverHanging) | WLDFR | HFTD - Distribution - Tier 3 - 4QU CoRE ¦ 5QU LoRE | Non-Red Flag Warning - Small Fires | Vegetation Contact | Branch (OverHanging) | 2037 | 0.00018491 | 117.3278 | 0.021696 | 2037 | Mitigation | 0.9 | 30 | 0 | esc | 0.059703 | 1.104e-05 | 0.063041 | 1.1657e-05 | 0.066806 | 1.2353e-05 | 0.063625 | 1.1765e-05
[120 empty] | 7.3.5.15 Identification and remediation of “at-risk species”WLDFRVegetation ContactBranch (OverHanging) | WLDFR | HFTD - Distribution - Tier 3 - 4QU CoRE ¦ 5QU LoRE | Non-Red Flag Warning - Small Fires | Vegetation Contact | Branch (OverHanging) | 2038 | 0.00018491 | 117.3278 | 0.021696 | 2038 | Mitigation | 0.9 | 30 | 0 | esc | 0.059703 | 1.104e-05 | 0.063041 | 1.1657e-05 | 0.066806 | 1.2353e-05 | 0.063625 | 1.1765e-05
[120 empty] | 7.3.5.15 Identification and remediation of “at-risk species”WLDFRVegetation ContactBranch (OverHanging) | WLDFR | HFTD - Distribution - Tier 3 - 4QU CoRE ¦ 5QU LoRE | Non-Red Flag Warning - Small Fires | Vegetation Contact | Branch (OverHanging) | 2039 | 0.00018491 | 117.3278 | 0.021696 | 2039 | Mitigation | 0.9 | 30 | 0 | esc | 0.059703 | 1.104e-05 | 0.063041 | 1.1657e-05 | 0.066806 | 1.2353e-05 | 0.063625 | 1.1765e-05
[120 empty] | 7.3.5.15 Identification and remediation of “at-risk species”WLDFRVegetation ContactBranch (OverHanging) | WLDFR | HFTD - Distribution - Tier 3 - 4QU CoRE ¦ 5QU LoRE | Non-Red Flag Warning - Small Fires | Vegetation Contact | Branch (OverHanging) | 2040 | 0.00018491 | 117.3278 | 0.021696 | 2040 | Mitigation | 0.9 | 30 | 0 | esc | 0.059703 | 1.104e-05 | 0.063041 | 1.1657e-05 | 0.066806 | 1.2353e-05 | 0.063625 | 1.1765e-05
[120 empty] | 7.3.5.15 Identification and remediation of “at-risk species”WLDFRVegetation ContactBranch (OverHanging) | WLDFR | HFTD - Distribution - Tier 3 - 4QU CoRE ¦ 5QU LoRE | Non-Red Flag Warning - Small Fires | Vegetation Contact | Branch (OverHanging) | 2041 | 0.00018491 | 117.3278 | 0.021696 | 2041 | Mitigation | 0.9 | 30 | 0 | esc | 0.059703 | 1.104e-05 | 0.063041 | 1.1657e-05 | 0.066806 | 1.2353e-05 | 0.063625 | 1.1765e-05
[120 empty] | 7.3.5.15 Identification and remediation of “at-risk species”WLDFRVegetation ContactBranch (OverHanging) | WLDFR | HFTD - Distribution - Tier 3 - 4QU CoRE ¦ 5QU LoRE | Non-Red Flag Warning - Small Fires | Vegetation Contact | Branch (OverHanging) | 2042 | 0.00018491 | 117.3278 | 0.021696 | 2042 | Mitigation | 0.9 | 30 | 0 | esc | 0.059703 | 1.104e-05 | 0.063041 | 1.1657e-05 | 0.066806 | 1.2353e-05 | 0.063625 | 1.1765e-05
[120 empty] | 7.3.5.15 Identification and remediation of “at-risk species”WLDFRVegetation ContactBranch (OverHanging) | WLDFR | HFTD - Distribution - Tier 3 - 4QU CoRE ¦ 5QU LoRE | Non-Red Flag Warning - Small Fires | Vegetation Contact | Branch (OverHanging) | 2043 | 0.00018491 | 117.3278 | 0.021696 | 2043 | Mitigation | 0.9 | 30 | 0 | esc | 0.059703 | 1.104e-05 | 0.063041 | 1.1657e-05 | 0.066806 | 1.2353e-05 | 0.063625 | 1.1765e-05
[120 empty] | 7.3.5.15 Identification and remediation of “at-risk species”WLDFRVegetation ContactBranch (OverHanging) | WLDFR | HFTD - Distribution - Tier 3 - 4QU CoRE ¦ 5QU LoRE | Non-Red Flag Warning - Small Fires | Vegetation Contact | Branch (OverHanging) | 2044 | 0.00018491 | 117.3278 | 0.021696 | 2044 | Mitigation | 0.9 | 30 | 0 | esc | 0.059703 | 1.104e-05 | 0.063041 | 1.1657e-05 | 0.066806 | 1.2353e-05 | 0.063625 | 1.1765e-05
[120 empty] | 7.3.5.15 Identification and remediation of “at-risk species”WLDFRVegetation ContactBranch (OverHanging) | WLDFR | HFTD - Distribution - Tier 3 - 4QU CoRE ¦ 5QU LoRE | Non-Red Flag Warning - Small Fires | Vegetation Contact | Branch (OverHanging) | 2045 | 0.00018491 | 117.3278 | 0.021696 | 2045 | Mitigation | 0.9 | 30 | 0 | esc | 0.059703 | 1.104e-05 | 0.063041 | 1.1657e-05 | 0.066806 | 1.2353e-05 | 0.063625 | 1.1765e-05
[120 empty] | 7.3.5.15 Identification and remediation of “at-risk species”WLDFRVegetation ContactBranch (OverHanging) | WLDFR | HFTD - Distribution - Tier 3 - 4QU CoRE ¦ 5QU LoRE | Non-Red Flag Warning - Small Fires | Vegetation Contact | Branch (OverHanging) | 2046 | 0.00018491 | 117.3278 | 0.021696 | 2046 | Mitigation | 0.9 | 30 | 0 | esc | 0.059703 | 1.104e-05 | 0.063041 | 1.1657e-05 | 0.066806 | 1.2353e-05 | 0.063625 | 1.1765e-05
[120 empty] | 7.3.5.15 Identification and remediation of “at-risk species”WLDFRVegetation ContactBranch (OverHanging) | WLDFR | HFTD - Distribution - Tier 3 - 4QU CoRE ¦ 5QU LoRE | Non-Red Flag Warning - Small Fires | Vegetation Contact | Branch (OverHanging) | 2047 | 0.00018491 | 117.3278 | 0.021696 | 2047 | Mitigation | 0.9 | 30 | 0 | esc | 0.059703 | 1.104e-05 | 0.063041 | 1.1657e-05 | 0.066806 | 1.2353e-05 | 0.063625 | 1.1765e-05
[120 empty] | 7.3.5.15 Identification and remediation of “at-risk species”WLDFRVegetation ContactBranch (OverHanging) | WLDFR | HFTD - Distribution - Tier 3 - 4QU CoRE ¦ 5QU LoRE | Non-Red Flag Warning - Small Fires | Vegetation Contact | Branch (OverHanging) | 2048 | 0.00018491 | 117.3278 | 0.021696 | 2048 | Mitigation | 0.9 | 30 | 0 | esc | 0.059703 | 1.104e-05 | 0.063041 | 1.1657e-05 | 0.066806 | 1.2353e-05 | 0.063625 | 1.1765e-05
[120 empty] | 7.3.5.15 Identification and remediation of “at-risk species”WLDFRVegetation ContactBranch (OverHanging) | WLDFR | HFTD - Distribution - Tier 3 - 4QU CoRE ¦ 5QU LoRE | Non-Red Flag Warning - Small Fires | Vegetation Contact | Branch (OverHanging) | 2049 | 0.00018491 | 117.3278 | 0.021696 | 2049 | Mitigation | 0.9 | 30 | 0 | esc | 0.059703 | 1.104e-05 | 0.063041 | 1.1657e-05 | 0.066806 | 1.2353e-05 | 0.063625 | 1.1765e-05
[120 empty] | 7.3.5.15 Identification and remediation of “at-risk species”WLDFRVegetation ContactBranch (OverHanging) | WLDFR | HFTD - Distribution - Tier 3 - 4QU CoRE ¦ 5QU LoRE | Non-Red Flag Warning - Small Fires | Vegetation Contact | Branch (OverHanging) | 2050 | 0.00018491 | 117.3278 | 0.021696 | 2050 | Mitigation | 0.9 | 30 | 0 | esc | 0 | 0 | 0.063041 | 1.1657e-05 | 0.066806 | 1.2353e-05 | 0.063625 | 1.1765e-05
[120 empty] | 7.3.5.15 Identification and remediation of “at-risk species”WLDFRVegetation ContactBranch (OverHanging) | WLDFR | HFTD - Distribution - Tier 3 - 4QU CoRE ¦ 5QU LoRE | Non-Red Flag Warning - Small Fires | Vegetation Contact | Branch (OverHanging) | 2051 | 0.00018491 | 117.3278 | 0.021696 | 2051 | Mitigation | 0.9 | 30 | 0 | esc | 0 | 0 | 0 | 0 | 0.066806 | 1.2353e-05 | 0.063625 | 1.1765e-05
[120 empty] | 7.3.5.15 Identification and remediation of “at-risk species”WLDFRVegetation ContactBranch (OverHanging) | WLDFR | HFTD - Distribution - Tier 3 - 4QU CoRE ¦ 5QU LoRE | Non-Red Flag Warning - Small Fires | Vegetation Contact | Branch (OverHanging) | 2052 | 0.00018491 | 117.3278 | 0.021696 | 2052 | Mitigation | 0.9 | 30 | 0 | esc | 0 | 0 | 0 | 0 | 0 | 0 | 0.063625 | 1.1765e-05
[120 empty] | 7.3.5.15 Identification and remediation of “at-risk species”WLDFRVegetation ContactFell into (Moderate-Severe defect) | WLDFR | HFTD - Distribution - Tier 3 - 4QU CoRE ¦ 5QU LoRE | Non-Red Flag Warning - Small Fires | Vegetation Contact | Fell into (Moderate-Severe defect) | 2022 | 8.4709e-05 | 117.3278 | 0.0099387 | 2022 | Mitigation | 0.95 | 1 | 0 | esc | 0 | 0 | 0 | 0 | 0.070518 | 5.9735e-06 | 0 | 0
[120 empty] | 7.3.5.15 Identification and remediation of “at-risk species”WLDFRVegetation ContactFell into (Moderate-Severe defect) | WLDFR | HFTD - Distribution - Tier 3 - 4QU CoRE ¦ 5QU LoRE | Non-Red Flag Warning - Small Fires | Vegetation Contact | Fell into (Moderate-Severe defect) | 2023 | 8.4709e-05 | 117.3278 | 0.0099387 | 2023 | Mitigation | 0.95 | 1 | 0 | esc | 0 | 0 | 0 | 0 | 0 | 0 | 0.06716 | 5.689e-06
[120 empty] | 7.3.5.15 Identification and remediation of “at-risk species”WLDFRVegetation ContactFell into (slight defect) | WLDFR | HFTD - Distribution - Tier 3 - 4QU CoRE ¦ 5QU LoRE | Non-Red Flag Warning - Small Fires | Vegetation Contact | Fell into (slight defect) | 2022 | 0.00010983 | 117.3278 | 0.012886 | 2022 | Mitigation | 0.5 | 1 | 0 | esc | 0 | 0 | 0 | 0 | 0.037115 | 4.0761e-06 | 0 | 0
[120 empty] | 7.3.5.15 Identification and remediation of “at-risk species”WLDFRVegetation ContactFell into (slight defect) | WLDFR | HFTD - Distribution - Tier 3 - 4QU CoRE ¦ 5QU LoRE | Non-Red Flag Warning - Small Fires | Vegetation Contact | Fell into (slight defect) | 2023 | 0.00010983 | 117.3278 | 0.012886 | 2023 | Mitigation | 0.5 | 1 | 0 | esc | 0 | 0 | 0 | 0 | 0 | 0 | 0.035347 | 3.882e-06
[120 empty] | 7.3.5.15 Identification and remediation of “at-risk species”WLDFRVegetation ContactGrow Into | WLDFR | HFTD - Distribution - Tier 3 - 4QU CoRE ¦ 5QU LoRE | Non-Red Flag Warning - Small Fires | Vegetation Contact | Grow Into | 2022 | 9.2105e-06 | 117.3278 | 0.0010806 | 2022 | Mitigation | 0.5 | 1 | 0 | esc | 0 | 0 | 0 | 0 | 0.037115 | 3.4184e-07 | 0 | 0
[120 empty] | 7.3.5.15 Identification and remediation of “at-risk species”WLDFRVegetation ContactGrow Into | WLDFR | HFTD - Distribution - Tier 3 - 4QU CoRE ¦ 5QU LoRE | Non-Red Flag Warning - Small Fires | Vegetation Contact | Grow Into | 2023 | 9.2105e-06 | 117.3278 | 0.0010806 | 2023 | Mitigation | 0.5 | 1 | 0 | esc | 0 | 0 | 0 | 0 | 0 | 0 | 0.035347 | 3.2556e-07
[120 empty] | 7.3.5.15 Identification and remediation of “at-risk species”WLDFRVegetation ContactBranch (Not overhanging, 4-12ft) | WLDFR | HFTD - Distribution - Tier 3 - 4QU CoRE ¦ 5QU LoRE | Red Flag Warning - Catastrophic Fires | Vegetation Contact | Branch (Not overhanging, 4-12ft) | 2022 | 5.1271e-08 | 117.3278 | 6.0155e-06 | 2022 | Mitigation | 0.5 | 30 | 0 | esc | 0.033168 | 1.7006e-09 | 0.035023 | 1.7957e-09 | 0.037115 | 1.9029e-09 | 0 | 0
[120 empty] | 7.3.5.15 Identification and remediation of “at-risk species”WLDFRVegetation ContactBranch (Not overhanging, 4-12ft) | WLDFR | HFTD - Distribution - Tier 3 - 4QU CoRE ¦ 5QU LoRE | Red Flag Warning - Catastrophic Fires | Vegetation Contact | Branch (Not overhanging, 4-12ft) | 2023 | 5.1271e-08 | 117.3278 | 6.0155e-06 | 2023 | Mitigation | 0.5 | 30 | 0 | esc | 0.033168 | 1.7006e-09 | 0.035023 | 1.7957e-09 | 0.037115 | 1.9029e-09 | 0.035347 | 1.8123e-09
[120 empty] | 7.3.5.15 Identification and remediation of “at-risk species”WLDFRVegetation ContactBranch (Not overhanging, 4-12ft) | WLDFR | HFTD - Distribution - Tier 3 - 4QU CoRE ¦ 5QU LoRE | Red Flag Warning - Catastrophic Fires | Vegetation Contact | Branch (Not overhanging, 4-12ft) | 2024 | 5.1271e-08 | 117.3278 | 6.0155e-06 | 2024 | Mitigation | 0.5 | 30 | 0 | esc | 0.033168 | 1.7006e-09 | 0.035023 | 1.7957e-09 | 0.037115 | 1.9029e-09 | 0.035347 | 1.8123e-09
[120 empty] | 7.3.5.15 Identification and remediation of “at-risk species”WLDFRVegetation ContactBranch (Not overhanging, 4-12ft) | WLDFR | HFTD - Distribution - Tier 3 - 4QU CoRE ¦ 5QU LoRE | Red Flag Warning - Catastrophic Fires | Vegetation Contact | Branch (Not overhanging, 4-12ft) | 2025 | 5.1271e-08 | 117.3278 | 6.0155e-06 | 2025 | Mitigation | 0.5 | 30 | 0 | esc | 0.033168 | 1.7006e-09 | 0.035023 | 1.7957e-09 | 0.037115 | 1.9029e-09 | 0.035347 | 1.8123e-09
[120 empty] | 7.3.5.15 Identification and remediation of “at-risk species”WLDFRVegetation ContactBranch (Not overhanging, 4-12ft) | WLDFR | HFTD - Distribution - Tier 3 - 4QU CoRE ¦ 5QU LoRE | Red Flag Warning - Catastrophic Fires | Vegetation Contact | Branch (Not overhanging, 4-12ft) | 2026 | 5.1271e-08 | 117.3278 | 6.0155e-06 | 2026 | Mitigation | 0.5 | 30 | 0 | esc | 0.033168 | 1.7006e-09 | 0.035023 | 1.7957e-09 | 0.037115 | 1.9029e-09 | 0.035347 | 1.8123e-09
[120 empty] | 7.3.5.15 Identification and remediation of “at-risk species”WLDFRVegetation ContactBranch (Not overhanging, 4-12ft) | WLDFR | HFTD - Distribution - Tier 3 - 4QU CoRE ¦ 5QU LoRE | Red Flag Warning - Catastrophic Fires | Vegetation Contact | Branch (Not overhanging, 4-12ft) | 2027 | 5.1271e-08 | 117.3278 | 6.0155e-06 | 2027 | Mitigation | 0.5 | 30 | 0 | esc | 0.033168 | 1.7006e-09 | 0.035023 | 1.7957e-09 | 0.037115 | 1.9029e-09 | 0.035347 | 1.8123e-09
[120 empty] | 7.3.5.15 Identification and remediation of “at-risk species”WLDFRVegetation ContactBranch (Not overhanging, 4-12ft) | WLDFR | HFTD - Distribution - Tier 3 - 4QU CoRE ¦ 5QU LoRE | Red Flag Warning - Catastrophic Fires | Vegetation Contact | Branch (Not overhanging, 4-12ft) | 2028 | 5.1271e-08 | 117.3278 | 6.0155e-06 | 2028 | Mitigation | 0.5 | 30 | 0 | esc | 0.033168 | 1.7006e-09 | 0.035023 | 1.7957e-09 | 0.037115 | 1.9029e-09 | 0.035347 | 1.8123e-09
[120 empty] | 7.3.5.15 Identification and remediation of “at-risk species”WLDFRVegetation ContactBranch (Not overhanging, 4-12ft) | WLDFR | HFTD - Distribution - Tier 3 - 4QU CoRE ¦ 5QU LoRE | Red Flag Warning - Catastrophic Fires | Vegetation Contact | Branch (Not overhanging, 4-12ft) | 2029 | 5.1271e-08 | 117.3278 | 6.0155e-06 | 2029 | Mitigation | 0.5 | 30 | 0 | esc | 0.033168 | 1.7006e-09 | 0.035023 | 1.7957e-09 | 0.037115 | 1.9029e-09 | 0.035347 | 1.8123e-09
[120 empty] | 7.3.5.15 Identification and remediation of “at-risk species”WLDFRVegetation ContactBranch (Not overhanging, 4-12ft) | WLDFR | HFTD - Distribution - Tier 3 - 4QU CoRE ¦ 5QU LoRE | Red Flag Warning - Catastrophic Fires | Vegetation Contact | Branch (Not overhanging, 4-12ft) | 2030 | 5.1271e-08 | 117.3278 | 6.0155e-06 | 2030 | Mitigation | 0.5 | 30 | 0 | esc | 0.033168 | 1.7006e-09 | 0.035023 | 1.7957e-09 | 0.037115 | 1.9029e-09 | 0.035347 | 1.8123e-09
[120 empty] | 7.3.5.15 Identification and remediation of “at-risk species”WLDFRVegetation ContactBranch (Not overhanging, 4-12ft) | WLDFR | HFTD - Distribution - Tier 3 - 4QU CoRE ¦ 5QU LoRE | Red Flag Warning - Catastrophic Fires | Vegetation Contact | Branch (Not overhanging, 4-12ft) | 2031 | 5.1271e-08 | 117.3278 | 6.0155e-06 | 2031 | Mitigation | 0.5 | 30 | 0 | esc | 0.033168 | 1.7006e-09 | 0.035023 | 1.7957e-09 | 0.037115 | 1.9029e-09 | 0.035347 | 1.8123e-09
[120 empty] | 7.3.5.15 Identification and remediation of “at-risk species”WLDFRVegetation ContactBranch (Not overhanging, 4-12ft) | WLDFR | HFTD - Distribution - Tier 3 - 4QU CoRE ¦ 5QU LoRE | Red Flag Warning - Catastrophic Fires | Vegetation Contact | Branch (Not overhanging, 4-12ft) | 2032 | 5.1271e-08 | 117.3278 | 6.0155e-06 | 2032 | Mitigation | 0.5 | 30 | 0 | esc | 0.033168 | 1.7006e-09 | 0.035023 | 1.7957e-09 | 0.037115 | 1.9029e-09 | 0.035347 | 1.8123e-09
[120 empty] | 7.3.5.15 Identification and remediation of “at-risk species”WLDFRVegetation ContactBranch (Not overhanging, 4-12ft) | WLDFR | HFTD - Distribution - Tier 3 - 4QU CoRE ¦ 5QU LoRE | Red Flag Warning - Catastrophic Fires | Vegetation Contact | Branch (Not overhanging, 4-12ft) | 2033 | 5.1271e-08 | 117.3278 | 6.0155e-06 | 2033 | Mitigation | 0.5 | 30 | 0 | esc | 0.033168 | 1.7006e-09 | 0.035023 | 1.7957e-09 | 0.037115 | 1.9029e-09 | 0.035347 | 1.8123e-09
[120 empty] | 7.3.5.15 Identification and remediation of “at-risk species”WLDFRVegetation ContactBranch (Not overhanging, 4-12ft) | WLDFR | HFTD - Distribution - Tier 3 - 4QU CoRE ¦ 5QU LoRE | Red Flag Warning - Catastrophic Fires | Vegetation Contact | Branch (Not overhanging, 4-12ft) | 2034 | 5.1271e-08 | 117.3278 | 6.0155e-06 | 2034 | Mitigation | 0.5 | 30 | 0 | esc | 0.033168 | 1.7006e-09 | 0.035023 | 1.7957e-09 | 0.037115 | 1.9029e-09 | 0.035347 | 1.8123e-09
[120 empty] | 7.3.5.15 Identification and remediation of “at-risk species”WLDFRVegetation ContactBranch (Not overhanging, 4-12ft) | WLDFR | HFTD - Distribution - Tier 3 - 4QU CoRE ¦ 5QU LoRE | Red Flag Warning - Catastrophic Fires | Vegetation Contact | Branch (Not overhanging, 4-12ft) | 2035 | 5.1271e-08 | 117.3278 | 6.0155e-06 | 2035 | Mitigation | 0.5 | 30 | 0 | esc | 0.033168 | 1.7006e-09 | 0.035023 | 1.7957e-09 | 0.037115 | 1.9029e-09 | 0.035347 | 1.8123e-09
[120 empty] | 7.3.5.15 Identification and remediation of “at-risk species”WLDFRVegetation ContactBranch (Not overhanging, 4-12ft) | WLDFR | HFTD - Distribution - Tier 3 - 4QU CoRE ¦ 5QU LoRE | Red Flag Warning - Catastrophic Fires | Vegetation Contact | Branch (Not overhanging, 4-12ft) | 2036 | 5.1271e-08 | 117.3278 | 6.0155e-06 | 2036 | Mitigation | 0.5 | 30 | 0 | esc | 0.033168 | 1.7006e-09 | 0.035023 | 1.7957e-09 | 0.037115 | 1.9029e-09 | 0.035347 | 1.8123e-09
[120 empty] | 7.3.5.15 Identification and remediation of “at-risk species”WLDFRVegetation ContactBranch (Not overhanging, 4-12ft) | WLDFR | HFTD - Distribution - Tier 3 - 4QU CoRE ¦ 5QU LoRE | Red Flag Warning - Catastrophic Fires | Vegetation Contact | Branch (Not overhanging, 4-12ft) | 2037 | 5.1271e-08 | 117.3278 | 6.0155e-06 | 2037 | Mitigation | 0.5 | 30 | 0 | esc | 0.033168 | 1.7006e-09 | 0.035023 | 1.7957e-09 | 0.037115 | 1.9029e-09 | 0.035347 | 1.8123e-09
[120 empty] | 7.3.5.15 Identification and remediation of “at-risk species”WLDFRVegetation ContactBranch (Not overhanging, 4-12ft) | WLDFR | HFTD - Distribution - Tier 3 - 4QU CoRE ¦ 5QU LoRE | Red Flag Warning - Catastrophic Fires | Vegetation Contact | Branch (Not overhanging, 4-12ft) | 2038 | 5.1271e-08 | 117.3278 | 6.0155e-06 | 2038 | Mitigation | 0.5 | 30 | 0 | esc | 0.033168 | 1.7006e-09 | 0.035023 | 1.7957e-09 | 0.037115 | 1.9029e-09 | 0.035347 | 1.8123e-09
[120 empty] | 7.3.5.15 Identification and remediation of “at-risk species”WLDFRVegetation ContactBranch (Not overhanging, 4-12ft) | WLDFR | HFTD - Distribution - Tier 3 - 4QU CoRE ¦ 5QU LoRE | Red Flag Warning - Catastrophic Fires | Vegetation Contact | Branch (Not overhanging, 4-12ft) | 2039 | 5.1271e-08 | 117.3278 | 6.0155e-06 | 2039 | Mitigation | 0.5 | 30 | 0 | esc | 0.033168 | 1.7006e-09 | 0.035023 | 1.7957e-09 | 0.037115 | 1.9029e-09 | 0.035347 | 1.8123e-09
[120 empty] | 7.3.5.15 Identification and remediation of “at-risk species”WLDFRVegetation ContactBranch (Not overhanging, 4-12ft) | WLDFR | HFTD - Distribution - Tier 3 - 4QU CoRE ¦ 5QU LoRE | Red Flag Warning - Catastrophic Fires | Vegetation Contact | Branch (Not overhanging, 4-12ft) | 2040 | 5.1271e-08 | 117.3278 | 6.0155e-06 | 2040 | Mitigation | 0.5 | 30 | 0 | esc | 0.033168 | 1.7006e-09 | 0.035023 | 1.7957e-09 | 0.037115 | 1.9029e-09 | 0.035347 | 1.8123e-09
[120 empty] | 7.3.5.15 Identification and remediation of “at-risk species”WLDFRVegetation ContactBranch (Not overhanging, 4-12ft) | WLDFR | HFTD - Distribution - Tier 3 - 4QU CoRE ¦ 5QU LoRE | Red Flag Warning - Catastrophic Fires | Vegetation Contact | Branch (Not overhanging, 4-12ft) | 2041 | 5.1271e-08 | 117.3278 | 6.0155e-06 | 2041 | Mitigation | 0.5 | 30 | 0 | esc | 0.033168 | 1.7006e-09 | 0.035023 | 1.7957e-09 | 0.037115 | 1.9029e-09 | 0.035347 | 1.8123e-09
[120 empty] | 7.3.5.15 Identification and remediation of “at-risk species”WLDFRVegetation ContactBranch (Not overhanging, 4-12ft) | WLDFR | HFTD - Distribution - Tier 3 - 4QU CoRE ¦ 5QU LoRE | Red Flag Warning - Catastrophic Fires | Vegetation Contact | Branch (Not overhanging, 4-12ft) | 2042 | 5.1271e-08 | 117.3278 | 6.0155e-06 | 2042 | Mitigation | 0.5 | 30 | 0 | esc | 0.033168 | 1.7006e-09 | 0.035023 | 1.7957e-09 | 0.037115 | 1.9029e-09 | 0.035347 | 1.8123e-09
[120 empty] | 7.3.5.15 Identification and remediation of “at-risk species”WLDFRVegetation ContactBranch (Not overhanging, 4-12ft) | WLDFR | HFTD - Distribution - Tier 3 - 4QU CoRE ¦ 5QU LoRE | Red Flag Warning - Catastrophic Fires | Vegetation Contact | Branch (Not overhanging, 4-12ft) | 2043 | 5.1271e-08 | 117.3278 | 6.0155e-06 | 2043 | Mitigation | 0.5 | 30 | 0 | esc | 0.033168 | 1.7006e-09 | 0.035023 | 1.7957e-09 | 0.037115 | 1.9029e-09 | 0.035347 | 1.8123e-09
[120 empty] | 7.3.5.15 Identification and remediation of “at-risk species”WLDFRVegetation ContactBranch (Not overhanging, 4-12ft) | WLDFR | HFTD - Distribution - Tier 3 - 4QU CoRE ¦ 5QU LoRE | Red Flag Warning - Catastrophic Fires | Vegetation Contact | Branch (Not overhanging, 4-12ft) | 2044 | 5.1271e-08 | 117.3278 | 6.0155e-06 | 2044 | Mitigation | 0.5 | 30 | 0 | esc | 0.033168 | 1.7006e-09 | 0.035023 | 1.7957e-09 | 0.037115 | 1.9029e-09 | 0.035347 | 1.8123e-09
[120 empty] | 7.3.5.15 Identification and remediation of “at-risk species”WLDFRVegetation ContactBranch (Not overhanging, 4-12ft) | WLDFR | HFTD - Distribution - Tier 3 - 4QU CoRE ¦ 5QU LoRE | Red Flag Warning - Catastrophic Fires | Vegetation Contact | Branch (Not overhanging, 4-12ft) | 2045 | 5.1271e-08 | 117.3278 | 6.0155e-06 | 2045 | Mitigation | 0.5 | 30 | 0 | esc | 0.033168 | 1.7006e-09 | 0.035023 | 1.7957e-09 | 0.037115 | 1.9029e-09 | 0.035347 | 1.8123e-09
[120 empty] | 7.3.5.15 Identification and remediation of “at-risk species”WLDFRVegetation ContactBranch (Not overhanging, 4-12ft) | WLDFR | HFTD - Distribution - Tier 3 - 4QU CoRE ¦ 5QU LoRE | Red Flag Warning - Catastrophic Fires | Vegetation Contact | Branch (Not overhanging, 4-12ft) | 2046 | 5.1271e-08 | 117.3278 | 6.0155e-06 | 2046 | Mitigation | 0.5 | 30 | 0 | esc | 0.033168 | 1.7006e-09 | 0.035023 | 1.7957e-09 | 0.037115 | 1.9029e-09 | 0.035347 | 1.8123e-09
[120 empty] | 7.3.5.15 Identification and remediation of “at-risk species”WLDFRVegetation ContactBranch (Not overhanging, 4-12ft) | WLDFR | HFTD - Distribution - Tier 3 - 4QU CoRE ¦ 5QU LoRE | Red Flag Warning - Catastrophic Fires | Vegetation Contact | Branch (Not overhanging, 4-12ft) | 2047 | 5.1271e-08 | 117.3278 | 6.0155e-06 | 2047 | Mitigation | 0.5 | 30 | 0 | esc | 0.033168 | 1.7006e-09 | 0.035023 | 1.7957e-09 | 0.037115 | 1.9029e-09 | 0.035347 | 1.8123e-09
[120 empty] | 7.3.5.15 Identification and remediation of “at-risk species”WLDFRVegetation ContactBranch (Not overhanging, 4-12ft) | WLDFR | HFTD - Distribution - Tier 3 - 4QU CoRE ¦ 5QU LoRE | Red Flag Warning - Catastrophic Fires | Vegetation Contact | Branch (Not overhanging, 4-12ft) | 2048 | 5.1271e-08 | 117.3278 | 6.0155e-06 | 2048 | Mitigation | 0.5 | 30 | 0 | esc | 0.033168 | 1.7006e-09 | 0.035023 | 1.7957e-09 | 0.037115 | 1.9029e-09 | 0.035347 | 1.8123e-09
[120 empty] | 7.3.5.15 Identification and remediation of “at-risk species”WLDFRVegetation ContactBranch (Not overhanging, 4-12ft) | WLDFR | HFTD - Distribution - Tier 3 - 4QU CoRE ¦ 5QU LoRE | Red Flag Warning - Catastrophic Fires | Vegetation Contact | Branch (Not overhanging, 4-12ft) | 2049 | 5.1271e-08 | 117.3278 | 6.0155e-06 | 2049 | Mitigation | 0.5 | 30 | 0 | esc | 0.033168 | 1.7006e-09 | 0.035023 | 1.7957e-09 | 0.037115 | 1.9029e-09 | 0.035347 | 1.8123e-09
[120 empty] | 7.3.5.15 Identification and remediation of “at-risk species”WLDFRVegetation ContactBranch (Not overhanging, 4-12ft) | WLDFR | HFTD - Distribution - Tier 3 - 4QU CoRE ¦ 5QU LoRE | Red Flag Warning - Catastrophic Fires | Vegetation Contact | Branch (Not overhanging, 4-12ft) | 2050 | 5.1271e-08 | 117.3278 | 6.0155e-06 | 2050 | Mitigation | 0.5 | 30 | 0 | esc | 0 | 0 | 0.035023 | 1.7957e-09 | 0.037115 | 1.9029e-09 | 0.035347 | 1.8123e-09
[120 empty] | 7.3.5.15 Identification and remediation of “at-risk species”WLDFRVegetation ContactBranch (Not overhanging, 4-12ft) | WLDFR | HFTD - Distribution - Tier 3 - 4QU CoRE ¦ 5QU LoRE | Red Flag Warning - Catastrophic Fires | Vegetation Contact | Branch (Not overhanging, 4-12ft) | 2051 | 5.1271e-08 | 117.3278 | 6.0155e-06 | 2051 | Mitigation | 0.5 | 30 | 0 | esc | 0 | 0 | 0 | 0 | 0.037115 | 1.9029e-09 | 0.035347 | 1.8123e-09
[120 empty] | 7.3.5.15 Identification and remediation of “at-risk species”WLDFRVegetation ContactBranch (Not overhanging, 4-12ft) | WLDFR | HFTD - Distribution - Tier 3 - 4QU CoRE ¦ 5QU LoRE | Red Flag Warning - Catastrophic Fires | Vegetation Contact | Branch (Not overhanging, 4-12ft) | 2052 | 5.1271e-08 | 117.3278 | 6.0155e-06 | 2052 | Mitigation | 0.5 | 30 | 0 | esc | 0 | 0 | 0 | 0 | 0 | 0 | 0.035347 | 1.8123e-09
[120 empty] | 7.3.5.15 Identification and remediation of “at-risk species”WLDFRVegetation ContactBranch (Not overhanging, within 4ft) | WLDFR | HFTD - Distribution - Tier 3 - 4QU CoRE ¦ 5QU LoRE | Red Flag Warning - Catastrophic Fires | Vegetation Contact | Branch (Not overhanging, within 4ft) | 2022 | 1.3458e-08 | 117.3278 | 1.579e-06 | 2022 | Mitigation | 0.9 | 30 | 0 | esc | 0.059703 | 8.0347e-10 | 0.063041 | 8.484e-10 | 0.066806 | 8.9907e-10 | 0 | 0
[120 empty] | 7.3.5.15 Identification and remediation of “at-risk species”WLDFRVegetation ContactBranch (Not overhanging, within 4ft) | WLDFR | HFTD - Distribution - Tier 3 - 4QU CoRE ¦ 5QU LoRE | Red Flag Warning - Catastrophic Fires | Vegetation Contact | Branch (Not overhanging, within 4ft) | 2023 | 1.3458e-08 | 117.3278 | 1.579e-06 | 2023 | Mitigation | 0.9 | 30 | 0 | esc | 0.059703 | 8.0347e-10 | 0.063041 | 8.484e-10 | 0.066806 | 8.9907e-10 | 0.063625 | 8.5626e-10
[120 empty] | 7.3.5.15 Identification and remediation of “at-risk species”WLDFRVegetation ContactBranch (Not overhanging, within 4ft) | WLDFR | HFTD - Distribution - Tier 3 - 4QU CoRE ¦ 5QU LoRE | Red Flag Warning - Catastrophic Fires | Vegetation Contact | Branch (Not overhanging, within 4ft) | 2024 | 1.3458e-08 | 117.3278 | 1.579e-06 | 2024 | Mitigation | 0.9 | 30 | 0 | esc | 0.059703 | 8.0347e-10 | 0.063041 | 8.484e-10 | 0.066806 | 8.9907e-10 | 0.063625 | 8.5626e-10
[120 empty] | 7.3.5.15 Identification and remediation of “at-risk species”WLDFRVegetation ContactBranch (Not overhanging, within 4ft) | WLDFR | HFTD - Distribution - Tier 3 - 4QU CoRE ¦ 5QU LoRE | Red Flag Warning - Catastrophic Fires | Vegetation Contact | Branch (Not overhanging, within 4ft) | 2025 | 1.3458e-08 | 117.3278 | 1.579e-06 | 2025 | Mitigation | 0.9 | 30 | 0 | esc | 0.059703 | 8.0347e-10 | 0.063041 | 8.484e-10 | 0.066806 | 8.9907e-10 | 0.063625 | 8.5626e-10
[120 empty] | 7.3.5.15 Identification and remediation of “at-risk species”WLDFRVegetation ContactBranch (Not overhanging, within 4ft) | WLDFR | HFTD - Distribution - Tier 3 - 4QU CoRE ¦ 5QU LoRE | Red Flag Warning - Catastrophic Fires | Vegetation Contact | Branch (Not overhanging, within 4ft) | 2026 | 1.3458e-08 | 117.3278 | 1.579e-06 | 2026 | Mitigation | 0.9 | 30 | 0 | esc | 0.059703 | 8.0347e-10 | 0.063041 | 8.484e-10 | 0.066806 | 8.9907e-10 | 0.063625 | 8.5626e-10
[120 empty] | 7.3.5.15 Identification and remediation of “at-risk species”WLDFRVegetation ContactBranch (Not overhanging, within 4ft) | WLDFR | HFTD - Distribution - Tier 3 - 4QU CoRE ¦ 5QU LoRE | Red Flag Warning - Catastrophic Fires | Vegetation Contact | Branch (Not overhanging, within 4ft) | 2027 | 1.3458e-08 | 117.3278 | 1.579e-06 | 2027 | Mitigation | 0.9 | 30 | 0 | esc | 0.059703 | 8.0347e-10 | 0.063041 | 8.484e-10 | 0.066806 | 8.9907e-10 | 0.063625 | 8.5626e-10
[120 empty] | 7.3.5.15 Identification and remediation of “at-risk species”WLDFRVegetation ContactBranch (Not overhanging, within 4ft) | WLDFR | HFTD - Distribution - Tier 3 - 4QU CoRE ¦ 5QU LoRE | Red Flag Warning - Catastrophic Fires | Vegetation Contact | Branch (Not overhanging, within 4ft) | 2028 | 1.3458e-08 | 117.3278 | 1.579e-06 | 2028 | Mitigation | 0.9 | 30 | 0 | esc | 0.059703 | 8.0347e-10 | 0.063041 | 8.484e-10 | 0.066806 | 8.9907e-10 | 0.063625 | 8.5626e-10
[120 empty] | 7.3.5.15 Identification and remediation of “at-risk species”WLDFRVegetation ContactBranch (Not overhanging, within 4ft) | WLDFR | HFTD - Distribution - Tier 3 - 4QU CoRE ¦ 5QU LoRE | Red Flag Warning - Catastrophic Fires | Vegetation Contact | Branch (Not overhanging, within 4ft) | 2029 | 1.3458e-08 | 117.3278 | 1.579e-06 | 2029 | Mitigation | 0.9 | 30 | 0 | esc | 0.059703 | 8.0347e-10 | 0.063041 | 8.484e-10 | 0.066806 | 8.9907e-10 | 0.063625 | 8.5626e-10
[120 empty] | 7.3.5.15 Identification and remediation of “at-risk species”WLDFRVegetation ContactBranch (Not overhanging, within 4ft) | WLDFR | HFTD - Distribution - Tier 3 - 4QU CoRE ¦ 5QU LoRE | Red Flag Warning - Catastrophic Fires | Vegetation Contact | Branch (Not overhanging, within 4ft) | 2030 | 1.3458e-08 | 117.3278 | 1.579e-06 | 2030 | Mitigation | 0.9 | 30 | 0 | esc | 0.059703 | 8.0347e-10 | 0.063041 | 8.484e-10 | 0.066806 | 8.9907e-10 | 0.063625 | 8.5626e-10
[120 empty] | 7.3.5.15 Identification and remediation of “at-risk species”WLDFRVegetation ContactBranch (Not overhanging, within 4ft) | WLDFR | HFTD - Distribution - Tier 3 - 4QU CoRE ¦ 5QU LoRE | Red Flag Warning - Catastrophic Fires | Vegetation Contact | Branch (Not overhanging, within 4ft) | 2031 | 1.3458e-08 | 117.3278 | 1.579e-06 | 2031 | Mitigation | 0.9 | 30 | 0 | esc | 0.059703 | 8.0347e-10 | 0.063041 | 8.484e-10 | 0.066806 | 8.9907e-10 | 0.063625 | 8.5626e-10
[120 empty] | 7.3.5.15 Identification and remediation of “at-risk species”WLDFRVegetation ContactBranch (Not overhanging, within 4ft) | WLDFR | HFTD - Distribution - Tier 3 - 4QU CoRE ¦ 5QU LoRE | Red Flag Warning - Catastrophic Fires | Vegetation Contact | Branch (Not overhanging, within 4ft) | 2032 | 1.3458e-08 | 117.3278 | 1.579e-06 | 2032 | Mitigation | 0.9 | 30 | 0 | esc | 0.059703 | 8.0347e-10 | 0.063041 | 8.484e-10 | 0.066806 | 8.9907e-10 | 0.063625 | 8.5626e-10
[120 empty] | 7.3.5.15 Identification and remediation of “at-risk species”WLDFRVegetation ContactBranch (Not overhanging, within 4ft) | WLDFR | HFTD - Distribution - Tier 3 - 4QU CoRE ¦ 5QU LoRE | Red Flag Warning - Catastrophic Fires | Vegetation Contact | Branch (Not overhanging, within 4ft) | 2033 | 1.3458e-08 | 117.3278 | 1.579e-06 | 2033 | Mitigation | 0.9 | 30 | 0 | esc | 0.059703 | 8.0347e-10 | 0.063041 | 8.484e-10 | 0.066806 | 8.9907e-10 | 0.063625 | 8.5626e-10
[120 empty] | 7.3.5.15 Identification and remediation of “at-risk species”WLDFRVegetation ContactBranch (Not overhanging, within 4ft) | WLDFR | HFTD - Distribution - Tier 3 - 4QU CoRE ¦ 5QU LoRE | Red Flag Warning - Catastrophic Fires | Vegetation Contact | Branch (Not overhanging, within 4ft) | 2034 | 1.3458e-08 | 117.3278 | 1.579e-06 | 2034 | Mitigation | 0.9 | 30 | 0 | esc | 0.059703 | 8.0347e-10 | 0.063041 | 8.484e-10 | 0.066806 | 8.9907e-10 | 0.063625 | 8.5626e-10
[120 empty] | 7.3.5.15 Identification and remediation of “at-risk species”WLDFRVegetation ContactBranch (Not overhanging, within 4ft) | WLDFR | HFTD - Distribution - Tier 3 - 4QU CoRE ¦ 5QU LoRE | Red Flag Warning - Catastrophic Fires | Vegetation Contact | Branch (Not overhanging, within 4ft) | 2035 | 1.3458e-08 | 117.3278 | 1.579e-06 | 2035 | Mitigation | 0.9 | 30 | 0 | esc | 0.059703 | 8.0347e-10 | 0.063041 | 8.484e-10 | 0.066806 | 8.9907e-10 | 0.063625 | 8.5626e-10
[120 empty] | 7.3.5.15 Identification and remediation of “at-risk species”WLDFRVegetation ContactBranch (Not overhanging, within 4ft) | WLDFR | HFTD - Distribution - Tier 3 - 4QU CoRE ¦ 5QU LoRE | Red Flag Warning - Catastrophic Fires | Vegetation Contact | Branch (Not overhanging, within 4ft) | 2036 | 1.3458e-08 | 117.3278 | 1.579e-06 | 2036 | Mitigation | 0.9 | 30 | 0 | esc | 0.059703 | 8.0347e-10 | 0.063041 | 8.484e-10 | 0.066806 | 8.9907e-10 | 0.063625 | 8.5626e-10
[120 empty] | 7.3.5.15 Identification and remediation of “at-risk species”WLDFRVegetation ContactBranch (Not overhanging, within 4ft) | WLDFR | HFTD - Distribution - Tier 3 - 4QU CoRE ¦ 5QU LoRE | Red Flag Warning - Catastrophic Fires | Vegetation Contact | Branch (Not overhanging, within 4ft) | 2037 | 1.3458e-08 | 117.3278 | 1.579e-06 | 2037 | Mitigation | 0.9 | 30 | 0 | esc | 0.059703 | 8.0347e-10 | 0.063041 | 8.484e-10 | 0.066806 | 8.9907e-10 | 0.063625 | 8.5626e-10
[120 empty] | 7.3.5.15 Identification and remediation of “at-risk species”WLDFRVegetation ContactBranch (Not overhanging, within 4ft) | WLDFR | HFTD - Distribution - Tier 3 - 4QU CoRE ¦ 5QU LoRE | Red Flag Warning - Catastrophic Fires | Vegetation Contact | Branch (Not overhanging, within 4ft) | 2038 | 1.3458e-08 | 117.3278 | 1.579e-06 | 2038 | Mitigation | 0.9 | 30 | 0 | esc | 0.059703 | 8.0347e-10 | 0.063041 | 8.484e-10 | 0.066806 | 8.9907e-10 | 0.063625 | 8.5626e-10
[120 empty] | 7.3.5.15 Identification and remediation of “at-risk species”WLDFRVegetation ContactBranch (Not overhanging, within 4ft) | WLDFR | HFTD - Distribution - Tier 3 - 4QU CoRE ¦ 5QU LoRE | Red Flag Warning - Catastrophic Fires | Vegetation Contact | Branch (Not overhanging, within 4ft) | 2039 | 1.3458e-08 | 117.3278 | 1.579e-06 | 2039 | Mitigation | 0.9 | 30 | 0 | esc | 0.059703 | 8.0347e-10 | 0.063041 | 8.484e-10 | 0.066806 | 8.9907e-10 | 0.063625 | 8.5626e-10
[120 empty] | 7.3.5.15 Identification and remediation of “at-risk species”WLDFRVegetation ContactBranch (Not overhanging, within 4ft) | WLDFR | HFTD - Distribution - Tier 3 - 4QU CoRE ¦ 5QU LoRE | Red Flag Warning - Catastrophic Fires | Vegetation Contact | Branch (Not overhanging, within 4ft) | 2040 | 1.3458e-08 | 117.3278 | 1.579e-06 | 2040 | Mitigation | 0.9 | 30 | 0 | esc | 0.059703 | 8.0347e-10 | 0.063041 | 8.484e-10 | 0.066806 | 8.9907e-10 | 0.063625 | 8.5626e-10
[120 empty] | 7.3.5.15 Identification and remediation of “at-risk species”WLDFRVegetation ContactBranch (Not overhanging, within 4ft) | WLDFR | HFTD - Distribution - Tier 3 - 4QU CoRE ¦ 5QU LoRE | Red Flag Warning - Catastrophic Fires | Vegetation Contact | Branch (Not overhanging, within 4ft) | 2041 | 1.3458e-08 | 117.3278 | 1.579e-06 | 2041 | Mitigation | 0.9 | 30 | 0 | esc | 0.059703 | 8.0347e-10 | 0.063041 | 8.484e-10 | 0.066806 | 8.9907e-10 | 0.063625 | 8.5626e-10
[120 empty] | 7.3.5.15 Identification and remediation of “at-risk species”WLDFRVegetation ContactBranch (Not overhanging, within 4ft) | WLDFR | HFTD - Distribution - Tier 3 - 4QU CoRE ¦ 5QU LoRE | Red Flag Warning - Catastrophic Fires | Vegetation Contact | Branch (Not overhanging, within 4ft) | 2042 | 1.3458e-08 | 117.3278 | 1.579e-06 | 2042 | Mitigation | 0.9 | 30 | 0 | esc | 0.059703 | 8.0347e-10 | 0.063041 | 8.484e-10 | 0.066806 | 8.9907e-10 | 0.063625 | 8.5626e-10
[120 empty] | 7.3.5.15 Identification and remediation of “at-risk species”WLDFRVegetation ContactBranch (Not overhanging, within 4ft) | WLDFR | HFTD - Distribution - Tier 3 - 4QU CoRE ¦ 5QU LoRE | Red Flag Warning - Catastrophic Fires | Vegetation Contact | Branch (Not overhanging, within 4ft) | 2043 | 1.3458e-08 | 117.3278 | 1.579e-06 | 2043 | Mitigation | 0.9 | 30 | 0 | esc | 0.059703 | 8.0347e-10 | 0.063041 | 8.484e-10 | 0.066806 | 8.9907e-10 | 0.063625 | 8.5626e-10
[120 empty] | 7.3.5.15 Identification and remediation of “at-risk species”WLDFRVegetation ContactBranch (Not overhanging, within 4ft) | WLDFR | HFTD - Distribution - Tier 3 - 4QU CoRE ¦ 5QU LoRE | Red Flag Warning - Catastrophic Fires | Vegetation Contact | Branch (Not overhanging, within 4ft) | 2044 | 1.3458e-08 | 117.3278 | 1.579e-06 | 2044 | Mitigation | 0.9 | 30 | 0 | esc | 0.059703 | 8.0347e-10 | 0.063041 | 8.484e-10 | 0.066806 | 8.9907e-10 | 0.063625 | 8.5626e-10
[120 empty] | 7.3.5.15 Identification and remediation of “at-risk species”WLDFRVegetation ContactBranch (Not overhanging, within 4ft) | WLDFR | HFTD - Distribution - Tier 3 - 4QU CoRE ¦ 5QU LoRE | Red Flag Warning - Catastrophic Fires | Vegetation Contact | Branch (Not overhanging, within 4ft) | 2045 | 1.3458e-08 | 117.3278 | 1.579e-06 | 2045 | Mitigation | 0.9 | 30 | 0 | esc | 0.059703 | 8.0347e-10 | 0.063041 | 8.484e-10 | 0.066806 | 8.9907e-10 | 0.063625 | 8.5626e-10
[120 empty] | 7.3.5.15 Identification and remediation of “at-risk species”WLDFRVegetation ContactBranch (Not overhanging, within 4ft) | WLDFR | HFTD - Distribution - Tier 3 - 4QU CoRE ¦ 5QU LoRE | Red Flag Warning - Catastrophic Fires | Vegetation Contact | Branch (Not overhanging, within 4ft) | 2046 | 1.3458e-08 | 117.3278 | 1.579e-06 | 2046 | Mitigation | 0.9 | 30 | 0 | esc | 0.059703 | 8.0347e-10 | 0.063041 | 8.484e-10 | 0.066806 | 8.9907e-10 | 0.063625 | 8.5626e-10
[120 empty] | 7.3.5.15 Identification and remediation of “at-risk species”WLDFRVegetation ContactBranch (Not overhanging, within 4ft) | WLDFR | HFTD - Distribution - Tier 3 - 4QU CoRE ¦ 5QU LoRE | Red Flag Warning - Catastrophic Fires | Vegetation Contact | Branch (Not overhanging, within 4ft) | 2047 | 1.3458e-08 | 117.3278 | 1.579e-06 | 2047 | Mitigation | 0.9 | 30 | 0 | esc | 0.059703 | 8.0347e-10 | 0.063041 | 8.484e-10 | 0.066806 | 8.9907e-10 | 0.063625 | 8.5626e-10
[120 empty] | 7.3.5.15 Identification and remediation of “at-risk species”WLDFRVegetation ContactBranch (Not overhanging, within 4ft) | WLDFR | HFTD - Distribution - Tier 3 - 4QU CoRE ¦ 5QU LoRE | Red Flag Warning - Catastrophic Fires | Vegetation Contact | Branch (Not overhanging, within 4ft) | 2048 | 1.3458e-08 | 117.3278 | 1.579e-06 | 2048 | Mitigation | 0.9 | 30 | 0 | esc | 0.059703 | 8.0347e-10 | 0.063041 | 8.484e-10 | 0.066806 | 8.9907e-10 | 0.063625 | 8.5626e-10
[120 empty] | 7.3.5.15 Identification and remediation of “at-risk species”WLDFRVegetation ContactBranch (Not overhanging, within 4ft) | WLDFR | HFTD - Distribution - Tier 3 - 4QU CoRE ¦ 5QU LoRE | Red Flag Warning - Catastrophic Fires | Vegetation Contact | Branch (Not overhanging, within 4ft) | 2049 | 1.3458e-08 | 117.3278 | 1.579e-06 | 2049 | Mitigation | 0.9 | 30 | 0 | esc | 0.059703 | 8.0347e-10 | 0.063041 | 8.484e-10 | 0.066806 | 8.9907e-10 | 0.063625 | 8.5626e-10
[120 empty] | 7.3.5.15 Identification and remediation of “at-risk species”WLDFRVegetation ContactBranch (Not overhanging, within 4ft) | WLDFR | HFTD - Distribution - Tier 3 - 4QU CoRE ¦ 5QU LoRE | Red Flag Warning - Catastrophic Fires | Vegetation Contact | Branch (Not overhanging, within 4ft) | 2050 | 1.3458e-08 | 117.3278 | 1.579e-06 | 2050 | Mitigation | 0.9 | 30 | 0 | esc | 0 | 0 | 0.063041 | 8.484e-10 | 0.066806 | 8.9907e-10 | 0.063625 | 8.5626e-10
[120 empty] | 7.3.5.15 Identification and remediation of “at-risk species”WLDFRVegetation ContactBranch (Not overhanging, within 4ft) | WLDFR | HFTD - Distribution - Tier 3 - 4QU CoRE ¦ 5QU LoRE | Red Flag Warning - Catastrophic Fires | Vegetation Contact | Branch (Not overhanging, within 4ft) | 2051 | 1.3458e-08 | 117.3278 | 1.579e-06 | 2051 | Mitigation | 0.9 | 30 | 0 | esc | 0 | 0 | 0 | 0 | 0.066806 | 8.9907e-10 | 0.063625 | 8.5626e-10
[120 empty] | 7.3.5.15 Identification and remediation of “at-risk species”WLDFRVegetation ContactBranch (Not overhanging, within 4ft) | WLDFR | HFTD - Distribution - Tier 3 - 4QU CoRE ¦ 5QU LoRE | Red Flag Warning - Catastrophic Fires | Vegetation Contact | Branch (Not overhanging, within 4ft) | 2052 | 1.3458e-08 | 117.3278 | 1.579e-06 | 2052 | Mitigation | 0.9 | 30 | 0 | esc | 0 | 0 | 0 | 0 | 0 | 0 | 0.063625 | 8.5626e-10
[120 empty] | 7.3.5.15 Identification and remediation of “at-risk species”WLDFRVegetation ContactBranch (OverHanging) | WLDFR | HFTD - Distribution - Tier 3 - 4QU CoRE ¦ 5QU LoRE | Red Flag Warning - Catastrophic Fires | Vegetation Contact | Branch (OverHanging) | 2022 | 8.3814e-07 | 117.3278 | 9.8337e-05 | 2022 | Mitigation | 0.9 | 30 | 0 | esc | 0.059703 | 5.004e-08 | 0.063041 | 5.2837e-08 | 0.066806 | 5.5993e-08 | 0 | 0
[120 empty] | 7.3.5.15 Identification and remediation of “at-risk species”WLDFRVegetation ContactBranch (OverHanging) | WLDFR | HFTD - Distribution - Tier 3 - 4QU CoRE ¦ 5QU LoRE | Red Flag Warning - Catastrophic Fires | Vegetation Contact | Branch (OverHanging) | 2023 | 8.3814e-07 | 117.3278 | 9.8337e-05 | 2023 | Mitigation | 0.9 | 30 | 0 | esc | 0.059703 | 5.004e-08 | 0.063041 | 5.2837e-08 | 0.066806 | 5.5993e-08 | 0.063625 | 5.3327e-08
[120 empty] | 7.3.5.15 Identification and remediation of “at-risk species”WLDFRVegetation ContactBranch (OverHanging) | WLDFR | HFTD - Distribution - Tier 3 - 4QU CoRE ¦ 5QU LoRE | Red Flag Warning - Catastrophic Fires | Vegetation Contact | Branch (OverHanging) | 2024 | 8.3814e-07 | 117.3278 | 9.8337e-05 | 2024 | Mitigation | 0.9 | 30 | 0 | esc | 0.059703 | 5.004e-08 | 0.063041 | 5.2837e-08 | 0.066806 | 5.5993e-08 | 0.063625 | 5.3327e-08
[120 empty] | 7.3.5.15 Identification and remediation of “at-risk species”WLDFRVegetation ContactBranch (OverHanging) | WLDFR | HFTD - Distribution - Tier 3 - 4QU CoRE ¦ 5QU LoRE | Red Flag Warning - Catastrophic Fires | Vegetation Contact | Branch (OverHanging) | 2025 | 8.3814e-07 | 117.3278 | 9.8337e-05 | 2025 | Mitigation | 0.9 | 30 | 0 | esc | 0.059703 | 5.004e-08 | 0.063041 | 5.2837e-08 | 0.066806 | 5.5993e-08 | 0.063625 | 5.3327e-08
[120 empty] | 7.3.5.15 Identification and remediation of “at-risk species”WLDFRVegetation ContactBranch (OverHanging) | WLDFR | HFTD - Distribution - Tier 3 - 4QU CoRE ¦ 5QU LoRE | Red Flag Warning - Catastrophic Fires | Vegetation Contact | Branch (OverHanging) | 2026 | 8.3814e-07 | 117.3278 | 9.8337e-05 | 2026 | Mitigation | 0.9 | 30 | 0 | esc | 0.059703 | 5.004e-08 | 0.063041 | 5.2837e-08 | 0.066806 | 5.5993e-08 | 0.063625 | 5.3327e-08
[120 empty] | 7.3.5.15 Identification and remediation of “at-risk species”WLDFRVegetation ContactBranch (OverHanging) | WLDFR | HFTD - Distribution - Tier 3 - 4QU CoRE ¦ 5QU LoRE | Red Flag Warning - Catastrophic Fires | Vegetation Contact | Branch (OverHanging) | 2027 | 8.3814e-07 | 117.3278 | 9.8337e-05 | 2027 | Mitigation | 0.9 | 30 | 0 | esc | 0.059703 | 5.004e-08 | 0.063041 | 5.2837e-08 | 0.066806 | 5.5993e-08 | 0.063625 | 5.3327e-08
[120 empty] | 7.3.5.15 Identification and remediation of “at-risk species”WLDFRVegetation ContactBranch (OverHanging) | WLDFR | HFTD - Distribution - Tier 3 - 4QU CoRE ¦ 5QU LoRE | Red Flag Warning - Catastrophic Fires | Vegetation Contact | Branch (OverHanging) | 2028 | 8.3814e-07 | 117.3278 | 9.8337e-05 | 2028 | Mitigation | 0.9 | 30 | 0 | esc | 0.059703 | 5.004e-08 | 0.063041 | 5.2837e-08 | 0.066806 | 5.5993e-08 | 0.063625 | 5.3327e-08
[120 empty] | 7.3.5.15 Identification and remediation of “at-risk species”WLDFRVegetation ContactBranch (OverHanging) | WLDFR | HFTD - Distribution - Tier 3 - 4QU CoRE ¦ 5QU LoRE | Red Flag Warning - Catastrophic Fires | Vegetation Contact | Branch (OverHanging) | 2029 | 8.3814e-07 | 117.3278 | 9.8337e-05 | 2029 | Mitigation | 0.9 | 30 | 0 | esc | 0.059703 | 5.004e-08 | 0.063041 | 5.2837e-08 | 0.066806 | 5.5993e-08 | 0.063625 | 5.3327e-08
[120 empty] | 7.3.5.15 Identification and remediation of “at-risk species”WLDFRVegetation ContactBranch (OverHanging) | WLDFR | HFTD - Distribution - Tier 3 - 4QU CoRE ¦ 5QU LoRE | Red Flag Warning - Catastrophic Fires | Vegetation Contact | Branch (OverHanging) | 2030 | 8.3814e-07 | 117.3278 | 9.8337e-05 | 2030 | Mitigation | 0.9 | 30 | 0 | esc | 0.059703 | 5.004e-08 | 0.063041 | 5.2837e-08 | 0.066806 | 5.5993e-08 | 0.063625 | 5.3327e-08
[120 empty] | 7.3.5.15 Identification and remediation of “at-risk species”WLDFRVegetation ContactBranch (OverHanging) | WLDFR | HFTD - Distribution - Tier 3 - 4QU CoRE ¦ 5QU LoRE | Red Flag Warning - Catastrophic Fires | Vegetation Contact | Branch (OverHanging) | 2031 | 8.3814e-07 | 117.3278 | 9.8337e-05 | 2031 | Mitigation | 0.9 | 30 | 0 | esc | 0.059703 | 5.004e-08 | 0.063041 | 5.2837e-08 | 0.066806 | 5.5993e-08 | 0.063625 | 5.3327e-08
[120 empty] | 7.3.5.15 Identification and remediation of “at-risk species”WLDFRVegetation ContactBranch (OverHanging) | WLDFR | HFTD - Distribution - Tier 3 - 4QU CoRE ¦ 5QU LoRE | Red Flag Warning - Catastrophic Fires | Vegetation Contact | Branch (OverHanging) | 2032 | 8.3814e-07 | 117.3278 | 9.8337e-05 | 2032 | Mitigation | 0.9 | 30 | 0 | esc | 0.059703 | 5.004e-08 | 0.063041 | 5.2837e-08 | 0.066806 | 5.5993e-08 | 0.063625 | 5.3327e-08
[120 empty] | 7.3.5.15 Identification and remediation of “at-risk species”WLDFRVegetation ContactBranch (OverHanging) | WLDFR | HFTD - Distribution - Tier 3 - 4QU CoRE ¦ 5QU LoRE | Red Flag Warning - Catastrophic Fires | Vegetation Contact | Branch (OverHanging) | 2033 | 8.3814e-07 | 117.3278 | 9.8337e-05 | 2033 | Mitigation | 0.9 | 30 | 0 | esc | 0.059703 | 5.004e-08 | 0.063041 | 5.2837e-08 | 0.066806 | 5.5993e-08 | 0.063625 | 5.3327e-08
[120 empty] | 7.3.5.15 Identification and remediation of “at-risk species”WLDFRVegetation ContactBranch (OverHanging) | WLDFR | HFTD - Distribution - Tier 3 - 4QU CoRE ¦ 5QU LoRE | Red Flag Warning - Catastrophic Fires | Vegetation Contact | Branch (OverHanging) | 2034 | 8.3814e-07 | 117.3278 | 9.8337e-05 | 2034 | Mitigation | 0.9 | 30 | 0 | esc | 0.059703 | 5.004e-08 | 0.063041 | 5.2837e-08 | 0.066806 | 5.5993e-08 | 0.063625 | 5.3327e-08
[120 empty] | 7.3.5.15 Identification and remediation of “at-risk species”WLDFRVegetation ContactBranch (OverHanging) | WLDFR | HFTD - Distribution - Tier 3 - 4QU CoRE ¦ 5QU LoRE | Red Flag Warning - Catastrophic Fires | Vegetation Contact | Branch (OverHanging) | 2035 | 8.3814e-07 | 117.3278 | 9.8337e-05 | 2035 | Mitigation | 0.9 | 30 | 0 | esc | 0.059703 | 5.004e-08 | 0.063041 | 5.2837e-08 | 0.066806 | 5.5993e-08 | 0.063625 | 5.3327e-08
[120 empty] | 7.3.5.15 Identification and remediation of “at-risk species”WLDFRVegetation ContactBranch (OverHanging) | WLDFR | HFTD - Distribution - Tier 3 - 4QU CoRE ¦ 5QU LoRE | Red Flag Warning - Catastrophic Fires | Vegetation Contact | Branch (OverHanging) | 2036 | 8.3814e-07 | 117.3278 | 9.8337e-05 | 2036 | Mitigation | 0.9 | 30 | 0 | esc | 0.059703 | 5.004e-08 | 0.063041 | 5.2837e-08 | 0.066806 | 5.5993e-08 | 0.063625 | 5.3327e-08
[120 empty] | 7.3.5.15 Identification and remediation of “at-risk species”WLDFRVegetation ContactBranch (OverHanging) | WLDFR | HFTD - Distribution - Tier 3 - 4QU CoRE ¦ 5QU LoRE | Red Flag Warning - Catastrophic Fires | Vegetation Contact | Branch (OverHanging) | 2037 | 8.3814e-07 | 117.3278 | 9.8337e-05 | 2037 | Mitigation | 0.9 | 30 | 0 | esc | 0.059703 | 5.004e-08 | 0.063041 | 5.2837e-08 | 0.066806 | 5.5993e-08 | 0.063625 | 5.3327e-08
[120 empty] | 7.3.5.15 Identification and remediation of “at-risk species”WLDFRVegetation ContactBranch (OverHanging) | WLDFR | HFTD - Distribution - Tier 3 - 4QU CoRE ¦ 5QU LoRE | Red Flag Warning - Catastrophic Fires | Vegetation Contact | Branch (OverHanging) | 2038 | 8.3814e-07 | 117.3278 | 9.8337e-05 | 2038 | Mitigation | 0.9 | 30 | 0 | esc | 0.059703 | 5.004e-08 | 0.063041 | 5.2837e-08 | 0.066806 | 5.5993e-08 | 0.063625 | 5.3327e-08
[120 empty] | 7.3.5.15 Identification and remediation of “at-risk species”WLDFRVegetation ContactBranch (OverHanging) | WLDFR | HFTD - Distribution - Tier 3 - 4QU CoRE ¦ 5QU LoRE | Red Flag Warning - Catastrophic Fires | Vegetation Contact | Branch (OverHanging) | 2039 | 8.3814e-07 | 117.3278 | 9.8337e-05 | 2039 | Mitigation | 0.9 | 30 | 0 | esc | 0.059703 | 5.004e-08 | 0.063041 | 5.2837e-08 | 0.066806 | 5.5993e-08 | 0.063625 | 5.3327e-08
[120 empty] | 7.3.5.15 Identification and remediation of “at-risk species”WLDFRVegetation ContactBranch (OverHanging) | WLDFR | HFTD - Distribution - Tier 3 - 4QU CoRE ¦ 5QU LoRE | Red Flag Warning - Catastrophic Fires | Vegetation Contact | Branch (OverHanging) | 2040 | 8.3814e-07 | 117.3278 | 9.8337e-05 | 2040 | Mitigation | 0.9 | 30 | 0 | esc | 0.059703 | 5.004e-08 | 0.063041 | 5.2837e-08 | 0.066806 | 5.5993e-08 | 0.063625 | 5.3327e-08
[120 empty] | 7.3.5.15 Identification and remediation of “at-risk species”WLDFRVegetation ContactBranch (OverHanging) | WLDFR | HFTD - Distribution - Tier 3 - 4QU CoRE ¦ 5QU LoRE | Red Flag Warning - Catastrophic Fires | Vegetation Contact | Branch (OverHanging) | 2041 | 8.3814e-07 | 117.3278 | 9.8337e-05 | 2041 | Mitigation | 0.9 | 30 | 0 | esc | 0.059703 | 5.004e-08 | 0.063041 | 5.2837e-08 | 0.066806 | 5.5993e-08 | 0.063625 | 5.3327e-08
[120 empty] | 7.3.5.15 Identification and remediation of “at-risk species”WLDFRVegetation ContactBranch (OverHanging) | WLDFR | HFTD - Distribution - Tier 3 - 4QU CoRE ¦ 5QU LoRE | Red Flag Warning - Catastrophic Fires | Vegetation Contact | Branch (OverHanging) | 2042 | 8.3814e-07 | 117.3278 | 9.8337e-05 | 2042 | Mitigation | 0.9 | 30 | 0 | esc | 0.059703 | 5.004e-08 | 0.063041 | 5.2837e-08 | 0.066806 | 5.5993e-08 | 0.063625 | 5.3327e-08
[120 empty] | 7.3.5.15 Identification and remediation of “at-risk species”WLDFRVegetation ContactBranch (OverHanging) | WLDFR | HFTD - Distribution - Tier 3 - 4QU CoRE ¦ 5QU LoRE | Red Flag Warning - Catastrophic Fires | Vegetation Contact | Branch (OverHanging) | 2043 | 8.3814e-07 | 117.3278 | 9.8337e-05 | 2043 | Mitigation | 0.9 | 30 | 0 | esc | 0.059703 | 5.004e-08 | 0.063041 | 5.2837e-08 | 0.066806 | 5.5993e-08 | 0.063625 | 5.3327e-08
[120 empty] | 7.3.5.15 Identification and remediation of “at-risk species”WLDFRVegetation ContactBranch (OverHanging) | WLDFR | HFTD - Distribution - Tier 3 - 4QU CoRE ¦ 5QU LoRE | Red Flag Warning - Catastrophic Fires | Vegetation Contact | Branch (OverHanging) | 2044 | 8.3814e-07 | 117.3278 | 9.8337e-05 | 2044 | Mitigation | 0.9 | 30 | 0 | esc | 0.059703 | 5.004e-08 | 0.063041 | 5.2837e-08 | 0.066806 | 5.5993e-08 | 0.063625 | 5.3327e-08
[120 empty] | 7.3.5.15 Identification and remediation of “at-risk species”WLDFRVegetation ContactBranch (OverHanging) | WLDFR | HFTD - Distribution - Tier 3 - 4QU CoRE ¦ 5QU LoRE | Red Flag Warning - Catastrophic Fires | Vegetation Contact | Branch (OverHanging) | 2045 | 8.3814e-07 | 117.3278 | 9.8337e-05 | 2045 | Mitigation | 0.9 | 30 | 0 | esc | 0.059703 | 5.004e-08 | 0.063041 | 5.2837e-08 | 0.066806 | 5.5993e-08 | 0.063625 | 5.3327e-08
[120 empty] | 7.3.5.15 Identification and remediation of “at-risk species”WLDFRVegetation ContactBranch (OverHanging) | WLDFR | HFTD - Distribution - Tier 3 - 4QU CoRE ¦ 5QU LoRE | Red Flag Warning - Catastrophic Fires | Vegetation Contact | Branch (OverHanging) | 2046 | 8.3814e-07 | 117.3278 | 9.8337e-05 | 2046 | Mitigation | 0.9 | 30 | 0 | esc | 0.059703 | 5.004e-08 | 0.063041 | 5.2837e-08 | 0.066806 | 5.5993e-08 | 0.063625 | 5.3327e-08
[120 empty] | 7.3.5.15 Identification and remediation of “at-risk species”WLDFRVegetation ContactBranch (OverHanging) | WLDFR | HFTD - Distribution - Tier 3 - 4QU CoRE ¦ 5QU LoRE | Red Flag Warning - Catastrophic Fires | Vegetation Contact | Branch (OverHanging) | 2047 | 8.3814e-07 | 117.3278 | 9.8337e-05 | 2047 | Mitigation | 0.9 | 30 | 0 | esc | 0.059703 | 5.004e-08 | 0.063041 | 5.2837e-08 | 0.066806 | 5.5993e-08 | 0.063625 | 5.3327e-08
[120 empty] | 7.3.5.15 Identification and remediation of “at-risk species”WLDFRVegetation ContactBranch (OverHanging) | WLDFR | HFTD - Distribution - Tier 3 - 4QU CoRE ¦ 5QU LoRE | Red Flag Warning - Catastrophic Fires | Vegetation Contact | Branch (OverHanging) | 2048 | 8.3814e-07 | 117.3278 | 9.8337e-05 | 2048 | Mitigation | 0.9 | 30 | 0 | esc | 0.059703 | 5.004e-08 | 0.063041 | 5.2837e-08 | 0.066806 | 5.5993e-08 | 0.063625 | 5.3327e-08
[120 empty] | 7.3.5.15 Identification and remediation of “at-risk species”WLDFRVegetation ContactBranch (OverHanging) | WLDFR | HFTD - Distribution - Tier 3 - 4QU CoRE ¦ 5QU LoRE | Red Flag Warning - Catastrophic Fires | Vegetation Contact | Branch (OverHanging) | 2049 | 8.3814e-07 | 117.3278 | 9.8337e-05 | 2049 | Mitigation | 0.9 | 30 | 0 | esc | 0.059703 | 5.004e-08 | 0.063041 | 5.2837e-08 | 0.066806 | 5.5993e-08 | 0.063625 | 5.3327e-08
[120 empty] | 7.3.5.15 Identification and remediation of “at-risk species”WLDFRVegetation ContactBranch (OverHanging) | WLDFR | HFTD - Distribution - Tier 3 - 4QU CoRE ¦ 5QU LoRE | Red Flag Warning - Catastrophic Fires | Vegetation Contact | Branch (OverHanging) | 2050 | 8.3814e-07 | 117.3278 | 9.8337e-05 | 2050 | Mitigation | 0.9 | 30 | 0 | esc | 0 | 0 | 0.063041 | 5.2837e-08 | 0.066806 | 5.5993e-08 | 0.063625 | 5.3327e-08
[120 empty] | 7.3.5.15 Identification and remediation of “at-risk species”WLDFRVegetation ContactBranch (OverHanging) | WLDFR | HFTD - Distribution - Tier 3 - 4QU CoRE ¦ 5QU LoRE | Red Flag Warning - Catastrophic Fires | Vegetation Contact | Branch (OverHanging) | 2051 | 8.3814e-07 | 117.3278 | 9.8337e-05 | 2051 | Mitigation | 0.9 | 30 | 0 | esc | 0 | 0 | 0 | 0 | 0.066806 | 5.5993e-08 | 0.063625 | 5.3327e-08
[120 empty] | 7.3.5.15 Identification and remediation of “at-risk species”WLDFRVegetation ContactBranch (OverHanging) | WLDFR | HFTD - Distribution - Tier 3 - 4QU CoRE ¦ 5QU LoRE | Red Flag Warning - Catastrophic Fires | Vegetation Contact | Branch (OverHanging) | 2052 | 8.3814e-07 | 117.3278 | 9.8337e-05 | 2052 | Mitigation | 0.9 | 30 | 0 | esc | 0 | 0 | 0 | 0 | 0 | 0 | 0.063625 | 5.3327e-08
[120 empty] | 7.3.5.15 Identification and remediation of “at-risk species”WLDFRVegetation ContactFell into (Moderate-Severe defect) | WLDFR | HFTD - Distribution - Tier 3 - 4QU CoRE ¦ 5QU LoRE | Red Flag Warning - Catastrophic Fires | Vegetation Contact | Fell into (Moderate-Severe defect) | 2022 | 2.4044e-07 | 117.3278 | 2.821e-05 | 2022 | Mitigation | 0.95 | 1 | 0 | esc | 0 | 0 | 0 | 0 | 0.070518 | 1.6955e-08 | 0 | 0
[120 empty] | 7.3.5.15 Identification and remediation of “at-risk species”WLDFRVegetation ContactFell into (Moderate-Severe defect) | WLDFR | HFTD - Distribution - Tier 3 - 4QU CoRE ¦ 5QU LoRE | Red Flag Warning - Catastrophic Fires | Vegetation Contact | Fell into (Moderate-Severe defect) | 2023 | 2.4044e-07 | 117.3278 | 2.821e-05 | 2023 | Mitigation | 0.95 | 1 | 0 | esc | 0 | 0 | 0 | 0 | 0 | 0 | 0.06716 | 1.6148e-08
[120 empty] | 7.3.5.15 Identification and remediation of “at-risk species”WLDFRVegetation ContactFell into (slight defect) | WLDFR | HFTD - Distribution - Tier 3 - 4QU CoRE ¦ 5QU LoRE | Red Flag Warning - Catastrophic Fires | Vegetation Contact | Fell into (slight defect) | 2022 | 2.6728e-07 | 117.3278 | 3.136e-05 | 2022 | Mitigation | 0.5 | 1 | 0 | esc | 0 | 0 | 0 | 0 | 0.037115 | 9.9201e-09 | 0 | 0
[120 empty] | 7.3.5.15 Identification and remediation of “at-risk species”WLDFRVegetation ContactFell into (slight defect) | WLDFR | HFTD - Distribution - Tier 3 - 4QU CoRE ¦ 5QU LoRE | Red Flag Warning - Catastrophic Fires | Vegetation Contact | Fell into (slight defect) | 2023 | 2.6728e-07 | 117.3278 | 3.136e-05 | 2023 | Mitigation | 0.5 | 1 | 0 | esc | 0 | 0 | 0 | 0 | 0 | 0 | 0.035347 | 9.4477e-09
[120 empty] | 7.3.5.15 Identification and remediation of “at-risk species”WLDFRVegetation ContactGrow Into | WLDFR | HFTD - Distribution - Tier 3 - 4QU CoRE ¦ 5QU LoRE | Red Flag Warning - Catastrophic Fires | Vegetation Contact | Grow Into | 2022 | 2.7554e-08 | 117.3278 | 3.2328e-06 | 2022 | Mitigation | 0.5 | 1 | 0 | esc | 0 | 0 | 0 | 0 | 0.037115 | 1.0226e-09 | 0 | 0
[120 empty] | 7.3.5.15 Identification and remediation of “at-risk species”WLDFRVegetation ContactGrow Into | WLDFR | HFTD - Distribution - Tier 3 - 4QU CoRE ¦ 5QU LoRE | Red Flag Warning - Catastrophic Fires | Vegetation Contact | Grow Into | 2023 | 2.7554e-08 | 117.3278 | 3.2328e-06 | 2023 | Mitigation | 0.5 | 1 | 0 | esc | 0 | 0 | 0 | 0 | 0 | 0 | 0.035347 | 9.7395e-10
[120 empty] | 7.3.5.15 Identification and remediation of “at-risk species”WLDFRVegetation ContactBranch (Not overhanging, 4-12ft) | WLDFR | HFTD - Distribution - Tier 3 - 4QU CoRE ¦ 5QU LoRE | Red Flag Warning - Destructive Fires | Vegetation Contact | Branch (Not overhanging, 4-12ft) | 2022 | 7.0449e-09 | 117.3278 | 8.2656e-07 | 2022 | Mitigation | 0.5 | 30 | 0 | esc | 0.033168 | 2.3367e-10 | 0.035023 | 2.4673e-10 | 0.037115 | 2.6147e-10 | 0 | 0
[120 empty] | 7.3.5.15 Identification and remediation of “at-risk species”WLDFRVegetation ContactBranch (Not overhanging, 4-12ft) | WLDFR | HFTD - Distribution - Tier 3 - 4QU CoRE ¦ 5QU LoRE | Red Flag Warning - Destructive Fires | Vegetation Contact | Branch (Not overhanging, 4-12ft) | 2023 | 7.0449e-09 | 117.3278 | 8.2656e-07 | 2023 | Mitigation | 0.5 | 30 | 0 | esc | 0.033168 | 2.3367e-10 | 0.035023 | 2.4673e-10 | 0.037115 | 2.6147e-10 | 0.035347 | 2.4902e-10
[120 empty] | 7.3.5.15 Identification and remediation of “at-risk species”WLDFRVegetation ContactBranch (Not overhanging, 4-12ft) | WLDFR | HFTD - Distribution - Tier 3 - 4QU CoRE ¦ 5QU LoRE | Red Flag Warning - Destructive Fires | Vegetation Contact | Branch (Not overhanging, 4-12ft) | 2024 | 7.0449e-09 | 117.3278 | 8.2656e-07 | 2024 | Mitigation | 0.5 | 30 | 0 | esc | 0.033168 | 2.3367e-10 | 0.035023 | 2.4673e-10 | 0.037115 | 2.6147e-10 | 0.035347 | 2.4902e-10
[120 empty] | 7.3.5.15 Identification and remediation of “at-risk species”WLDFRVegetation ContactBranch (Not overhanging, 4-12ft) | WLDFR | HFTD - Distribution - Tier 3 - 4QU CoRE ¦ 5QU LoRE | Red Flag Warning - Destructive Fires | Vegetation Contact | Branch (Not overhanging, 4-12ft) | 2025 | 7.0449e-09 | 117.3278 | 8.2656e-07 | 2025 | Mitigation | 0.5 | 30 | 0 | esc | 0.033168 | 2.3367e-10 | 0.035023 | 2.4673e-10 | 0.037115 | 2.6147e-10 | 0.035347 | 2.4902e-10
[120 empty] | 7.3.5.15 Identification and remediation of “at-risk species”WLDFRVegetation ContactBranch (Not overhanging, 4-12ft) | WLDFR | HFTD - Distribution - Tier 3 - 4QU CoRE ¦ 5QU LoRE | Red Flag Warning - Destructive Fires | Vegetation Contact | Branch (Not overhanging, 4-12ft) | 2026 | 7.0449e-09 | 117.3278 | 8.2656e-07 | 2026 | Mitigation | 0.5 | 30 | 0 | esc | 0.033168 | 2.3367e-10 | 0.035023 | 2.4673e-10 | 0.037115 | 2.6147e-10 | 0.035347 | 2.4902e-10
[120 empty] | 7.3.5.15 Identification and remediation of “at-risk species”WLDFRVegetation ContactBranch (Not overhanging, 4-12ft) | WLDFR | HFTD - Distribution - Tier 3 - 4QU CoRE ¦ 5QU LoRE | Red Flag Warning - Destructive Fires | Vegetation Contact | Branch (Not overhanging, 4-12ft) | 2027 | 7.0449e-09 | 117.3278 | 8.2656e-07 | 2027 | Mitigation | 0.5 | 30 | 0 | esc | 0.033168 | 2.3367e-10 | 0.035023 | 2.4673e-10 | 0.037115 | 2.6147e-10 | 0.035347 | 2.4902e-10
[120 empty] | 7.3.5.15 Identification and remediation of “at-risk species”WLDFRVegetation ContactBranch (Not overhanging, 4-12ft) | WLDFR | HFTD - Distribution - Tier 3 - 4QU CoRE ¦ 5QU LoRE | Red Flag Warning - Destructive Fires | Vegetation Contact | Branch (Not overhanging, 4-12ft) | 2028 | 7.0449e-09 | 117.3278 | 8.2656e-07 | 2028 | Mitigation | 0.5 | 30 | 0 | esc | 0.033168 | 2.3367e-10 | 0.035023 | 2.4673e-10 | 0.037115 | 2.6147e-10 | 0.035347 | 2.4902e-10
[120 empty] | 7.3.5.15 Identification and remediation of “at-risk species”WLDFRVegetation ContactBranch (Not overhanging, 4-12ft) | WLDFR | HFTD - Distribution - Tier 3 - 4QU CoRE ¦ 5QU LoRE | Red Flag Warning - Destructive Fires | Vegetation Contact | Branch (Not overhanging, 4-12ft) | 2029 | 7.0449e-09 | 117.3278 | 8.2656e-07 | 2029 | Mitigation | 0.5 | 30 | 0 | esc | 0.033168 | 2.3367e-10 | 0.035023 | 2.4673e-10 | 0.037115 | 2.6147e-10 | 0.035347 | 2.4902e-10
[120 empty] | 7.3.5.15 Identification and remediation of “at-risk species”WLDFRVegetation ContactBranch (Not overhanging, 4-12ft) | WLDFR | HFTD - Distribution - Tier 3 - 4QU CoRE ¦ 5QU LoRE | Red Flag Warning - Destructive Fires | Vegetation Contact | Branch (Not overhanging, 4-12ft) | 2030 | 7.0449e-09 | 117.3278 | 8.2656e-07 | 2030 | Mitigation | 0.5 | 30 | 0 | esc | 0.033168 | 2.3367e-10 | 0.035023 | 2.4673e-10 | 0.037115 | 2.6147e-10 | 0.035347 | 2.4902e-10
[120 empty] | 7.3.5.15 Identification and remediation of “at-risk species”WLDFRVegetation ContactBranch (Not overhanging, 4-12ft) | WLDFR | HFTD - Distribution - Tier 3 - 4QU CoRE ¦ 5QU LoRE | Red Flag Warning - Destructive Fires | Vegetation Contact | Branch (Not overhanging, 4-12ft) | 2031 | 7.0449e-09 | 117.3278 | 8.2656e-07 | 2031 | Mitigation | 0.5 | 30 | 0 | esc | 0.033168 | 2.3367e-10 | 0.035023 | 2.4673e-10 | 0.037115 | 2.6147e-10 | 0.035347 | 2.4902e-10
[120 empty] | 7.3.5.15 Identification and remediation of “at-risk species”WLDFRVegetation ContactBranch (Not overhanging, 4-12ft) | WLDFR | HFTD - Distribution - Tier 3 - 4QU CoRE ¦ 5QU LoRE | Red Flag Warning - Destructive Fires | Vegetation Contact | Branch (Not overhanging, 4-12ft) | 2032 | 7.0449e-09 | 117.3278 | 8.2656e-07 | 2032 | Mitigation | 0.5 | 30 | 0 | esc | 0.033168 | 2.3367e-10 | 0.035023 | 2.4673e-10 | 0.037115 | 2.6147e-10 | 0.035347 | 2.4902e-10
[120 empty] | 7.3.5.15 Identification and remediation of “at-risk species”WLDFRVegetation ContactBranch (Not overhanging, 4-12ft) | WLDFR | HFTD - Distribution - Tier 3 - 4QU CoRE ¦ 5QU LoRE | Red Flag Warning - Destructive Fires | Vegetation Contact | Branch (Not overhanging, 4-12ft) | 2033 | 7.0449e-09 | 117.3278 | 8.2656e-07 | 2033 | Mitigation | 0.5 | 30 | 0 | esc | 0.033168 | 2.3367e-10 | 0.035023 | 2.4673e-10 | 0.037115 | 2.6147e-10 | 0.035347 | 2.4902e-10
[120 empty] | 7.3.5.15 Identification and remediation of “at-risk species”WLDFRVegetation ContactBranch (Not overhanging, 4-12ft) | WLDFR | HFTD - Distribution - Tier 3 - 4QU CoRE ¦ 5QU LoRE | Red Flag Warning - Destructive Fires | Vegetation Contact | Branch (Not overhanging, 4-12ft) | 2034 | 7.0449e-09 | 117.3278 | 8.2656e-07 | 2034 | Mitigation | 0.5 | 30 | 0 | esc | 0.033168 | 2.3367e-10 | 0.035023 | 2.4673e-10 | 0.037115 | 2.6147e-10 | 0.035347 | 2.4902e-10
[120 empty] | 7.3.5.15 Identification and remediation of “at-risk species”WLDFRVegetation ContactBranch (Not overhanging, 4-12ft) | WLDFR | HFTD - Distribution - Tier 3 - 4QU CoRE ¦ 5QU LoRE | Red Flag Warning - Destructive Fires | Vegetation Contact | Branch (Not overhanging, 4-12ft) | 2035 | 7.0449e-09 | 117.3278 | 8.2656e-07 | 2035 | Mitigation | 0.5 | 30 | 0 | esc | 0.033168 | 2.3367e-10 | 0.035023 | 2.4673e-10 | 0.037115 | 2.6147e-10 | 0.035347 | 2.4902e-10
[120 empty] | 7.3.5.15 Identification and remediation of “at-risk species”WLDFRVegetation ContactBranch (Not overhanging, 4-12ft) | WLDFR | HFTD - Distribution - Tier 3 - 4QU CoRE ¦ 5QU LoRE | Red Flag Warning - Destructive Fires | Vegetation Contact | Branch (Not overhanging, 4-12ft) | 2036 | 7.0449e-09 | 117.3278 | 8.2656e-07 | 2036 | Mitigation | 0.5 | 30 | 0 | esc | 0.033168 | 2.3367e-10 | 0.035023 | 2.4673e-10 | 0.037115 | 2.6147e-10 | 0.035347 | 2.4902e-10
[120 empty] | 7.3.5.15 Identification and remediation of “at-risk species”WLDFRVegetation ContactBranch (Not overhanging, 4-12ft) | WLDFR | HFTD - Distribution - Tier 3 - 4QU CoRE ¦ 5QU LoRE | Red Flag Warning - Destructive Fires | Vegetation Contact | Branch (Not overhanging, 4-12ft) | 2037 | 7.0449e-09 | 117.3278 | 8.2656e-07 | 2037 | Mitigation | 0.5 | 30 | 0 | esc | 0.033168 | 2.3367e-10 | 0.035023 | 2.4673e-10 | 0.037115 | 2.6147e-10 | 0.035347 | 2.4902e-10
[120 empty] | 7.3.5.15 Identification and remediation of “at-risk species”WLDFRVegetation ContactBranch (Not overhanging, 4-12ft) | WLDFR | HFTD - Distribution - Tier 3 - 4QU CoRE ¦ 5QU LoRE | Red Flag Warning - Destructive Fires | Vegetation Contact | Branch (Not overhanging, 4-12ft) | 2038 | 7.0449e-09 | 117.3278 | 8.2656e-07 | 2038 | Mitigation | 0.5 | 30 | 0 | esc | 0.033168 | 2.3367e-10 | 0.035023 | 2.4673e-10 | 0.037115 | 2.6147e-10 | 0.035347 | 2.4902e-10
[120 empty] | 7.3.5.15 Identification and remediation of “at-risk species”WLDFRVegetation ContactBranch (Not overhanging, 4-12ft) | WLDFR | HFTD - Distribution - Tier 3 - 4QU CoRE ¦ 5QU LoRE | Red Flag Warning - Destructive Fires | Vegetation Contact | Branch (Not overhanging, 4-12ft) | 2039 | 7.0449e-09 | 117.3278 | 8.2656e-07 | 2039 | Mitigation | 0.5 | 30 | 0 | esc | 0.033168 | 2.3367e-10 | 0.035023 | 2.4673e-10 | 0.037115 | 2.6147e-10 | 0.035347 | 2.4902e-10
[120 empty] | 7.3.5.15 Identification and remediation of “at-risk species”WLDFRVegetation ContactBranch (Not overhanging, 4-12ft) | WLDFR | HFTD - Distribution - Tier 3 - 4QU CoRE ¦ 5QU LoRE | Red Flag Warning - Destructive Fires | Vegetation Contact | Branch (Not overhanging, 4-12ft) | 2040 | 7.0449e-09 | 117.3278 | 8.2656e-07 | 2040 | Mitigation | 0.5 | 30 | 0 | esc | 0.033168 | 2.3367e-10 | 0.035023 | 2.4673e-10 | 0.037115 | 2.6147e-10 | 0.035347 | 2.4902e-10
[120 empty] | 7.3.5.15 Identification and remediation of “at-risk species”WLDFRVegetation ContactBranch (Not overhanging, 4-12ft) | WLDFR | HFTD - Distribution - Tier 3 - 4QU CoRE ¦ 5QU LoRE | Red Flag Warning - Destructive Fires | Vegetation Contact | Branch (Not overhanging, 4-12ft) | 2041 | 7.0449e-09 | 117.3278 | 8.2656e-07 | 2041 | Mitigation | 0.5 | 30 | 0 | esc | 0.033168 | 2.3367e-10 | 0.035023 | 2.4673e-10 | 0.037115 | 2.6147e-10 | 0.035347 | 2.4902e-10
[120 empty] | 7.3.5.15 Identification and remediation of “at-risk species”WLDFRVegetation ContactBranch (Not overhanging, 4-12ft) | WLDFR | HFTD - Distribution - Tier 3 - 4QU CoRE ¦ 5QU LoRE | Red Flag Warning - Destructive Fires | Vegetation Contact | Branch (Not overhanging, 4-12ft) | 2042 | 7.0449e-09 | 117.3278 | 8.2656e-07 | 2042 | Mitigation | 0.5 | 30 | 0 | esc | 0.033168 | 2.3367e-10 | 0.035023 | 2.4673e-10 | 0.037115 | 2.6147e-10 | 0.035347 | 2.4902e-10
[120 empty] | 7.3.5.15 Identification and remediation of “at-risk species”WLDFRVegetation ContactBranch (Not overhanging, 4-12ft) | WLDFR | HFTD - Distribution - Tier 3 - 4QU CoRE ¦ 5QU LoRE | Red Flag Warning - Destructive Fires | Vegetation Contact | Branch (Not overhanging, 4-12ft) | 2043 | 7.0449e-09 | 117.3278 | 8.2656e-07 | 2043 | Mitigation | 0.5 | 30 | 0 | esc | 0.033168 | 2.3367e-10 | 0.035023 | 2.4673e-10 | 0.037115 | 2.6147e-10 | 0.035347 | 2.4902e-10
[120 empty] | 7.3.5.15 Identification and remediation of “at-risk species”WLDFRVegetation ContactBranch (Not overhanging, 4-12ft) | WLDFR | HFTD - Distribution - Tier 3 - 4QU CoRE ¦ 5QU LoRE | Red Flag Warning - Destructive Fires | Vegetation Contact | Branch (Not overhanging, 4-12ft) | 2044 | 7.0449e-09 | 117.3278 | 8.2656e-07 | 2044 | Mitigation | 0.5 | 30 | 0 | esc | 0.033168 | 2.3367e-10 | 0.035023 | 2.4673e-10 | 0.037115 | 2.6147e-10 | 0.035347 | 2.4902e-10
[120 empty] | 7.3.5.15 Identification and remediation of “at-risk species”WLDFRVegetation ContactBranch (Not overhanging, 4-12ft) | WLDFR | HFTD - Distribution - Tier 3 - 4QU CoRE ¦ 5QU LoRE | Red Flag Warning - Destructive Fires | Vegetation Contact | Branch (Not overhanging, 4-12ft) | 2045 | 7.0449e-09 | 117.3278 | 8.2656e-07 | 2045 | Mitigation | 0.5 | 30 | 0 | esc | 0.033168 | 2.3367e-10 | 0.035023 | 2.4673e-10 | 0.037115 | 2.6147e-10 | 0.035347 | 2.4902e-10
[120 empty] | 7.3.5.15 Identification and remediation of “at-risk species”WLDFRVegetation ContactBranch (Not overhanging, 4-12ft) | WLDFR | HFTD - Distribution - Tier 3 - 4QU CoRE ¦ 5QU LoRE | Red Flag Warning - Destructive Fires | Vegetation Contact | Branch (Not overhanging, 4-12ft) | 2046 | 7.0449e-09 | 117.3278 | 8.2656e-07 | 2046 | Mitigation | 0.5 | 30 | 0 | esc | 0.033168 | 2.3367e-10 | 0.035023 | 2.4673e-10 | 0.037115 | 2.6147e-10 | 0.035347 | 2.4902e-10
[120 empty] | 7.3.5.15 Identification and remediation of “at-risk species”WLDFRVegetation ContactBranch (Not overhanging, 4-12ft) | WLDFR | HFTD - Distribution - Tier 3 - 4QU CoRE ¦ 5QU LoRE | Red Flag Warning - Destructive Fires | Vegetation Contact | Branch (Not overhanging, 4-12ft) | 2047 | 7.0449e-09 | 117.3278 | 8.2656e-07 | 2047 | Mitigation | 0.5 | 30 | 0 | esc | 0.033168 | 2.3367e-10 | 0.035023 | 2.4673e-10 | 0.037115 | 2.6147e-10 | 0.035347 | 2.4902e-10
[120 empty] | 7.3.5.15 Identification and remediation of “at-risk species”WLDFRVegetation ContactBranch (Not overhanging, 4-12ft) | WLDFR | HFTD - Distribution - Tier 3 - 4QU CoRE ¦ 5QU LoRE | Red Flag Warning - Destructive Fires | Vegetation Contact | Branch (Not overhanging, 4-12ft) | 2048 | 7.0449e-09 | 117.3278 | 8.2656e-07 | 2048 | Mitigation | 0.5 | 30 | 0 | esc | 0.033168 | 2.3367e-10 | 0.035023 | 2.4673e-10 | 0.037115 | 2.6147e-10 | 0.035347 | 2.4902e-10
[120 empty] | 7.3.5.15 Identification and remediation of “at-risk species”WLDFRVegetation ContactBranch (Not overhanging, 4-12ft) | WLDFR | HFTD - Distribution - Tier 3 - 4QU CoRE ¦ 5QU LoRE | Red Flag Warning - Destructive Fires | Vegetation Contact | Branch (Not overhanging, 4-12ft) | 2049 | 7.0449e-09 | 117.3278 | 8.2656e-07 | 2049 | Mitigation | 0.5 | 30 | 0 | esc | 0.033168 | 2.3367e-10 | 0.035023 | 2.4673e-10 | 0.037115 | 2.6147e-10 | 0.035347 | 2.4902e-10
[120 empty] | 7.3.5.15 Identification and remediation of “at-risk species”WLDFRVegetation ContactBranch (Not overhanging, 4-12ft) | WLDFR | HFTD - Distribution - Tier 3 - 4QU CoRE ¦ 5QU LoRE | Red Flag Warning - Destructive Fires | Vegetation Contact | Branch (Not overhanging, 4-12ft) | 2050 | 7.0449e-09 | 117.3278 | 8.2656e-07 | 2050 | Mitigation | 0.5 | 30 | 0 | esc | 0 | 0 | 0.035023 | 2.4673e-10 | 0.037115 | 2.6147e-10 | 0.035347 | 2.4902e-10
[120 empty] | 7.3.5.15 Identification and remediation of “at-risk species”WLDFRVegetation ContactBranch (Not overhanging, 4-12ft) | WLDFR | HFTD - Distribution - Tier 3 - 4QU CoRE ¦ 5QU LoRE | Red Flag Warning - Destructive Fires | Vegetation Contact | Branch (Not overhanging, 4-12ft) | 2051 | 7.0449e-09 | 117.3278 | 8.2656e-07 | 2051 | Mitigation | 0.5 | 30 | 0 | esc | 0 | 0 | 0 | 0 | 0.037115 | 2.6147e-10 | 0.035347 | 2.4902e-10
[120 empty] | 7.3.5.15 Identification and remediation of “at-risk species”WLDFRVegetation ContactBranch (Not overhanging, 4-12ft) | WLDFR | HFTD - Distribution - Tier 3 - 4QU CoRE ¦ 5QU LoRE | Red Flag Warning - Destructive Fires | Vegetation Contact | Branch (Not overhanging, 4-12ft) | 2052 | 7.0449e-09 | 117.3278 | 8.2656e-07 | 2052 | Mitigation | 0.5 | 30 | 0 | esc | 0 | 0 | 0 | 0 | 0 | 0 | 0.035347 | 2.4902e-10
[120 empty] | 7.3.5.15 Identification and remediation of “at-risk species”WLDFRVegetation ContactBranch (Not overhanging, within 4ft) | WLDFR | HFTD - Distribution - Tier 3 - 4QU CoRE ¦ 5QU LoRE | Red Flag Warning - Destructive Fires | Vegetation Contact | Branch (Not overhanging, within 4ft) | 2022 | 1.8532e-09 | 117.3278 | 2.1744e-07 | 2022 | Mitigation | 0.9 | 30 | 0 | esc | 0.059703 | 1.1064e-10 | 0.063041 | 1.1683e-10 | 0.066806 | 1.2381e-10 | 0 | 0
[120 empty] | 7.3.5.15 Identification and remediation of “at-risk species”WLDFRVegetation ContactBranch (Not overhanging, within 4ft) | WLDFR | HFTD - Distribution - Tier 3 - 4QU CoRE ¦ 5QU LoRE | Red Flag Warning - Destructive Fires | Vegetation Contact | Branch (Not overhanging, within 4ft) | 2023 | 1.8532e-09 | 117.3278 | 2.1744e-07 | 2023 | Mitigation | 0.9 | 30 | 0 | esc | 0.059703 | 1.1064e-10 | 0.063041 | 1.1683e-10 | 0.066806 | 1.2381e-10 | 0.063625 | 1.1791e-10
[120 empty] | 7.3.5.15 Identification and remediation of “at-risk species”WLDFRVegetation ContactBranch (Not overhanging, within 4ft) | WLDFR | HFTD - Distribution - Tier 3 - 4QU CoRE ¦ 5QU LoRE | Red Flag Warning - Destructive Fires | Vegetation Contact | Branch (Not overhanging, within 4ft) | 2024 | 1.8532e-09 | 117.3278 | 2.1744e-07 | 2024 | Mitigation | 0.9 | 30 | 0 | esc | 0.059703 | 1.1064e-10 | 0.063041 | 1.1683e-10 | 0.066806 | 1.2381e-10 | 0.063625 | 1.1791e-10
[120 empty] | 7.3.5.15 Identification and remediation of “at-risk species”WLDFRVegetation ContactBranch (Not overhanging, within 4ft) | WLDFR | HFTD - Distribution - Tier 3 - 4QU CoRE ¦ 5QU LoRE | Red Flag Warning - Destructive Fires | Vegetation Contact | Branch (Not overhanging, within 4ft) | 2025 | 1.8532e-09 | 117.3278 | 2.1744e-07 | 2025 | Mitigation | 0.9 | 30 | 0 | esc | 0.059703 | 1.1064e-10 | 0.063041 | 1.1683e-10 | 0.066806 | 1.2381e-10 | 0.063625 | 1.1791e-10
[120 empty] | 7.3.5.15 Identification and remediation of “at-risk species”WLDFRVegetation ContactBranch (Not overhanging, within 4ft) | WLDFR | HFTD - Distribution - Tier 3 - 4QU CoRE ¦ 5QU LoRE | Red Flag Warning - Destructive Fires | Vegetation Contact | Branch (Not overhanging, within 4ft) | 2026 | 1.8532e-09 | 117.3278 | 2.1744e-07 | 2026 | Mitigation | 0.9 | 30 | 0 | esc | 0.059703 | 1.1064e-10 | 0.063041 | 1.1683e-10 | 0.066806 | 1.2381e-10 | 0.063625 | 1.1791e-10
[120 empty] | 7.3.5.15 Identification and remediation of “at-risk species”WLDFRVegetation ContactBranch (Not overhanging, within 4ft) | WLDFR | HFTD - Distribution - Tier 3 - 4QU CoRE ¦ 5QU LoRE | Red Flag Warning - Destructive Fires | Vegetation Contact | Branch (Not overhanging, within 4ft) | 2027 | 1.8532e-09 | 117.3278 | 2.1744e-07 | 2027 | Mitigation | 0.9 | 30 | 0 | esc | 0.059703 | 1.1064e-10 | 0.063041 | 1.1683e-10 | 0.066806 | 1.2381e-10 | 0.063625 | 1.1791e-10
[120 empty] | 7.3.5.15 Identification and remediation of “at-risk species”WLDFRVegetation ContactBranch (Not overhanging, within 4ft) | WLDFR | HFTD - Distribution - Tier 3 - 4QU CoRE ¦ 5QU LoRE | Red Flag Warning - Destructive Fires | Vegetation Contact | Branch (Not overhanging, within 4ft) | 2028 | 1.8532e-09 | 117.3278 | 2.1744e-07 | 2028 | Mitigation | 0.9 | 30 | 0 | esc | 0.059703 | 1.1064e-10 | 0.063041 | 1.1683e-10 | 0.066806 | 1.2381e-10 | 0.063625 | 1.1791e-10
[120 empty] | 7.3.5.15 Identification and remediation of “at-risk species”WLDFRVegetation ContactBranch (Not overhanging, within 4ft) | WLDFR | HFTD - Distribution - Tier 3 - 4QU CoRE ¦ 5QU LoRE | Red Flag Warning - Destructive Fires | Vegetation Contact | Branch (Not overhanging, within 4ft) | 2029 | 1.8532e-09 | 117.3278 | 2.1744e-07 | 2029 | Mitigation | 0.9 | 30 | 0 | esc | 0.059703 | 1.1064e-10 | 0.063041 | 1.1683e-10 | 0.066806 | 1.2381e-10 | 0.063625 | 1.1791e-10
[120 empty] | 7.3.5.15 Identification and remediation of “at-risk species”WLDFRVegetation ContactBranch (Not overhanging, within 4ft) | WLDFR | HFTD - Distribution - Tier 3 - 4QU CoRE ¦ 5QU LoRE | Red Flag Warning - Destructive Fires | Vegetation Contact | Branch (Not overhanging, within 4ft) | 2030 | 1.8532e-09 | 117.3278 | 2.1744e-07 | 2030 | Mitigation | 0.9 | 30 | 0 | esc | 0.059703 | 1.1064e-10 | 0.063041 | 1.1683e-10 | 0.066806 | 1.2381e-10 | 0.063625 | 1.1791e-10
[120 empty] | 7.3.5.15 Identification and remediation of “at-risk species”WLDFRVegetation ContactBranch (Not overhanging, within 4ft) | WLDFR | HFTD - Distribution - Tier 3 - 4QU CoRE ¦ 5QU LoRE | Red Flag Warning - Destructive Fires | Vegetation Contact | Branch (Not overhanging, within 4ft) | 2031 | 1.8532e-09 | 117.3278 | 2.1744e-07 | 2031 | Mitigation | 0.9 | 30 | 0 | esc | 0.059703 | 1.1064e-10 | 0.063041 | 1.1683e-10 | 0.066806 | 1.2381e-10 | 0.063625 | 1.1791e-10
[120 empty] | 7.3.5.15 Identification and remediation of “at-risk species”WLDFRVegetation ContactBranch (Not overhanging, within 4ft) | WLDFR | HFTD - Distribution - Tier 3 - 4QU CoRE ¦ 5QU LoRE | Red Flag Warning - Destructive Fires | Vegetation Contact | Branch (Not overhanging, within 4ft) | 2032 | 1.8532e-09 | 117.3278 | 2.1744e-07 | 2032 | Mitigation | 0.9 | 30 | 0 | esc | 0.059703 | 1.1064e-10 | 0.063041 | 1.1683e-10 | 0.066806 | 1.2381e-10 | 0.063625 | 1.1791e-10
[120 empty] | 7.3.5.15 Identification and remediation of “at-risk species”WLDFRVegetation ContactBranch (Not overhanging, within 4ft) | WLDFR | HFTD - Distribution - Tier 3 - 4QU CoRE ¦ 5QU LoRE | Red Flag Warning - Destructive Fires | Vegetation Contact | Branch (Not overhanging, within 4ft) | 2033 | 1.8532e-09 | 117.3278 | 2.1744e-07 | 2033 | Mitigation | 0.9 | 30 | 0 | esc | 0.059703 | 1.1064e-10 | 0.063041 | 1.1683e-10 | 0.066806 | 1.2381e-10 | 0.063625 | 1.1791e-10
[120 empty] | 7.3.5.15 Identification and remediation of “at-risk species”WLDFRVegetation ContactBranch (Not overhanging, within 4ft) | WLDFR | HFTD - Distribution - Tier 3 - 4QU CoRE ¦ 5QU LoRE | Red Flag Warning - Destructive Fires | Vegetation Contact | Branch (Not overhanging, within 4ft) | 2034 | 1.8532e-09 | 117.3278 | 2.1744e-07 | 2034 | Mitigation | 0.9 | 30 | 0 | esc | 0.059703 | 1.1064e-10 | 0.063041 | 1.1683e-10 | 0.066806 | 1.2381e-10 | 0.063625 | 1.1791e-10
[120 empty] | 7.3.5.15 Identification and remediation of “at-risk species”WLDFRVegetation ContactBranch (Not overhanging, within 4ft) | WLDFR | HFTD - Distribution - Tier 3 - 4QU CoRE ¦ 5QU LoRE | Red Flag Warning - Destructive Fires | Vegetation Contact | Branch (Not overhanging, within 4ft) | 2035 | 1.8532e-09 | 117.3278 | 2.1744e-07 | 2035 | Mitigation | 0.9 | 30 | 0 | esc | 0.059703 | 1.1064e-10 | 0.063041 | 1.1683e-10 | 0.066806 | 1.2381e-10 | 0.063625 | 1.1791e-10
[120 empty] | 7.3.5.15 Identification and remediation of “at-risk species”WLDFRVegetation ContactBranch (Not overhanging, within 4ft) | WLDFR | HFTD - Distribution - Tier 3 - 4QU CoRE ¦ 5QU LoRE | Red Flag Warning - Destructive Fires | Vegetation Contact | Branch (Not overhanging, within 4ft) | 2036 | 1.8532e-09 | 117.3278 | 2.1744e-07 | 2036 | Mitigation | 0.9 | 30 | 0 | esc | 0.059703 | 1.1064e-10 | 0.063041 | 1.1683e-10 | 0.066806 | 1.2381e-10 | 0.063625 | 1.1791e-10
[120 empty] | 7.3.5.15 Identification and remediation of “at-risk species”WLDFRVegetation ContactBranch (Not overhanging, within 4ft) | WLDFR | HFTD - Distribution - Tier 3 - 4QU CoRE ¦ 5QU LoRE | Red Flag Warning - Destructive Fires | Vegetation Contact | Branch (Not overhanging, within 4ft) | 2037 | 1.8532e-09 | 117.3278 | 2.1744e-07 | 2037 | Mitigation | 0.9 | 30 | 0 | esc | 0.059703 | 1.1064e-10 | 0.063041 | 1.1683e-10 | 0.066806 | 1.2381e-10 | 0.063625 | 1.1791e-10
[120 empty] | 7.3.5.15 Identification and remediation of “at-risk species”WLDFRVegetation ContactBranch (Not overhanging, within 4ft) | WLDFR | HFTD - Distribution - Tier 3 - 4QU CoRE ¦ 5QU LoRE | Red Flag Warning - Destructive Fires | Vegetation Contact | Branch (Not overhanging, within 4ft) | 2038 | 1.8532e-09 | 117.3278 | 2.1744e-07 | 2038 | Mitigation | 0.9 | 30 | 0 | esc | 0.059703 | 1.1064e-10 | 0.063041 | 1.1683e-10 | 0.066806 | 1.2381e-10 | 0.063625 | 1.1791e-10
[120 empty] | 7.3.5.15 Identification and remediation of “at-risk species”WLDFRVegetation ContactBranch (Not overhanging, within 4ft) | WLDFR | HFTD - Distribution - Tier 3 - 4QU CoRE ¦ 5QU LoRE | Red Flag Warning - Destructive Fires | Vegetation Contact | Branch (Not overhanging, within 4ft) | 2039 | 1.8532e-09 | 117.3278 | 2.1744e-07 | 2039 | Mitigation | 0.9 | 30 | 0 | esc | 0.059703 | 1.1064e-10 | 0.063041 | 1.1683e-10 | 0.066806 | 1.2381e-10 | 0.063625 | 1.1791e-10
[120 empty] | 7.3.5.15 Identification and remediation of “at-risk species”WLDFRVegetation ContactBranch (Not overhanging, within 4ft) | WLDFR | HFTD - Distribution - Tier 3 - 4QU CoRE ¦ 5QU LoRE | Red Flag Warning - Destructive Fires | Vegetation Contact | Branch (Not overhanging, within 4ft) | 2040 | 1.8532e-09 | 117.3278 | 2.1744e-07 | 2040 | Mitigation | 0.9 | 30 | 0 | esc | 0.059703 | 1.1064e-10 | 0.063041 | 1.1683e-10 | 0.066806 | 1.2381e-10 | 0.063625 | 1.1791e-10
[120 empty] | 7.3.5.15 Identification and remediation of “at-risk species”WLDFRVegetation ContactBranch (Not overhanging, within 4ft) | WLDFR | HFTD - Distribution - Tier 3 - 4QU CoRE ¦ 5QU LoRE | Red Flag Warning - Destructive Fires | Vegetation Contact | Branch (Not overhanging, within 4ft) | 2041 | 1.8532e-09 | 117.3278 | 2.1744e-07 | 2041 | Mitigation | 0.9 | 30 | 0 | esc | 0.059703 | 1.1064e-10 | 0.063041 | 1.1683e-10 | 0.066806 | 1.2381e-10 | 0.063625 | 1.1791e-10
[120 empty] | 7.3.5.15 Identification and remediation of “at-risk species”WLDFRVegetation ContactBranch (Not overhanging, within 4ft) | WLDFR | HFTD - Distribution - Tier 3 - 4QU CoRE ¦ 5QU LoRE | Red Flag Warning - Destructive Fires | Vegetation Contact | Branch (Not overhanging, within 4ft) | 2042 | 1.8532e-09 | 117.3278 | 2.1744e-07 | 2042 | Mitigation | 0.9 | 30 | 0 | esc | 0.059703 | 1.1064e-10 | 0.063041 | 1.1683e-10 | 0.066806 | 1.2381e-10 | 0.063625 | 1.1791e-10
[120 empty] | 7.3.5.15 Identification and remediation of “at-risk species”WLDFRVegetation ContactBranch (Not overhanging, within 4ft) | WLDFR | HFTD - Distribution - Tier 3 - 4QU CoRE ¦ 5QU LoRE | Red Flag Warning - Destructive Fires | Vegetation Contact | Branch (Not overhanging, within 4ft) | 2043 | 1.8532e-09 | 117.3278 | 2.1744e-07 | 2043 | Mitigation | 0.9 | 30 | 0 | esc | 0.059703 | 1.1064e-10 | 0.063041 | 1.1683e-10 | 0.066806 | 1.2381e-10 | 0.063625 | 1.1791e-10
[120 empty] | 7.3.5.15 Identification and remediation of “at-risk species”WLDFRVegetation ContactBranch (Not overhanging, within 4ft) | WLDFR | HFTD - Distribution - Tier 3 - 4QU CoRE ¦ 5QU LoRE | Red Flag Warning - Destructive Fires | Vegetation Contact | Branch (Not overhanging, within 4ft) | 2044 | 1.8532e-09 | 117.3278 | 2.1744e-07 | 2044 | Mitigation | 0.9 | 30 | 0 | esc | 0.059703 | 1.1064e-10 | 0.063041 | 1.1683e-10 | 0.066806 | 1.2381e-10 | 0.063625 | 1.1791e-10
[120 empty] | 7.3.5.15 Identification and remediation of “at-risk species”WLDFRVegetation ContactBranch (Not overhanging, within 4ft) | WLDFR | HFTD - Distribution - Tier 3 - 4QU CoRE ¦ 5QU LoRE | Red Flag Warning - Destructive Fires | Vegetation Contact | Branch (Not overhanging, within 4ft) | 2045 | 1.8532e-09 | 117.3278 | 2.1744e-07 | 2045 | Mitigation | 0.9 | 30 | 0 | esc | 0.059703 | 1.1064e-10 | 0.063041 | 1.1683e-10 | 0.066806 | 1.2381e-10 | 0.063625 | 1.1791e-10
[120 empty] | 7.3.5.15 Identification and remediation of “at-risk species”WLDFRVegetation ContactBranch (Not overhanging, within 4ft) | WLDFR | HFTD - Distribution - Tier 3 - 4QU CoRE ¦ 5QU LoRE | Red Flag Warning - Destructive Fires | Vegetation Contact | Branch (Not overhanging, within 4ft) | 2046 | 1.8532e-09 | 117.3278 | 2.1744e-07 | 2046 | Mitigation | 0.9 | 30 | 0 | esc | 0.059703 | 1.1064e-10 | 0.063041 | 1.1683e-10 | 0.066806 | 1.2381e-10 | 0.063625 | 1.1791e-10
[120 empty] | 7.3.5.15 Identification and remediation of “at-risk species”WLDFRVegetation ContactBranch (Not overhanging, within 4ft) | WLDFR | HFTD - Distribution - Tier 3 - 4QU CoRE ¦ 5QU LoRE | Red Flag Warning - Destructive Fires | Vegetation Contact | Branch (Not overhanging, within 4ft) | 2047 | 1.8532e-09 | 117.3278 | 2.1744e-07 | 2047 | Mitigation | 0.9 | 30 | 0 | esc | 0.059703 | 1.1064e-10 | 0.063041 | 1.1683e-10 | 0.066806 | 1.2381e-10 | 0.063625 | 1.1791e-10
[120 empty] | 7.3.5.15 Identification and remediation of “at-risk species”WLDFRVegetation ContactBranch (Not overhanging, within 4ft) | WLDFR | HFTD - Distribution - Tier 3 - 4QU CoRE ¦ 5QU LoRE | Red Flag Warning - Destructive Fires | Vegetation Contact | Branch (Not overhanging, within 4ft) | 2048 | 1.8532e-09 | 117.3278 | 2.1744e-07 | 2048 | Mitigation | 0.9 | 30 | 0 | esc | 0.059703 | 1.1064e-10 | 0.063041 | 1.1683e-10 | 0.066806 | 1.2381e-10 | 0.063625 | 1.1791e-10
[120 empty] | 7.3.5.15 Identification and remediation of “at-risk species”WLDFRVegetation ContactBranch (Not overhanging, within 4ft) | WLDFR | HFTD - Distribution - Tier 3 - 4QU CoRE ¦ 5QU LoRE | Red Flag Warning - Destructive Fires | Vegetation Contact | Branch (Not overhanging, within 4ft) | 2049 | 1.8532e-09 | 117.3278 | 2.1744e-07 | 2049 | Mitigation | 0.9 | 30 | 0 | esc | 0.059703 | 1.1064e-10 | 0.063041 | 1.1683e-10 | 0.066806 | 1.2381e-10 | 0.063625 | 1.1791e-10
[120 empty] | 7.3.5.15 Identification and remediation of “at-risk species”WLDFRVegetation ContactBranch (Not overhanging, within 4ft) | WLDFR | HFTD - Distribution - Tier 3 - 4QU CoRE ¦ 5QU LoRE | Red Flag Warning - Destructive Fires | Vegetation Contact | Branch (Not overhanging, within 4ft) | 2050 | 1.8532e-09 | 117.3278 | 2.1744e-07 | 2050 | Mitigation | 0.9 | 30 | 0 | esc | 0 | 0 | 0.063041 | 1.1683e-10 | 0.066806 | 1.2381e-10 | 0.063625 | 1.1791e-10
[120 empty] | 7.3.5.15 Identification and remediation of “at-risk species”WLDFRVegetation ContactBranch (Not overhanging, within 4ft) | WLDFR | HFTD - Distribution - Tier 3 - 4QU CoRE ¦ 5QU LoRE | Red Flag Warning - Destructive Fires | Vegetation Contact | Branch (Not overhanging, within 4ft) | 2051 | 1.8532e-09 | 117.3278 | 2.1744e-07 | 2051 | Mitigation | 0.9 | 30 | 0 | esc | 0 | 0 | 0 | 0 | 0.066806 | 1.2381e-10 | 0.063625 | 1.1791e-10
[120 empty] | 7.3.5.15 Identification and remediation of “at-risk species”WLDFRVegetation ContactBranch (Not overhanging, within 4ft) | WLDFR | HFTD - Distribution - Tier 3 - 4QU CoRE ¦ 5QU LoRE | Red Flag Warning - Destructive Fires | Vegetation Contact | Branch (Not overhanging, within 4ft) | 2052 | 1.8532e-09 | 117.3278 | 2.1744e-07 | 2052 | Mitigation | 0.9 | 30 | 0 | esc | 0 | 0 | 0 | 0 | 0 | 0 | 0.063625 | 1.1791e-10
[120 empty] | 7.3.5.15 Identification and remediation of “at-risk species”WLDFRVegetation ContactBranch (OverHanging) | WLDFR | HFTD - Distribution - Tier 3 - 4QU CoRE ¦ 5QU LoRE | Red Flag Warning - Destructive Fires | Vegetation Contact | Branch (OverHanging) | 2022 | 1.1575e-07 | 117.3278 | 1.3581e-05 | 2022 | Mitigation | 0.9 | 30 | 0 | esc | 0.059703 | 6.9107e-09 | 0.063041 | 7.297e-09 | 0.066806 | 7.7329e-09 | 0 | 0
[120 empty] | 7.3.5.15 Identification and remediation of “at-risk species”WLDFRVegetation ContactBranch (OverHanging) | WLDFR | HFTD - Distribution - Tier 3 - 4QU CoRE ¦ 5QU LoRE | Red Flag Warning - Destructive Fires | Vegetation Contact | Branch (OverHanging) | 2023 | 1.1575e-07 | 117.3278 | 1.3581e-05 | 2023 | Mitigation | 0.9 | 30 | 0 | esc | 0.059703 | 6.9107e-09 | 0.063041 | 7.297e-09 | 0.066806 | 7.7329e-09 | 0.063625 | 7.3646e-09
[120 empty] | 7.3.5.15 Identification and remediation of “at-risk species”WLDFRVegetation ContactBranch (OverHanging) | WLDFR | HFTD - Distribution - Tier 3 - 4QU CoRE ¦ 5QU LoRE | Red Flag Warning - Destructive Fires | Vegetation Contact | Branch (OverHanging) | 2024 | 1.1575e-07 | 117.3278 | 1.3581e-05 | 2024 | Mitigation | 0.9 | 30 | 0 | esc | 0.059703 | 6.9107e-09 | 0.063041 | 7.297e-09 | 0.066806 | 7.7329e-09 | 0.063625 | 7.3646e-09
[120 empty] | 7.3.5.15 Identification and remediation of “at-risk species”WLDFRVegetation ContactBranch (OverHanging) | WLDFR | HFTD - Distribution - Tier 3 - 4QU CoRE ¦ 5QU LoRE | Red Flag Warning - Destructive Fires | Vegetation Contact | Branch (OverHanging) | 2025 | 1.1575e-07 | 117.3278 | 1.3581e-05 | 2025 | Mitigation | 0.9 | 30 | 0 | esc | 0.059703 | 6.9107e-09 | 0.063041 | 7.297e-09 | 0.066806 | 7.7329e-09 | 0.063625 | 7.3646e-09
[120 empty] | 7.3.5.15 Identification and remediation of “at-risk species”WLDFRVegetation ContactBranch (OverHanging) | WLDFR | HFTD - Distribution - Tier 3 - 4QU CoRE ¦ 5QU LoRE | Red Flag Warning - Destructive Fires | Vegetation Contact | Branch (OverHanging) | 2026 | 1.1575e-07 | 117.3278 | 1.3581e-05 | 2026 | Mitigation | 0.9 | 30 | 0 | esc | 0.059703 | 6.9107e-09 | 0.063041 | 7.297e-09 | 0.066806 | 7.7329e-09 | 0.063625 | 7.3646e-09
[120 empty] | 7.3.5.15 Identification and remediation of “at-risk species”WLDFRVegetation ContactBranch (OverHanging) | WLDFR | HFTD - Distribution - Tier 3 - 4QU CoRE ¦ 5QU LoRE | Red Flag Warning - Destructive Fires | Vegetation Contact | Branch (OverHanging) | 2027 | 1.1575e-07 | 117.3278 | 1.3581e-05 | 2027 | Mitigation | 0.9 | 30 | 0 | esc | 0.059703 | 6.9107e-09 | 0.063041 | 7.297e-09 | 0.066806 | 7.7329e-09 | 0.063625 | 7.3646e-09
[120 empty] | 7.3.5.15 Identification and remediation of “at-risk species”WLDFRVegetation ContactBranch (OverHanging) | WLDFR | HFTD - Distribution - Tier 3 - 4QU CoRE ¦ 5QU LoRE | Red Flag Warning - Destructive Fires | Vegetation Contact | Branch (OverHanging) | 2028 | 1.1575e-07 | 117.3278 | 1.3581e-05 | 2028 | Mitigation | 0.9 | 30 | 0 | esc | 0.059703 | 6.9107e-09 | 0.063041 | 7.297e-09 | 0.066806 | 7.7329e-09 | 0.063625 | 7.3646e-09
[120 empty] | 7.3.5.15 Identification and remediation of “at-risk species”WLDFRVegetation ContactBranch (OverHanging) | WLDFR | HFTD - Distribution - Tier 3 - 4QU CoRE ¦ 5QU LoRE | Red Flag Warning - Destructive Fires | Vegetation Contact | Branch (OverHanging) | 2029 | 1.1575e-07 | 117.3278 | 1.3581e-05 | 2029 | Mitigation | 0.9 | 30 | 0 | esc | 0.059703 | 6.9107e-09 | 0.063041 | 7.297e-09 | 0.066806 | 7.7329e-09 | 0.063625 | 7.3646e-09
[120 empty] | 7.3.5.15 Identification and remediation of “at-risk species”WLDFRVegetation ContactBranch (OverHanging) | WLDFR | HFTD - Distribution - Tier 3 - 4QU CoRE ¦ 5QU LoRE | Red Flag Warning - Destructive Fires | Vegetation Contact | Branch (OverHanging) | 2030 | 1.1575e-07 | 117.3278 | 1.3581e-05 | 2030 | Mitigation | 0.9 | 30 | 0 | esc | 0.059703 | 6.9107e-09 | 0.063041 | 7.297e-09 | 0.066806 | 7.7329e-09 | 0.063625 | 7.3646e-09
[120 empty] | 7.3.5.15 Identification and remediation of “at-risk species”WLDFRVegetation ContactBranch (OverHanging) | WLDFR | HFTD - Distribution - Tier 3 - 4QU CoRE ¦ 5QU LoRE | Red Flag Warning - Destructive Fires | Vegetation Contact | Branch (OverHanging) | 2031 | 1.1575e-07 | 117.3278 | 1.3581e-05 | 2031 | Mitigation | 0.9 | 30 | 0 | esc | 0.059703 | 6.9107e-09 | 0.063041 | 7.297e-09 | 0.066806 | 7.7329e-09 | 0.063625 | 7.3646e-09
[120 empty] | 7.3.5.15 Identification and remediation of “at-risk species”WLDFRVegetation ContactBranch (OverHanging) | WLDFR | HFTD - Distribution - Tier 3 - 4QU CoRE ¦ 5QU LoRE | Red Flag Warning - Destructive Fires | Vegetation Contact | Branch (OverHanging) | 2032 | 1.1575e-07 | 117.3278 | 1.3581e-05 | 2032 | Mitigation | 0.9 | 30 | 0 | esc | 0.059703 | 6.9107e-09 | 0.063041 | 7.297e-09 | 0.066806 | 7.7329e-09 | 0.063625 | 7.3646e-09
[120 empty] | 7.3.5.15 Identification and remediation of “at-risk species”WLDFRVegetation ContactBranch (OverHanging) | WLDFR | HFTD - Distribution - Tier 3 - 4QU CoRE ¦ 5QU LoRE | Red Flag Warning - Destructive Fires | Vegetation Contact | Branch (OverHanging) | 2033 | 1.1575e-07 | 117.3278 | 1.3581e-05 | 2033 | Mitigation | 0.9 | 30 | 0 | esc | 0.059703 | 6.9107e-09 | 0.063041 | 7.297e-09 | 0.066806 | 7.7329e-09 | 0.063625 | 7.3646e-09
[120 empty] | 7.3.5.15 Identification and remediation of “at-risk species”WLDFRVegetation ContactBranch (OverHanging) | WLDFR | HFTD - Distribution - Tier 3 - 4QU CoRE ¦ 5QU LoRE | Red Flag Warning - Destructive Fires | Vegetation Contact | Branch (OverHanging) | 2034 | 1.1575e-07 | 117.3278 | 1.3581e-05 | 2034 | Mitigation | 0.9 | 30 | 0 | esc | 0.059703 | 6.9107e-09 | 0.063041 | 7.297e-09 | 0.066806 | 7.7329e-09 | 0.063625 | 7.3646e-09
[120 empty] | 7.3.5.15 Identification and remediation of “at-risk species”WLDFRVegetation ContactBranch (OverHanging) | WLDFR | HFTD - Distribution - Tier 3 - 4QU CoRE ¦ 5QU LoRE | Red Flag Warning - Destructive Fires | Vegetation Contact | Branch (OverHanging) | 2035 | 1.1575e-07 | 117.3278 | 1.3581e-05 | 2035 | Mitigation | 0.9 | 30 | 0 | esc | 0.059703 | 6.9107e-09 | 0.063041 | 7.297e-09 | 0.066806 | 7.7329e-09 | 0.063625 | 7.3646e-09
[120 empty] | 7.3.5.15 Identification and remediation of “at-risk species”WLDFRVegetation ContactBranch (OverHanging) | WLDFR | HFTD - Distribution - Tier 3 - 4QU CoRE ¦ 5QU LoRE | Red Flag Warning - Destructive Fires | Vegetation Contact | Branch (OverHanging) | 2036 | 1.1575e-07 | 117.3278 | 1.3581e-05 | 2036 | Mitigation | 0.9 | 30 | 0 | esc | 0.059703 | 6.9107e-09 | 0.063041 | 7.297e-09 | 0.066806 | 7.7329e-09 | 0.063625 | 7.3646e-09
[120 empty] | 7.3.5.15 Identification and remediation of “at-risk species”WLDFRVegetation ContactBranch (OverHanging) | WLDFR | HFTD - Distribution - Tier 3 - 4QU CoRE ¦ 5QU LoRE | Red Flag Warning - Destructive Fires | Vegetation Contact | Branch (OverHanging) | 2037 | 1.1575e-07 | 117.3278 | 1.3581e-05 | 2037 | Mitigation | 0.9 | 30 | 0 | esc | 0.059703 | 6.9107e-09 | 0.063041 | 7.297e-09 | 0.066806 | 7.7329e-09 | 0.063625 | 7.3646e-09
[120 empty] | 7.3.5.15 Identification and remediation of “at-risk species”WLDFRVegetation ContactBranch (OverHanging) | WLDFR | HFTD - Distribution - Tier 3 - 4QU CoRE ¦ 5QU LoRE | Red Flag Warning - Destructive Fires | Vegetation Contact | Branch (OverHanging) | 2038 | 1.1575e-07 | 117.3278 | 1.3581e-05 | 2038 | Mitigation | 0.9 | 30 | 0 | esc | 0.059703 | 6.9107e-09 | 0.063041 | 7.297e-09 | 0.066806 | 7.7329e-09 | 0.063625 | 7.3646e-09
[120 empty] | 7.3.5.15 Identification and remediation of “at-risk species”WLDFRVegetation ContactBranch (OverHanging) | WLDFR | HFTD - Distribution - Tier 3 - 4QU CoRE ¦ 5QU LoRE | Red Flag Warning - Destructive Fires | Vegetation Contact | Branch (OverHanging) | 2039 | 1.1575e-07 | 117.3278 | 1.3581e-05 | 2039 | Mitigation | 0.9 | 30 | 0 | esc | 0.059703 | 6.9107e-09 | 0.063041 | 7.297e-09 | 0.066806 | 7.7329e-09 | 0.063625 | 7.3646e-09
[120 empty] | 7.3.5.15 Identification and remediation of “at-risk species”WLDFRVegetation ContactBranch (OverHanging) | WLDFR | HFTD - Distribution - Tier 3 - 4QU CoRE ¦ 5QU LoRE | Red Flag Warning - Destructive Fires | Vegetation Contact | Branch (OverHanging) | 2040 | 1.1575e-07 | 117.3278 | 1.3581e-05 | 2040 | Mitigation | 0.9 | 30 | 0 | esc | 0.059703 | 6.9107e-09 | 0.063041 | 7.297e-09 | 0.066806 | 7.7329e-09 | 0.063625 | 7.3646e-09
[120 empty] | 7.3.5.15 Identification and remediation of “at-risk species”WLDFRVegetation ContactBranch (OverHanging) | WLDFR | HFTD - Distribution - Tier 3 - 4QU CoRE ¦ 5QU LoRE | Red Flag Warning - Destructive Fires | Vegetation Contact | Branch (OverHanging) | 2041 | 1.1575e-07 | 117.3278 | 1.3581e-05 | 2041 | Mitigation | 0.9 | 30 | 0 | esc | 0.059703 | 6.9107e-09 | 0.063041 | 7.297e-09 | 0.066806 | 7.7329e-09 | 0.063625 | 7.3646e-09
[120 empty] | 7.3.5.15 Identification and remediation of “at-risk species”WLDFRVegetation ContactBranch (OverHanging) | WLDFR | HFTD - Distribution - Tier 3 - 4QU CoRE ¦ 5QU LoRE | Red Flag Warning - Destructive Fires | Vegetation Contact | Branch (OverHanging) | 2042 | 1.1575e-07 | 117.3278 | 1.3581e-05 | 2042 | Mitigation | 0.9 | 30 | 0 | esc | 0.059703 | 6.9107e-09 | 0.063041 | 7.297e-09 | 0.066806 | 7.7329e-09 | 0.063625 | 7.3646e-09
[120 empty] | 7.3.5.15 Identification and remediation of “at-risk species”WLDFRVegetation ContactBranch (OverHanging) | WLDFR | HFTD - Distribution - Tier 3 - 4QU CoRE ¦ 5QU LoRE | Red Flag Warning - Destructive Fires | Vegetation Contact | Branch (OverHanging) | 2043 | 1.1575e-07 | 117.3278 | 1.3581e-05 | 2043 | Mitigation | 0.9 | 30 | 0 | esc | 0.059703 | 6.9107e-09 | 0.063041 | 7.297e-09 | 0.066806 | 7.7329e-09 | 0.063625 | 7.3646e-09
[120 empty] | 7.3.5.15 Identification and remediation of “at-risk species”WLDFRVegetation ContactBranch (OverHanging) | WLDFR | HFTD - Distribution - Tier 3 - 4QU CoRE ¦ 5QU LoRE | Red Flag Warning - Destructive Fires | Vegetation Contact | Branch (OverHanging) | 2044 | 1.1575e-07 | 117.3278 | 1.3581e-05 | 2044 | Mitigation | 0.9 | 30 | 0 | esc | 0.059703 | 6.9107e-09 | 0.063041 | 7.297e-09 | 0.066806 | 7.7329e-09 | 0.063625 | 7.3646e-09
[120 empty] | 7.3.5.15 Identification and remediation of “at-risk species”WLDFRVegetation ContactBranch (OverHanging) | WLDFR | HFTD - Distribution - Tier 3 - 4QU CoRE ¦ 5QU LoRE | Red Flag Warning - Destructive Fires | Vegetation Contact | Branch (OverHanging) | 2045 | 1.1575e-07 | 117.3278 | 1.3581e-05 | 2045 | Mitigation | 0.9 | 30 | 0 | esc | 0.059703 | 6.9107e-09 | 0.063041 | 7.297e-09 | 0.066806 | 7.7329e-09 | 0.063625 | 7.3646e-09
[120 empty] | 7.3.5.15 Identification and remediation of “at-risk species”WLDFRVegetation ContactBranch (OverHanging) | WLDFR | HFTD - Distribution - Tier 3 - 4QU CoRE ¦ 5QU LoRE | Red Flag Warning - Destructive Fires | Vegetation Contact | Branch (OverHanging) | 2046 | 1.1575e-07 | 117.3278 | 1.3581e-05 | 2046 | Mitigation | 0.9 | 30 | 0 | esc | 0.059703 | 6.9107e-09 | 0.063041 | 7.297e-09 | 0.066806 | 7.7329e-09 | 0.063625 | 7.3646e-09
[120 empty] | 7.3.5.15 Identification and remediation of “at-risk species”WLDFRVegetation ContactBranch (OverHanging) | WLDFR | HFTD - Distribution - Tier 3 - 4QU CoRE ¦ 5QU LoRE | Red Flag Warning - Destructive Fires | Vegetation Contact | Branch (OverHanging) | 2047 | 1.1575e-07 | 117.3278 | 1.3581e-05 | 2047 | Mitigation | 0.9 | 30 | 0 | esc | 0.059703 | 6.9107e-09 | 0.063041 | 7.297e-09 | 0.066806 | 7.7329e-09 | 0.063625 | 7.3646e-09
[120 empty] | 7.3.5.15 Identification and remediation of “at-risk species”WLDFRVegetation ContactBranch (OverHanging) | WLDFR | HFTD - Distribution - Tier 3 - 4QU CoRE ¦ 5QU LoRE | Red Flag Warning - Destructive Fires | Vegetation Contact | Branch (OverHanging) | 2048 | 1.1575e-07 | 117.3278 | 1.3581e-05 | 2048 | Mitigation | 0.9 | 30 | 0 | esc | 0.059703 | 6.9107e-09 | 0.063041 | 7.297e-09 | 0.066806 | 7.7329e-09 | 0.063625 | 7.3646e-09
[120 empty] | 7.3.5.15 Identification and remediation of “at-risk species”WLDFRVegetation ContactBranch (OverHanging) | WLDFR | HFTD - Distribution - Tier 3 - 4QU CoRE ¦ 5QU LoRE | Red Flag Warning - Destructive Fires | Vegetation Contact | Branch (OverHanging) | 2049 | 1.1575e-07 | 117.3278 | 1.3581e-05 | 2049 | Mitigation | 0.9 | 30 | 0 | esc | 0.059703 | 6.9107e-09 | 0.063041 | 7.297e-09 | 0.066806 | 7.7329e-09 | 0.063625 | 7.3646e-09
[120 empty] | 7.3.5.15 Identification and remediation of “at-risk species”WLDFRVegetation ContactBranch (OverHanging) | WLDFR | HFTD - Distribution - Tier 3 - 4QU CoRE ¦ 5QU LoRE | Red Flag Warning - Destructive Fires | Vegetation Contact | Branch (OverHanging) | 2050 | 1.1575e-07 | 117.3278 | 1.3581e-05 | 2050 | Mitigation | 0.9 | 30 | 0 | esc | 0 | 0 | 0.063041 | 7.297e-09 | 0.066806 | 7.7329e-09 | 0.063625 | 7.3646e-09
[120 empty] | 7.3.5.15 Identification and remediation of “at-risk species”WLDFRVegetation ContactBranch (OverHanging) | WLDFR | HFTD - Distribution - Tier 3 - 4QU CoRE ¦ 5QU LoRE | Red Flag Warning - Destructive Fires | Vegetation Contact | Branch (OverHanging) | 2051 | 1.1575e-07 | 117.3278 | 1.3581e-05 | 2051 | Mitigation | 0.9 | 30 | 0 | esc | 0 | 0 | 0 | 0 | 0.066806 | 7.7329e-09 | 0.063625 | 7.3646e-09
[120 empty] | 7.3.5.15 Identification and remediation of “at-risk species”WLDFRVegetation ContactBranch (OverHanging) | WLDFR | HFTD - Distribution - Tier 3 - 4QU CoRE ¦ 5QU LoRE | Red Flag Warning - Destructive Fires | Vegetation Contact | Branch (OverHanging) | 2052 | 1.1575e-07 | 117.3278 | 1.3581e-05 | 2052 | Mitigation | 0.9 | 30 | 0 | esc | 0 | 0 | 0 | 0 | 0 | 0 | 0.063625 | 7.3646e-09
[120 empty] | 7.3.5.15 Identification and remediation of “at-risk species”WLDFRVegetation ContactFell into (Moderate-Severe defect) | WLDFR | HFTD - Distribution - Tier 3 - 4QU CoRE ¦ 5QU LoRE | Red Flag Warning - Destructive Fires | Vegetation Contact | Fell into (Moderate-Severe defect) | 2022 | 3.3197e-08 | 117.3278 | 3.895e-06 | 2022 | Mitigation | 0.95 | 1 | 0 | esc | 0 | 0 | 0 | 0 | 0.070518 | 2.341e-09 | 0 | 0
[120 empty] | 7.3.5.15 Identification and remediation of “at-risk species”WLDFRVegetation ContactFell into (Moderate-Severe defect) | WLDFR | HFTD - Distribution - Tier 3 - 4QU CoRE ¦ 5QU LoRE | Red Flag Warning - Destructive Fires | Vegetation Contact | Fell into (Moderate-Severe defect) | 2023 | 3.3197e-08 | 117.3278 | 3.895e-06 | 2023 | Mitigation | 0.95 | 1 | 0 | esc | 0 | 0 | 0 | 0 | 0 | 0 | 0.06716 | 2.2295e-09
[120 empty] | 7.3.5.15 Identification and remediation of “at-risk species”WLDFRVegetation ContactFell into (slight defect) | WLDFR | HFTD - Distribution - Tier 3 - 4QU CoRE ¦ 5QU LoRE | Red Flag Warning - Destructive Fires | Vegetation Contact | Fell into (slight defect) | 2022 | 3.6912e-08 | 117.3278 | 4.3307e-06 | 2022 | Mitigation | 0.5 | 1 | 0 | esc | 0 | 0 | 0 | 0 | 0.037115 | 1.37e-09 | 0 | 0
[120 empty] | 7.3.5.15 Identification and remediation of “at-risk species”WLDFRVegetation ContactFell into (slight defect) | WLDFR | HFTD - Distribution - Tier 3 - 4QU CoRE ¦ 5QU LoRE | Red Flag Warning - Destructive Fires | Vegetation Contact | Fell into (slight defect) | 2023 | 3.6912e-08 | 117.3278 | 4.3307e-06 | 2023 | Mitigation | 0.5 | 1 | 0 | esc | 0 | 0 | 0 | 0 | 0 | 0 | 0.035347 | 1.3047e-09
[120 empty] | 7.3.5.15 Identification and remediation of “at-risk species”WLDFRVegetation ContactGrow Into | WLDFR | HFTD - Distribution - Tier 3 - 4QU CoRE ¦ 5QU LoRE | Red Flag Warning - Destructive Fires | Vegetation Contact | Grow Into | 2022 | 3.8007e-09 | 117.3278 | 4.4593e-07 | 2022 | Mitigation | 0.5 | 1 | 0 | esc | 0 | 0 | 0 | 0 | 0.037115 | 1.4106e-10 | 0 | 0
[120 empty] | 7.3.5.15 Identification and remediation of “at-risk species”WLDFRVegetation ContactGrow Into | WLDFR | HFTD - Distribution - Tier 3 - 4QU CoRE ¦ 5QU LoRE | Red Flag Warning - Destructive Fires | Vegetation Contact | Grow Into | 2023 | 3.8007e-09 | 117.3278 | 4.4593e-07 | 2023 | Mitigation | 0.5 | 1 | 0 | esc | 0 | 0 | 0 | 0 | 0 | 0 | 0.035347 | 1.3434e-10
[120 empty] | 7.3.5.15 Identification and remediation of “at-risk species”WLDFRVegetation ContactBranch (Not overhanging, 4-12ft) | WLDFR | HFTD - Distribution - Tier 3 - 4QU CoRE ¦ 5QU LoRE | Red Flag Warning - Large Fires | Vegetation Contact | Branch (Not overhanging, 4-12ft) | 2022 | 1.0787e-07 | 117.3278 | 1.2656e-05 | 2022 | Mitigation | 0.5 | 30 | 0 | esc | 0.033168 | 3.5779e-09 | 0.035023 | 3.7779e-09 | 0.037115 | 4.0036e-09 | 0 | 0
[120 empty] | 7.3.5.15 Identification and remediation of “at-risk species”WLDFRVegetation ContactBranch (Not overhanging, 4-12ft) | WLDFR | HFTD - Distribution - Tier 3 - 4QU CoRE ¦ 5QU LoRE | Red Flag Warning - Large Fires | Vegetation Contact | Branch (Not overhanging, 4-12ft) | 2023 | 1.0787e-07 | 117.3278 | 1.2656e-05 | 2023 | Mitigation | 0.5 | 30 | 0 | esc | 0.033168 | 3.5779e-09 | 0.035023 | 3.7779e-09 | 0.037115 | 4.0036e-09 | 0.035347 | 3.8129e-09
[120 empty] | 7.3.5.15 Identification and remediation of “at-risk species”WLDFRVegetation ContactBranch (Not overhanging, 4-12ft) | WLDFR | HFTD - Distribution - Tier 3 - 4QU CoRE ¦ 5QU LoRE | Red Flag Warning - Large Fires | Vegetation Contact | Branch (Not overhanging, 4-12ft) | 2024 | 1.0787e-07 | 117.3278 | 1.2656e-05 | 2024 | Mitigation | 0.5 | 30 | 0 | esc | 0.033168 | 3.5779e-09 | 0.035023 | 3.7779e-09 | 0.037115 | 4.0036e-09 | 0.035347 | 3.8129e-09
[120 empty] | 7.3.5.15 Identification and remediation of “at-risk species”WLDFRVegetation ContactBranch (Not overhanging, 4-12ft) | WLDFR | HFTD - Distribution - Tier 3 - 4QU CoRE ¦ 5QU LoRE | Red Flag Warning - Large Fires | Vegetation Contact | Branch (Not overhanging, 4-12ft) | 2025 | 1.0787e-07 | 117.3278 | 1.2656e-05 | 2025 | Mitigation | 0.5 | 30 | 0 | esc | 0.033168 | 3.5779e-09 | 0.035023 | 3.7779e-09 | 0.037115 | 4.0036e-09 | 0.035347 | 3.8129e-09
[120 empty] | 7.3.5.15 Identification and remediation of “at-risk species”WLDFRVegetation ContactBranch (Not overhanging, 4-12ft) | WLDFR | HFTD - Distribution - Tier 3 - 4QU CoRE ¦ 5QU LoRE | Red Flag Warning - Large Fires | Vegetation Contact | Branch (Not overhanging, 4-12ft) | 2026 | 1.0787e-07 | 117.3278 | 1.2656e-05 | 2026 | Mitigation | 0.5 | 30 | 0 | esc | 0.033168 | 3.5779e-09 | 0.035023 | 3.7779e-09 | 0.037115 | 4.0036e-09 | 0.035347 | 3.8129e-09
[120 empty] | 7.3.5.15 Identification and remediation of “at-risk species”WLDFRVegetation ContactBranch (Not overhanging, 4-12ft) | WLDFR | HFTD - Distribution - Tier 3 - 4QU CoRE ¦ 5QU LoRE | Red Flag Warning - Large Fires | Vegetation Contact | Branch (Not overhanging, 4-12ft) | 2027 | 1.0787e-07 | 117.3278 | 1.2656e-05 | 2027 | Mitigation | 0.5 | 30 | 0 | esc | 0.033168 | 3.5779e-09 | 0.035023 | 3.7779e-09 | 0.037115 | 4.0036e-09 | 0.035347 | 3.8129e-09
[120 empty] | 7.3.5.15 Identification and remediation of “at-risk species”WLDFRVegetation ContactBranch (Not overhanging, 4-12ft) | WLDFR | HFTD - Distribution - Tier 3 - 4QU CoRE ¦ 5QU LoRE | Red Flag Warning - Large Fires | Vegetation Contact | Branch (Not overhanging, 4-12ft) | 2028 | 1.0787e-07 | 117.3278 | 1.2656e-05 | 2028 | Mitigation | 0.5 | 30 | 0 | esc | 0.033168 | 3.5779e-09 | 0.035023 | 3.7779e-09 | 0.037115 | 4.0036e-09 | 0.035347 | 3.8129e-09
[120 empty] | 7.3.5.15 Identification and remediation of “at-risk species”WLDFRVegetation ContactBranch (Not overhanging, 4-12ft) | WLDFR | HFTD - Distribution - Tier 3 - 4QU CoRE ¦ 5QU LoRE | Red Flag Warning - Large Fires | Vegetation Contact | Branch (Not overhanging, 4-12ft) | 2029 | 1.0787e-07 | 117.3278 | 1.2656e-05 | 2029 | Mitigation | 0.5 | 30 | 0 | esc | 0.033168 | 3.5779e-09 | 0.035023 | 3.7779e-09 | 0.037115 | 4.0036e-09 | 0.035347 | 3.8129e-09
[120 empty] | 7.3.5.15 Identification and remediation of “at-risk species”WLDFRVegetation ContactBranch (Not overhanging, 4-12ft) | WLDFR | HFTD - Distribution - Tier 3 - 4QU CoRE ¦ 5QU LoRE | Red Flag Warning - Large Fires | Vegetation Contact | Branch (Not overhanging, 4-12ft) | 2030 | 1.0787e-07 | 117.3278 | 1.2656e-05 | 2030 | Mitigation | 0.5 | 30 | 0 | esc | 0.033168 | 3.5779e-09 | 0.035023 | 3.7779e-09 | 0.037115 | 4.0036e-09 | 0.035347 | 3.8129e-09
[120 empty] | 7.3.5.15 Identification and remediation of “at-risk species”WLDFRVegetation ContactBranch (Not overhanging, 4-12ft) | WLDFR | HFTD - Distribution - Tier 3 - 4QU CoRE ¦ 5QU LoRE | Red Flag Warning - Large Fires | Vegetation Contact | Branch (Not overhanging, 4-12ft) | 2031 | 1.0787e-07 | 117.3278 | 1.2656e-05 | 2031 | Mitigation | 0.5 | 30 | 0 | esc | 0.033168 | 3.5779e-09 | 0.035023 | 3.7779e-09 | 0.037115 | 4.0036e-09 | 0.035347 | 3.8129e-09
[120 empty] | 7.3.5.15 Identification and remediation of “at-risk species”WLDFRVegetation ContactBranch (Not overhanging, 4-12ft) | WLDFR | HFTD - Distribution - Tier 3 - 4QU CoRE ¦ 5QU LoRE | Red Flag Warning - Large Fires | Vegetation Contact | Branch (Not overhanging, 4-12ft) | 2032 | 1.0787e-07 | 117.3278 | 1.2656e-05 | 2032 | Mitigation | 0.5 | 30 | 0 | esc | 0.033168 | 3.5779e-09 | 0.035023 | 3.7779e-09 | 0.037115 | 4.0036e-09 | 0.035347 | 3.8129e-09
[120 empty] | 7.3.5.15 Identification and remediation of “at-risk species”WLDFRVegetation ContactBranch (Not overhanging, 4-12ft) | WLDFR | HFTD - Distribution - Tier 3 - 4QU CoRE ¦ 5QU LoRE | Red Flag Warning - Large Fires | Vegetation Contact | Branch (Not overhanging, 4-12ft) | 2033 | 1.0787e-07 | 117.3278 | 1.2656e-05 | 2033 | Mitigation | 0.5 | 30 | 0 | esc | 0.033168 | 3.5779e-09 | 0.035023 | 3.7779e-09 | 0.037115 | 4.0036e-09 | 0.035347 | 3.8129e-09
[120 empty] | 7.3.5.15 Identification and remediation of “at-risk species”WLDFRVegetation ContactBranch (Not overhanging, 4-12ft) | WLDFR | HFTD - Distribution - Tier 3 - 4QU CoRE ¦ 5QU LoRE | Red Flag Warning - Large Fires | Vegetation Contact | Branch (Not overhanging, 4-12ft) | 2034 | 1.0787e-07 | 117.3278 | 1.2656e-05 | 2034 | Mitigation | 0.5 | 30 | 0 | esc | 0.033168 | 3.5779e-09 | 0.035023 | 3.7779e-09 | 0.037115 | 4.0036e-09 | 0.035347 | 3.8129e-09
[120 empty] | 7.3.5.15 Identification and remediation of “at-risk species”WLDFRVegetation ContactBranch (Not overhanging, 4-12ft) | WLDFR | HFTD - Distribution - Tier 3 - 4QU CoRE ¦ 5QU LoRE | Red Flag Warning - Large Fires | Vegetation Contact | Branch (Not overhanging, 4-12ft) | 2035 | 1.0787e-07 | 117.3278 | 1.2656e-05 | 2035 | Mitigation | 0.5 | 30 | 0 | esc | 0.033168 | 3.5779e-09 | 0.035023 | 3.7779e-09 | 0.037115 | 4.0036e-09 | 0.035347 | 3.8129e-09
[120 empty] | 7.3.5.15 Identification and remediation of “at-risk species”WLDFRVegetation ContactBranch (Not overhanging, 4-12ft) | WLDFR | HFTD - Distribution - Tier 3 - 4QU CoRE ¦ 5QU LoRE | Red Flag Warning - Large Fires | Vegetation Contact | Branch (Not overhanging, 4-12ft) | 2036 | 1.0787e-07 | 117.3278 | 1.2656e-05 | 2036 | Mitigation | 0.5 | 30 | 0 | esc | 0.033168 | 3.5779e-09 | 0.035023 | 3.7779e-09 | 0.037115 | 4.0036e-09 | 0.035347 | 3.8129e-09
[120 empty] | 7.3.5.15 Identification and remediation of “at-risk species”WLDFRVegetation ContactBranch (Not overhanging, 4-12ft) | WLDFR | HFTD - Distribution - Tier 3 - 4QU CoRE ¦ 5QU LoRE | Red Flag Warning - Large Fires | Vegetation Contact | Branch (Not overhanging, 4-12ft) | 2037 | 1.0787e-07 | 117.3278 | 1.2656e-05 | 2037 | Mitigation | 0.5 | 30 | 0 | esc | 0.033168 | 3.5779e-09 | 0.035023 | 3.7779e-09 | 0.037115 | 4.0036e-09 | 0.035347 | 3.8129e-09
[120 empty] | 7.3.5.15 Identification and remediation of “at-risk species”WLDFRVegetation ContactBranch (Not overhanging, 4-12ft) | WLDFR | HFTD - Distribution - Tier 3 - 4QU CoRE ¦ 5QU LoRE | Red Flag Warning - Large Fires | Vegetation Contact | Branch (Not overhanging, 4-12ft) | 2038 | 1.0787e-07 | 117.3278 | 1.2656e-05 | 2038 | Mitigation | 0.5 | 30 | 0 | esc | 0.033168 | 3.5779e-09 | 0.035023 | 3.7779e-09 | 0.037115 | 4.0036e-09 | 0.035347 | 3.8129e-09
[120 empty] | 7.3.5.15 Identification and remediation of “at-risk species”WLDFRVegetation ContactBranch (Not overhanging, 4-12ft) | WLDFR | HFTD - Distribution - Tier 3 - 4QU CoRE ¦ 5QU LoRE | Red Flag Warning - Large Fires | Vegetation Contact | Branch (Not overhanging, 4-12ft) | 2039 | 1.0787e-07 | 117.3278 | 1.2656e-05 | 2039 | Mitigation | 0.5 | 30 | 0 | esc | 0.033168 | 3.5779e-09 | 0.035023 | 3.7779e-09 | 0.037115 | 4.0036e-09 | 0.035347 | 3.8129e-09
[120 empty] | 7.3.5.15 Identification and remediation of “at-risk species”WLDFRVegetation ContactBranch (Not overhanging, 4-12ft) | WLDFR | HFTD - Distribution - Tier 3 - 4QU CoRE ¦ 5QU LoRE | Red Flag Warning - Large Fires | Vegetation Contact | Branch (Not overhanging, 4-12ft) | 2040 | 1.0787e-07 | 117.3278 | 1.2656e-05 | 2040 | Mitigation | 0.5 | 30 | 0 | esc | 0.033168 | 3.5779e-09 | 0.035023 | 3.7779e-09 | 0.037115 | 4.0036e-09 | 0.035347 | 3.8129e-09
[120 empty] | 7.3.5.15 Identification and remediation of “at-risk species”WLDFRVegetation ContactBranch (Not overhanging, 4-12ft) | WLDFR | HFTD - Distribution - Tier 3 - 4QU CoRE ¦ 5QU LoRE | Red Flag Warning - Large Fires | Vegetation Contact | Branch (Not overhanging, 4-12ft) | 2041 | 1.0787e-07 | 117.3278 | 1.2656e-05 | 2041 | Mitigation | 0.5 | 30 | 0 | esc | 0.033168 | 3.5779e-09 | 0.035023 | 3.7779e-09 | 0.037115 | 4.0036e-09 | 0.035347 | 3.8129e-09
[120 empty] | 7.3.5.15 Identification and remediation of “at-risk species”WLDFRVegetation ContactBranch (Not overhanging, 4-12ft) | WLDFR | HFTD - Distribution - Tier 3 - 4QU CoRE ¦ 5QU LoRE | Red Flag Warning - Large Fires | Vegetation Contact | Branch (Not overhanging, 4-12ft) | 2042 | 1.0787e-07 | 117.3278 | 1.2656e-05 | 2042 | Mitigation | 0.5 | 30 | 0 | esc | 0.033168 | 3.5779e-09 | 0.035023 | 3.7779e-09 | 0.037115 | 4.0036e-09 | 0.035347 | 3.8129e-09
[120 empty] | 7.3.5.15 Identification and remediation of “at-risk species”WLDFRVegetation ContactBranch (Not overhanging, 4-12ft) | WLDFR | HFTD - Distribution - Tier 3 - 4QU CoRE ¦ 5QU LoRE | Red Flag Warning - Large Fires | Vegetation Contact | Branch (Not overhanging, 4-12ft) | 2043 | 1.0787e-07 | 117.3278 | 1.2656e-05 | 2043 | Mitigation | 0.5 | 30 | 0 | esc | 0.033168 | 3.5779e-09 | 0.035023 | 3.7779e-09 | 0.037115 | 4.0036e-09 | 0.035347 | 3.8129e-09
[120 empty] | 7.3.5.15 Identification and remediation of “at-risk species”WLDFRVegetation ContactBranch (Not overhanging, 4-12ft) | WLDFR | HFTD - Distribution - Tier 3 - 4QU CoRE ¦ 5QU LoRE | Red Flag Warning - Large Fires | Vegetation Contact | Branch (Not overhanging, 4-12ft) | 2044 | 1.0787e-07 | 117.3278 | 1.2656e-05 | 2044 | Mitigation | 0.5 | 30 | 0 | esc | 0.033168 | 3.5779e-09 | 0.035023 | 3.7779e-09 | 0.037115 | 4.0036e-09 | 0.035347 | 3.8129e-09
[120 empty] | 7.3.5.15 Identification and remediation of “at-risk species”WLDFRVegetation ContactBranch (Not overhanging, 4-12ft) | WLDFR | HFTD - Distribution - Tier 3 - 4QU CoRE ¦ 5QU LoRE | Red Flag Warning - Large Fires | Vegetation Contact | Branch (Not overhanging, 4-12ft) | 2045 | 1.0787e-07 | 117.3278 | 1.2656e-05 | 2045 | Mitigation | 0.5 | 30 | 0 | esc | 0.033168 | 3.5779e-09 | 0.035023 | 3.7779e-09 | 0.037115 | 4.0036e-09 | 0.035347 | 3.8129e-09
[120 empty] | 7.3.5.15 Identification and remediation of “at-risk species”WLDFRVegetation ContactBranch (Not overhanging, 4-12ft) | WLDFR | HFTD - Distribution - Tier 3 - 4QU CoRE ¦ 5QU LoRE | Red Flag Warning - Large Fires | Vegetation Contact | Branch (Not overhanging, 4-12ft) | 2046 | 1.0787e-07 | 117.3278 | 1.2656e-05 | 2046 | Mitigation | 0.5 | 30 | 0 | esc | 0.033168 | 3.5779e-09 | 0.035023 | 3.7779e-09 | 0.037115 | 4.0036e-09 | 0.035347 | 3.8129e-09
[120 empty] | 7.3.5.15 Identification and remediation of “at-risk species”WLDFRVegetation ContactBranch (Not overhanging, 4-12ft) | WLDFR | HFTD - Distribution - Tier 3 - 4QU CoRE ¦ 5QU LoRE | Red Flag Warning - Large Fires | Vegetation Contact | Branch (Not overhanging, 4-12ft) | 2047 | 1.0787e-07 | 117.3278 | 1.2656e-05 | 2047 | Mitigation | 0.5 | 30 | 0 | esc | 0.033168 | 3.5779e-09 | 0.035023 | 3.7779e-09 | 0.037115 | 4.0036e-09 | 0.035347 | 3.8129e-09
[120 empty] | 7.3.5.15 Identification and remediation of “at-risk species”WLDFRVegetation ContactBranch (Not overhanging, 4-12ft) | WLDFR | HFTD - Distribution - Tier 3 - 4QU CoRE ¦ 5QU LoRE | Red Flag Warning - Large Fires | Vegetation Contact | Branch (Not overhanging, 4-12ft) | 2048 | 1.0787e-07 | 117.3278 | 1.2656e-05 | 2048 | Mitigation | 0.5 | 30 | 0 | esc | 0.033168 | 3.5779e-09 | 0.035023 | 3.7779e-09 | 0.037115 | 4.0036e-09 | 0.035347 | 3.8129e-09
[120 empty] | 7.3.5.15 Identification and remediation of “at-risk species”WLDFRVegetation ContactBranch (Not overhanging, 4-12ft) | WLDFR | HFTD - Distribution - Tier 3 - 4QU CoRE ¦ 5QU LoRE | Red Flag Warning - Large Fires | Vegetation Contact | Branch (Not overhanging, 4-12ft) | 2049 | 1.0787e-07 | 117.3278 | 1.2656e-05 | 2049 | Mitigation | 0.5 | 30 | 0 | esc | 0.033168 | 3.5779e-09 | 0.035023 | 3.7779e-09 | 0.037115 | 4.0036e-09 | 0.035347 | 3.8129e-09
[120 empty] | 7.3.5.15 Identification and remediation of “at-risk species”WLDFRVegetation ContactBranch (Not overhanging, 4-12ft) | WLDFR | HFTD - Distribution - Tier 3 - 4QU CoRE ¦ 5QU LoRE | Red Flag Warning - Large Fires | Vegetation Contact | Branch (Not overhanging, 4-12ft) | 2050 | 1.0787e-07 | 117.3278 | 1.2656e-05 | 2050 | Mitigation | 0.5 | 30 | 0 | esc | 0 | 0 | 0.035023 | 3.7779e-09 | 0.037115 | 4.0036e-09 | 0.035347 | 3.8129e-09
[120 empty] | 7.3.5.15 Identification and remediation of “at-risk species”WLDFRVegetation ContactBranch (Not overhanging, 4-12ft) | WLDFR | HFTD - Distribution - Tier 3 - 4QU CoRE ¦ 5QU LoRE | Red Flag Warning - Large Fires | Vegetation Contact | Branch (Not overhanging, 4-12ft) | 2051 | 1.0787e-07 | 117.3278 | 1.2656e-05 | 2051 | Mitigation | 0.5 | 30 | 0 | esc | 0 | 0 | 0 | 0 | 0.037115 | 4.0036e-09 | 0.035347 | 3.8129e-09
[120 empty] | 7.3.5.15 Identification and remediation of “at-risk species”WLDFRVegetation ContactBranch (Not overhanging, 4-12ft) | WLDFR | HFTD - Distribution - Tier 3 - 4QU CoRE ¦ 5QU LoRE | Red Flag Warning - Large Fires | Vegetation Contact | Branch (Not overhanging, 4-12ft) | 2052 | 1.0787e-07 | 117.3278 | 1.2656e-05 | 2052 | Mitigation | 0.5 | 30 | 0 | esc | 0 | 0 | 0 | 0 | 0 | 0 | 0.035347 | 3.8129e-09
[120 empty] | 7.3.5.15 Identification and remediation of “at-risk species”WLDFRVegetation ContactBranch (Not overhanging, within 4ft) | WLDFR | HFTD - Distribution - Tier 3 - 4QU CoRE ¦ 5QU LoRE | Red Flag Warning - Large Fires | Vegetation Contact | Branch (Not overhanging, within 4ft) | 2022 | 2.8413e-08 | 117.3278 | 3.3336e-06 | 2022 | Mitigation | 0.9 | 30 | 0 | esc | 0.059703 | 1.6963e-09 | 0.063041 | 1.7912e-09 | 0.066806 | 1.8981e-09 | 0 | 0
[120 empty] | 7.3.5.15 Identification and remediation of “at-risk species”WLDFRVegetation ContactBranch (Not overhanging, within 4ft) | WLDFR | HFTD - Distribution - Tier 3 - 4QU CoRE ¦ 5QU LoRE | Red Flag Warning - Large Fires | Vegetation Contact | Branch (Not overhanging, within 4ft) | 2023 | 2.8413e-08 | 117.3278 | 3.3336e-06 | 2023 | Mitigation | 0.9 | 30 | 0 | esc | 0.059703 | 1.6963e-09 | 0.063041 | 1.7912e-09 | 0.066806 | 1.8981e-09 | 0.063625 | 1.8077e-09
[120 empty] | 7.3.5.15 Identification and remediation of “at-risk species”WLDFRVegetation ContactBranch (Not overhanging, within 4ft) | WLDFR | HFTD - Distribution - Tier 3 - 4QU CoRE ¦ 5QU LoRE | Red Flag Warning - Large Fires | Vegetation Contact | Branch (Not overhanging, within 4ft) | 2024 | 2.8413e-08 | 117.3278 | 3.3336e-06 | 2024 | Mitigation | 0.9 | 30 | 0 | esc | 0.059703 | 1.6963e-09 | 0.063041 | 1.7912e-09 | 0.066806 | 1.8981e-09 | 0.063625 | 1.8077e-09
[120 empty] | 7.3.5.15 Identification and remediation of “at-risk species”WLDFRVegetation ContactBranch (Not overhanging, within 4ft) | WLDFR | HFTD - Distribution - Tier 3 - 4QU CoRE ¦ 5QU LoRE | Red Flag Warning - Large Fires | Vegetation Contact | Branch (Not overhanging, within 4ft) | 2025 | 2.8413e-08 | 117.3278 | 3.3336e-06 | 2025 | Mitigation | 0.9 | 30 | 0 | esc | 0.059703 | 1.6963e-09 | 0.063041 | 1.7912e-09 | 0.066806 | 1.8981e-09 | 0.063625 | 1.8077e-09
[120 empty] | 7.3.5.15 Identification and remediation of “at-risk species”WLDFRVegetation ContactBranch (Not overhanging, within 4ft) | WLDFR | HFTD - Distribution - Tier 3 - 4QU CoRE ¦ 5QU LoRE | Red Flag Warning - Large Fires | Vegetation Contact | Branch (Not overhanging, within 4ft) | 2026 | 2.8413e-08 | 117.3278 | 3.3336e-06 | 2026 | Mitigation | 0.9 | 30 | 0 | esc | 0.059703 | 1.6963e-09 | 0.063041 | 1.7912e-09 | 0.066806 | 1.8981e-09 | 0.063625 | 1.8077e-09
[120 empty] | 7.3.5.15 Identification and remediation of “at-risk species”WLDFRVegetation ContactBranch (Not overhanging, within 4ft) | WLDFR | HFTD - Distribution - Tier 3 - 4QU CoRE ¦ 5QU LoRE | Red Flag Warning - Large Fires | Vegetation Contact | Branch (Not overhanging, within 4ft) | 2027 | 2.8413e-08 | 117.3278 | 3.3336e-06 | 2027 | Mitigation | 0.9 | 30 | 0 | esc | 0.059703 | 1.6963e-09 | 0.063041 | 1.7912e-09 | 0.066806 | 1.8981e-09 | 0.063625 | 1.8077e-09
[120 empty] | 7.3.5.15 Identification and remediation of “at-risk species”WLDFRVegetation ContactBranch (Not overhanging, within 4ft) | WLDFR | HFTD - Distribution - Tier 3 - 4QU CoRE ¦ 5QU LoRE | Red Flag Warning - Large Fires | Vegetation Contact | Branch (Not overhanging, within 4ft) | 2028 | 2.8413e-08 | 117.3278 | 3.3336e-06 | 2028 | Mitigation | 0.9 | 30 | 0 | esc | 0.059703 | 1.6963e-09 | 0.063041 | 1.7912e-09 | 0.066806 | 1.8981e-09 | 0.063625 | 1.8077e-09
[120 empty] | 7.3.5.15 Identification and remediation of “at-risk species”WLDFRVegetation ContactBranch (Not overhanging, within 4ft) | WLDFR | HFTD - Distribution - Tier 3 - 4QU CoRE ¦ 5QU LoRE | Red Flag Warning - Large Fires | Vegetation Contact | Branch (Not overhanging, within 4ft) | 2029 | 2.8413e-08 | 117.3278 | 3.3336e-06 | 2029 | Mitigation | 0.9 | 30 | 0 | esc | 0.059703 | 1.6963e-09 | 0.063041 | 1.7912e-09 | 0.066806 | 1.8981e-09 | 0.063625 | 1.8077e-09
[120 empty] | 7.3.5.15 Identification and remediation of “at-risk species”WLDFRVegetation ContactBranch (Not overhanging, within 4ft) | WLDFR | HFTD - Distribution - Tier 3 - 4QU CoRE ¦ 5QU LoRE | Red Flag Warning - Large Fires | Vegetation Contact | Branch (Not overhanging, within 4ft) | 2030 | 2.8413e-08 | 117.3278 | 3.3336e-06 | 2030 | Mitigation | 0.9 | 30 | 0 | esc | 0.059703 | 1.6963e-09 | 0.063041 | 1.7912e-09 | 0.066806 | 1.8981e-09 | 0.063625 | 1.8077e-09
[120 empty] | 7.3.5.15 Identification and remediation of “at-risk species”WLDFRVegetation ContactBranch (Not overhanging, within 4ft) | WLDFR | HFTD - Distribution - Tier 3 - 4QU CoRE ¦ 5QU LoRE | Red Flag Warning - Large Fires | Vegetation Contact | Branch (Not overhanging, within 4ft) | 2031 | 2.8413e-08 | 117.3278 | 3.3336e-06 | 2031 | Mitigation | 0.9 | 30 | 0 | esc | 0.059703 | 1.6963e-09 | 0.063041 | 1.7912e-09 | 0.066806 | 1.8981e-09 | 0.063625 | 1.8077e-09
[120 empty] | 7.3.5.15 Identification and remediation of “at-risk species”WLDFRVegetation ContactBranch (Not overhanging, within 4ft) | WLDFR | HFTD - Distribution - Tier 3 - 4QU CoRE ¦ 5QU LoRE | Red Flag Warning - Large Fires | Vegetation Contact | Branch (Not overhanging, within 4ft) | 2032 | 2.8413e-08 | 117.3278 | 3.3336e-06 | 2032 | Mitigation | 0.9 | 30 | 0 | esc | 0.059703 | 1.6963e-09 | 0.063041 | 1.7912e-09 | 0.066806 | 1.8981e-09 | 0.063625 | 1.8077e-09
[120 empty] | 7.3.5.15 Identification and remediation of “at-risk species”WLDFRVegetation ContactBranch (Not overhanging, within 4ft) | WLDFR | HFTD - Distribution - Tier 3 - 4QU CoRE ¦ 5QU LoRE | Red Flag Warning - Large Fires | Vegetation Contact | Branch (Not overhanging, within 4ft) | 2033 | 2.8413e-08 | 117.3278 | 3.3336e-06 | 2033 | Mitigation | 0.9 | 30 | 0 | esc | 0.059703 | 1.6963e-09 | 0.063041 | 1.7912e-09 | 0.066806 | 1.8981e-09 | 0.063625 | 1.8077e-09
[120 empty] | 7.3.5.15 Identification and remediation of “at-risk species”WLDFRVegetation ContactBranch (Not overhanging, within 4ft) | WLDFR | HFTD - Distribution - Tier 3 - 4QU CoRE ¦ 5QU LoRE | Red Flag Warning - Large Fires | Vegetation Contact | Branch (Not overhanging, within 4ft) | 2034 | 2.8413e-08 | 117.3278 | 3.3336e-06 | 2034 | Mitigation | 0.9 | 30 | 0 | esc | 0.059703 | 1.6963e-09 | 0.063041 | 1.7912e-09 | 0.066806 | 1.8981e-09 | 0.063625 | 1.8077e-09
[120 empty] | 7.3.5.15 Identification and remediation of “at-risk species”WLDFRVegetation ContactBranch (Not overhanging, within 4ft) | WLDFR | HFTD - Distribution - Tier 3 - 4QU CoRE ¦ 5QU LoRE | Red Flag Warning - Large Fires | Vegetation Contact | Branch (Not overhanging, within 4ft) | 2035 | 2.8413e-08 | 117.3278 | 3.3336e-06 | 2035 | Mitigation | 0.9 | 30 | 0 | esc | 0.059703 | 1.6963e-09 | 0.063041 | 1.7912e-09 | 0.066806 | 1.8981e-09 | 0.063625 | 1.8077e-09
[120 empty] | 7.3.5.15 Identification and remediation of “at-risk species”WLDFRVegetation ContactBranch (Not overhanging, within 4ft) | WLDFR | HFTD - Distribution - Tier 3 - 4QU CoRE ¦ 5QU LoRE | Red Flag Warning - Large Fires | Vegetation Contact | Branch (Not overhanging, within 4ft) | 2036 | 2.8413e-08 | 117.3278 | 3.3336e-06 | 2036 | Mitigation | 0.9 | 30 | 0 | esc | 0.059703 | 1.6963e-09 | 0.063041 | 1.7912e-09 | 0.066806 | 1.8981e-09 | 0.063625 | 1.8077e-09
[120 empty] | 7.3.5.15 Identification and remediation of “at-risk species”WLDFRVegetation ContactBranch (Not overhanging, within 4ft) | WLDFR | HFTD - Distribution - Tier 3 - 4QU CoRE ¦ 5QU LoRE | Red Flag Warning - Large Fires | Vegetation Contact | Branch (Not overhanging, within 4ft) | 2037 | 2.8413e-08 | 117.3278 | 3.3336e-06 | 2037 | Mitigation | 0.9 | 30 | 0 | esc | 0.059703 | 1.6963e-09 | 0.063041 | 1.7912e-09 | 0.066806 | 1.8981e-09 | 0.063625 | 1.8077e-09
[120 empty] | 7.3.5.15 Identification and remediation of “at-risk species”WLDFRVegetation ContactBranch (Not overhanging, within 4ft) | WLDFR | HFTD - Distribution - Tier 3 - 4QU CoRE ¦ 5QU LoRE | Red Flag Warning - Large Fires | Vegetation Contact | Branch (Not overhanging, within 4ft) | 2038 | 2.8413e-08 | 117.3278 | 3.3336e-06 | 2038 | Mitigation | 0.9 | 30 | 0 | esc | 0.059703 | 1.6963e-09 | 0.063041 | 1.7912e-09 | 0.066806 | 1.8981e-09 | 0.063625 | 1.8077e-09
[120 empty] | 7.3.5.15 Identification and remediation of “at-risk species”WLDFRVegetation ContactBranch (Not overhanging, within 4ft) | WLDFR | HFTD - Distribution - Tier 3 - 4QU CoRE ¦ 5QU LoRE | Red Flag Warning - Large Fires | Vegetation Contact | Branch (Not overhanging, within 4ft) | 2039 | 2.8413e-08 | 117.3278 | 3.3336e-06 | 2039 | Mitigation | 0.9 | 30 | 0 | esc | 0.059703 | 1.6963e-09 | 0.063041 | 1.7912e-09 | 0.066806 | 1.8981e-09 | 0.063625 | 1.8077e-09
[120 empty] | 7.3.5.15 Identification and remediation of “at-risk species”WLDFRVegetation ContactBranch (Not overhanging, within 4ft) | WLDFR | HFTD - Distribution - Tier 3 - 4QU CoRE ¦ 5QU LoRE | Red Flag Warning - Large Fires | Vegetation Contact | Branch (Not overhanging, within 4ft) | 2040 | 2.8413e-08 | 117.3278 | 3.3336e-06 | 2040 | Mitigation | 0.9 | 30 | 0 | esc | 0.059703 | 1.6963e-09 | 0.063041 | 1.7912e-09 | 0.066806 | 1.8981e-09 | 0.063625 | 1.8077e-09
[120 empty] | 7.3.5.15 Identification and remediation of “at-risk species”WLDFRVegetation ContactBranch (Not overhanging, within 4ft) | WLDFR | HFTD - Distribution - Tier 3 - 4QU CoRE ¦ 5QU LoRE | Red Flag Warning - Large Fires | Vegetation Contact | Branch (Not overhanging, within 4ft) | 2041 | 2.8413e-08 | 117.3278 | 3.3336e-06 | 2041 | Mitigation | 0.9 | 30 | 0 | esc | 0.059703 | 1.6963e-09 | 0.063041 | 1.7912e-09 | 0.066806 | 1.8981e-09 | 0.063625 | 1.8077e-09
[120 empty] | 7.3.5.15 Identification and remediation of “at-risk species”WLDFRVegetation ContactBranch (Not overhanging, within 4ft) | WLDFR | HFTD - Distribution - Tier 3 - 4QU CoRE ¦ 5QU LoRE | Red Flag Warning - Large Fires | Vegetation Contact | Branch (Not overhanging, within 4ft) | 2042 | 2.8413e-08 | 117.3278 | 3.3336e-06 | 2042 | Mitigation | 0.9 | 30 | 0 | esc | 0.059703 | 1.6963e-09 | 0.063041 | 1.7912e-09 | 0.066806 | 1.8981e-09 | 0.063625 | 1.8077e-09
[120 empty] | 7.3.5.15 Identification and remediation of “at-risk species”WLDFRVegetation ContactBranch (Not overhanging, within 4ft) | WLDFR | HFTD - Distribution - Tier 3 - 4QU CoRE ¦ 5QU LoRE | Red Flag Warning - Large Fires | Vegetation Contact | Branch (Not overhanging, within 4ft) | 2043 | 2.8413e-08 | 117.3278 | 3.3336e-06 | 2043 | Mitigation | 0.9 | 30 | 0 | esc | 0.059703 | 1.6963e-09 | 0.063041 | 1.7912e-09 | 0.066806 | 1.8981e-09 | 0.063625 | 1.8077e-09
[120 empty] | 7.3.5.15 Identification and remediation of “at-risk species”WLDFRVegetation ContactBranch (Not overhanging, within 4ft) | WLDFR | HFTD - Distribution - Tier 3 - 4QU CoRE ¦ 5QU LoRE | Red Flag Warning - Large Fires | Vegetation Contact | Branch (Not overhanging, within 4ft) | 2044 | 2.8413e-08 | 117.3278 | 3.3336e-06 | 2044 | Mitigation | 0.9 | 30 | 0 | esc | 0.059703 | 1.6963e-09 | 0.063041 | 1.7912e-09 | 0.066806 | 1.8981e-09 | 0.063625 | 1.8077e-09
[120 empty] | 7.3.5.15 Identification and remediation of “at-risk species”WLDFRVegetation ContactBranch (Not overhanging, within 4ft) | WLDFR | HFTD - Distribution - Tier 3 - 4QU CoRE ¦ 5QU LoRE | Red Flag Warning - Large Fires | Vegetation Contact | Branch (Not overhanging, within 4ft) | 2045 | 2.8413e-08 | 117.3278 | 3.3336e-06 | 2045 | Mitigation | 0.9 | 30 | 0 | esc | 0.059703 | 1.6963e-09 | 0.063041 | 1.7912e-09 | 0.066806 | 1.8981e-09 | 0.063625 | 1.8077e-09
[120 empty] | 7.3.5.15 Identification and remediation of “at-risk species”WLDFRVegetation ContactBranch (Not overhanging, within 4ft) | WLDFR | HFTD - Distribution - Tier 3 - 4QU CoRE ¦ 5QU LoRE | Red Flag Warning - Large Fires | Vegetation Contact | Branch (Not overhanging, within 4ft) | 2046 | 2.8413e-08 | 117.3278 | 3.3336e-06 | 2046 | Mitigation | 0.9 | 30 | 0 | esc | 0.059703 | 1.6963e-09 | 0.063041 | 1.7912e-09 | 0.066806 | 1.8981e-09 | 0.063625 | 1.8077e-09
[120 empty] | 7.3.5.15 Identification and remediation of “at-risk species”WLDFRVegetation ContactBranch (Not overhanging, within 4ft) | WLDFR | HFTD - Distribution - Tier 3 - 4QU CoRE ¦ 5QU LoRE | Red Flag Warning - Large Fires | Vegetation Contact | Branch (Not overhanging, within 4ft) | 2047 | 2.8413e-08 | 117.3278 | 3.3336e-06 | 2047 | Mitigation | 0.9 | 30 | 0 | esc | 0.059703 | 1.6963e-09 | 0.063041 | 1.7912e-09 | 0.066806 | 1.8981e-09 | 0.063625 | 1.8077e-09
[120 empty] | 7.3.5.15 Identification and remediation of “at-risk species”WLDFRVegetation ContactBranch (Not overhanging, within 4ft) | WLDFR | HFTD - Distribution - Tier 3 - 4QU CoRE ¦ 5QU LoRE | Red Flag Warning - Large Fires | Vegetation Contact | Branch (Not overhanging, within 4ft) | 2048 | 2.8413e-08 | 117.3278 | 3.3336e-06 | 2048 | Mitigation | 0.9 | 30 | 0 | esc | 0.059703 | 1.6963e-09 | 0.063041 | 1.7912e-09 | 0.066806 | 1.8981e-09 | 0.063625 | 1.8077e-09
[120 empty] | 7.3.5.15 Identification and remediation of “at-risk species”WLDFRVegetation ContactBranch (Not overhanging, within 4ft) | WLDFR | HFTD - Distribution - Tier 3 - 4QU CoRE ¦ 5QU LoRE | Red Flag Warning - Large Fires | Vegetation Contact | Branch (Not overhanging, within 4ft) | 2049 | 2.8413e-08 | 117.3278 | 3.3336e-06 | 2049 | Mitigation | 0.9 | 30 | 0 | esc | 0.059703 | 1.6963e-09 | 0.063041 | 1.7912e-09 | 0.066806 | 1.8981e-09 | 0.063625 | 1.8077e-09
[120 empty] | 7.3.5.15 Identification and remediation of “at-risk species”WLDFRVegetation ContactBranch (Not overhanging, within 4ft) | WLDFR | HFTD - Distribution - Tier 3 - 4QU CoRE ¦ 5QU LoRE | Red Flag Warning - Large Fires | Vegetation Contact | Branch (Not overhanging, within 4ft) | 2050 | 2.8413e-08 | 117.3278 | 3.3336e-06 | 2050 | Mitigation | 0.9 | 30 | 0 | esc | 0 | 0 | 0.063041 | 1.7912e-09 | 0.066806 | 1.8981e-09 | 0.063625 | 1.8077e-09
[120 empty] | 7.3.5.15 Identification and remediation of “at-risk species”WLDFRVegetation ContactBranch (Not overhanging, within 4ft) | WLDFR | HFTD - Distribution - Tier 3 - 4QU CoRE ¦ 5QU LoRE | Red Flag Warning - Large Fires | Vegetation Contact | Branch (Not overhanging, within 4ft) | 2051 | 2.8413e-08 | 117.3278 | 3.3336e-06 | 2051 | Mitigation | 0.9 | 30 | 0 | esc | 0 | 0 | 0 | 0 | 0.066806 | 1.8981e-09 | 0.063625 | 1.8077e-09
[120 empty] | 7.3.5.15 Identification and remediation of “at-risk species”WLDFRVegetation ContactBranch (Not overhanging, within 4ft) | WLDFR | HFTD - Distribution - Tier 3 - 4QU CoRE ¦ 5QU LoRE | Red Flag Warning - Large Fires | Vegetation Contact | Branch (Not overhanging, within 4ft) | 2052 | 2.8413e-08 | 117.3278 | 3.3336e-06 | 2052 | Mitigation | 0.9 | 30 | 0 | esc | 0 | 0 | 0 | 0 | 0 | 0 | 0.063625 | 1.8077e-09
[120 empty] | 7.3.5.15 Identification and remediation of “at-risk species”WLDFRVegetation ContactBranch (OverHanging) | WLDFR | HFTD - Distribution - Tier 3 - 4QU CoRE ¦ 5QU LoRE | Red Flag Warning - Large Fires | Vegetation Contact | Branch (OverHanging) | 2022 | 1.7762e-06 | 117.3278 | 0.0002084 | 2022 | Mitigation | 0.9 | 30 | 0 | esc | 0.059703 | 1.0604e-07 | 0.063041 | 1.1197e-07 | 0.066806 | 1.1866e-07 | 0 | 0
[120 empty] | 7.3.5.15 Identification and remediation of “at-risk species”WLDFRVegetation ContactBranch (OverHanging) | WLDFR | HFTD - Distribution - Tier 3 - 4QU CoRE ¦ 5QU LoRE | Red Flag Warning - Large Fires | Vegetation Contact | Branch (OverHanging) | 2023 | 1.7762e-06 | 117.3278 | 0.0002084 | 2023 | Mitigation | 0.9 | 30 | 0 | esc | 0.059703 | 1.0604e-07 | 0.063041 | 1.1197e-07 | 0.066806 | 1.1866e-07 | 0.063625 | 1.1301e-07
[120 empty] | 7.3.5.15 Identification and remediation of “at-risk species”WLDFRVegetation ContactBranch (OverHanging) | WLDFR | HFTD - Distribution - Tier 3 - 4QU CoRE ¦ 5QU LoRE | Red Flag Warning - Large Fires | Vegetation Contact | Branch (OverHanging) | 2024 | 1.7762e-06 | 117.3278 | 0.0002084 | 2024 | Mitigation | 0.9 | 30 | 0 | esc | 0.059703 | 1.0604e-07 | 0.063041 | 1.1197e-07 | 0.066806 | 1.1866e-07 | 0.063625 | 1.1301e-07
[120 empty] | 7.3.5.15 Identification and remediation of “at-risk species”WLDFRVegetation ContactBranch (OverHanging) | WLDFR | HFTD - Distribution - Tier 3 - 4QU CoRE ¦ 5QU LoRE | Red Flag Warning - Large Fires | Vegetation Contact | Branch (OverHanging) | 2025 | 1.7762e-06 | 117.3278 | 0.0002084 | 2025 | Mitigation | 0.9 | 30 | 0 | esc | 0.059703 | 1.0604e-07 | 0.063041 | 1.1197e-07 | 0.066806 | 1.1866e-07 | 0.063625 | 1.1301e-07
[120 empty] | 7.3.5.15 Identification and remediation of “at-risk species”WLDFRVegetation ContactBranch (OverHanging) | WLDFR | HFTD - Distribution - Tier 3 - 4QU CoRE ¦ 5QU LoRE | Red Flag Warning - Large Fires | Vegetation Contact | Branch (OverHanging) | 2026 | 1.7762e-06 | 117.3278 | 0.0002084 | 2026 | Mitigation | 0.9 | 30 | 0 | esc | 0.059703 | 1.0604e-07 | 0.063041 | 1.1197e-07 | 0.066806 | 1.1866e-07 | 0.063625 | 1.1301e-07
[120 empty] | 7.3.5.15 Identification and remediation of “at-risk species”WLDFRVegetation ContactBranch (OverHanging) | WLDFR | HFTD - Distribution - Tier 3 - 4QU CoRE ¦ 5QU LoRE | Red Flag Warning - Large Fires | Vegetation Contact | Branch (OverHanging) | 2027 | 1.7762e-06 | 117.3278 | 0.0002084 | 2027 | Mitigation | 0.9 | 30 | 0 | esc | 0.059703 | 1.0604e-07 | 0.063041 | 1.1197e-07 | 0.066806 | 1.1866e-07 | 0.063625 | 1.1301e-07
[120 empty] | 7.3.5.15 Identification and remediation of “at-risk species”WLDFRVegetation ContactBranch (OverHanging) | WLDFR | HFTD - Distribution - Tier 3 - 4QU CoRE ¦ 5QU LoRE | Red Flag Warning - Large Fires | Vegetation Contact | Branch (OverHanging) | 2028 | 1.7762e-06 | 117.3278 | 0.0002084 | 2028 | Mitigation | 0.9 | 30 | 0 | esc | 0.059703 | 1.0604e-07 | 0.063041 | 1.1197e-07 | 0.066806 | 1.1866e-07 | 0.063625 | 1.1301e-07
[120 empty] | 7.3.5.15 Identification and remediation of “at-risk species”WLDFRVegetation ContactBranch (OverHanging) | WLDFR | HFTD - Distribution - Tier 3 - 4QU CoRE ¦ 5QU LoRE | Red Flag Warning - Large Fires | Vegetation Contact | Branch (OverHanging) | 2029 | 1.7762e-06 | 117.3278 | 0.0002084 | 2029 | Mitigation | 0.9 | 30 | 0 | esc | 0.059703 | 1.0604e-07 | 0.063041 | 1.1197e-07 | 0.066806 | 1.1866e-07 | 0.063625 | 1.1301e-07
[120 empty] | 7.3.5.15 Identification and remediation of “at-risk species”WLDFRVegetation ContactBranch (OverHanging) | WLDFR | HFTD - Distribution - Tier 3 - 4QU CoRE ¦ 5QU LoRE | Red Flag Warning - Large Fires | Vegetation Contact | Branch (OverHanging) | 2030 | 1.7762e-06 | 117.3278 | 0.0002084 | 2030 | Mitigation | 0.9 | 30 | 0 | esc | 0.059703 | 1.0604e-07 | 0.063041 | 1.1197e-07 | 0.066806 | 1.1866e-07 | 0.063625 | 1.1301e-07
[120 empty] | 7.3.5.15 Identification and remediation of “at-risk species”WLDFRVegetation ContactBranch (OverHanging) | WLDFR | HFTD - Distribution - Tier 3 - 4QU CoRE ¦ 5QU LoRE | Red Flag Warning - Large Fires | Vegetation Contact | Branch (OverHanging) | 2031 | 1.7762e-06 | 117.3278 | 0.0002084 | 2031 | Mitigation | 0.9 | 30 | 0 | esc | 0.059703 | 1.0604e-07 | 0.063041 | 1.1197e-07 | 0.066806 | 1.1866e-07 | 0.063625 | 1.1301e-07
[120 empty] | 7.3.5.15 Identification and remediation of “at-risk species”WLDFRVegetation ContactBranch (OverHanging) | WLDFR | HFTD - Distribution - Tier 3 - 4QU CoRE ¦ 5QU LoRE | Red Flag Warning - Large Fires | Vegetation Contact | Branch (OverHanging) | 2032 | 1.7762e-06 | 117.3278 | 0.0002084 | 2032 | Mitigation | 0.9 | 30 | 0 | esc | 0.059703 | 1.0604e-07 | 0.063041 | 1.1197e-07 | 0.066806 | 1.1866e-07 | 0.063625 | 1.1301e-07
[120 empty] | 7.3.5.15 Identification and remediation of “at-risk species”WLDFRVegetation ContactBranch (OverHanging) | WLDFR | HFTD - Distribution - Tier 3 - 4QU CoRE ¦ 5QU LoRE | Red Flag Warning - Large Fires | Vegetation Contact | Branch (OverHanging) | 2033 | 1.7762e-06 | 117.3278 | 0.0002084 | 2033 | Mitigation | 0.9 | 30 | 0 | esc | 0.059703 | 1.0604e-07 | 0.063041 | 1.1197e-07 | 0.066806 | 1.1866e-07 | 0.063625 | 1.1301e-07
[120 empty] | 7.3.5.15 Identification and remediation of “at-risk species”WLDFRVegetation ContactBranch (OverHanging) | WLDFR | HFTD - Distribution - Tier 3 - 4QU CoRE ¦ 5QU LoRE | Red Flag Warning - Large Fires | Vegetation Contact | Branch (OverHanging) | 2034 | 1.7762e-06 | 117.3278 | 0.0002084 | 2034 | Mitigation | 0.9 | 30 | 0 | esc | 0.059703 | 1.0604e-07 | 0.063041 | 1.1197e-07 | 0.066806 | 1.1866e-07 | 0.063625 | 1.1301e-07
[120 empty] | 7.3.5.15 Identification and remediation of “at-risk species”WLDFRVegetation ContactBranch (OverHanging) | WLDFR | HFTD - Distribution - Tier 3 - 4QU CoRE ¦ 5QU LoRE | Red Flag Warning - Large Fires | Vegetation Contact | Branch (OverHanging) | 2035 | 1.7762e-06 | 117.3278 | 0.0002084 | 2035 | Mitigation | 0.9 | 30 | 0 | esc | 0.059703 | 1.0604e-07 | 0.063041 | 1.1197e-07 | 0.066806 | 1.1866e-07 | 0.063625 | 1.1301e-07
[120 empty] | 7.3.5.15 Identification and remediation of “at-risk species”WLDFRVegetation ContactBranch (OverHanging) | WLDFR | HFTD - Distribution - Tier 3 - 4QU CoRE ¦ 5QU LoRE | Red Flag Warning - Large Fires | Vegetation Contact | Branch (OverHanging) | 2036 | 1.7762e-06 | 117.3278 | 0.0002084 | 2036 | Mitigation | 0.9 | 30 | 0 | esc | 0.059703 | 1.0604e-07 | 0.063041 | 1.1197e-07 | 0.066806 | 1.1866e-07 | 0.063625 | 1.1301e-07
[120 empty] | 7.3.5.15 Identification and remediation of “at-risk species”WLDFRVegetation ContactBranch (OverHanging) | WLDFR | HFTD - Distribution - Tier 3 - 4QU CoRE ¦ 5QU LoRE | Red Flag Warning - Large Fires | Vegetation Contact | Branch (OverHanging) | 2037 | 1.7762e-06 | 117.3278 | 0.0002084 | 2037 | Mitigation | 0.9 | 30 | 0 | esc | 0.059703 | 1.0604e-07 | 0.063041 | 1.1197e-07 | 0.066806 | 1.1866e-07 | 0.063625 | 1.1301e-07
[120 empty] | 7.3.5.15 Identification and remediation of “at-risk species”WLDFRVegetation ContactBranch (OverHanging) | WLDFR | HFTD - Distribution - Tier 3 - 4QU CoRE ¦ 5QU LoRE | Red Flag Warning - Large Fires | Vegetation Contact | Branch (OverHanging) | 2038 | 1.7762e-06 | 117.3278 | 0.0002084 | 2038 | Mitigation | 0.9 | 30 | 0 | esc | 0.059703 | 1.0604e-07 | 0.063041 | 1.1197e-07 | 0.066806 | 1.1866e-07 | 0.063625 | 1.1301e-07
[120 empty] | 7.3.5.15 Identification and remediation of “at-risk species”WLDFRVegetation ContactBranch (OverHanging) | WLDFR | HFTD - Distribution - Tier 3 - 4QU CoRE ¦ 5QU LoRE | Red Flag Warning - Large Fires | Vegetation Contact | Branch (OverHanging) | 2039 | 1.7762e-06 | 117.3278 | 0.0002084 | 2039 | Mitigation | 0.9 | 30 | 0 | esc | 0.059703 | 1.0604e-07 | 0.063041 | 1.1197e-07 | 0.066806 | 1.1866e-07 | 0.063625 | 1.1301e-07
[120 empty] | 7.3.5.15 Identification and remediation of “at-risk species”WLDFRVegetation ContactBranch (OverHanging) | WLDFR | HFTD - Distribution - Tier 3 - 4QU CoRE ¦ 5QU LoRE | Red Flag Warning - Large Fires | Vegetation Contact | Branch (OverHanging) | 2040 | 1.7762e-06 | 117.3278 | 0.0002084 | 2040 | Mitigation | 0.9 | 30 | 0 | esc | 0.059703 | 1.0604e-07 | 0.063041 | 1.1197e-07 | 0.066806 | 1.1866e-07 | 0.063625 | 1.1301e-07
[120 empty] | 7.3.5.15 Identification and remediation of “at-risk species”WLDFRVegetation ContactBranch (OverHanging) | WLDFR | HFTD - Distribution - Tier 3 - 4QU CoRE ¦ 5QU LoRE | Red Flag Warning - Large Fires | Vegetation Contact | Branch (OverHanging) | 2041 | 1.7762e-06 | 117.3278 | 0.0002084 | 2041 | Mitigation | 0.9 | 30 | 0 | esc | 0.059703 | 1.0604e-07 | 0.063041 | 1.1197e-07 | 0.066806 | 1.1866e-07 | 0.063625 | 1.1301e-07
[120 empty] | 7.3.5.15 Identification and remediation of “at-risk species”WLDFRVegetation ContactBranch (OverHanging) | WLDFR | HFTD - Distribution - Tier 3 - 4QU CoRE ¦ 5QU LoRE | Red Flag Warning - Large Fires | Vegetation Contact | Branch (OverHanging) | 2042 | 1.7762e-06 | 117.3278 | 0.0002084 | 2042 | Mitigation | 0.9 | 30 | 0 | esc | 0.059703 | 1.0604e-07 | 0.063041 | 1.1197e-07 | 0.066806 | 1.1866e-07 | 0.063625 | 1.1301e-07
[120 empty] | 7.3.5.15 Identification and remediation of “at-risk species”WLDFRVegetation ContactBranch (OverHanging) | WLDFR | HFTD - Distribution - Tier 3 - 4QU CoRE ¦ 5QU LoRE | Red Flag Warning - Large Fires | Vegetation Contact | Branch (OverHanging) | 2043 | 1.7762e-06 | 117.3278 | 0.0002084 | 2043 | Mitigation | 0.9 | 30 | 0 | esc | 0.059703 | 1.0604e-07 | 0.063041 | 1.1197e-07 | 0.066806 | 1.1866e-07 | 0.063625 | 1.1301e-07
[120 empty] | 7.3.5.15 Identification and remediation of “at-risk species”WLDFRVegetation ContactBranch (OverHanging) | WLDFR | HFTD - Distribution - Tier 3 - 4QU CoRE ¦ 5QU LoRE | Red Flag Warning - Large Fires | Vegetation Contact | Branch (OverHanging) | 2044 | 1.7762e-06 | 117.3278 | 0.0002084 | 2044 | Mitigation | 0.9 | 30 | 0 | esc | 0.059703 | 1.0604e-07 | 0.063041 | 1.1197e-07 | 0.066806 | 1.1866e-07 | 0.063625 | 1.1301e-07
[120 empty] | 7.3.5.15 Identification and remediation of “at-risk species”WLDFRVegetation ContactBranch (OverHanging) | WLDFR | HFTD - Distribution - Tier 3 - 4QU CoRE ¦ 5QU LoRE | Red Flag Warning - Large Fires | Vegetation Contact | Branch (OverHanging) | 2045 | 1.7762e-06 | 117.3278 | 0.0002084 | 2045 | Mitigation | 0.9 | 30 | 0 | esc | 0.059703 | 1.0604e-07 | 0.063041 | 1.1197e-07 | 0.066806 | 1.1866e-07 | 0.063625 | 1.1301e-07
[120 empty] | 7.3.5.15 Identification and remediation of “at-risk species”WLDFRVegetation ContactBranch (OverHanging) | WLDFR | HFTD - Distribution - Tier 3 - 4QU CoRE ¦ 5QU LoRE | Red Flag Warning - Large Fires | Vegetation Contact | Branch (OverHanging) | 2046 | 1.7762e-06 | 117.3278 | 0.0002084 | 2046 | Mitigation | 0.9 | 30 | 0 | esc | 0.059703 | 1.0604e-07 | 0.063041 | 1.1197e-07 | 0.066806 | 1.1866e-07 | 0.063625 | 1.1301e-07
[120 empty] | 7.3.5.15 Identification and remediation of “at-risk species”WLDFRVegetation ContactBranch (OverHanging) | WLDFR | HFTD - Distribution - Tier 3 - 4QU CoRE ¦ 5QU LoRE | Red Flag Warning - Large Fires | Vegetation Contact | Branch (OverHanging) | 2047 | 1.7762e-06 | 117.3278 | 0.0002084 | 2047 | Mitigation | 0.9 | 30 | 0 | esc | 0.059703 | 1.0604e-07 | 0.063041 | 1.1197e-07 | 0.066806 | 1.1866e-07 | 0.063625 | 1.1301e-07
[120 empty] | 7.3.5.15 Identification and remediation of “at-risk species”WLDFRVegetation ContactBranch (OverHanging) | WLDFR | HFTD - Distribution - Tier 3 - 4QU CoRE ¦ 5QU LoRE | Red Flag Warning - Large Fires | Vegetation Contact | Branch (OverHanging) | 2048 | 1.7762e-06 | 117.3278 | 0.0002084 | 2048 | Mitigation | 0.9 | 30 | 0 | esc | 0.059703 | 1.0604e-07 | 0.063041 | 1.1197e-07 | 0.066806 | 1.1866e-07 | 0.063625 | 1.1301e-07
[120 empty] | 7.3.5.15 Identification and remediation of “at-risk species”WLDFRVegetation ContactBranch (OverHanging) | WLDFR | HFTD - Distribution - Tier 3 - 4QU CoRE ¦ 5QU LoRE | Red Flag Warning - Large Fires | Vegetation Contact | Branch (OverHanging) | 2049 | 1.7762e-06 | 117.3278 | 0.0002084 | 2049 | Mitigation | 0.9 | 30 | 0 | esc | 0.059703 | 1.0604e-07 | 0.063041 | 1.1197e-07 | 0.066806 | 1.1866e-07 | 0.063625 | 1.1301e-07
[120 empty] | 7.3.5.15 Identification and remediation of “at-risk species”WLDFRVegetation ContactBranch (OverHanging) | WLDFR | HFTD - Distribution - Tier 3 - 4QU CoRE ¦ 5QU LoRE | Red Flag Warning - Large Fires | Vegetation Contact | Branch (OverHanging) | 2050 | 1.7762e-06 | 117.3278 | 0.0002084 | 2050 | Mitigation | 0.9 | 30 | 0 | esc | 0 | 0 | 0.063041 | 1.1197e-07 | 0.066806 | 1.1866e-07 | 0.063625 | 1.1301e-07
[120 empty] | 7.3.5.15 Identification and remediation of “at-risk species”WLDFRVegetation ContactBranch (OverHanging) | WLDFR | HFTD - Distribution - Tier 3 - 4QU CoRE ¦ 5QU LoRE | Red Flag Warning - Large Fires | Vegetation Contact | Branch (OverHanging) | 2051 | 1.7762e-06 | 117.3278 | 0.0002084 | 2051 | Mitigation | 0.9 | 30 | 0 | esc | 0 | 0 | 0 | 0 | 0.066806 | 1.1866e-07 | 0.063625 | 1.1301e-07
[120 empty] | 7.3.5.15 Identification and remediation of “at-risk species”WLDFRVegetation ContactBranch (OverHanging) | WLDFR | HFTD - Distribution - Tier 3 - 4QU CoRE ¦ 5QU LoRE | Red Flag Warning - Large Fires | Vegetation Contact | Branch (OverHanging) | 2052 | 1.7762e-06 | 117.3278 | 0.0002084 | 2052 | Mitigation | 0.9 | 30 | 0 | esc | 0 | 0 | 0 | 0 | 0 | 0 | 0.063625 | 1.1301e-07
[120 empty] | 7.3.5.15 Identification and remediation of “at-risk species”WLDFRVegetation ContactFell into (Moderate-Severe defect) | WLDFR | HFTD - Distribution - Tier 3 - 4QU CoRE ¦ 5QU LoRE | Red Flag Warning - Large Fires | Vegetation Contact | Fell into (Moderate-Severe defect) | 2022 | 5.0894e-07 | 117.3278 | 5.9713e-05 | 2022 | Mitigation | 0.95 | 1 | 0 | esc | 0 | 0 | 0 | 0 | 0.070518 | 3.589e-08 | 0 | 0
[120 empty] | 7.3.5.15 Identification and remediation of “at-risk species”WLDFRVegetation ContactFell into (Moderate-Severe defect) | WLDFR | HFTD - Distribution - Tier 3 - 4QU CoRE ¦ 5QU LoRE | Red Flag Warning - Large Fires | Vegetation Contact | Fell into (Moderate-Severe defect) | 2023 | 5.0894e-07 | 117.3278 | 5.9713e-05 | 2023 | Mitigation | 0.95 | 1 | 0 | esc | 0 | 0 | 0 | 0 | 0 | 0 | 0.06716 | 3.418e-08
[120 empty] | 7.3.5.15 Identification and remediation of “at-risk species”WLDFRVegetation ContactFell into (slight defect) | WLDFR | HFTD - Distribution - Tier 3 - 4QU CoRE ¦ 5QU LoRE | Red Flag Warning - Large Fires | Vegetation Contact | Fell into (slight defect) | 2022 | 5.66e-07 | 117.3278 | 6.6407e-05 | 2022 | Mitigation | 0.5 | 1 | 0 | esc | 0 | 0 | 0 | 0 | 0.037115 | 2.1007e-08 | 0 | 0
[120 empty] | 7.3.5.15 Identification and remediation of “at-risk species”WLDFRVegetation ContactFell into (slight defect) | WLDFR | HFTD - Distribution - Tier 3 - 4QU CoRE ¦ 5QU LoRE | Red Flag Warning - Large Fires | Vegetation Contact | Fell into (slight defect) | 2023 | 5.66e-07 | 117.3278 | 6.6407e-05 | 2023 | Mitigation | 0.5 | 1 | 0 | esc | 0 | 0 | 0 | 0 | 0 | 0 | 0.035347 | 2.0006e-08
[120 empty] | 7.3.5.15 Identification and remediation of “at-risk species”WLDFRVegetation ContactGrow Into | WLDFR | HFTD - Distribution - Tier 3 - 4QU CoRE ¦ 5QU LoRE | Red Flag Warning - Large Fires | Vegetation Contact | Grow Into | 2022 | 5.8214e-08 | 117.3278 | 6.8301e-06 | 2022 | Mitigation | 0.5 | 1 | 0 | esc | 0 | 0 | 0 | 0 | 0.037115 | 2.1606e-09 | 0 | 0
[120 empty] | 7.3.5.15 Identification and remediation of “at-risk species”WLDFRVegetation ContactGrow Into | WLDFR | HFTD - Distribution - Tier 3 - 4QU CoRE ¦ 5QU LoRE | Red Flag Warning - Large Fires | Vegetation Contact | Grow Into | 2023 | 5.8214e-08 | 117.3278 | 6.8301e-06 | 2023 | Mitigation | 0.5 | 1 | 0 | esc | 0 | 0 | 0 | 0 | 0 | 0 | 0.035347 | 2.0577e-09
[120 empty] | 7.3.5.15 Identification and remediation of “at-risk species”WLDFRVegetation ContactBranch (Not overhanging, 4-12ft) | WLDFR | HFTD - Distribution - Tier 3 - 4QU CoRE ¦ 5QU LoRE | Red Flag Warning - Small Fires | Vegetation Contact | Branch (Not overhanging, 4-12ft) | 2022 | 3.3552e-06 | 117.3278 | 0.00039366 | 2022 | Mitigation | 0.5 | 30 | 0 | esc | 0.033168 | 1.1129e-07 | 0.035023 | 1.1751e-07 | 0.037115 | 1.2453e-07 | 0 | 0
[120 empty] | 7.3.5.15 Identification and remediation of “at-risk species”WLDFRVegetation ContactBranch (Not overhanging, 4-12ft) | WLDFR | HFTD - Distribution - Tier 3 - 4QU CoRE ¦ 5QU LoRE | Red Flag Warning - Small Fires | Vegetation Contact | Branch (Not overhanging, 4-12ft) | 2023 | 3.3552e-06 | 117.3278 | 0.00039366 | 2023 | Mitigation | 0.5 | 30 | 0 | esc | 0.033168 | 1.1129e-07 | 0.035023 | 1.1751e-07 | 0.037115 | 1.2453e-07 | 0.035347 | 1.186e-07
[120 empty] | 7.3.5.15 Identification and remediation of “at-risk species”WLDFRVegetation ContactBranch (Not overhanging, 4-12ft) | WLDFR | HFTD - Distribution - Tier 3 - 4QU CoRE ¦ 5QU LoRE | Red Flag Warning - Small Fires | Vegetation Contact | Branch (Not overhanging, 4-12ft) | 2024 | 3.3552e-06 | 117.3278 | 0.00039366 | 2024 | Mitigation | 0.5 | 30 | 0 | esc | 0.033168 | 1.1129e-07 | 0.035023 | 1.1751e-07 | 0.037115 | 1.2453e-07 | 0.035347 | 1.186e-07
[120 empty] | 7.3.5.15 Identification and remediation of “at-risk species”WLDFRVegetation ContactBranch (Not overhanging, 4-12ft) | WLDFR | HFTD - Distribution - Tier 3 - 4QU CoRE ¦ 5QU LoRE | Red Flag Warning - Small Fires | Vegetation Contact | Branch (Not overhanging, 4-12ft) | 2025 | 3.3552e-06 | 117.3278 | 0.00039366 | 2025 | Mitigation | 0.5 | 30 | 0 | esc | 0.033168 | 1.1129e-07 | 0.035023 | 1.1751e-07 | 0.037115 | 1.2453e-07 | 0.035347 | 1.186e-07
[120 empty] | 7.3.5.15 Identification and remediation of “at-risk species”WLDFRVegetation ContactBranch (Not overhanging, 4-12ft) | WLDFR | HFTD - Distribution - Tier 3 - 4QU CoRE ¦ 5QU LoRE | Red Flag Warning - Small Fires | Vegetation Contact | Branch (Not overhanging, 4-12ft) | 2026 | 3.3552e-06 | 117.3278 | 0.00039366 | 2026 | Mitigation | 0.5 | 30 | 0 | esc | 0.033168 | 1.1129e-07 | 0.035023 | 1.1751e-07 | 0.037115 | 1.2453e-07 | 0.035347 | 1.186e-07
[120 empty] | 7.3.5.15 Identification and remediation of “at-risk species”WLDFRVegetation ContactBranch (Not overhanging, 4-12ft) | WLDFR | HFTD - Distribution - Tier 3 - 4QU CoRE ¦ 5QU LoRE | Red Flag Warning - Small Fires | Vegetation Contact | Branch (Not overhanging, 4-12ft) | 2027 | 3.3552e-06 | 117.3278 | 0.00039366 | 2027 | Mitigation | 0.5 | 30 | 0 | esc | 0.033168 | 1.1129e-07 | 0.035023 | 1.1751e-07 | 0.037115 | 1.2453e-07 | 0.035347 | 1.186e-07
[120 empty] | 7.3.5.15 Identification and remediation of “at-risk species”WLDFRVegetation ContactBranch (Not overhanging, 4-12ft) | WLDFR | HFTD - Distribution - Tier 3 - 4QU CoRE ¦ 5QU LoRE | Red Flag Warning - Small Fires | Vegetation Contact | Branch (Not overhanging, 4-12ft) | 2028 | 3.3552e-06 | 117.3278 | 0.00039366 | 2028 | Mitigation | 0.5 | 30 | 0 | esc | 0.033168 | 1.1129e-07 | 0.035023 | 1.1751e-07 | 0.037115 | 1.2453e-07 | 0.035347 | 1.186e-07
[120 empty] | 7.3.5.15 Identification and remediation of “at-risk species”WLDFRVegetation ContactBranch (Not overhanging, 4-12ft) | WLDFR | HFTD - Distribution - Tier 3 - 4QU CoRE ¦ 5QU LoRE | Red Flag Warning - Small Fires | Vegetation Contact | Branch (Not overhanging, 4-12ft) | 2029 | 3.3552e-06 | 117.3278 | 0.00039366 | 2029 | Mitigation | 0.5 | 30 | 0 | esc | 0.033168 | 1.1129e-07 | 0.035023 | 1.1751e-07 | 0.037115 | 1.2453e-07 | 0.035347 | 1.186e-07
[120 empty] | 7.3.5.15 Identification and remediation of “at-risk species”WLDFRVegetation ContactBranch (Not overhanging, 4-12ft) | WLDFR | HFTD - Distribution - Tier 3 - 4QU CoRE ¦ 5QU LoRE | Red Flag Warning - Small Fires | Vegetation Contact | Branch (Not overhanging, 4-12ft) | 2030 | 3.3552e-06 | 117.3278 | 0.00039366 | 2030 | Mitigation | 0.5 | 30 | 0 | esc | 0.033168 | 1.1129e-07 | 0.035023 | 1.1751e-07 | 0.037115 | 1.2453e-07 | 0.035347 | 1.186e-07
[120 empty] | 7.3.5.15 Identification and remediation of “at-risk species”WLDFRVegetation ContactBranch (Not overhanging, 4-12ft) | WLDFR | HFTD - Distribution - Tier 3 - 4QU CoRE ¦ 5QU LoRE | Red Flag Warning - Small Fires | Vegetation Contact | Branch (Not overhanging, 4-12ft) | 2031 | 3.3552e-06 | 117.3278 | 0.00039366 | 2031 | Mitigation | 0.5 | 30 | 0 | esc | 0.033168 | 1.1129e-07 | 0.035023 | 1.1751e-07 | 0.037115 | 1.2453e-07 | 0.035347 | 1.186e-07
[120 empty] | 7.3.5.15 Identification and remediation of “at-risk species”WLDFRVegetation ContactBranch (Not overhanging, 4-12ft) | WLDFR | HFTD - Distribution - Tier 3 - 4QU CoRE ¦ 5QU LoRE | Red Flag Warning - Small Fires | Vegetation Contact | Branch (Not overhanging, 4-12ft) | 2032 | 3.3552e-06 | 117.3278 | 0.00039366 | 2032 | Mitigation | 0.5 | 30 | 0 | esc | 0.033168 | 1.1129e-07 | 0.035023 | 1.1751e-07 | 0.037115 | 1.2453e-07 | 0.035347 | 1.186e-07
[120 empty] | 7.3.5.15 Identification and remediation of “at-risk species”WLDFRVegetation ContactBranch (Not overhanging, 4-12ft) | WLDFR | HFTD - Distribution - Tier 3 - 4QU CoRE ¦ 5QU LoRE | Red Flag Warning - Small Fires | Vegetation Contact | Branch (Not overhanging, 4-12ft) | 2033 | 3.3552e-06 | 117.3278 | 0.00039366 | 2033 | Mitigation | 0.5 | 30 | 0 | esc | 0.033168 | 1.1129e-07 | 0.035023 | 1.1751e-07 | 0.037115 | 1.2453e-07 | 0.035347 | 1.186e-07
[120 empty] | 7.3.5.15 Identification and remediation of “at-risk species”WLDFRVegetation ContactBranch (Not overhanging, 4-12ft) | WLDFR | HFTD - Distribution - Tier 3 - 4QU CoRE ¦ 5QU LoRE | Red Flag Warning - Small Fires | Vegetation Contact | Branch (Not overhanging, 4-12ft) | 2034 | 3.3552e-06 | 117.3278 | 0.00039366 | 2034 | Mitigation | 0.5 | 30 | 0 | esc | 0.033168 | 1.1129e-07 | 0.035023 | 1.1751e-07 | 0.037115 | 1.2453e-07 | 0.035347 | 1.186e-07
[120 empty] | 7.3.5.15 Identification and remediation of “at-risk species”WLDFRVegetation ContactBranch (Not overhanging, 4-12ft) | WLDFR | HFTD - Distribution - Tier 3 - 4QU CoRE ¦ 5QU LoRE | Red Flag Warning - Small Fires | Vegetation Contact | Branch (Not overhanging, 4-12ft) | 2035 | 3.3552e-06 | 117.3278 | 0.00039366 | 2035 | Mitigation | 0.5 | 30 | 0 | esc | 0.033168 | 1.1129e-07 | 0.035023 | 1.1751e-07 | 0.037115 | 1.2453e-07 | 0.035347 | 1.186e-07
[120 empty] | 7.3.5.15 Identification and remediation of “at-risk species”WLDFRVegetation ContactBranch (Not overhanging, 4-12ft) | WLDFR | HFTD - Distribution - Tier 3 - 4QU CoRE ¦ 5QU LoRE | Red Flag Warning - Small Fires | Vegetation Contact | Branch (Not overhanging, 4-12ft) | 2036 | 3.3552e-06 | 117.3278 | 0.00039366 | 2036 | Mitigation | 0.5 | 30 | 0 | esc | 0.033168 | 1.1129e-07 | 0.035023 | 1.1751e-07 | 0.037115 | 1.2453e-07 | 0.035347 | 1.186e-07
[120 empty] | 7.3.5.15 Identification and remediation of “at-risk species”WLDFRVegetation ContactBranch (Not overhanging, 4-12ft) | WLDFR | HFTD - Distribution - Tier 3 - 4QU CoRE ¦ 5QU LoRE | Red Flag Warning - Small Fires | Vegetation Contact | Branch (Not overhanging, 4-12ft) | 2037 | 3.3552e-06 | 117.3278 | 0.00039366 | 2037 | Mitigation | 0.5 | 30 | 0 | esc | 0.033168 | 1.1129e-07 | 0.035023 | 1.1751e-07 | 0.037115 | 1.2453e-07 | 0.035347 | 1.186e-07
[120 empty] | 7.3.5.15 Identification and remediation of “at-risk species”WLDFRVegetation ContactBranch (Not overhanging, 4-12ft) | WLDFR | HFTD - Distribution - Tier 3 - 4QU CoRE ¦ 5QU LoRE | Red Flag Warning - Small Fires | Vegetation Contact | Branch (Not overhanging, 4-12ft) | 2038 | 3.3552e-06 | 117.3278 | 0.00039366 | 2038 | Mitigation | 0.5 | 30 | 0 | esc | 0.033168 | 1.1129e-07 | 0.035023 | 1.1751e-07 | 0.037115 | 1.2453e-07 | 0.035347 | 1.186e-07
[120 empty] | 7.3.5.15 Identification and remediation of “at-risk species”WLDFRVegetation ContactBranch (Not overhanging, 4-12ft) | WLDFR | HFTD - Distribution - Tier 3 - 4QU CoRE ¦ 5QU LoRE | Red Flag Warning - Small Fires | Vegetation Contact | Branch (Not overhanging, 4-12ft) | 2039 | 3.3552e-06 | 117.3278 | 0.00039366 | 2039 | Mitigation | 0.5 | 30 | 0 | esc | 0.033168 | 1.1129e-07 | 0.035023 | 1.1751e-07 | 0.037115 | 1.2453e-07 | 0.035347 | 1.186e-07
[120 empty] | 7.3.5.15 Identification and remediation of “at-risk species”WLDFRVegetation ContactBranch (Not overhanging, 4-12ft) | WLDFR | HFTD - Distribution - Tier 3 - 4QU CoRE ¦ 5QU LoRE | Red Flag Warning - Small Fires | Vegetation Contact | Branch (Not overhanging, 4-12ft) | 2040 | 3.3552e-06 | 117.3278 | 0.00039366 | 2040 | Mitigation | 0.5 | 30 | 0 | esc | 0.033168 | 1.1129e-07 | 0.035023 | 1.1751e-07 | 0.037115 | 1.2453e-07 | 0.035347 | 1.186e-07
[120 empty] | 7.3.5.15 Identification and remediation of “at-risk species”WLDFRVegetation ContactBranch (Not overhanging, 4-12ft) | WLDFR | HFTD - Distribution - Tier 3 - 4QU CoRE ¦ 5QU LoRE | Red Flag Warning - Small Fires | Vegetation Contact | Branch (Not overhanging, 4-12ft) | 2041 | 3.3552e-06 | 117.3278 | 0.00039366 | 2041 | Mitigation | 0.5 | 30 | 0 | esc | 0.033168 | 1.1129e-07 | 0.035023 | 1.1751e-07 | 0.037115 | 1.2453e-07 | 0.035347 | 1.186e-07
[120 empty] | 7.3.5.15 Identification and remediation of “at-risk species”WLDFRVegetation ContactBranch (Not overhanging, 4-12ft) | WLDFR | HFTD - Distribution - Tier 3 - 4QU CoRE ¦ 5QU LoRE | Red Flag Warning - Small Fires | Vegetation Contact | Branch (Not overhanging, 4-12ft) | 2042 | 3.3552e-06 | 117.3278 | 0.00039366 | 2042 | Mitigation | 0.5 | 30 | 0 | esc | 0.033168 | 1.1129e-07 | 0.035023 | 1.1751e-07 | 0.037115 | 1.2453e-07 | 0.035347 | 1.186e-07
[120 empty] | 7.3.5.15 Identification and remediation of “at-risk species”WLDFRVegetation ContactBranch (Not overhanging, 4-12ft) | WLDFR | HFTD - Distribution - Tier 3 - 4QU CoRE ¦ 5QU LoRE | Red Flag Warning - Small Fires | Vegetation Contact | Branch (Not overhanging, 4-12ft) | 2043 | 3.3552e-06 | 117.3278 | 0.00039366 | 2043 | Mitigation | 0.5 | 30 | 0 | esc | 0.033168 | 1.1129e-07 | 0.035023 | 1.1751e-07 | 0.037115 | 1.2453e-07 | 0.035347 | 1.186e-07
[120 empty] | 7.3.5.15 Identification and remediation of “at-risk species”WLDFRVegetation ContactBranch (Not overhanging, 4-12ft) | WLDFR | HFTD - Distribution - Tier 3 - 4QU CoRE ¦ 5QU LoRE | Red Flag Warning - Small Fires | Vegetation Contact | Branch (Not overhanging, 4-12ft) | 2044 | 3.3552e-06 | 117.3278 | 0.00039366 | 2044 | Mitigation | 0.5 | 30 | 0 | esc | 0.033168 | 1.1129e-07 | 0.035023 | 1.1751e-07 | 0.037115 | 1.2453e-07 | 0.035347 | 1.186e-07
[120 empty] | 7.3.5.15 Identification and remediation of “at-risk species”WLDFRVegetation ContactBranch (Not overhanging, 4-12ft) | WLDFR | HFTD - Distribution - Tier 3 - 4QU CoRE ¦ 5QU LoRE | Red Flag Warning - Small Fires | Vegetation Contact | Branch (Not overhanging, 4-12ft) | 2045 | 3.3552e-06 | 117.3278 | 0.00039366 | 2045 | Mitigation | 0.5 | 30 | 0 | esc | 0.033168 | 1.1129e-07 | 0.035023 | 1.1751e-07 | 0.037115 | 1.2453e-07 | 0.035347 | 1.186e-07
[120 empty] | 7.3.5.15 Identification and remediation of “at-risk species”WLDFRVegetation ContactBranch (Not overhanging, 4-12ft) | WLDFR | HFTD - Distribution - Tier 3 - 4QU CoRE ¦ 5QU LoRE | Red Flag Warning - Small Fires | Vegetation Contact | Branch (Not overhanging, 4-12ft) | 2046 | 3.3552e-06 | 117.3278 | 0.00039366 | 2046 | Mitigation | 0.5 | 30 | 0 | esc | 0.033168 | 1.1129e-07 | 0.035023 | 1.1751e-07 | 0.037115 | 1.2453e-07 | 0.035347 | 1.186e-07
[120 empty] | 7.3.5.15 Identification and remediation of “at-risk species”WLDFRVegetation ContactBranch (Not overhanging, 4-12ft) | WLDFR | HFTD - Distribution - Tier 3 - 4QU CoRE ¦ 5QU LoRE | Red Flag Warning - Small Fires | Vegetation Contact | Branch (Not overhanging, 4-12ft) | 2047 | 3.3552e-06 | 117.3278 | 0.00039366 | 2047 | Mitigation | 0.5 | 30 | 0 | esc | 0.033168 | 1.1129e-07 | 0.035023 | 1.1751e-07 | 0.037115 | 1.2453e-07 | 0.035347 | 1.186e-07
[120 empty] | 7.3.5.15 Identification and remediation of “at-risk species”WLDFRVegetation ContactBranch (Not overhanging, 4-12ft) | WLDFR | HFTD - Distribution - Tier 3 - 4QU CoRE ¦ 5QU LoRE | Red Flag Warning - Small Fires | Vegetation Contact | Branch (Not overhanging, 4-12ft) | 2048 | 3.3552e-06 | 117.3278 | 0.00039366 | 2048 | Mitigation | 0.5 | 30 | 0 | esc | 0.033168 | 1.1129e-07 | 0.035023 | 1.1751e-07 | 0.037115 | 1.2453e-07 | 0.035347 | 1.186e-07
[120 empty] | 7.3.5.15 Identification and remediation of “at-risk species”WLDFRVegetation ContactBranch (Not overhanging, 4-12ft) | WLDFR | HFTD - Distribution - Tier 3 - 4QU CoRE ¦ 5QU LoRE | Red Flag Warning - Small Fires | Vegetation Contact | Branch (Not overhanging, 4-12ft) | 2049 | 3.3552e-06 | 117.3278 | 0.00039366 | 2049 | Mitigation | 0.5 | 30 | 0 | esc | 0.033168 | 1.1129e-07 | 0.035023 | 1.1751e-07 | 0.037115 | 1.2453e-07 | 0.035347 | 1.186e-07
[120 empty] | 7.3.5.15 Identification and remediation of “at-risk species”WLDFRVegetation ContactBranch (Not overhanging, 4-12ft) | WLDFR | HFTD - Distribution - Tier 3 - 4QU CoRE ¦ 5QU LoRE | Red Flag Warning - Small Fires | Vegetation Contact | Branch (Not overhanging, 4-12ft) | 2050 | 3.3552e-06 | 117.3278 | 0.00039366 | 2050 | Mitigation | 0.5 | 30 | 0 | esc | 0 | 0 | 0.035023 | 1.1751e-07 | 0.037115 | 1.2453e-07 | 0.035347 | 1.186e-07
[120 empty] | 7.3.5.15 Identification and remediation of “at-risk species”WLDFRVegetation ContactBranch (Not overhanging, 4-12ft) | WLDFR | HFTD - Distribution - Tier 3 - 4QU CoRE ¦ 5QU LoRE | Red Flag Warning - Small Fires | Vegetation Contact | Branch (Not overhanging, 4-12ft) | 2051 | 3.3552e-06 | 117.3278 | 0.00039366 | 2051 | Mitigation | 0.5 | 30 | 0 | esc | 0 | 0 | 0 | 0 | 0.037115 | 1.2453e-07 | 0.035347 | 1.186e-07
[120 empty] | 7.3.5.15 Identification and remediation of “at-risk species”WLDFRVegetation ContactBranch (Not overhanging, 4-12ft) | WLDFR | HFTD - Distribution - Tier 3 - 4QU CoRE ¦ 5QU LoRE | Red Flag Warning - Small Fires | Vegetation Contact | Branch (Not overhanging, 4-12ft) | 2052 | 3.3552e-06 | 117.3278 | 0.00039366 | 2052 | Mitigation | 0.5 | 30 | 0 | esc | 0 | 0 | 0 | 0 | 0 | 0 | 0.035347 | 1.186e-07
[120 empty] | 7.3.5.15 Identification and remediation of “at-risk species”WLDFRVegetation ContactBranch (Not overhanging, within 4ft) | WLDFR | HFTD - Distribution - Tier 3 - 4QU CoRE ¦ 5QU LoRE | Red Flag Warning - Small Fires | Vegetation Contact | Branch (Not overhanging, within 4ft) | 2022 | 8.9109e-07 | 117.3278 | 0.00010455 | 2022 | Mitigation | 0.9 | 30 | 0 | esc | 0.059703 | 5.32e-08 | 0.063041 | 5.6175e-08 | 0.066806 | 5.953e-08 | 0 | 0
[120 empty] | 7.3.5.15 Identification and remediation of “at-risk species”WLDFRVegetation ContactBranch (Not overhanging, within 4ft) | WLDFR | HFTD - Distribution - Tier 3 - 4QU CoRE ¦ 5QU LoRE | Red Flag Warning - Small Fires | Vegetation Contact | Branch (Not overhanging, within 4ft) | 2023 | 8.9109e-07 | 117.3278 | 0.00010455 | 2023 | Mitigation | 0.9 | 30 | 0 | esc | 0.059703 | 5.32e-08 | 0.063041 | 5.6175e-08 | 0.066806 | 5.953e-08 | 0.063625 | 5.6695e-08
[120 empty] | 7.3.5.15 Identification and remediation of “at-risk species”WLDFRVegetation ContactBranch (Not overhanging, within 4ft) | WLDFR | HFTD - Distribution - Tier 3 - 4QU CoRE ¦ 5QU LoRE | Red Flag Warning - Small Fires | Vegetation Contact | Branch (Not overhanging, within 4ft) | 2024 | 8.9109e-07 | 117.3278 | 0.00010455 | 2024 | Mitigation | 0.9 | 30 | 0 | esc | 0.059703 | 5.32e-08 | 0.063041 | 5.6175e-08 | 0.066806 | 5.953e-08 | 0.063625 | 5.6695e-08
[120 empty] | 7.3.5.15 Identification and remediation of “at-risk species”WLDFRVegetation ContactBranch (Not overhanging, within 4ft) | WLDFR | HFTD - Distribution - Tier 3 - 4QU CoRE ¦ 5QU LoRE | Red Flag Warning - Small Fires | Vegetation Contact | Branch (Not overhanging, within 4ft) | 2025 | 8.9109e-07 | 117.3278 | 0.00010455 | 2025 | Mitigation | 0.9 | 30 | 0 | esc | 0.059703 | 5.32e-08 | 0.063041 | 5.6175e-08 | 0.066806 | 5.953e-08 | 0.063625 | 5.6695e-08
[120 empty] | 7.3.5.15 Identification and remediation of “at-risk species”WLDFRVegetation ContactBranch (Not overhanging, within 4ft) | WLDFR | HFTD - Distribution - Tier 3 - 4QU CoRE ¦ 5QU LoRE | Red Flag Warning - Small Fires | Vegetation Contact | Branch (Not overhanging, within 4ft) | 2026 | 8.9109e-07 | 117.3278 | 0.00010455 | 2026 | Mitigation | 0.9 | 30 | 0 | esc | 0.059703 | 5.32e-08 | 0.063041 | 5.6175e-08 | 0.066806 | 5.953e-08 | 0.063625 | 5.6695e-08
[120 empty] | 7.3.5.15 Identification and remediation of “at-risk species”WLDFRVegetation ContactBranch (Not overhanging, within 4ft) | WLDFR | HFTD - Distribution - Tier 3 - 4QU CoRE ¦ 5QU LoRE | Red Flag Warning - Small Fires | Vegetation Contact | Branch (Not overhanging, within 4ft) | 2027 | 8.9109e-07 | 117.3278 | 0.00010455 | 2027 | Mitigation | 0.9 | 30 | 0 | esc | 0.059703 | 5.32e-08 | 0.063041 | 5.6175e-08 | 0.066806 | 5.953e-08 | 0.063625 | 5.6695e-08
[120 empty] | 7.3.5.15 Identification and remediation of “at-risk species”WLDFRVegetation ContactBranch (Not overhanging, within 4ft) | WLDFR | HFTD - Distribution - Tier 3 - 4QU CoRE ¦ 5QU LoRE | Red Flag Warning - Small Fires | Vegetation Contact | Branch (Not overhanging, within 4ft) | 2028 | 8.9109e-07 | 117.3278 | 0.00010455 | 2028 | Mitigation | 0.9 | 30 | 0 | esc | 0.059703 | 5.32e-08 | 0.063041 | 5.6175e-08 | 0.066806 | 5.953e-08 | 0.063625 | 5.6695e-08
[120 empty] | 7.3.5.15 Identification and remediation of “at-risk species”WLDFRVegetation ContactBranch (Not overhanging, within 4ft) | WLDFR | HFTD - Distribution - Tier 3 - 4QU CoRE ¦ 5QU LoRE | Red Flag Warning - Small Fires | Vegetation Contact | Branch (Not overhanging, within 4ft) | 2029 | 8.9109e-07 | 117.3278 | 0.00010455 | 2029 | Mitigation | 0.9 | 30 | 0 | esc | 0.059703 | 5.32e-08 | 0.063041 | 5.6175e-08 | 0.066806 | 5.953e-08 | 0.063625 | 5.6695e-08
[120 empty] | 7.3.5.15 Identification and remediation of “at-risk species”WLDFRVegetation ContactBranch (Not overhanging, within 4ft) | WLDFR | HFTD - Distribution - Tier 3 - 4QU CoRE ¦ 5QU LoRE | Red Flag Warning - Small Fires | Vegetation Contact | Branch (Not overhanging, within 4ft) | 2030 | 8.9109e-07 | 117.3278 | 0.00010455 | 2030 | Mitigation | 0.9 | 30 | 0 | esc | 0.059703 | 5.32e-08 | 0.063041 | 5.6175e-08 | 0.066806 | 5.953e-08 | 0.063625 | 5.6695e-08
[120 empty] | 7.3.5.15 Identification and remediation of “at-risk species”WLDFRVegetation ContactBranch (Not overhanging, within 4ft) | WLDFR | HFTD - Distribution - Tier 3 - 4QU CoRE ¦ 5QU LoRE | Red Flag Warning - Small Fires | Vegetation Contact | Branch (Not overhanging, within 4ft) | 2031 | 8.9109e-07 | 117.3278 | 0.00010455 | 2031 | Mitigation | 0.9 | 30 | 0 | esc | 0.059703 | 5.32e-08 | 0.063041 | 5.6175e-08 | 0.066806 | 5.953e-08 | 0.063625 | 5.6695e-08
[120 empty] | 7.3.5.15 Identification and remediation of “at-risk species”WLDFRVegetation ContactBranch (Not overhanging, within 4ft) | WLDFR | HFTD - Distribution - Tier 3 - 4QU CoRE ¦ 5QU LoRE | Red Flag Warning - Small Fires | Vegetation Contact | Branch (Not overhanging, within 4ft) | 2032 | 8.9109e-07 | 117.3278 | 0.00010455 | 2032 | Mitigation | 0.9 | 30 | 0 | esc | 0.059703 | 5.32e-08 | 0.063041 | 5.6175e-08 | 0.066806 | 5.953e-08 | 0.063625 | 5.6695e-08
[120 empty] | 7.3.5.15 Identification and remediation of “at-risk species”WLDFRVegetation ContactBranch (Not overhanging, within 4ft) | WLDFR | HFTD - Distribution - Tier 3 - 4QU CoRE ¦ 5QU LoRE | Red Flag Warning - Small Fires | Vegetation Contact | Branch (Not overhanging, within 4ft) | 2033 | 8.9109e-07 | 117.3278 | 0.00010455 | 2033 | Mitigation | 0.9 | 30 | 0 | esc | 0.059703 | 5.32e-08 | 0.063041 | 5.6175e-08 | 0.066806 | 5.953e-08 | 0.063625 | 5.6695e-08
[120 empty] | 7.3.5.15 Identification and remediation of “at-risk species”WLDFRVegetation ContactBranch (Not overhanging, within 4ft) | WLDFR | HFTD - Distribution - Tier 3 - 4QU CoRE ¦ 5QU LoRE | Red Flag Warning - Small Fires | Vegetation Contact | Branch (Not overhanging, within 4ft) | 2034 | 8.9109e-07 | 117.3278 | 0.00010455 | 2034 | Mitigation | 0.9 | 30 | 0 | esc | 0.059703 | 5.32e-08 | 0.063041 | 5.6175e-08 | 0.066806 | 5.953e-08 | 0.063625 | 5.6695e-08
[120 empty] | 7.3.5.15 Identification and remediation of “at-risk species”WLDFRVegetation ContactBranch (Not overhanging, within 4ft) | WLDFR | HFTD - Distribution - Tier 3 - 4QU CoRE ¦ 5QU LoRE | Red Flag Warning - Small Fires | Vegetation Contact | Branch (Not overhanging, within 4ft) | 2035 | 8.9109e-07 | 117.3278 | 0.00010455 | 2035 | Mitigation | 0.9 | 30 | 0 | esc | 0.059703 | 5.32e-08 | 0.063041 | 5.6175e-08 | 0.066806 | 5.953e-08 | 0.063625 | 5.6695e-08
[120 empty] | 7.3.5.15 Identification and remediation of “at-risk species”WLDFRVegetation ContactBranch (Not overhanging, within 4ft) | WLDFR | HFTD - Distribution - Tier 3 - 4QU CoRE ¦ 5QU LoRE | Red Flag Warning - Small Fires | Vegetation Contact | Branch (Not overhanging, within 4ft) | 2036 | 8.9109e-07 | 117.3278 | 0.00010455 | 2036 | Mitigation | 0.9 | 30 | 0 | esc | 0.059703 | 5.32e-08 | 0.063041 | 5.6175e-08 | 0.066806 | 5.953e-08 | 0.063625 | 5.6695e-08
[120 empty] | 7.3.5.15 Identification and remediation of “at-risk species”WLDFRVegetation ContactBranch (Not overhanging, within 4ft) | WLDFR | HFTD - Distribution - Tier 3 - 4QU CoRE ¦ 5QU LoRE | Red Flag Warning - Small Fires | Vegetation Contact | Branch (Not overhanging, within 4ft) | 2037 | 8.9109e-07 | 117.3278 | 0.00010455 | 2037 | Mitigation | 0.9 | 30 | 0 | esc | 0.059703 | 5.32e-08 | 0.063041 | 5.6175e-08 | 0.066806 | 5.953e-08 | 0.063625 | 5.6695e-08
[120 empty] | 7.3.5.15 Identification and remediation of “at-risk species”WLDFRVegetation ContactBranch (Not overhanging, within 4ft) | WLDFR | HFTD - Distribution - Tier 3 - 4QU CoRE ¦ 5QU LoRE | Red Flag Warning - Small Fires | Vegetation Contact | Branch (Not overhanging, within 4ft) | 2038 | 8.9109e-07 | 117.3278 | 0.00010455 | 2038 | Mitigation | 0.9 | 30 | 0 | esc | 0.059703 | 5.32e-08 | 0.063041 | 5.6175e-08 | 0.066806 | 5.953e-08 | 0.063625 | 5.6695e-08
[120 empty] | 7.3.5.15 Identification and remediation of “at-risk species”WLDFRVegetation ContactBranch (Not overhanging, within 4ft) | WLDFR | HFTD - Distribution - Tier 3 - 4QU CoRE ¦ 5QU LoRE | Red Flag Warning - Small Fires | Vegetation Contact | Branch (Not overhanging, within 4ft) | 2039 | 8.9109e-07 | 117.3278 | 0.00010455 | 2039 | Mitigation | 0.9 | 30 | 0 | esc | 0.059703 | 5.32e-08 | 0.063041 | 5.6175e-08 | 0.066806 | 5.953e-08 | 0.063625 | 5.6695e-08
[120 empty] | 7.3.5.15 Identification and remediation of “at-risk species”WLDFRVegetation ContactBranch (Not overhanging, within 4ft) | WLDFR | HFTD - Distribution - Tier 3 - 4QU CoRE ¦ 5QU LoRE | Red Flag Warning - Small Fires | Vegetation Contact | Branch (Not overhanging, within 4ft) | 2040 | 8.9109e-07 | 117.3278 | 0.00010455 | 2040 | Mitigation | 0.9 | 30 | 0 | esc | 0.059703 | 5.32e-08 | 0.063041 | 5.6175e-08 | 0.066806 | 5.953e-08 | 0.063625 | 5.6695e-08
[120 empty] | 7.3.5.15 Identification and remediation of “at-risk species”WLDFRVegetation ContactBranch (Not overhanging, within 4ft) | WLDFR | HFTD - Distribution - Tier 3 - 4QU CoRE ¦ 5QU LoRE | Red Flag Warning - Small Fires | Vegetation Contact | Branch (Not overhanging, within 4ft) | 2041 | 8.9109e-07 | 117.3278 | 0.00010455 | 2041 | Mitigation | 0.9 | 30 | 0 | esc | 0.059703 | 5.32e-08 | 0.063041 | 5.6175e-08 | 0.066806 | 5.953e-08 | 0.063625 | 5.6695e-08
[120 empty] | 7.3.5.15 Identification and remediation of “at-risk species”WLDFRVegetation ContactBranch (Not overhanging, within 4ft) | WLDFR | HFTD - Distribution - Tier 3 - 4QU CoRE ¦ 5QU LoRE | Red Flag Warning - Small Fires | Vegetation Contact | Branch (Not overhanging, within 4ft) | 2042 | 8.9109e-07 | 117.3278 | 0.00010455 | 2042 | Mitigation | 0.9 | 30 | 0 | esc | 0.059703 | 5.32e-08 | 0.063041 | 5.6175e-08 | 0.066806 | 5.953e-08 | 0.063625 | 5.6695e-08
[120 empty] | 7.3.5.15 Identification and remediation of “at-risk species”WLDFRVegetation ContactBranch (Not overhanging, within 4ft) | WLDFR | HFTD - Distribution - Tier 3 - 4QU CoRE ¦ 5QU LoRE | Red Flag Warning - Small Fires | Vegetation Contact | Branch (Not overhanging, within 4ft) | 2043 | 8.9109e-07 | 117.3278 | 0.00010455 | 2043 | Mitigation | 0.9 | 30 | 0 | esc | 0.059703 | 5.32e-08 | 0.063041 | 5.6175e-08 | 0.066806 | 5.953e-08 | 0.063625 | 5.6695e-08
[120 empty] | 7.3.5.15 Identification and remediation of “at-risk species”WLDFRVegetation ContactBranch (Not overhanging, within 4ft) | WLDFR | HFTD - Distribution - Tier 3 - 4QU CoRE ¦ 5QU LoRE | Red Flag Warning - Small Fires | Vegetation Contact | Branch (Not overhanging, within 4ft) | 2044 | 8.9109e-07 | 117.3278 | 0.00010455 | 2044 | Mitigation | 0.9 | 30 | 0 | esc | 0.059703 | 5.32e-08 | 0.063041 | 5.6175e-08 | 0.066806 | 5.953e-08 | 0.063625 | 5.6695e-08
[120 empty] | 7.3.5.15 Identification and remediation of “at-risk species”WLDFRVegetation ContactBranch (Not overhanging, within 4ft) | WLDFR | HFTD - Distribution - Tier 3 - 4QU CoRE ¦ 5QU LoRE | Red Flag Warning - Small Fires | Vegetation Contact | Branch (Not overhanging, within 4ft) | 2045 | 8.9109e-07 | 117.3278 | 0.00010455 | 2045 | Mitigation | 0.9 | 30 | 0 | esc | 0.059703 | 5.32e-08 | 0.063041 | 5.6175e-08 | 0.066806 | 5.953e-08 | 0.063625 | 5.6695e-08
[120 empty] | 7.3.5.15 Identification and remediation of “at-risk species”WLDFRVegetation ContactBranch (Not overhanging, within 4ft) | WLDFR | HFTD - Distribution - Tier 3 - 4QU CoRE ¦ 5QU LoRE | Red Flag Warning - Small Fires | Vegetation Contact | Branch (Not overhanging, within 4ft) | 2046 | 8.9109e-07 | 117.3278 | 0.00010455 | 2046 | Mitigation | 0.9 | 30 | 0 | esc | 0.059703 | 5.32e-08 | 0.063041 | 5.6175e-08 | 0.066806 | 5.953e-08 | 0.063625 | 5.6695e-08
[120 empty] | 7.3.5.15 Identification and remediation of “at-risk species”WLDFRVegetation ContactBranch (Not overhanging, within 4ft) | WLDFR | HFTD - Distribution - Tier 3 - 4QU CoRE ¦ 5QU LoRE | Red Flag Warning - Small Fires | Vegetation Contact | Branch (Not overhanging, within 4ft) | 2047 | 8.9109e-07 | 117.3278 | 0.00010455 | 2047 | Mitigation | 0.9 | 30 | 0 | esc | 0.059703 | 5.32e-08 | 0.063041 | 5.6175e-08 | 0.066806 | 5.953e-08 | 0.063625 | 5.6695e-08
[120 empty] | 7.3.5.15 Identification and remediation of “at-risk species”WLDFRVegetation ContactBranch (Not overhanging, within 4ft) | WLDFR | HFTD - Distribution - Tier 3 - 4QU CoRE ¦ 5QU LoRE | Red Flag Warning - Small Fires | Vegetation Contact | Branch (Not overhanging, within 4ft) | 2048 | 8.9109e-07 | 117.3278 | 0.00010455 | 2048 | Mitigation | 0.9 | 30 | 0 | esc | 0.059703 | 5.32e-08 | 0.063041 | 5.6175e-08 | 0.066806 | 5.953e-08 | 0.063625 | 5.6695e-08
[120 empty] | 7.3.5.15 Identification and remediation of “at-risk species”WLDFRVegetation ContactBranch (Not overhanging, within 4ft) | WLDFR | HFTD - Distribution - Tier 3 - 4QU CoRE ¦ 5QU LoRE | Red Flag Warning - Small Fires | Vegetation Contact | Branch (Not overhanging, within 4ft) | 2049 | 8.9109e-07 | 117.3278 | 0.00010455 | 2049 | Mitigation | 0.9 | 30 | 0 | esc | 0.059703 | 5.32e-08 | 0.063041 | 5.6175e-08 | 0.066806 | 5.953e-08 | 0.063625 | 5.6695e-08
[120 empty] | 7.3.5.15 Identification and remediation of “at-risk species”WLDFRVegetation ContactBranch (Not overhanging, within 4ft) | WLDFR | HFTD - Distribution - Tier 3 - 4QU CoRE ¦ 5QU LoRE | Red Flag Warning - Small Fires | Vegetation Contact | Branch (Not overhanging, within 4ft) | 2050 | 8.9109e-07 | 117.3278 | 0.00010455 | 2050 | Mitigation | 0.9 | 30 | 0 | esc | 0 | 0 | 0.063041 | 5.6175e-08 | 0.066806 | 5.953e-08 | 0.063625 | 5.6695e-08
[120 empty] | 7.3.5.15 Identification and remediation of “at-risk species”WLDFRVegetation ContactBranch (Not overhanging, within 4ft) | WLDFR | HFTD - Distribution - Tier 3 - 4QU CoRE ¦ 5QU LoRE | Red Flag Warning - Small Fires | Vegetation Contact | Branch (Not overhanging, within 4ft) | 2051 | 8.9109e-07 | 117.3278 | 0.00010455 | 2051 | Mitigation | 0.9 | 30 | 0 | esc | 0 | 0 | 0 | 0 | 0.066806 | 5.953e-08 | 0.063625 | 5.6695e-08
[120 empty] | 7.3.5.15 Identification and remediation of “at-risk species”WLDFRVegetation ContactBranch (Not overhanging, within 4ft) | WLDFR | HFTD - Distribution - Tier 3 - 4QU CoRE ¦ 5QU LoRE | Red Flag Warning - Small Fires | Vegetation Contact | Branch (Not overhanging, within 4ft) | 2052 | 8.9109e-07 | 117.3278 | 0.00010455 | 2052 | Mitigation | 0.9 | 30 | 0 | esc | 0 | 0 | 0 | 0 | 0 | 0 | 0.063625 | 5.6695e-08
[120 empty] | 7.3.5.15 Identification and remediation of “at-risk species”WLDFRVegetation ContactBranch (OverHanging) | WLDFR | HFTD - Distribution - Tier 3 - 4QU CoRE ¦ 5QU LoRE | Red Flag Warning - Small Fires | Vegetation Contact | Branch (OverHanging) | 2022 | 5.6943e-05 | 117.3278 | 0.006681 | 2022 | Mitigation | 0.9 | 30 | 0 | esc | 0.059703 | 3.3997e-06 | 0.063041 | 3.5898e-06 | 0.066806 | 3.8042e-06 | 0 | 0
[120 empty] | 7.3.5.15 Identification and remediation of “at-risk species”WLDFRVegetation ContactBranch (OverHanging) | WLDFR | HFTD - Distribution - Tier 3 - 4QU CoRE ¦ 5QU LoRE | Red Flag Warning - Small Fires | Vegetation Contact | Branch (OverHanging) | 2023 | 5.6943e-05 | 117.3278 | 0.006681 | 2023 | Mitigation | 0.9 | 30 | 0 | esc | 0.059703 | 3.3997e-06 | 0.063041 | 3.5898e-06 | 0.066806 | 3.8042e-06 | 0.063625 | 3.623e-06
[120 empty] | 7.3.5.15 Identification and remediation of “at-risk species”WLDFRVegetation ContactBranch (OverHanging) | WLDFR | HFTD - Distribution - Tier 3 - 4QU CoRE ¦ 5QU LoRE | Red Flag Warning - Small Fires | Vegetation Contact | Branch (OverHanging) | 2024 | 5.6943e-05 | 117.3278 | 0.006681 | 2024 | Mitigation | 0.9 | 30 | 0 | esc | 0.059703 | 3.3997e-06 | 0.063041 | 3.5898e-06 | 0.066806 | 3.8042e-06 | 0.063625 | 3.623e-06
[120 empty] | 7.3.5.15 Identification and remediation of “at-risk species”WLDFRVegetation ContactBranch (OverHanging) | WLDFR | HFTD - Distribution - Tier 3 - 4QU CoRE ¦ 5QU LoRE | Red Flag Warning - Small Fires | Vegetation Contact | Branch (OverHanging) | 2025 | 5.6943e-05 | 117.3278 | 0.006681 | 2025 | Mitigation | 0.9 | 30 | 0 | esc | 0.059703 | 3.3997e-06 | 0.063041 | 3.5898e-06 | 0.066806 | 3.8042e-06 | 0.063625 | 3.623e-06
[120 empty] | 7.3.5.15 Identification and remediation of “at-risk species”WLDFRVegetation ContactBranch (OverHanging) | WLDFR | HFTD - Distribution - Tier 3 - 4QU CoRE ¦ 5QU LoRE | Red Flag Warning - Small Fires | Vegetation Contact | Branch (OverHanging) | 2026 | 5.6943e-05 | 117.3278 | 0.006681 | 2026 | Mitigation | 0.9 | 30 | 0 | esc | 0.059703 | 3.3997e-06 | 0.063041 | 3.5898e-06 | 0.066806 | 3.8042e-06 | 0.063625 | 3.623e-06
[120 empty] | 7.3.5.15 Identification and remediation of “at-risk species”WLDFRVegetation ContactBranch (OverHanging) | WLDFR | HFTD - Distribution - Tier 3 - 4QU CoRE ¦ 5QU LoRE | Red Flag Warning - Small Fires | Vegetation Contact | Branch (OverHanging) | 2027 | 5.6943e-05 | 117.3278 | 0.006681 | 2027 | Mitigation | 0.9 | 30 | 0 | esc | 0.059703 | 3.3997e-06 | 0.063041 | 3.5898e-06 | 0.066806 | 3.8042e-06 | 0.063625 | 3.623e-06
[120 empty] | 7.3.5.15 Identification and remediation of “at-risk species”WLDFRVegetation ContactBranch (OverHanging) | WLDFR | HFTD - Distribution - Tier 3 - 4QU CoRE ¦ 5QU LoRE | Red Flag Warning - Small Fires | Vegetation Contact | Branch (OverHanging) | 2028 | 5.6943e-05 | 117.3278 | 0.006681 | 2028 | Mitigation | 0.9 | 30 | 0 | esc | 0.059703 | 3.3997e-06 | 0.063041 | 3.5898e-06 | 0.066806 | 3.8042e-06 | 0.063625 | 3.623e-06
[120 empty] | 7.3.5.15 Identification and remediation of “at-risk species”WLDFRVegetation ContactBranch (OverHanging) | WLDFR | HFTD - Distribution - Tier 3 - 4QU CoRE ¦ 5QU LoRE | Red Flag Warning - Small Fires | Vegetation Contact | Branch (OverHanging) | 2029 | 5.6943e-05 | 117.3278 | 0.006681 | 2029 | Mitigation | 0.9 | 30 | 0 | esc | 0.059703 | 3.3997e-06 | 0.063041 | 3.5898e-06 | 0.066806 | 3.8042e-06 | 0.063625 | 3.623e-06
[120 empty] | 7.3.5.15 Identification and remediation of “at-risk species”WLDFRVegetation ContactBranch (OverHanging) | WLDFR | HFTD - Distribution - Tier 3 - 4QU CoRE ¦ 5QU LoRE | Red Flag Warning - Small Fires | Vegetation Contact | Branch (OverHanging) | 2030 | 5.6943e-05 | 117.3278 | 0.006681 | 2030 | Mitigation | 0.9 | 30 | 0 | esc | 0.059703 | 3.3997e-06 | 0.063041 | 3.5898e-06 | 0.066806 | 3.8042e-06 | 0.063625 | 3.623e-06
[120 empty] | 7.3.5.15 Identification and remediation of “at-risk species”WLDFRVegetation ContactBranch (OverHanging) | WLDFR | HFTD - Distribution - Tier 3 - 4QU CoRE ¦ 5QU LoRE | Red Flag Warning - Small Fires | Vegetation Contact | Branch (OverHanging) | 2031 | 5.6943e-05 | 117.3278 | 0.006681 | 2031 | Mitigation | 0.9 | 30 | 0 | esc | 0.059703 | 3.3997e-06 | 0.063041 | 3.5898e-06 | 0.066806 | 3.8042e-06 | 0.063625 | 3.623e-06
[120 empty] | 7.3.5.15 Identification and remediation of “at-risk species”WLDFRVegetation ContactBranch (OverHanging) | WLDFR | HFTD - Distribution - Tier 3 - 4QU CoRE ¦ 5QU LoRE | Red Flag Warning - Small Fires | Vegetation Contact | Branch (OverHanging) | 2032 | 5.6943e-05 | 117.3278 | 0.006681 | 2032 | Mitigation | 0.9 | 30 | 0 | esc | 0.059703 | 3.3997e-06 | 0.063041 | 3.5898e-06 | 0.066806 | 3.8042e-06 | 0.063625 | 3.623e-06
[120 empty] | 7.3.5.15 Identification and remediation of “at-risk species”WLDFRVegetation ContactBranch (OverHanging) | WLDFR | HFTD - Distribution - Tier 3 - 4QU CoRE ¦ 5QU LoRE | Red Flag Warning - Small Fires | Vegetation Contact | Branch (OverHanging) | 2033 | 5.6943e-05 | 117.3278 | 0.006681 | 2033 | Mitigation | 0.9 | 30 | 0 | esc | 0.059703 | 3.3997e-06 | 0.063041 | 3.5898e-06 | 0.066806 | 3.8042e-06 | 0.063625 | 3.623e-06
[120 empty] | 7.3.5.15 Identification and remediation of “at-risk species”WLDFRVegetation ContactBranch (OverHanging) | WLDFR | HFTD - Distribution - Tier 3 - 4QU CoRE ¦ 5QU LoRE | Red Flag Warning - Small Fires | Vegetation Contact | Branch (OverHanging) | 2034 | 5.6943e-05 | 117.3278 | 0.006681 | 2034 | Mitigation | 0.9 | 30 | 0 | esc | 0.059703 | 3.3997e-06 | 0.063041 | 3.5898e-06 | 0.066806 | 3.8042e-06 | 0.063625 | 3.623e-06
[120 empty] | 7.3.5.15 Identification and remediation of “at-risk species”WLDFRVegetation ContactBranch (OverHanging) | WLDFR | HFTD - Distribution - Tier 3 - 4QU CoRE ¦ 5QU LoRE | Red Flag Warning - Small Fires | Vegetation Contact | Branch (OverHanging) | 2035 | 5.6943e-05 | 117.3278 | 0.006681 | 2035 | Mitigation | 0.9 | 30 | 0 | esc | 0.059703 | 3.3997e-06 | 0.063041 | 3.5898e-06 | 0.066806 | 3.8042e-06 | 0.063625 | 3.623e-06
[120 empty] | 7.3.5.15 Identification and remediation of “at-risk species”WLDFRVegetation ContactBranch (OverHanging) | WLDFR | HFTD - Distribution - Tier 3 - 4QU CoRE ¦ 5QU LoRE | Red Flag Warning - Small Fires | Vegetation Contact | Branch (OverHanging) | 2036 | 5.6943e-05 | 117.3278 | 0.006681 | 2036 | Mitigation | 0.9 | 30 | 0 | esc | 0.059703 | 3.3997e-06 | 0.063041 | 3.5898e-06 | 0.066806 | 3.8042e-06 | 0.063625 | 3.623e-06
[120 empty] | 7.3.5.15 Identification and remediation of “at-risk species”WLDFRVegetation ContactBranch (OverHanging) | WLDFR | HFTD - Distribution - Tier 3 - 4QU CoRE ¦ 5QU LoRE | Red Flag Warning - Small Fires | Vegetation Contact | Branch (OverHanging) | 2037 | 5.6943e-05 | 117.3278 | 0.006681 | 2037 | Mitigation | 0.9 | 30 | 0 | esc | 0.059703 | 3.3997e-06 | 0.063041 | 3.5898e-06 | 0.066806 | 3.8042e-06 | 0.063625 | 3.623e-06
[120 empty] | 7.3.5.15 Identification and remediation of “at-risk species”WLDFRVegetation ContactBranch (OverHanging) | WLDFR | HFTD - Distribution - Tier 3 - 4QU CoRE ¦ 5QU LoRE | Red Flag Warning - Small Fires | Vegetation Contact | Branch (OverHanging) | 2038 | 5.6943e-05 | 117.3278 | 0.006681 | 2038 | Mitigation | 0.9 | 30 | 0 | esc | 0.059703 | 3.3997e-06 | 0.063041 | 3.5898e-06 | 0.066806 | 3.8042e-06 | 0.063625 | 3.623e-06
[120 empty] | 7.3.5.15 Identification and remediation of “at-risk species”WLDFRVegetation ContactBranch (OverHanging) | WLDFR | HFTD - Distribution - Tier 3 - 4QU CoRE ¦ 5QU LoRE | Red Flag Warning - Small Fires | Vegetation Contact | Branch (OverHanging) | 2039 | 5.6943e-05 | 117.3278 | 0.006681 | 2039 | Mitigation | 0.9 | 30 | 0 | esc | 0.059703 | 3.3997e-06 | 0.063041 | 3.5898e-06 | 0.066806 | 3.8042e-06 | 0.063625 | 3.623e-06
[120 empty] | 7.3.5.15 Identification and remediation of “at-risk species”WLDFRVegetation ContactBranch (OverHanging) | WLDFR | HFTD - Distribution - Tier 3 - 4QU CoRE ¦ 5QU LoRE | Red Flag Warning - Small Fires | Vegetation Contact | Branch (OverHanging) | 2040 | 5.6943e-05 | 117.3278 | 0.006681 | 2040 | Mitigation | 0.9 | 30 | 0 | esc | 0.059703 | 3.3997e-06 | 0.063041 | 3.5898e-06 | 0.066806 | 3.8042e-06 | 0.063625 | 3.623e-06
[120 empty] | 7.3.5.15 Identification and remediation of “at-risk species”WLDFRVegetation ContactBranch (OverHanging) | WLDFR | HFTD - Distribution - Tier 3 - 4QU CoRE ¦ 5QU LoRE | Red Flag Warning - Small Fires | Vegetation Contact | Branch (OverHanging) | 2041 | 5.6943e-05 | 117.3278 | 0.006681 | 2041 | Mitigation | 0.9 | 30 | 0 | esc | 0.059703 | 3.3997e-06 | 0.063041 | 3.5898e-06 | 0.066806 | 3.8042e-06 | 0.063625 | 3.623e-06
[120 empty] | 7.3.5.15 Identification and remediation of “at-risk species”WLDFRVegetation ContactBranch (OverHanging) | WLDFR | HFTD - Distribution - Tier 3 - 4QU CoRE ¦ 5QU LoRE | Red Flag Warning - Small Fires | Vegetation Contact | Branch (OverHanging) | 2042 | 5.6943e-05 | 117.3278 | 0.006681 | 2042 | Mitigation | 0.9 | 30 | 0 | esc | 0.059703 | 3.3997e-06 | 0.063041 | 3.5898e-06 | 0.066806 | 3.8042e-06 | 0.063625 | 3.623e-06
[120 empty] | 7.3.5.15 Identification and remediation of “at-risk species”WLDFRVegetation ContactBranch (OverHanging) | WLDFR | HFTD - Distribution - Tier 3 - 4QU CoRE ¦ 5QU LoRE | Red Flag Warning - Small Fires | Vegetation Contact | Branch (OverHanging) | 2043 | 5.6943e-05 | 117.3278 | 0.006681 | 2043 | Mitigation | 0.9 | 30 | 0 | esc | 0.059703 | 3.3997e-06 | 0.063041 | 3.5898e-06 | 0.066806 | 3.8042e-06 | 0.063625 | 3.623e-06
[120 empty] | 7.3.5.15 Identification and remediation of “at-risk species”WLDFRVegetation ContactBranch (OverHanging) | WLDFR | HFTD - Distribution - Tier 3 - 4QU CoRE ¦ 5QU LoRE | Red Flag Warning - Small Fires | Vegetation Contact | Branch (OverHanging) | 2044 | 5.6943e-05 | 117.3278 | 0.006681 | 2044 | Mitigation | 0.9 | 30 | 0 | esc | 0.059703 | 3.3997e-06 | 0.063041 | 3.5898e-06 | 0.066806 | 3.8042e-06 | 0.063625 | 3.623e-06
[120 empty] | 7.3.5.15 Identification and remediation of “at-risk species”WLDFRVegetation ContactBranch (OverHanging) | WLDFR | HFTD - Distribution - Tier 3 - 4QU CoRE ¦ 5QU LoRE | Red Flag Warning - Small Fires | Vegetation Contact | Branch (OverHanging) | 2045 | 5.6943e-05 | 117.3278 | 0.006681 | 2045 | Mitigation | 0.9 | 30 | 0 | esc | 0.059703 | 3.3997e-06 | 0.063041 | 3.5898e-06 | 0.066806 | 3.8042e-06 | 0.063625 | 3.623e-06
[120 empty] | 7.3.5.15 Identification and remediation of “at-risk species”WLDFRVegetation ContactBranch (OverHanging) | WLDFR | HFTD - Distribution - Tier 3 - 4QU CoRE ¦ 5QU LoRE | Red Flag Warning - Small Fires | Vegetation Contact | Branch (OverHanging) | 2046 | 5.6943e-05 | 117.3278 | 0.006681 | 2046 | Mitigation | 0.9 | 30 | 0 | esc | 0.059703 | 3.3997e-06 | 0.063041 | 3.5898e-06 | 0.066806 | 3.8042e-06 | 0.063625 | 3.623e-06
[120 empty] | 7.3.5.15 Identification and remediation of “at-risk species”WLDFRVegetation ContactBranch (OverHanging) | WLDFR | HFTD - Distribution - Tier 3 - 4QU CoRE ¦ 5QU LoRE | Red Flag Warning - Small Fires | Vegetation Contact | Branch (OverHanging) | 2047 | 5.6943e-05 | 117.3278 | 0.006681 | 2047 | Mitigation | 0.9 | 30 | 0 | esc | 0.059703 | 3.3997e-06 | 0.063041 | 3.5898e-06 | 0.066806 | 3.8042e-06 | 0.063625 | 3.623e-06
[120 empty] | 7.3.5.15 Identification and remediation of “at-risk species”WLDFRVegetation ContactBranch (OverHanging) | WLDFR | HFTD - Distribution - Tier 3 - 4QU CoRE ¦ 5QU LoRE | Red Flag Warning - Small Fires | Vegetation Contact | Branch (OverHanging) | 2048 | 5.6943e-05 | 117.3278 | 0.006681 | 2048 | Mitigation | 0.9 | 30 | 0 | esc | 0.059703 | 3.3997e-06 | 0.063041 | 3.5898e-06 | 0.066806 | 3.8042e-06 | 0.063625 | 3.623e-06
[120 empty] | 7.3.5.15 Identification and remediation of “at-risk species”WLDFRVegetation ContactBranch (OverHanging) | WLDFR | HFTD - Distribution - Tier 3 - 4QU CoRE ¦ 5QU LoRE | Red Flag Warning - Small Fires | Vegetation Contact | Branch (OverHanging) | 2049 | 5.6943e-05 | 117.3278 | 0.006681 | 2049 | Mitigation | 0.9 | 30 | 0 | esc | 0.059703 | 3.3997e-06 | 0.063041 | 3.5898e-06 | 0.066806 | 3.8042e-06 | 0.063625 | 3.623e-06
[120 empty] | 7.3.5.15 Identification and remediation of “at-risk species”WLDFRVegetation ContactBranch (OverHanging) | WLDFR | HFTD - Distribution - Tier 3 - 4QU CoRE ¦ 5QU LoRE | Red Flag Warning - Small Fires | Vegetation Contact | Branch (OverHanging) | 2050 | 5.6943e-05 | 117.3278 | 0.006681 | 2050 | Mitigation | 0.9 | 30 | 0 | esc | 0 | 0 | 0.063041 | 3.5898e-06 | 0.066806 | 3.8042e-06 | 0.063625 | 3.623e-06
[120 empty] | 7.3.5.15 Identification and remediation of “at-risk species”WLDFRVegetation ContactBranch (OverHanging) | WLDFR | HFTD - Distribution - Tier 3 - 4QU CoRE ¦ 5QU LoRE | Red Flag Warning - Small Fires | Vegetation Contact | Branch (OverHanging) | 2051 | 5.6943e-05 | 117.3278 | 0.006681 | 2051 | Mitigation | 0.9 | 30 | 0 | esc | 0 | 0 | 0 | 0 | 0.066806 | 3.8042e-06 | 0.063625 | 3.623e-06
[120 empty] | 7.3.5.15 Identification and remediation of “at-risk species”WLDFRVegetation ContactBranch (OverHanging) | WLDFR | HFTD - Distribution - Tier 3 - 4QU CoRE ¦ 5QU LoRE | Red Flag Warning - Small Fires | Vegetation Contact | Branch (OverHanging) | 2052 | 5.6943e-05 | 117.3278 | 0.006681 | 2052 | Mitigation | 0.9 | 30 | 0 | esc | 0 | 0 | 0 | 0 | 0 | 0 | 0.063625 | 3.623e-06
[120 empty] | 7.3.5.15 Identification and remediation of “at-risk species”WLDFRVegetation ContactFell into (Moderate-Severe defect) | WLDFR | HFTD - Distribution - Tier 3 - 4QU CoRE ¦ 5QU LoRE | Red Flag Warning - Small Fires | Vegetation Contact | Fell into (Moderate-Severe defect) | 2022 | 1.656e-05 | 117.3278 | 0.001943 | 2022 | Mitigation | 0.95 | 1 | 0 | esc | 0 | 0 | 0 | 0 | 0.070518 | 1.1678e-06 | 0 | 0
[120 empty] | 7.3.5.15 Identification and remediation of “at-risk species”WLDFRVegetation ContactFell into (Moderate-Severe defect) | WLDFR | HFTD - Distribution - Tier 3 - 4QU CoRE ¦ 5QU LoRE | Red Flag Warning - Small Fires | Vegetation Contact | Fell into (Moderate-Severe defect) | 2023 | 1.656e-05 | 117.3278 | 0.001943 | 2023 | Mitigation | 0.95 | 1 | 0 | esc | 0 | 0 | 0 | 0 | 0 | 0 | 0.06716 | 1.1122e-06
[120 empty] | 7.3.5.15 Identification and remediation of “at-risk species”WLDFRVegetation ContactFell into (slight defect) | WLDFR | HFTD - Distribution - Tier 3 - 4QU CoRE ¦ 5QU LoRE | Red Flag Warning - Small Fires | Vegetation Contact | Fell into (slight defect) | 2022 | 1.8441e-05 | 117.3278 | 0.0021637 | 2022 | Mitigation | 0.5 | 1 | 0 | esc | 0 | 0 | 0 | 0 | 0.037115 | 6.8445e-07 | 0 | 0
[120 empty] | 7.3.5.15 Identification and remediation of “at-risk species”WLDFRVegetation ContactFell into (slight defect) | WLDFR | HFTD - Distribution - Tier 3 - 4QU CoRE ¦ 5QU LoRE | Red Flag Warning - Small Fires | Vegetation Contact | Fell into (slight defect) | 2023 | 1.8441e-05 | 117.3278 | 0.0021637 | 2023 | Mitigation | 0.5 | 1 | 0 | esc | 0 | 0 | 0 | 0 | 0 | 0 | 0.035347 | 6.5185e-07
[120 empty] | 7.3.5.15 Identification and remediation of “at-risk species”WLDFRVegetation ContactGrow Into | WLDFR | HFTD - Distribution - Tier 3 - 4QU CoRE ¦ 5QU LoRE | Red Flag Warning - Small Fires | Vegetation Contact | Grow Into | 2022 | 1.8814e-06 | 117.3278 | 0.00022074 | 2022 | Mitigation | 0.5 | 1 | 0 | esc | 0 | 0 | 0 | 0 | 0.037115 | 6.9828e-08 | 0 | 0
[120 empty] | 7.3.5.15 Identification and remediation of “at-risk species”WLDFRVegetation ContactGrow Into | WLDFR | HFTD - Distribution - Tier 3 - 4QU CoRE ¦ 5QU LoRE | Red Flag Warning - Small Fires | Vegetation Contact | Grow Into | 2023 | 1.8814e-06 | 117.3278 | 0.00022074 | 2023 | Mitigation | 0.5 | 1 | 0 | esc | 0 | 0 | 0 | 0 | 0 | 0 | 0.035347 | 6.6503e-08
[120 empty] | 7.3.5.15 Identification and remediation of “at-risk species”WLDFRCC - Seismic ScenarioSeismic Scenario | WLDFR | HFTD - Distribution - Tier 3 - 4QU CoRE ¦ 5QU LoRE | Seismic - Non-Red Flag Warning - Catastrophic Fires | CC - Seismic Scenario | Seismic Scenario | 2022 | 2.4224e-10 | 117.3278 | 2.8422e-08 | 2022 | Mitigation | 0.082056 | 1 | 0 | esc | 0 | 0 | 0 | 0 | 0.0060909 | 1.4755e-12 | 0 | 0
[120 empty] | 7.3.5.15 Identification and remediation of “at-risk species”WLDFRCC - Seismic ScenarioSeismic Scenario | WLDFR | HFTD - Distribution - Tier 3 - 4QU CoRE ¦ 5QU LoRE | Seismic - Non-Red Flag Warning - Catastrophic Fires | CC - Seismic Scenario | Seismic Scenario | 2023 | 2.4224e-10 | 117.3278 | 2.8422e-08 | 2023 | Mitigation | 0.082056 | 1 | 0 | esc | 0 | 0 | 0 | 0 | 0 | 0 | 0.0058009 | 1.4052e-12
[120 empty] | 7.3.5.15 Identification and remediation of “at-risk species”WLDFRCC - Seismic ScenarioSeismic Scenario | WLDFR | HFTD - Distribution - Tier 3 - 4QU CoRE ¦ 5QU LoRE | Seismic - Red Flag Warning - Catastrophic Fires | CC - Seismic Scenario | Seismic Scenario | 2022 | 1.0445e-08 | 117.3278 | 1.2255e-06 | 2022 | Mitigation | 0.082056 | 1 | 0 | esc | 0 | 0 | 0 | 0 | 0.0060909 | 6.3622e-11 | 0 | 0
[120 empty] | 7.3.5.15 Identification and remediation of “at-risk species”WLDFRCC - Seismic ScenarioSeismic Scenario | WLDFR | HFTD - Distribution - Tier 3 - 4QU CoRE ¦ 5QU LoRE | Seismic - Red Flag Warning - Catastrophic Fires | CC - Seismic Scenario | Seismic Scenario | 2023 | 1.0445e-08 | 117.3278 | 1.2255e-06 | 2023 | Mitigation | 0.082056 | 1 | 0 | esc | 0 | 0 | 0 | 0 | 0 | 0 | 0.0058009 | 6.0592e-11
[120 empty] | 7.3.5.15 Identification and remediation of “at-risk species”WLDFRVegetation ContactBranch (Not overhanging, 4-12ft) | WLDFR | HFTD - Distribution - Tier 3 - 5QU CoRE ¦ 1QU LoRE | Non-Red Flag Warning - Catastrophic Fires | Vegetation Contact | Branch (Not overhanging, 4-12ft) | 2022 | 1.2715e-10 | 1430.0123 | 1.8183e-07 | 2022 | Mitigation | 0.5 | 30 | 0 | esc | 0.036438 | 4.6332e-12 | 0.038476 | 4.8923e-12 | 0.037115 | 4.7192e-12 | 0 | 0
[120 empty] | 7.3.5.15 Identification and remediation of “at-risk species”WLDFRVegetation ContactBranch (Not overhanging, 4-12ft) | WLDFR | HFTD - Distribution - Tier 3 - 5QU CoRE ¦ 1QU LoRE | Non-Red Flag Warning - Catastrophic Fires | Vegetation Contact | Branch (Not overhanging, 4-12ft) | 2023 | 1.2715e-10 | 1430.0123 | 1.8183e-07 | 2023 | Mitigation | 0.5 | 30 | 0 | esc | 0.036438 | 4.6332e-12 | 0.038476 | 4.8923e-12 | 0.037115 | 4.7192e-12 | 0.035347 | 4.4945e-12
[120 empty] | 7.3.5.15 Identification and remediation of “at-risk species”WLDFRVegetation ContactBranch (Not overhanging, 4-12ft) | WLDFR | HFTD - Distribution - Tier 3 - 5QU CoRE ¦ 1QU LoRE | Non-Red Flag Warning - Catastrophic Fires | Vegetation Contact | Branch (Not overhanging, 4-12ft) | 2024 | 1.2715e-10 | 1430.0123 | 1.8183e-07 | 2024 | Mitigation | 0.5 | 30 | 0 | esc | 0.036438 | 4.6332e-12 | 0.038476 | 4.8923e-12 | 0.037115 | 4.7192e-12 | 0.035347 | 4.4945e-12
[120 empty] | 7.3.5.15 Identification and remediation of “at-risk species”WLDFRVegetation ContactBranch (Not overhanging, 4-12ft) | WLDFR | HFTD - Distribution - Tier 3 - 5QU CoRE ¦ 1QU LoRE | Non-Red Flag Warning - Catastrophic Fires | Vegetation Contact | Branch (Not overhanging, 4-12ft) | 2025 | 1.2715e-10 | 1430.0123 | 1.8183e-07 | 2025 | Mitigation | 0.5 | 30 | 0 | esc | 0.036438 | 4.6332e-12 | 0.038476 | 4.8923e-12 | 0.037115 | 4.7192e-12 | 0.035347 | 4.4945e-12
[120 empty] | 7.3.5.15 Identification and remediation of “at-risk species”WLDFRVegetation ContactBranch (Not overhanging, 4-12ft) | WLDFR | HFTD - Distribution - Tier 3 - 5QU CoRE ¦ 1QU LoRE | Non-Red Flag Warning - Catastrophic Fires | Vegetation Contact | Branch (Not overhanging, 4-12ft) | 2026 | 1.2715e-10 | 1430.0123 | 1.8183e-07 | 2026 | Mitigation | 0.5 | 30 | 0 | esc | 0.036438 | 4.6332e-12 | 0.038476 | 4.8923e-12 | 0.037115 | 4.7192e-12 | 0.035347 | 4.4945e-12
[120 empty] | 7.3.5.15 Identification and remediation of “at-risk species”WLDFRVegetation ContactBranch (Not overhanging, 4-12ft) | WLDFR | HFTD - Distribution - Tier 3 - 5QU CoRE ¦ 1QU LoRE | Non-Red Flag Warning - Catastrophic Fires | Vegetation Contact | Branch (Not overhanging, 4-12ft) | 2027 | 1.2715e-10 | 1430.0123 | 1.8183e-07 | 2027 | Mitigation | 0.5 | 30 | 0 | esc | 0.036438 | 4.6332e-12 | 0.038476 | 4.8923e-12 | 0.037115 | 4.7192e-12 | 0.035347 | 4.4945e-12
[120 empty] | 7.3.5.15 Identification and remediation of “at-risk species”WLDFRVegetation ContactBranch (Not overhanging, 4-12ft) | WLDFR | HFTD - Distribution - Tier 3 - 5QU CoRE ¦ 1QU LoRE | Non-Red Flag Warning - Catastrophic Fires | Vegetation Contact | Branch (Not overhanging, 4-12ft) | 2028 | 1.2715e-10 | 1430.0123 | 1.8183e-07 | 2028 | Mitigation | 0.5 | 30 | 0 | esc | 0.036438 | 4.6332e-12 | 0.038476 | 4.8923e-12 | 0.037115 | 4.7192e-12 | 0.035347 | 4.4945e-12
[120 empty] | 7.3.5.15 Identification and remediation of “at-risk species”WLDFRVegetation ContactBranch (Not overhanging, 4-12ft) | WLDFR | HFTD - Distribution - Tier 3 - 5QU CoRE ¦ 1QU LoRE | Non-Red Flag Warning - Catastrophic Fires | Vegetation Contact | Branch (Not overhanging, 4-12ft) | 2029 | 1.2715e-10 | 1430.0123 | 1.8183e-07 | 2029 | Mitigation | 0.5 | 30 | 0 | esc | 0.036438 | 4.6332e-12 | 0.038476 | 4.8923e-12 | 0.037115 | 4.7192e-12 | 0.035347 | 4.4945e-12
[120 empty] | 7.3.5.15 Identification and remediation of “at-risk species”WLDFRVegetation ContactBranch (Not overhanging, 4-12ft) | WLDFR | HFTD - Distribution - Tier 3 - 5QU CoRE ¦ 1QU LoRE | Non-Red Flag Warning - Catastrophic Fires | Vegetation Contact | Branch (Not overhanging, 4-12ft) | 2030 | 1.2715e-10 | 1430.0123 | 1.8183e-07 | 2030 | Mitigation | 0.5 | 30 | 0 | esc | 0.036438 | 4.6332e-12 | 0.038476 | 4.8923e-12 | 0.037115 | 4.7192e-12 | 0.035347 | 4.4945e-12
[120 empty] | 7.3.5.15 Identification and remediation of “at-risk species”WLDFRVegetation ContactBranch (Not overhanging, 4-12ft) | WLDFR | HFTD - Distribution - Tier 3 - 5QU CoRE ¦ 1QU LoRE | Non-Red Flag Warning - Catastrophic Fires | Vegetation Contact | Branch (Not overhanging, 4-12ft) | 2031 | 1.2715e-10 | 1430.0123 | 1.8183e-07 | 2031 | Mitigation | 0.5 | 30 | 0 | esc | 0.036438 | 4.6332e-12 | 0.038476 | 4.8923e-12 | 0.037115 | 4.7192e-12 | 0.035347 | 4.4945e-12
[120 empty] | 7.3.5.15 Identification and remediation of “at-risk species”WLDFRVegetation ContactBranch (Not overhanging, 4-12ft) | WLDFR | HFTD - Distribution - Tier 3 - 5QU CoRE ¦ 1QU LoRE | Non-Red Flag Warning - Catastrophic Fires | Vegetation Contact | Branch (Not overhanging, 4-12ft) | 2032 | 1.2715e-10 | 1430.0123 | 1.8183e-07 | 2032 | Mitigation | 0.5 | 30 | 0 | esc | 0.036438 | 4.6332e-12 | 0.038476 | 4.8923e-12 | 0.037115 | 4.7192e-12 | 0.035347 | 4.4945e-12
[120 empty] | 7.3.5.15 Identification and remediation of “at-risk species”WLDFRVegetation ContactBranch (Not overhanging, 4-12ft) | WLDFR | HFTD - Distribution - Tier 3 - 5QU CoRE ¦ 1QU LoRE | Non-Red Flag Warning - Catastrophic Fires | Vegetation Contact | Branch (Not overhanging, 4-12ft) | 2033 | 1.2715e-10 | 1430.0123 | 1.8183e-07 | 2033 | Mitigation | 0.5 | 30 | 0 | esc | 0.036438 | 4.6332e-12 | 0.038476 | 4.8923e-12 | 0.037115 | 4.7192e-12 | 0.035347 | 4.4945e-12
[120 empty] | 7.3.5.15 Identification and remediation of “at-risk species”WLDFRVegetation ContactBranch (Not overhanging, 4-12ft) | WLDFR | HFTD - Distribution - Tier 3 - 5QU CoRE ¦ 1QU LoRE | Non-Red Flag Warning - Catastrophic Fires | Vegetation Contact | Branch (Not overhanging, 4-12ft) | 2034 | 1.2715e-10 | 1430.0123 | 1.8183e-07 | 2034 | Mitigation | 0.5 | 30 | 0 | esc | 0.036438 | 4.6332e-12 | 0.038476 | 4.8923e-12 | 0.037115 | 4.7192e-12 | 0.035347 | 4.4945e-12
[120 empty] | 7.3.5.15 Identification and remediation of “at-risk species”WLDFRVegetation ContactBranch (Not overhanging, 4-12ft) | WLDFR | HFTD - Distribution - Tier 3 - 5QU CoRE ¦ 1QU LoRE | Non-Red Flag Warning - Catastrophic Fires | Vegetation Contact | Branch (Not overhanging, 4-12ft) | 2035 | 1.2715e-10 | 1430.0123 | 1.8183e-07 | 2035 | Mitigation | 0.5 | 30 | 0 | esc | 0.036438 | 4.6332e-12 | 0.038476 | 4.8923e-12 | 0.037115 | 4.7192e-12 | 0.035347 | 4.4945e-12
[120 empty] | 7.3.5.15 Identification and remediation of “at-risk species”WLDFRVegetation ContactBranch (Not overhanging, 4-12ft) | WLDFR | HFTD - Distribution - Tier 3 - 5QU CoRE ¦ 1QU LoRE | Non-Red Flag Warning - Catastrophic Fires | Vegetation Contact | Branch (Not overhanging, 4-12ft) | 2036 | 1.2715e-10 | 1430.0123 | 1.8183e-07 | 2036 | Mitigation | 0.5 | 30 | 0 | esc | 0.036438 | 4.6332e-12 | 0.038476 | 4.8923e-12 | 0.037115 | 4.7192e-12 | 0.035347 | 4.4945e-12
[120 empty] | 7.3.5.15 Identification and remediation of “at-risk species”WLDFRVegetation ContactBranch (Not overhanging, 4-12ft) | WLDFR | HFTD - Distribution - Tier 3 - 5QU CoRE ¦ 1QU LoRE | Non-Red Flag Warning - Catastrophic Fires | Vegetation Contact | Branch (Not overhanging, 4-12ft) | 2037 | 1.2715e-10 | 1430.0123 | 1.8183e-07 | 2037 | Mitigation | 0.5 | 30 | 0 | esc | 0.036438 | 4.6332e-12 | 0.038476 | 4.8923e-12 | 0.037115 | 4.7192e-12 | 0.035347 | 4.4945e-12
[120 empty] | 7.3.5.15 Identification and remediation of “at-risk species”WLDFRVegetation ContactBranch (Not overhanging, 4-12ft) | WLDFR | HFTD - Distribution - Tier 3 - 5QU CoRE ¦ 1QU LoRE | Non-Red Flag Warning - Catastrophic Fires | Vegetation Contact | Branch (Not overhanging, 4-12ft) | 2038 | 1.2715e-10 | 1430.0123 | 1.8183e-07 | 2038 | Mitigation | 0.5 | 30 | 0 | esc | 0.036438 | 4.6332e-12 | 0.038476 | 4.8923e-12 | 0.037115 | 4.7192e-12 | 0.035347 | 4.4945e-12
[120 empty] | 7.3.5.15 Identification and remediation of “at-risk species”WLDFRVegetation ContactBranch (Not overhanging, 4-12ft) | WLDFR | HFTD - Distribution - Tier 3 - 5QU CoRE ¦ 1QU LoRE | Non-Red Flag Warning - Catastrophic Fires | Vegetation Contact | Branch (Not overhanging, 4-12ft) | 2039 | 1.2715e-10 | 1430.0123 | 1.8183e-07 | 2039 | Mitigation | 0.5 | 30 | 0 | esc | 0.036438 | 4.6332e-12 | 0.038476 | 4.8923e-12 | 0.037115 | 4.7192e-12 | 0.035347 | 4.4945e-12
[120 empty] | 7.3.5.15 Identification and remediation of “at-risk species”WLDFRVegetation ContactBranch (Not overhanging, 4-12ft) | WLDFR | HFTD - Distribution - Tier 3 - 5QU CoRE ¦ 1QU LoRE | Non-Red Flag Warning - Catastrophic Fires | Vegetation Contact | Branch (Not overhanging, 4-12ft) | 2040 | 1.2715e-10 | 1430.0123 | 1.8183e-07 | 2040 | Mitigation | 0.5 | 30 | 0 | esc | 0.036438 | 4.6332e-12 | 0.038476 | 4.8923e-12 | 0.037115 | 4.7192e-12 | 0.035347 | 4.4945e-12
[120 empty] | 7.3.5.15 Identification and remediation of “at-risk species”WLDFRVegetation ContactBranch (Not overhanging, 4-12ft) | WLDFR | HFTD - Distribution - Tier 3 - 5QU CoRE ¦ 1QU LoRE | Non-Red Flag Warning - Catastrophic Fires | Vegetation Contact | Branch (Not overhanging, 4-12ft) | 2041 | 1.2715e-10 | 1430.0123 | 1.8183e-07 | 2041 | Mitigation | 0.5 | 30 | 0 | esc | 0.036438 | 4.6332e-12 | 0.038476 | 4.8923e-12 | 0.037115 | 4.7192e-12 | 0.035347 | 4.4945e-12
[120 empty] | 7.3.5.15 Identification and remediation of “at-risk species”WLDFRVegetation ContactBranch (Not overhanging, 4-12ft) | WLDFR | HFTD - Distribution - Tier 3 - 5QU CoRE ¦ 1QU LoRE | Non-Red Flag Warning - Catastrophic Fires | Vegetation Contact | Branch (Not overhanging, 4-12ft) | 2042 | 1.2715e-10 | 1430.0123 | 1.8183e-07 | 2042 | Mitigation | 0.5 | 30 | 0 | esc | 0.036438 | 4.6332e-12 | 0.038476 | 4.8923e-12 | 0.037115 | 4.7192e-12 | 0.035347 | 4.4945e-12
[120 empty] | 7.3.5.15 Identification and remediation of “at-risk species”WLDFRVegetation ContactBranch (Not overhanging, 4-12ft) | WLDFR | HFTD - Distribution - Tier 3 - 5QU CoRE ¦ 1QU LoRE | Non-Red Flag Warning - Catastrophic Fires | Vegetation Contact | Branch (Not overhanging, 4-12ft) | 2043 | 1.2715e-10 | 1430.0123 | 1.8183e-07 | 2043 | Mitigation | 0.5 | 30 | 0 | esc | 0.036438 | 4.6332e-12 | 0.038476 | 4.8923e-12 | 0.037115 | 4.7192e-12 | 0.035347 | 4.4945e-12
[120 empty] | 7.3.5.15 Identification and remediation of “at-risk species”WLDFRVegetation ContactBranch (Not overhanging, 4-12ft) | WLDFR | HFTD - Distribution - Tier 3 - 5QU CoRE ¦ 1QU LoRE | Non-Red Flag Warning - Catastrophic Fires | Vegetation Contact | Branch (Not overhanging, 4-12ft) | 2044 | 1.2715e-10 | 1430.0123 | 1.8183e-07 | 2044 | Mitigation | 0.5 | 30 | 0 | esc | 0.036438 | 4.6332e-12 | 0.038476 | 4.8923e-12 | 0.037115 | 4.7192e-12 | 0.035347 | 4.4945e-12
[120 empty] | 7.3.5.15 Identification and remediation of “at-risk species”WLDFRVegetation ContactBranch (Not overhanging, 4-12ft) | WLDFR | HFTD - Distribution - Tier 3 - 5QU CoRE ¦ 1QU LoRE | Non-Red Flag Warning - Catastrophic Fires | Vegetation Contact | Branch (Not overhanging, 4-12ft) | 2045 | 1.2715e-10 | 1430.0123 | 1.8183e-07 | 2045 | Mitigation | 0.5 | 30 | 0 | esc | 0.036438 | 4.6332e-12 | 0.038476 | 4.8923e-12 | 0.037115 | 4.7192e-12 | 0.035347 | 4.4945e-12
[120 empty] | 7.3.5.15 Identification and remediation of “at-risk species”WLDFRVegetation ContactBranch (Not overhanging, 4-12ft) | WLDFR | HFTD - Distribution - Tier 3 - 5QU CoRE ¦ 1QU LoRE | Non-Red Flag Warning - Catastrophic Fires | Vegetation Contact | Branch (Not overhanging, 4-12ft) | 2046 | 1.2715e-10 | 1430.0123 | 1.8183e-07 | 2046 | Mitigation | 0.5 | 30 | 0 | esc | 0.036438 | 4.6332e-12 | 0.038476 | 4.8923e-12 | 0.037115 | 4.7192e-12 | 0.035347 | 4.4945e-12
[120 empty] | 7.3.5.15 Identification and remediation of “at-risk species”WLDFRVegetation ContactBranch (Not overhanging, 4-12ft) | WLDFR | HFTD - Distribution - Tier 3 - 5QU CoRE ¦ 1QU LoRE | Non-Red Flag Warning - Catastrophic Fires | Vegetation Contact | Branch (Not overhanging, 4-12ft) | 2047 | 1.2715e-10 | 1430.0123 | 1.8183e-07 | 2047 | Mitigation | 0.5 | 30 | 0 | esc | 0.036438 | 4.6332e-12 | 0.038476 | 4.8923e-12 | 0.037115 | 4.7192e-12 | 0.035347 | 4.4945e-12
[120 empty] | 7.3.5.15 Identification and remediation of “at-risk species”WLDFRVegetation ContactBranch (Not overhanging, 4-12ft) | WLDFR | HFTD - Distribution - Tier 3 - 5QU CoRE ¦ 1QU LoRE | Non-Red Flag Warning - Catastrophic Fires | Vegetation Contact | Branch (Not overhanging, 4-12ft) | 2048 | 1.2715e-10 | 1430.0123 | 1.8183e-07 | 2048 | Mitigation | 0.5 | 30 | 0 | esc | 0.036438 | 4.6332e-12 | 0.038476 | 4.8923e-12 | 0.037115 | 4.7192e-12 | 0.035347 | 4.4945e-12
[120 empty] | 7.3.5.15 Identification and remediation of “at-risk species”WLDFRVegetation ContactBranch (Not overhanging, 4-12ft) | WLDFR | HFTD - Distribution - Tier 3 - 5QU CoRE ¦ 1QU LoRE | Non-Red Flag Warning - Catastrophic Fires | Vegetation Contact | Branch (Not overhanging, 4-12ft) | 2049 | 1.2715e-10 | 1430.0123 | 1.8183e-07 | 2049 | Mitigation | 0.5 | 30 | 0 | esc | 0.036438 | 4.6332e-12 | 0.038476 | 4.8923e-12 | 0.037115 | 4.7192e-12 | 0.035347 | 4.4945e-12
[120 empty] | 7.3.5.15 Identification and remediation of “at-risk species”WLDFRVegetation ContactBranch (Not overhanging, 4-12ft) | WLDFR | HFTD - Distribution - Tier 3 - 5QU CoRE ¦ 1QU LoRE | Non-Red Flag Warning - Catastrophic Fires | Vegetation Contact | Branch (Not overhanging, 4-12ft) | 2050 | 1.2715e-10 | 1430.0123 | 1.8183e-07 | 2050 | Mitigation | 0.5 | 30 | 0 | esc | 0 | 0 | 0.038476 | 4.8923e-12 | 0.037115 | 4.7192e-12 | 0.035347 | 4.4945e-12
[120 empty] | 7.3.5.15 Identification and remediation of “at-risk species”WLDFRVegetation ContactBranch (Not overhanging, 4-12ft) | WLDFR | HFTD - Distribution - Tier 3 - 5QU CoRE ¦ 1QU LoRE | Non-Red Flag Warning - Catastrophic Fires | Vegetation Contact | Branch (Not overhanging, 4-12ft) | 2051 | 1.2715e-10 | 1430.0123 | 1.8183e-07 | 2051 | Mitigation | 0.5 | 30 | 0 | esc | 0 | 0 | 0 | 0 | 0.037115 | 4.7192e-12 | 0.035347 | 4.4945e-12
[120 empty] | 7.3.5.15 Identification and remediation of “at-risk species”WLDFRVegetation ContactBranch (Not overhanging, 4-12ft) | WLDFR | HFTD - Distribution - Tier 3 - 5QU CoRE ¦ 1QU LoRE | Non-Red Flag Warning - Catastrophic Fires | Vegetation Contact | Branch (Not overhanging, 4-12ft) | 2052 | 1.2715e-10 | 1430.0123 | 1.8183e-07 | 2052 | Mitigation | 0.5 | 30 | 0 | esc | 0 | 0 | 0 | 0 | 0 | 0 | 0.035347 | 4.4945e-12
[120 empty] | 7.3.5.15 Identification and remediation of “at-risk species”WLDFRVegetation ContactBranch (Not overhanging, within 4ft) | WLDFR | HFTD - Distribution - Tier 3 - 5QU CoRE ¦ 1QU LoRE | Non-Red Flag Warning - Catastrophic Fires | Vegetation Contact | Branch (Not overhanging, within 4ft) | 2022 | 5.6536e-11 | 1430.0123 | 8.0847e-08 | 2022 | Mitigation | 0.9 | 30 | 0 | esc | 0.065589 | 3.7081e-12 | 0.069256 | 3.9154e-12 | 0.066806 | 3.777e-12 | 0 | 0
[120 empty] | 7.3.5.15 Identification and remediation of “at-risk species”WLDFRVegetation ContactBranch (Not overhanging, within 4ft) | WLDFR | HFTD - Distribution - Tier 3 - 5QU CoRE ¦ 1QU LoRE | Non-Red Flag Warning - Catastrophic Fires | Vegetation Contact | Branch (Not overhanging, within 4ft) | 2023 | 5.6536e-11 | 1430.0123 | 8.0847e-08 | 2023 | Mitigation | 0.9 | 30 | 0 | esc | 0.065589 | 3.7081e-12 | 0.069256 | 3.9154e-12 | 0.066806 | 3.777e-12 | 0.063625 | 3.5971e-12
[120 empty] | 7.3.5.15 Identification and remediation of “at-risk species”WLDFRVegetation ContactBranch (Not overhanging, within 4ft) | WLDFR | HFTD - Distribution - Tier 3 - 5QU CoRE ¦ 1QU LoRE | Non-Red Flag Warning - Catastrophic Fires | Vegetation Contact | Branch (Not overhanging, within 4ft) | 2024 | 5.6536e-11 | 1430.0123 | 8.0847e-08 | 2024 | Mitigation | 0.9 | 30 | 0 | esc | 0.065589 | 3.7081e-12 | 0.069256 | 3.9154e-12 | 0.066806 | 3.777e-12 | 0.063625 | 3.5971e-12
[120 empty] | 7.3.5.15 Identification and remediation of “at-risk species”WLDFRVegetation ContactBranch (Not overhanging, within 4ft) | WLDFR | HFTD - Distribution - Tier 3 - 5QU CoRE ¦ 1QU LoRE | Non-Red Flag Warning - Catastrophic Fires | Vegetation Contact | Branch (Not overhanging, within 4ft) | 2025 | 5.6536e-11 | 1430.0123 | 8.0847e-08 | 2025 | Mitigation | 0.9 | 30 | 0 | esc | 0.065589 | 3.7081e-12 | 0.069256 | 3.9154e-12 | 0.066806 | 3.777e-12 | 0.063625 | 3.5971e-12
[120 empty] | 7.3.5.15 Identification and remediation of “at-risk species”WLDFRVegetation ContactBranch (Not overhanging, within 4ft) | WLDFR | HFTD - Distribution - Tier 3 - 5QU CoRE ¦ 1QU LoRE | Non-Red Flag Warning - Catastrophic Fires | Vegetation Contact | Branch (Not overhanging, within 4ft) | 2026 | 5.6536e-11 | 1430.0123 | 8.0847e-08 | 2026 | Mitigation | 0.9 | 30 | 0 | esc | 0.065589 | 3.7081e-12 | 0.069256 | 3.9154e-12 | 0.066806 | 3.777e-12 | 0.063625 | 3.5971e-12
[120 empty] | 7.3.5.15 Identification and remediation of “at-risk species”WLDFRVegetation ContactBranch (Not overhanging, within 4ft) | WLDFR | HFTD - Distribution - Tier 3 - 5QU CoRE ¦ 1QU LoRE | Non-Red Flag Warning - Catastrophic Fires | Vegetation Contact | Branch (Not overhanging, within 4ft) | 2027 | 5.6536e-11 | 1430.0123 | 8.0847e-08 | 2027 | Mitigation | 0.9 | 30 | 0 | esc | 0.065589 | 3.7081e-12 | 0.069256 | 3.9154e-12 | 0.066806 | 3.777e-12 | 0.063625 | 3.5971e-12
[120 empty] | 7.3.5.15 Identification and remediation of “at-risk species”WLDFRVegetation ContactBranch (Not overhanging, within 4ft) | WLDFR | HFTD - Distribution - Tier 3 - 5QU CoRE ¦ 1QU LoRE | Non-Red Flag Warning - Catastrophic Fires | Vegetation Contact | Branch (Not overhanging, within 4ft) | 2028 | 5.6536e-11 | 1430.0123 | 8.0847e-08 | 2028 | Mitigation | 0.9 | 30 | 0 | esc | 0.065589 | 3.7081e-12 | 0.069256 | 3.9154e-12 | 0.066806 | 3.777e-12 | 0.063625 | 3.5971e-12
[120 empty] | 7.3.5.15 Identification and remediation of “at-risk species”WLDFRVegetation ContactBranch (Not overhanging, within 4ft) | WLDFR | HFTD - Distribution - Tier 3 - 5QU CoRE ¦ 1QU LoRE | Non-Red Flag Warning - Catastrophic Fires | Vegetation Contact | Branch (Not overhanging, within 4ft) | 2029 | 5.6536e-11 | 1430.0123 | 8.0847e-08 | 2029 | Mitigation | 0.9 | 30 | 0 | esc | 0.065589 | 3.7081e-12 | 0.069256 | 3.9154e-12 | 0.066806 | 3.777e-12 | 0.063625 | 3.5971e-12
[120 empty] | 7.3.5.15 Identification and remediation of “at-risk species”WLDFRVegetation ContactBranch (Not overhanging, within 4ft) | WLDFR | HFTD - Distribution - Tier 3 - 5QU CoRE ¦ 1QU LoRE | Non-Red Flag Warning - Catastrophic Fires | Vegetation Contact | Branch (Not overhanging, within 4ft) | 2030 | 5.6536e-11 | 1430.0123 | 8.0847e-08 | 2030 | Mitigation | 0.9 | 30 | 0 | esc | 0.065589 | 3.7081e-12 | 0.069256 | 3.9154e-12 | 0.066806 | 3.777e-12 | 0.063625 | 3.5971e-12
[120 empty] | 7.3.5.15 Identification and remediation of “at-risk species”WLDFRVegetation ContactBranch (Not overhanging, within 4ft) | WLDFR | HFTD - Distribution - Tier 3 - 5QU CoRE ¦ 1QU LoRE | Non-Red Flag Warning - Catastrophic Fires | Vegetation Contact | Branch (Not overhanging, within 4ft) | 2031 | 5.6536e-11 | 1430.0123 | 8.0847e-08 | 2031 | Mitigation | 0.9 | 30 | 0 | esc | 0.065589 | 3.7081e-12 | 0.069256 | 3.9154e-12 | 0.066806 | 3.777e-12 | 0.063625 | 3.5971e-12
[120 empty] | 7.3.5.15 Identification and remediation of “at-risk species”WLDFRVegetation ContactBranch (Not overhanging, within 4ft) | WLDFR | HFTD - Distribution - Tier 3 - 5QU CoRE ¦ 1QU LoRE | Non-Red Flag Warning - Catastrophic Fires | Vegetation Contact | Branch (Not overhanging, within 4ft) | 2032 | 5.6536e-11 | 1430.0123 | 8.0847e-08 | 2032 | Mitigation | 0.9 | 30 | 0 | esc | 0.065589 | 3.7081e-12 | 0.069256 | 3.9154e-12 | 0.066806 | 3.777e-12 | 0.063625 | 3.5971e-12
[120 empty] | 7.3.5.15 Identification and remediation of “at-risk species”WLDFRVegetation ContactBranch (Not overhanging, within 4ft) | WLDFR | HFTD - Distribution - Tier 3 - 5QU CoRE ¦ 1QU LoRE | Non-Red Flag Warning - Catastrophic Fires | Vegetation Contact | Branch (Not overhanging, within 4ft) | 2033 | 5.6536e-11 | 1430.0123 | 8.0847e-08 | 2033 | Mitigation | 0.9 | 30 | 0 | esc | 0.065589 | 3.7081e-12 | 0.069256 | 3.9154e-12 | 0.066806 | 3.777e-12 | 0.063625 | 3.5971e-12
[120 empty] | 7.3.5.15 Identification and remediation of “at-risk species”WLDFRVegetation ContactBranch (Not overhanging, within 4ft) | WLDFR | HFTD - Distribution - Tier 3 - 5QU CoRE ¦ 1QU LoRE | Non-Red Flag Warning - Catastrophic Fires | Vegetation Contact | Branch (Not overhanging, within 4ft) | 2034 | 5.6536e-11 | 1430.0123 | 8.0847e-08 | 2034 | Mitigation | 0.9 | 30 | 0 | esc | 0.065589 | 3.7081e-12 | 0.069256 | 3.9154e-12 | 0.066806 | 3.777e-12 | 0.063625 | 3.5971e-12
[120 empty] | 7.3.5.15 Identification and remediation of “at-risk species”WLDFRVegetation ContactBranch (Not overhanging, within 4ft) | WLDFR | HFTD - Distribution - Tier 3 - 5QU CoRE ¦ 1QU LoRE | Non-Red Flag Warning - Catastrophic Fires | Vegetation Contact | Branch (Not overhanging, within 4ft) | 2035 | 5.6536e-11 | 1430.0123 | 8.0847e-08 | 2035 | Mitigation | 0.9 | 30 | 0 | esc | 0.065589 | 3.7081e-12 | 0.069256 | 3.9154e-12 | 0.066806 | 3.777e-12 | 0.063625 | 3.5971e-12
[120 empty] | 7.3.5.15 Identification and remediation of “at-risk species”WLDFRVegetation ContactBranch (Not overhanging, within 4ft) | WLDFR | HFTD - Distribution - Tier 3 - 5QU CoRE ¦ 1QU LoRE | Non-Red Flag Warning - Catastrophic Fires | Vegetation Contact | Branch (Not overhanging, within 4ft) | 2036 | 5.6536e-11 | 1430.0123 | 8.0847e-08 | 2036 | Mitigation | 0.9 | 30 | 0 | esc | 0.065589 | 3.7081e-12 | 0.069256 | 3.9154e-12 | 0.066806 | 3.777e-12 | 0.063625 | 3.5971e-12
[120 empty] | 7.3.5.15 Identification and remediation of “at-risk species”WLDFRVegetation ContactBranch (Not overhanging, within 4ft) | WLDFR | HFTD - Distribution - Tier 3 - 5QU CoRE ¦ 1QU LoRE | Non-Red Flag Warning - Catastrophic Fires | Vegetation Contact | Branch (Not overhanging, within 4ft) | 2037 | 5.6536e-11 | 1430.0123 | 8.0847e-08 | 2037 | Mitigation | 0.9 | 30 | 0 | esc | 0.065589 | 3.7081e-12 | 0.069256 | 3.9154e-12 | 0.066806 | 3.777e-12 | 0.063625 | 3.5971e-12
[120 empty] | 7.3.5.15 Identification and remediation of “at-risk species”WLDFRVegetation ContactBranch (Not overhanging, within 4ft) | WLDFR | HFTD - Distribution - Tier 3 - 5QU CoRE ¦ 1QU LoRE | Non-Red Flag Warning - Catastrophic Fires | Vegetation Contact | Branch (Not overhanging, within 4ft) | 2038 | 5.6536e-11 | 1430.0123 | 8.0847e-08 | 2038 | Mitigation | 0.9 | 30 | 0 | esc | 0.065589 | 3.7081e-12 | 0.069256 | 3.9154e-12 | 0.066806 | 3.777e-12 | 0.063625 | 3.5971e-12
[120 empty] | 7.3.5.15 Identification and remediation of “at-risk species”WLDFRVegetation ContactBranch (Not overhanging, within 4ft) | WLDFR | HFTD - Distribution - Tier 3 - 5QU CoRE ¦ 1QU LoRE | Non-Red Flag Warning - Catastrophic Fires | Vegetation Contact | Branch (Not overhanging, within 4ft) | 2039 | 5.6536e-11 | 1430.0123 | 8.0847e-08 | 2039 | Mitigation | 0.9 | 30 | 0 | esc | 0.065589 | 3.7081e-12 | 0.069256 | 3.9154e-12 | 0.066806 | 3.777e-12 | 0.063625 | 3.5971e-12
[120 empty] | 7.3.5.15 Identification and remediation of “at-risk species”WLDFRVegetation ContactBranch (Not overhanging, within 4ft) | WLDFR | HFTD - Distribution - Tier 3 - 5QU CoRE ¦ 1QU LoRE | Non-Red Flag Warning - Catastrophic Fires | Vegetation Contact | Branch (Not overhanging, within 4ft) | 2040 | 5.6536e-11 | 1430.0123 | 8.0847e-08 | 2040 | Mitigation | 0.9 | 30 | 0 | esc | 0.065589 | 3.7081e-12 | 0.069256 | 3.9154e-12 | 0.066806 | 3.777e-12 | 0.063625 | 3.5971e-12
[120 empty] | 7.3.5.15 Identification and remediation of “at-risk species”WLDFRVegetation ContactBranch (Not overhanging, within 4ft) | WLDFR | HFTD - Distribution - Tier 3 - 5QU CoRE ¦ 1QU LoRE | Non-Red Flag Warning - Catastrophic Fires | Vegetation Contact | Branch (Not overhanging, within 4ft) | 2041 | 5.6536e-11 | 1430.0123 | 8.0847e-08 | 2041 | Mitigation | 0.9 | 30 | 0 | esc | 0.065589 | 3.7081e-12 | 0.069256 | 3.9154e-12 | 0.066806 | 3.777e-12 | 0.063625 | 3.5971e-12
[120 empty] | 7.3.5.15 Identification and remediation of “at-risk species”WLDFRVegetation ContactBranch (Not overhanging, within 4ft) | WLDFR | HFTD - Distribution - Tier 3 - 5QU CoRE ¦ 1QU LoRE | Non-Red Flag Warning - Catastrophic Fires | Vegetation Contact | Branch (Not overhanging, within 4ft) | 2042 | 5.6536e-11 | 1430.0123 | 8.0847e-08 | 2042 | Mitigation | 0.9 | 30 | 0 | esc | 0.065589 | 3.7081e-12 | 0.069256 | 3.9154e-12 | 0.066806 | 3.777e-12 | 0.063625 | 3.5971e-12
[120 empty] | 7.3.5.15 Identification and remediation of “at-risk species”WLDFRVegetation ContactBranch (Not overhanging, within 4ft) | WLDFR | HFTD - Distribution - Tier 3 - 5QU CoRE ¦ 1QU LoRE | Non-Red Flag Warning - Catastrophic Fires | Vegetation Contact | Branch (Not overhanging, within 4ft) | 2043 | 5.6536e-11 | 1430.0123 | 8.0847e-08 | 2043 | Mitigation | 0.9 | 30 | 0 | esc | 0.065589 | 3.7081e-12 | 0.069256 | 3.9154e-12 | 0.066806 | 3.777e-12 | 0.063625 | 3.5971e-12
[120 empty] | 7.3.5.15 Identification and remediation of “at-risk species”WLDFRVegetation ContactBranch (Not overhanging, within 4ft) | WLDFR | HFTD - Distribution - Tier 3 - 5QU CoRE ¦ 1QU LoRE | Non-Red Flag Warning - Catastrophic Fires | Vegetation Contact | Branch (Not overhanging, within 4ft) | 2044 | 5.6536e-11 | 1430.0123 | 8.0847e-08 | 2044 | Mitigation | 0.9 | 30 | 0 | esc | 0.065589 | 3.7081e-12 | 0.069256 | 3.9154e-12 | 0.066806 | 3.777e-12 | 0.063625 | 3.5971e-12
[120 empty] | 7.3.5.15 Identification and remediation of “at-risk species”WLDFRVegetation ContactBranch (Not overhanging, within 4ft) | WLDFR | HFTD - Distribution - Tier 3 - 5QU CoRE ¦ 1QU LoRE | Non-Red Flag Warning - Catastrophic Fires | Vegetation Contact | Branch (Not overhanging, within 4ft) | 2045 | 5.6536e-11 | 1430.0123 | 8.0847e-08 | 2045 | Mitigation | 0.9 | 30 | 0 | esc | 0.065589 | 3.7081e-12 | 0.069256 | 3.9154e-12 | 0.066806 | 3.777e-12 | 0.063625 | 3.5971e-12
[120 empty] | 7.3.5.15 Identification and remediation of “at-risk species”WLDFRVegetation ContactBranch (Not overhanging, within 4ft) | WLDFR | HFTD - Distribution - Tier 3 - 5QU CoRE ¦ 1QU LoRE | Non-Red Flag Warning - Catastrophic Fires | Vegetation Contact | Branch (Not overhanging, within 4ft) | 2046 | 5.6536e-11 | 1430.0123 | 8.0847e-08 | 2046 | Mitigation | 0.9 | 30 | 0 | esc | 0.065589 | 3.7081e-12 | 0.069256 | 3.9154e-12 | 0.066806 | 3.777e-12 | 0.063625 | 3.5971e-12
[120 empty] | 7.3.5.15 Identification and remediation of “at-risk species”WLDFRVegetation ContactBranch (Not overhanging, within 4ft) | WLDFR | HFTD - Distribution - Tier 3 - 5QU CoRE ¦ 1QU LoRE | Non-Red Flag Warning - Catastrophic Fires | Vegetation Contact | Branch (Not overhanging, within 4ft) | 2047 | 5.6536e-11 | 1430.0123 | 8.0847e-08 | 2047 | Mitigation | 0.9 | 30 | 0 | esc | 0.065589 | 3.7081e-12 | 0.069256 | 3.9154e-12 | 0.066806 | 3.777e-12 | 0.063625 | 3.5971e-12
[120 empty] | 7.3.5.15 Identification and remediation of “at-risk species”WLDFRVegetation ContactBranch (Not overhanging, within 4ft) | WLDFR | HFTD - Distribution - Tier 3 - 5QU CoRE ¦ 1QU LoRE | Non-Red Flag Warning - Catastrophic Fires | Vegetation Contact | Branch (Not overhanging, within 4ft) | 2048 | 5.6536e-11 | 1430.0123 | 8.0847e-08 | 2048 | Mitigation | 0.9 | 30 | 0 | esc | 0.065589 | 3.7081e-12 | 0.069256 | 3.9154e-12 | 0.066806 | 3.777e-12 | 0.063625 | 3.5971e-12
[120 empty] | 7.3.5.15 Identification and remediation of “at-risk species”WLDFRVegetation ContactBranch (Not overhanging, within 4ft) | WLDFR | HFTD - Distribution - Tier 3 - 5QU CoRE ¦ 1QU LoRE | Non-Red Flag Warning - Catastrophic Fires | Vegetation Contact | Branch (Not overhanging, within 4ft) | 2049 | 5.6536e-11 | 1430.0123 | 8.0847e-08 | 2049 | Mitigation | 0.9 | 30 | 0 | esc | 0.065589 | 3.7081e-12 | 0.069256 | 3.9154e-12 | 0.066806 | 3.777e-12 | 0.063625 | 3.5971e-12
[120 empty] | 7.3.5.15 Identification and remediation of “at-risk species”WLDFRVegetation ContactBranch (Not overhanging, within 4ft) | WLDFR | HFTD - Distribution - Tier 3 - 5QU CoRE ¦ 1QU LoRE | Non-Red Flag Warning - Catastrophic Fires | Vegetation Contact | Branch (Not overhanging, within 4ft) | 2050 | 5.6536e-11 | 1430.0123 | 8.0847e-08 | 2050 | Mitigation | 0.9 | 30 | 0 | esc | 0 | 0 | 0.069256 | 3.9154e-12 | 0.066806 | 3.777e-12 | 0.063625 | 3.5971e-12
[120 empty] | 7.3.5.15 Identification and remediation of “at-risk species”WLDFRVegetation ContactBranch (Not overhanging, within 4ft) | WLDFR | HFTD - Distribution - Tier 3 - 5QU CoRE ¦ 1QU LoRE | Non-Red Flag Warning - Catastrophic Fires | Vegetation Contact | Branch (Not overhanging, within 4ft) | 2051 | 5.6536e-11 | 1430.0123 | 8.0847e-08 | 2051 | Mitigation | 0.9 | 30 | 0 | esc | 0 | 0 | 0 | 0 | 0.066806 | 3.777e-12 | 0.063625 | 3.5971e-12
[120 empty] | 7.3.5.15 Identification and remediation of “at-risk species”WLDFRVegetation ContactBranch (Not overhanging, within 4ft) | WLDFR | HFTD - Distribution - Tier 3 - 5QU CoRE ¦ 1QU LoRE | Non-Red Flag Warning - Catastrophic Fires | Vegetation Contact | Branch (Not overhanging, within 4ft) | 2052 | 5.6536e-11 | 1430.0123 | 8.0847e-08 | 2052 | Mitigation | 0.9 | 30 | 0 | esc | 0 | 0 | 0 | 0 | 0 | 0 | 0.063625 | 3.5971e-12
[120 empty] | 7.3.5.15 Identification and remediation of “at-risk species”WLDFRVegetation ContactBranch (OverHanging) | WLDFR | HFTD - Distribution - Tier 3 - 5QU CoRE ¦ 1QU LoRE | Non-Red Flag Warning - Catastrophic Fires | Vegetation Contact | Branch (OverHanging) | 2022 | 2.5172e-09 | 1430.0123 | 3.5996e-06 | 2022 | Mitigation | 0.9 | 30 | 0 | esc | 0.065589 | 1.651e-10 | 0.069256 | 1.7433e-10 | 0.066806 | 1.6816e-10 | 0 | 0
[120 empty] | 7.3.5.15 Identification and remediation of “at-risk species”WLDFRVegetation ContactBranch (OverHanging) | WLDFR | HFTD - Distribution - Tier 3 - 5QU CoRE ¦ 1QU LoRE | Non-Red Flag Warning - Catastrophic Fires | Vegetation Contact | Branch (OverHanging) | 2023 | 2.5172e-09 | 1430.0123 | 3.5996e-06 | 2023 | Mitigation | 0.9 | 30 | 0 | esc | 0.065589 | 1.651e-10 | 0.069256 | 1.7433e-10 | 0.066806 | 1.6816e-10 | 0.063625 | 1.6016e-10
[120 empty] | 7.3.5.15 Identification and remediation of “at-risk species”WLDFRVegetation ContactBranch (OverHanging) | WLDFR | HFTD - Distribution - Tier 3 - 5QU CoRE ¦ 1QU LoRE | Non-Red Flag Warning - Catastrophic Fires | Vegetation Contact | Branch (OverHanging) | 2024 | 2.5172e-09 | 1430.0123 | 3.5996e-06 | 2024 | Mitigation | 0.9 | 30 | 0 | esc | 0.065589 | 1.651e-10 | 0.069256 | 1.7433e-10 | 0.066806 | 1.6816e-10 | 0.063625 | 1.6016e-10
[120 empty] | 7.3.5.15 Identification and remediation of “at-risk species”WLDFRVegetation ContactBranch (OverHanging) | WLDFR | HFTD - Distribution - Tier 3 - 5QU CoRE ¦ 1QU LoRE | Non-Red Flag Warning - Catastrophic Fires | Vegetation Contact | Branch (OverHanging) | 2025 | 2.5172e-09 | 1430.0123 | 3.5996e-06 | 2025 | Mitigation | 0.9 | 30 | 0 | esc | 0.065589 | 1.651e-10 | 0.069256 | 1.7433e-10 | 0.066806 | 1.6816e-10 | 0.063625 | 1.6016e-10
[120 empty] | 7.3.5.15 Identification and remediation of “at-risk species”WLDFRVegetation ContactBranch (OverHanging) | WLDFR | HFTD - Distribution - Tier 3 - 5QU CoRE ¦ 1QU LoRE | Non-Red Flag Warning - Catastrophic Fires | Vegetation Contact | Branch (OverHanging) | 2026 | 2.5172e-09 | 1430.0123 | 3.5996e-06 | 2026 | Mitigation | 0.9 | 30 | 0 | esc | 0.065589 | 1.651e-10 | 0.069256 | 1.7433e-10 | 0.066806 | 1.6816e-10 | 0.063625 | 1.6016e-10
[120 empty] | 7.3.5.15 Identification and remediation of “at-risk species”WLDFRVegetation ContactBranch (OverHanging) | WLDFR | HFTD - Distribution - Tier 3 - 5QU CoRE ¦ 1QU LoRE | Non-Red Flag Warning - Catastrophic Fires | Vegetation Contact | Branch (OverHanging) | 2027 | 2.5172e-09 | 1430.0123 | 3.5996e-06 | 2027 | Mitigation | 0.9 | 30 | 0 | esc | 0.065589 | 1.651e-10 | 0.069256 | 1.7433e-10 | 0.066806 | 1.6816e-10 | 0.063625 | 1.6016e-10
[120 empty] | 7.3.5.15 Identification and remediation of “at-risk species”WLDFRVegetation ContactBranch (OverHanging) | WLDFR | HFTD - Distribution - Tier 3 - 5QU CoRE ¦ 1QU LoRE | Non-Red Flag Warning - Catastrophic Fires | Vegetation Contact | Branch (OverHanging) | 2028 | 2.5172e-09 | 1430.0123 | 3.5996e-06 | 2028 | Mitigation | 0.9 | 30 | 0 | esc | 0.065589 | 1.651e-10 | 0.069256 | 1.7433e-10 | 0.066806 | 1.6816e-10 | 0.063625 | 1.6016e-10
[120 empty] | 7.3.5.15 Identification and remediation of “at-risk species”WLDFRVegetation ContactBranch (OverHanging) | WLDFR | HFTD - Distribution - Tier 3 - 5QU CoRE ¦ 1QU LoRE | Non-Red Flag Warning - Catastrophic Fires | Vegetation Contact | Branch (OverHanging) | 2029 | 2.5172e-09 | 1430.0123 | 3.5996e-06 | 2029 | Mitigation | 0.9 | 30 | 0 | esc | 0.065589 | 1.651e-10 | 0.069256 | 1.7433e-10 | 0.066806 | 1.6816e-10 | 0.063625 | 1.6016e-10
[120 empty] | 7.3.5.15 Identification and remediation of “at-risk species”WLDFRVegetation ContactBranch (OverHanging) | WLDFR | HFTD - Distribution - Tier 3 - 5QU CoRE ¦ 1QU LoRE | Non-Red Flag Warning - Catastrophic Fires | Vegetation Contact | Branch (OverHanging) | 2030 | 2.5172e-09 | 1430.0123 | 3.5996e-06 | 2030 | Mitigation | 0.9 | 30 | 0 | esc | 0.065589 | 1.651e-10 | 0.069256 | 1.7433e-10 | 0.066806 | 1.6816e-10 | 0.063625 | 1.6016e-10
[120 empty] | 7.3.5.15 Identification and remediation of “at-risk species”WLDFRVegetation ContactBranch (OverHanging) | WLDFR | HFTD - Distribution - Tier 3 - 5QU CoRE ¦ 1QU LoRE | Non-Red Flag Warning - Catastrophic Fires | Vegetation Contact | Branch (OverHanging) | 2031 | 2.5172e-09 | 1430.0123 | 3.5996e-06 | 2031 | Mitigation | 0.9 | 30 | 0 | esc | 0.065589 | 1.651e-10 | 0.069256 | 1.7433e-10 | 0.066806 | 1.6816e-10 | 0.063625 | 1.6016e-10
[120 empty] | 7.3.5.15 Identification and remediation of “at-risk species”WLDFRVegetation ContactBranch (OverHanging) | WLDFR | HFTD - Distribution - Tier 3 - 5QU CoRE ¦ 1QU LoRE | Non-Red Flag Warning - Catastrophic Fires | Vegetation Contact | Branch (OverHanging) | 2032 | 2.5172e-09 | 1430.0123 | 3.5996e-06 | 2032 | Mitigation | 0.9 | 30 | 0 | esc | 0.065589 | 1.651e-10 | 0.069256 | 1.7433e-10 | 0.066806 | 1.6816e-10 | 0.063625 | 1.6016e-10
[120 empty] | 7.3.5.15 Identification and remediation of “at-risk species”WLDFRVegetation ContactBranch (OverHanging) | WLDFR | HFTD - Distribution - Tier 3 - 5QU CoRE ¦ 1QU LoRE | Non-Red Flag Warning - Catastrophic Fires | Vegetation Contact | Branch (OverHanging) | 2033 | 2.5172e-09 | 1430.0123 | 3.5996e-06 | 2033 | Mitigation | 0.9 | 30 | 0 | esc | 0.065589 | 1.651e-10 | 0.069256 | 1.7433e-10 | 0.066806 | 1.6816e-10 | 0.063625 | 1.6016e-10
[120 empty] | 7.3.5.15 Identification and remediation of “at-risk species”WLDFRVegetation ContactBranch (OverHanging) | WLDFR | HFTD - Distribution - Tier 3 - 5QU CoRE ¦ 1QU LoRE | Non-Red Flag Warning - Catastrophic Fires | Vegetation Contact | Branch (OverHanging) | 2034 | 2.5172e-09 | 1430.0123 | 3.5996e-06 | 2034 | Mitigation | 0.9 | 30 | 0 | esc | 0.065589 | 1.651e-10 | 0.069256 | 1.7433e-10 | 0.066806 | 1.6816e-10 | 0.063625 | 1.6016e-10
[120 empty] | 7.3.5.15 Identification and remediation of “at-risk species”WLDFRVegetation ContactBranch (OverHanging) | WLDFR | HFTD - Distribution - Tier 3 - 5QU CoRE ¦ 1QU LoRE | Non-Red Flag Warning - Catastrophic Fires | Vegetation Contact | Branch (OverHanging) | 2035 | 2.5172e-09 | 1430.0123 | 3.5996e-06 | 2035 | Mitigation | 0.9 | 30 | 0 | esc | 0.065589 | 1.651e-10 | 0.069256 | 1.7433e-10 | 0.066806 | 1.6816e-10 | 0.063625 | 1.6016e-10
[120 empty] | 7.3.5.15 Identification and remediation of “at-risk species”WLDFRVegetation ContactBranch (OverHanging) | WLDFR | HFTD - Distribution - Tier 3 - 5QU CoRE ¦ 1QU LoRE | Non-Red Flag Warning - Catastrophic Fires | Vegetation Contact | Branch (OverHanging) | 2036 | 2.5172e-09 | 1430.0123 | 3.5996e-06 | 2036 | Mitigation | 0.9 | 30 | 0 | esc | 0.065589 | 1.651e-10 | 0.069256 | 1.7433e-10 | 0.066806 | 1.6816e-10 | 0.063625 | 1.6016e-10
[120 empty] | 7.3.5.15 Identification and remediation of “at-risk species”WLDFRVegetation ContactBranch (OverHanging) | WLDFR | HFTD - Distribution - Tier 3 - 5QU CoRE ¦ 1QU LoRE | Non-Red Flag Warning - Catastrophic Fires | Vegetation Contact | Branch (OverHanging) | 2037 | 2.5172e-09 | 1430.0123 | 3.5996e-06 | 2037 | Mitigation | 0.9 | 30 | 0 | esc | 0.065589 | 1.651e-10 | 0.069256 | 1.7433e-10 | 0.066806 | 1.6816e-10 | 0.063625 | 1.6016e-10
[120 empty] | 7.3.5.15 Identification and remediation of “at-risk species”WLDFRVegetation ContactBranch (OverHanging) | WLDFR | HFTD - Distribution - Tier 3 - 5QU CoRE ¦ 1QU LoRE | Non-Red Flag Warning - Catastrophic Fires | Vegetation Contact | Branch (OverHanging) | 2038 | 2.5172e-09 | 1430.0123 | 3.5996e-06 | 2038 | Mitigation | 0.9 | 30 | 0 | esc | 0.065589 | 1.651e-10 | 0.069256 | 1.7433e-10 | 0.066806 | 1.6816e-10 | 0.063625 | 1.6016e-10
[120 empty] | 7.3.5.15 Identification and remediation of “at-risk species”WLDFRVegetation ContactBranch (OverHanging) | WLDFR | HFTD - Distribution - Tier 3 - 5QU CoRE ¦ 1QU LoRE | Non-Red Flag Warning - Catastrophic Fires | Vegetation Contact | Branch (OverHanging) | 2039 | 2.5172e-09 | 1430.0123 | 3.5996e-06 | 2039 | Mitigation | 0.9 | 30 | 0 | esc | 0.065589 | 1.651e-10 | 0.069256 | 1.7433e-10 | 0.066806 | 1.6816e-10 | 0.063625 | 1.6016e-10
[120 empty] | 7.3.5.15 Identification and remediation of “at-risk species”WLDFRVegetation ContactBranch (OverHanging) | WLDFR | HFTD - Distribution - Tier 3 - 5QU CoRE ¦ 1QU LoRE | Non-Red Flag Warning - Catastrophic Fires | Vegetation Contact | Branch (OverHanging) | 2040 | 2.5172e-09 | 1430.0123 | 3.5996e-06 | 2040 | Mitigation | 0.9 | 30 | 0 | esc | 0.065589 | 1.651e-10 | 0.069256 | 1.7433e-10 | 0.066806 | 1.6816e-10 | 0.063625 | 1.6016e-10
[120 empty] | 7.3.5.15 Identification and remediation of “at-risk species”WLDFRVegetation ContactBranch (OverHanging) | WLDFR | HFTD - Distribution - Tier 3 - 5QU CoRE ¦ 1QU LoRE | Non-Red Flag Warning - Catastrophic Fires | Vegetation Contact | Branch (OverHanging) | 2041 | 2.5172e-09 | 1430.0123 | 3.5996e-06 | 2041 | Mitigation | 0.9 | 30 | 0 | esc | 0.065589 | 1.651e-10 | 0.069256 | 1.7433e-10 | 0.066806 | 1.6816e-10 | 0.063625 | 1.6016e-10
[120 empty] | 7.3.5.15 Identification and remediation of “at-risk species”WLDFRVegetation ContactBranch (OverHanging) | WLDFR | HFTD - Distribution - Tier 3 - 5QU CoRE ¦ 1QU LoRE | Non-Red Flag Warning - Catastrophic Fires | Vegetation Contact | Branch (OverHanging) | 2042 | 2.5172e-09 | 1430.0123 | 3.5996e-06 | 2042 | Mitigation | 0.9 | 30 | 0 | esc | 0.065589 | 1.651e-10 | 0.069256 | 1.7433e-10 | 0.066806 | 1.6816e-10 | 0.063625 | 1.6016e-10
[120 empty] | 7.3.5.15 Identification and remediation of “at-risk species”WLDFRVegetation ContactBranch (OverHanging) | WLDFR | HFTD - Distribution - Tier 3 - 5QU CoRE ¦ 1QU LoRE | Non-Red Flag Warning - Catastrophic Fires | Vegetation Contact | Branch (OverHanging) | 2043 | 2.5172e-09 | 1430.0123 | 3.5996e-06 | 2043 | Mitigation | 0.9 | 30 | 0 | esc | 0.065589 | 1.651e-10 | 0.069256 | 1.7433e-10 | 0.066806 | 1.6816e-10 | 0.063625 | 1.6016e-10
[120 empty] | 7.3.5.15 Identification and remediation of “at-risk species”WLDFRVegetation ContactBranch (OverHanging) | WLDFR | HFTD - Distribution - Tier 3 - 5QU CoRE ¦ 1QU LoRE | Non-Red Flag Warning - Catastrophic Fires | Vegetation Contact | Branch (OverHanging) | 2044 | 2.5172e-09 | 1430.0123 | 3.5996e-06 | 2044 | Mitigation | 0.9 | 30 | 0 | esc | 0.065589 | 1.651e-10 | 0.069256 | 1.7433e-10 | 0.066806 | 1.6816e-10 | 0.063625 | 1.6016e-10
[120 empty] | 7.3.5.15 Identification and remediation of “at-risk species”WLDFRVegetation ContactBranch (OverHanging) | WLDFR | HFTD - Distribution - Tier 3 - 5QU CoRE ¦ 1QU LoRE | Non-Red Flag Warning - Catastrophic Fires | Vegetation Contact | Branch (OverHanging) | 2045 | 2.5172e-09 | 1430.0123 | 3.5996e-06 | 2045 | Mitigation | 0.9 | 30 | 0 | esc | 0.065589 | 1.651e-10 | 0.069256 | 1.7433e-10 | 0.066806 | 1.6816e-10 | 0.063625 | 1.6016e-10
[120 empty] | 7.3.5.15 Identification and remediation of “at-risk species”WLDFRVegetation ContactBranch (OverHanging) | WLDFR | HFTD - Distribution - Tier 3 - 5QU CoRE ¦ 1QU LoRE | Non-Red Flag Warning - Catastrophic Fires | Vegetation Contact | Branch (OverHanging) | 2046 | 2.5172e-09 | 1430.0123 | 3.5996e-06 | 2046 | Mitigation | 0.9 | 30 | 0 | esc | 0.065589 | 1.651e-10 | 0.069256 | 1.7433e-10 | 0.066806 | 1.6816e-10 | 0.063625 | 1.6016e-10
[120 empty] | 7.3.5.15 Identification and remediation of “at-risk species”WLDFRVegetation ContactBranch (OverHanging) | WLDFR | HFTD - Distribution - Tier 3 - 5QU CoRE ¦ 1QU LoRE | Non-Red Flag Warning - Catastrophic Fires | Vegetation Contact | Branch (OverHanging) | 2047 | 2.5172e-09 | 1430.0123 | 3.5996e-06 | 2047 | Mitigation | 0.9 | 30 | 0 | esc | 0.065589 | 1.651e-10 | 0.069256 | 1.7433e-10 | 0.066806 | 1.6816e-10 | 0.063625 | 1.6016e-10
[120 empty] | 7.3.5.15 Identification and remediation of “at-risk species”WLDFRVegetation ContactBranch (OverHanging) | WLDFR | HFTD - Distribution - Tier 3 - 5QU CoRE ¦ 1QU LoRE | Non-Red Flag Warning - Catastrophic Fires | Vegetation Contact | Branch (OverHanging) | 2048 | 2.5172e-09 | 1430.0123 | 3.5996e-06 | 2048 | Mitigation | 0.9 | 30 | 0 | esc | 0.065589 | 1.651e-10 | 0.069256 | 1.7433e-10 | 0.066806 | 1.6816e-10 | 0.063625 | 1.6016e-10
[120 empty] | 7.3.5.15 Identification and remediation of “at-risk species”WLDFRVegetation ContactBranch (OverHanging) | WLDFR | HFTD - Distribution - Tier 3 - 5QU CoRE ¦ 1QU LoRE | Non-Red Flag Warning - Catastrophic Fires | Vegetation Contact | Branch (OverHanging) | 2049 | 2.5172e-09 | 1430.0123 | 3.5996e-06 | 2049 | Mitigation | 0.9 | 30 | 0 | esc | 0.065589 | 1.651e-10 | 0.069256 | 1.7433e-10 | 0.066806 | 1.6816e-10 | 0.063625 | 1.6016e-10
[120 empty] | 7.3.5.15 Identification and remediation of “at-risk species”WLDFRVegetation ContactBranch (OverHanging) | WLDFR | HFTD - Distribution - Tier 3 - 5QU CoRE ¦ 1QU LoRE | Non-Red Flag Warning - Catastrophic Fires | Vegetation Contact | Branch (OverHanging) | 2050 | 2.5172e-09 | 1430.0123 | 3.5996e-06 | 2050 | Mitigation | 0.9 | 30 | 0 | esc | 0 | 0 | 0.069256 | 1.7433e-10 | 0.066806 | 1.6816e-10 | 0.063625 | 1.6016e-10
[120 empty] | 7.3.5.15 Identification and remediation of “at-risk species”WLDFRVegetation ContactBranch (OverHanging) | WLDFR | HFTD - Distribution - Tier 3 - 5QU CoRE ¦ 1QU LoRE | Non-Red Flag Warning - Catastrophic Fires | Vegetation Contact | Branch (OverHanging) | 2051 | 2.5172e-09 | 1430.0123 | 3.5996e-06 | 2051 | Mitigation | 0.9 | 30 | 0 | esc | 0 | 0 | 0 | 0 | 0.066806 | 1.6816e-10 | 0.063625 | 1.6016e-10
[120 empty] | 7.3.5.15 Identification and remediation of “at-risk species”WLDFRVegetation ContactBranch (OverHanging) | WLDFR | HFTD - Distribution - Tier 3 - 5QU CoRE ¦ 1QU LoRE | Non-Red Flag Warning - Catastrophic Fires | Vegetation Contact | Branch (OverHanging) | 2052 | 2.5172e-09 | 1430.0123 | 3.5996e-06 | 2052 | Mitigation | 0.9 | 30 | 0 | esc | 0 | 0 | 0 | 0 | 0 | 0 | 0.063625 | 1.6016e-10
[120 empty] | 7.3.5.15 Identification and remediation of “at-risk species”WLDFRVegetation ContactFell into (Moderate-Severe defect) | WLDFR | HFTD - Distribution - Tier 3 - 5QU CoRE ¦ 1QU LoRE | Non-Red Flag Warning - Catastrophic Fires | Vegetation Contact | Fell into (Moderate-Severe defect) | 2022 | 1.1263e-09 | 1430.0123 | 1.6107e-06 | 2022 | Mitigation | 0.95 | 1 | 0 | esc | 0 | 0 | 0 | 0 | 0.070518 | 7.9426e-11 | 0 | 0
[120 empty] | 7.3.5.15 Identification and remediation of “at-risk species”WLDFRVegetation ContactFell into (Moderate-Severe defect) | WLDFR | HFTD - Distribution - Tier 3 - 5QU CoRE ¦ 1QU LoRE | Non-Red Flag Warning - Catastrophic Fires | Vegetation Contact | Fell into (Moderate-Severe defect) | 2023 | 1.1263e-09 | 1430.0123 | 1.6107e-06 | 2023 | Mitigation | 0.95 | 1 | 0 | esc | 0 | 0 | 0 | 0 | 0 | 0 | 0.06716 | 7.5644e-11
[120 empty] | 7.3.5.15 Identification and remediation of “at-risk species”WLDFRVegetation ContactFell into (slight defect) | WLDFR | HFTD - Distribution - Tier 3 - 5QU CoRE ¦ 1QU LoRE | Non-Red Flag Warning - Catastrophic Fires | Vegetation Contact | Fell into (slight defect) | 2022 | 1.4525e-09 | 1430.0123 | 2.0771e-06 | 2022 | Mitigation | 0.5 | 1 | 0 | esc | 0 | 0 | 0 | 0 | 0.037115 | 5.3909e-11 | 0 | 0
[120 empty] | 7.3.5.15 Identification and remediation of “at-risk species”WLDFRVegetation ContactFell into (slight defect) | WLDFR | HFTD - Distribution - Tier 3 - 5QU CoRE ¦ 1QU LoRE | Non-Red Flag Warning - Catastrophic Fires | Vegetation Contact | Fell into (slight defect) | 2023 | 1.4525e-09 | 1430.0123 | 2.0771e-06 | 2023 | Mitigation | 0.5 | 1 | 0 | esc | 0 | 0 | 0 | 0 | 0 | 0 | 0.035347 | 5.1342e-11
[120 empty] | 7.3.5.15 Identification and remediation of “at-risk species”WLDFRVegetation ContactGrow Into | WLDFR | HFTD - Distribution - Tier 3 - 5QU CoRE ¦ 1QU LoRE | Non-Red Flag Warning - Catastrophic Fires | Vegetation Contact | Grow Into | 2022 | 1.2575e-10 | 1430.0123 | 1.7983e-07 | 2022 | Mitigation | 0.5 | 1 | 0 | esc | 0 | 0 | 0 | 0 | 0.037115 | 4.6673e-12 | 0 | 0
[120 empty] | 7.3.5.15 Identification and remediation of “at-risk species”WLDFRVegetation ContactGrow Into | WLDFR | HFTD - Distribution - Tier 3 - 5QU CoRE ¦ 1QU LoRE | Non-Red Flag Warning - Catastrophic Fires | Vegetation Contact | Grow Into | 2023 | 1.2575e-10 | 1430.0123 | 1.7983e-07 | 2023 | Mitigation | 0.5 | 1 | 0 | esc | 0 | 0 | 0 | 0 | 0 | 0 | 0.035347 | 4.445e-12
[120 empty] | 7.3.5.15 Identification and remediation of “at-risk species”WLDFRVegetation ContactBranch (Not overhanging, 4-12ft) | WLDFR | HFTD - Distribution - Tier 3 - 5QU CoRE ¦ 1QU LoRE | Non-Red Flag Warning - Destructive Fires | Vegetation Contact | Branch (Not overhanging, 4-12ft) | 2022 | 3.8861e-10 | 1430.0123 | 5.5571e-07 | 2022 | Mitigation | 0.5 | 30 | 0 | esc | 0.036438 | 1.416e-11 | 0.038476 | 1.4952e-11 | 0.037115 | 1.4423e-11 | 0 | 0
[120 empty] | 7.3.5.15 Identification and remediation of “at-risk species”WLDFRVegetation ContactBranch (Not overhanging, 4-12ft) | WLDFR | HFTD - Distribution - Tier 3 - 5QU CoRE ¦ 1QU LoRE | Non-Red Flag Warning - Destructive Fires | Vegetation Contact | Branch (Not overhanging, 4-12ft) | 2023 | 3.8861e-10 | 1430.0123 | 5.5571e-07 | 2023 | Mitigation | 0.5 | 30 | 0 | esc | 0.036438 | 1.416e-11 | 0.038476 | 1.4952e-11 | 0.037115 | 1.4423e-11 | 0.035347 | 1.3736e-11
[120 empty] | 7.3.5.15 Identification and remediation of “at-risk species”WLDFRVegetation ContactBranch (Not overhanging, 4-12ft) | WLDFR | HFTD - Distribution - Tier 3 - 5QU CoRE ¦ 1QU LoRE | Non-Red Flag Warning - Destructive Fires | Vegetation Contact | Branch (Not overhanging, 4-12ft) | 2024 | 3.8861e-10 | 1430.0123 | 5.5571e-07 | 2024 | Mitigation | 0.5 | 30 | 0 | esc | 0.036438 | 1.416e-11 | 0.038476 | 1.4952e-11 | 0.037115 | 1.4423e-11 | 0.035347 | 1.3736e-11
[120 empty] | 7.3.5.15 Identification and remediation of “at-risk species”WLDFRVegetation ContactBranch (Not overhanging, 4-12ft) | WLDFR | HFTD - Distribution - Tier 3 - 5QU CoRE ¦ 1QU LoRE | Non-Red Flag Warning - Destructive Fires | Vegetation Contact | Branch (Not overhanging, 4-12ft) | 2025 | 3.8861e-10 | 1430.0123 | 5.5571e-07 | 2025 | Mitigation | 0.5 | 30 | 0 | esc | 0.036438 | 1.416e-11 | 0.038476 | 1.4952e-11 | 0.037115 | 1.4423e-11 | 0.035347 | 1.3736e-11
[120 empty] | 7.3.5.15 Identification and remediation of “at-risk species”WLDFRVegetation ContactBranch (Not overhanging, 4-12ft) | WLDFR | HFTD - Distribution - Tier 3 - 5QU CoRE ¦ 1QU LoRE | Non-Red Flag Warning - Destructive Fires | Vegetation Contact | Branch (Not overhanging, 4-12ft) | 2026 | 3.8861e-10 | 1430.0123 | 5.5571e-07 | 2026 | Mitigation | 0.5 | 30 | 0 | esc | 0.036438 | 1.416e-11 | 0.038476 | 1.4952e-11 | 0.037115 | 1.4423e-11 | 0.035347 | 1.3736e-11
[120 empty] | 7.3.5.15 Identification and remediation of “at-risk species”WLDFRVegetation ContactBranch (Not overhanging, 4-12ft) | WLDFR | HFTD - Distribution - Tier 3 - 5QU CoRE ¦ 1QU LoRE | Non-Red Flag Warning - Destructive Fires | Vegetation Contact | Branch (Not overhanging, 4-12ft) | 2027 | 3.8861e-10 | 1430.0123 | 5.5571e-07 | 2027 | Mitigation | 0.5 | 30 | 0 | esc | 0.036438 | 1.416e-11 | 0.038476 | 1.4952e-11 | 0.037115 | 1.4423e-11 | 0.035347 | 1.3736e-11
[120 empty] | 7.3.5.15 Identification and remediation of “at-risk species”WLDFRVegetation ContactBranch (Not overhanging, 4-12ft) | WLDFR | HFTD - Distribution - Tier 3 - 5QU CoRE ¦ 1QU LoRE | Non-Red Flag Warning - Destructive Fires | Vegetation Contact | Branch (Not overhanging, 4-12ft) | 2028 | 3.8861e-10 | 1430.0123 | 5.5571e-07 | 2028 | Mitigation | 0.5 | 30 | 0 | esc | 0.036438 | 1.416e-11 | 0.038476 | 1.4952e-11 | 0.037115 | 1.4423e-11 | 0.035347 | 1.3736e-11
[120 empty] | 7.3.5.15 Identification and remediation of “at-risk species”WLDFRVegetation ContactBranch (Not overhanging, 4-12ft) | WLDFR | HFTD - Distribution - Tier 3 - 5QU CoRE ¦ 1QU LoRE | Non-Red Flag Warning - Destructive Fires | Vegetation Contact | Branch (Not overhanging, 4-12ft) | 2029 | 3.8861e-10 | 1430.0123 | 5.5571e-07 | 2029 | Mitigation | 0.5 | 30 | 0 | esc | 0.036438 | 1.416e-11 | 0.038476 | 1.4952e-11 | 0.037115 | 1.4423e-11 | 0.035347 | 1.3736e-11
[120 empty] | 7.3.5.15 Identification and remediation of “at-risk species”WLDFRVegetation ContactBranch (Not overhanging, 4-12ft) | WLDFR | HFTD - Distribution - Tier 3 - 5QU CoRE ¦ 1QU LoRE | Non-Red Flag Warning - Destructive Fires | Vegetation Contact | Branch (Not overhanging, 4-12ft) | 2030 | 3.8861e-10 | 1430.0123 | 5.5571e-07 | 2030 | Mitigation | 0.5 | 30 | 0 | esc | 0.036438 | 1.416e-11 | 0.038476 | 1.4952e-11 | 0.037115 | 1.4423e-11 | 0.035347 | 1.3736e-11
[120 empty] | 7.3.5.15 Identification and remediation of “at-risk species”WLDFRVegetation ContactBranch (Not overhanging, 4-12ft) | WLDFR | HFTD - Distribution - Tier 3 - 5QU CoRE ¦ 1QU LoRE | Non-Red Flag Warning - Destructive Fires | Vegetation Contact | Branch (Not overhanging, 4-12ft) | 2031 | 3.8861e-10 | 1430.0123 | 5.5571e-07 | 2031 | Mitigation | 0.5 | 30 | 0 | esc | 0.036438 | 1.416e-11 | 0.038476 | 1.4952e-11 | 0.037115 | 1.4423e-11 | 0.035347 | 1.3736e-11
[120 empty] | 7.3.5.15 Identification and remediation of “at-risk species”WLDFRVegetation ContactBranch (Not overhanging, 4-12ft) | WLDFR | HFTD - Distribution - Tier 3 - 5QU CoRE ¦ 1QU LoRE | Non-Red Flag Warning - Destructive Fires | Vegetation Contact | Branch (Not overhanging, 4-12ft) | 2032 | 3.8861e-10 | 1430.0123 | 5.5571e-07 | 2032 | Mitigation | 0.5 | 30 | 0 | esc | 0.036438 | 1.416e-11 | 0.038476 | 1.4952e-11 | 0.037115 | 1.4423e-11 | 0.035347 | 1.3736e-11
[120 empty] | 7.3.5.15 Identification and remediation of “at-risk species”WLDFRVegetation ContactBranch (Not overhanging, 4-12ft) | WLDFR | HFTD - Distribution - Tier 3 - 5QU CoRE ¦ 1QU LoRE | Non-Red Flag Warning - Destructive Fires | Vegetation Contact | Branch (Not overhanging, 4-12ft) | 2033 | 3.8861e-10 | 1430.0123 | 5.5571e-07 | 2033 | Mitigation | 0.5 | 30 | 0 | esc | 0.036438 | 1.416e-11 | 0.038476 | 1.4952e-11 | 0.037115 | 1.4423e-11 | 0.035347 | 1.3736e-11
[120 empty] | 7.3.5.15 Identification and remediation of “at-risk species”WLDFRVegetation ContactBranch (Not overhanging, 4-12ft) | WLDFR | HFTD - Distribution - Tier 3 - 5QU CoRE ¦ 1QU LoRE | Non-Red Flag Warning - Destructive Fires | Vegetation Contact | Branch (Not overhanging, 4-12ft) | 2034 | 3.8861e-10 | 1430.0123 | 5.5571e-07 | 2034 | Mitigation | 0.5 | 30 | 0 | esc | 0.036438 | 1.416e-11 | 0.038476 | 1.4952e-11 | 0.037115 | 1.4423e-11 | 0.035347 | 1.3736e-11
[120 empty] | 7.3.5.15 Identification and remediation of “at-risk species”WLDFRVegetation ContactBranch (Not overhanging, 4-12ft) | WLDFR | HFTD - Distribution - Tier 3 - 5QU CoRE ¦ 1QU LoRE | Non-Red Flag Warning - Destructive Fires | Vegetation Contact | Branch (Not overhanging, 4-12ft) | 2035 | 3.8861e-10 | 1430.0123 | 5.5571e-07 | 2035 | Mitigation | 0.5 | 30 | 0 | esc | 0.036438 | 1.416e-11 | 0.038476 | 1.4952e-11 | 0.037115 | 1.4423e-11 | 0.035347 | 1.3736e-11
[120 empty] | 7.3.5.15 Identification and remediation of “at-risk species”WLDFRVegetation ContactBranch (Not overhanging, 4-12ft) | WLDFR | HFTD - Distribution - Tier 3 - 5QU CoRE ¦ 1QU LoRE | Non-Red Flag Warning - Destructive Fires | Vegetation Contact | Branch (Not overhanging, 4-12ft) | 2036 | 3.8861e-10 | 1430.0123 | 5.5571e-07 | 2036 | Mitigation | 0.5 | 30 | 0 | esc | 0.036438 | 1.416e-11 | 0.038476 | 1.4952e-11 | 0.037115 | 1.4423e-11 | 0.035347 | 1.3736e-11
[120 empty] | 7.3.5.15 Identification and remediation of “at-risk species”WLDFRVegetation ContactBranch (Not overhanging, 4-12ft) | WLDFR | HFTD - Distribution - Tier 3 - 5QU CoRE ¦ 1QU LoRE | Non-Red Flag Warning - Destructive Fires | Vegetation Contact | Branch (Not overhanging, 4-12ft) | 2037 | 3.8861e-10 | 1430.0123 | 5.5571e-07 | 2037 | Mitigation | 0.5 | 30 | 0 | esc | 0.036438 | 1.416e-11 | 0.038476 | 1.4952e-11 | 0.037115 | 1.4423e-11 | 0.035347 | 1.3736e-11
[120 empty] | 7.3.5.15 Identification and remediation of “at-risk species”WLDFRVegetation ContactBranch (Not overhanging, 4-12ft) | WLDFR | HFTD - Distribution - Tier 3 - 5QU CoRE ¦ 1QU LoRE | Non-Red Flag Warning - Destructive Fires | Vegetation Contact | Branch (Not overhanging, 4-12ft) | 2038 | 3.8861e-10 | 1430.0123 | 5.5571e-07 | 2038 | Mitigation | 0.5 | 30 | 0 | esc | 0.036438 | 1.416e-11 | 0.038476 | 1.4952e-11 | 0.037115 | 1.4423e-11 | 0.035347 | 1.3736e-11
[120 empty] | 7.3.5.15 Identification and remediation of “at-risk species”WLDFRVegetation ContactBranch (Not overhanging, 4-12ft) | WLDFR | HFTD - Distribution - Tier 3 - 5QU CoRE ¦ 1QU LoRE | Non-Red Flag Warning - Destructive Fires | Vegetation Contact | Branch (Not overhanging, 4-12ft) | 2039 | 3.8861e-10 | 1430.0123 | 5.5571e-07 | 2039 | Mitigation | 0.5 | 30 | 0 | esc | 0.036438 | 1.416e-11 | 0.038476 | 1.4952e-11 | 0.037115 | 1.4423e-11 | 0.035347 | 1.3736e-11
[120 empty] | 7.3.5.15 Identification and remediation of “at-risk species”WLDFRVegetation ContactBranch (Not overhanging, 4-12ft) | WLDFR | HFTD - Distribution - Tier 3 - 5QU CoRE ¦ 1QU LoRE | Non-Red Flag Warning - Destructive Fires | Vegetation Contact | Branch (Not overhanging, 4-12ft) | 2040 | 3.8861e-10 | 1430.0123 | 5.5571e-07 | 2040 | Mitigation | 0.5 | 30 | 0 | esc | 0.036438 | 1.416e-11 | 0.038476 | 1.4952e-11 | 0.037115 | 1.4423e-11 | 0.035347 | 1.3736e-11
[120 empty] | 7.3.5.15 Identification and remediation of “at-risk species”WLDFRVegetation ContactBranch (Not overhanging, 4-12ft) | WLDFR | HFTD - Distribution - Tier 3 - 5QU CoRE ¦ 1QU LoRE | Non-Red Flag Warning - Destructive Fires | Vegetation Contact | Branch (Not overhanging, 4-12ft) | 2041 | 3.8861e-10 | 1430.0123 | 5.5571e-07 | 2041 | Mitigation | 0.5 | 30 | 0 | esc | 0.036438 | 1.416e-11 | 0.038476 | 1.4952e-11 | 0.037115 | 1.4423e-11 | 0.035347 | 1.3736e-11
[120 empty] | 7.3.5.15 Identification and remediation of “at-risk species”WLDFRVegetation ContactBranch (Not overhanging, 4-12ft) | WLDFR | HFTD - Distribution - Tier 3 - 5QU CoRE ¦ 1QU LoRE | Non-Red Flag Warning - Destructive Fires | Vegetation Contact | Branch (Not overhanging, 4-12ft) | 2042 | 3.8861e-10 | 1430.0123 | 5.5571e-07 | 2042 | Mitigation | 0.5 | 30 | 0 | esc | 0.036438 | 1.416e-11 | 0.038476 | 1.4952e-11 | 0.037115 | 1.4423e-11 | 0.035347 | 1.3736e-11
[120 empty] | 7.3.5.15 Identification and remediation of “at-risk species”WLDFRVegetation ContactBranch (Not overhanging, 4-12ft) | WLDFR | HFTD - Distribution - Tier 3 - 5QU CoRE ¦ 1QU LoRE | Non-Red Flag Warning - Destructive Fires | Vegetation Contact | Branch (Not overhanging, 4-12ft) | 2043 | 3.8861e-10 | 1430.0123 | 5.5571e-07 | 2043 | Mitigation | 0.5 | 30 | 0 | esc | 0.036438 | 1.416e-11 | 0.038476 | 1.4952e-11 | 0.037115 | 1.4423e-11 | 0.035347 | 1.3736e-11
[120 empty] | 7.3.5.15 Identification and remediation of “at-risk species”WLDFRVegetation ContactBranch (Not overhanging, 4-12ft) | WLDFR | HFTD - Distribution - Tier 3 - 5QU CoRE ¦ 1QU LoRE | Non-Red Flag Warning - Destructive Fires | Vegetation Contact | Branch (Not overhanging, 4-12ft) | 2044 | 3.8861e-10 | 1430.0123 | 5.5571e-07 | 2044 | Mitigation | 0.5 | 30 | 0 | esc | 0.036438 | 1.416e-11 | 0.038476 | 1.4952e-11 | 0.037115 | 1.4423e-11 | 0.035347 | 1.3736e-11
[120 empty] | 7.3.5.15 Identification and remediation of “at-risk species”WLDFRVegetation ContactBranch (Not overhanging, 4-12ft) | WLDFR | HFTD - Distribution - Tier 3 - 5QU CoRE ¦ 1QU LoRE | Non-Red Flag Warning - Destructive Fires | Vegetation Contact | Branch (Not overhanging, 4-12ft) | 2045 | 3.8861e-10 | 1430.0123 | 5.5571e-07 | 2045 | Mitigation | 0.5 | 30 | 0 | esc | 0.036438 | 1.416e-11 | 0.038476 | 1.4952e-11 | 0.037115 | 1.4423e-11 | 0.035347 | 1.3736e-11
[120 empty] | 7.3.5.15 Identification and remediation of “at-risk species”WLDFRVegetation ContactBranch (Not overhanging, 4-12ft) | WLDFR | HFTD - Distribution - Tier 3 - 5QU CoRE ¦ 1QU LoRE | Non-Red Flag Warning - Destructive Fires | Vegetation Contact | Branch (Not overhanging, 4-12ft) | 2046 | 3.8861e-10 | 1430.0123 | 5.5571e-07 | 2046 | Mitigation | 0.5 | 30 | 0 | esc | 0.036438 | 1.416e-11 | 0.038476 | 1.4952e-11 | 0.037115 | 1.4423e-11 | 0.035347 | 1.3736e-11
[120 empty] | 7.3.5.15 Identification and remediation of “at-risk species”WLDFRVegetation ContactBranch (Not overhanging, 4-12ft) | WLDFR | HFTD - Distribution - Tier 3 - 5QU CoRE ¦ 1QU LoRE | Non-Red Flag Warning - Destructive Fires | Vegetation Contact | Branch (Not overhanging, 4-12ft) | 2047 | 3.8861e-10 | 1430.0123 | 5.5571e-07 | 2047 | Mitigation | 0.5 | 30 | 0 | esc | 0.036438 | 1.416e-11 | 0.038476 | 1.4952e-11 | 0.037115 | 1.4423e-11 | 0.035347 | 1.3736e-11
[120 empty] | 7.3.5.15 Identification and remediation of “at-risk species”WLDFRVegetation ContactBranch (Not overhanging, 4-12ft) | WLDFR | HFTD - Distribution - Tier 3 - 5QU CoRE ¦ 1QU LoRE | Non-Red Flag Warning - Destructive Fires | Vegetation Contact | Branch (Not overhanging, 4-12ft) | 2048 | 3.8861e-10 | 1430.0123 | 5.5571e-07 | 2048 | Mitigation | 0.5 | 30 | 0 | esc | 0.036438 | 1.416e-11 | 0.038476 | 1.4952e-11 | 0.037115 | 1.4423e-11 | 0.035347 | 1.3736e-11
[120 empty] | 7.3.5.15 Identification and remediation of “at-risk species”WLDFRVegetation ContactBranch (Not overhanging, 4-12ft) | WLDFR | HFTD - Distribution - Tier 3 - 5QU CoRE ¦ 1QU LoRE | Non-Red Flag Warning - Destructive Fires | Vegetation Contact | Branch (Not overhanging, 4-12ft) | 2049 | 3.8861e-10 | 1430.0123 | 5.5571e-07 | 2049 | Mitigation | 0.5 | 30 | 0 | esc | 0.036438 | 1.416e-11 | 0.038476 | 1.4952e-11 | 0.037115 | 1.4423e-11 | 0.035347 | 1.3736e-11
[120 empty] | 7.3.5.15 Identification and remediation of “at-risk species”WLDFRVegetation ContactBranch (Not overhanging, 4-12ft) | WLDFR | HFTD - Distribution - Tier 3 - 5QU CoRE ¦ 1QU LoRE | Non-Red Flag Warning - Destructive Fires | Vegetation Contact | Branch (Not overhanging, 4-12ft) | 2050 | 3.8861e-10 | 1430.0123 | 5.5571e-07 | 2050 | Mitigation | 0.5 | 30 | 0 | esc | 0 | 0 | 0.038476 | 1.4952e-11 | 0.037115 | 1.4423e-11 | 0.035347 | 1.3736e-11
[120 empty] | 7.3.5.15 Identification and remediation of “at-risk species”WLDFRVegetation ContactBranch (Not overhanging, 4-12ft) | WLDFR | HFTD - Distribution - Tier 3 - 5QU CoRE ¦ 1QU LoRE | Non-Red Flag Warning - Destructive Fires | Vegetation Contact | Branch (Not overhanging, 4-12ft) | 2051 | 3.8861e-10 | 1430.0123 | 5.5571e-07 | 2051 | Mitigation | 0.5 | 30 | 0 | esc | 0 | 0 | 0 | 0 | 0.037115 | 1.4423e-11 | 0.035347 | 1.3736e-11
[120 empty] | 7.3.5.15 Identification and remediation of “at-risk species”WLDFRVegetation ContactBranch (Not overhanging, 4-12ft) | WLDFR | HFTD - Distribution - Tier 3 - 5QU CoRE ¦ 1QU LoRE | Non-Red Flag Warning - Destructive Fires | Vegetation Contact | Branch (Not overhanging, 4-12ft) | 2052 | 3.8861e-10 | 1430.0123 | 5.5571e-07 | 2052 | Mitigation | 0.5 | 30 | 0 | esc | 0 | 0 | 0 | 0 | 0 | 0 | 0.035347 | 1.3736e-11
[120 empty] | 7.3.5.15 Identification and remediation of “at-risk species”WLDFRVegetation ContactBranch (Not overhanging, within 4ft) | WLDFR | HFTD - Distribution - Tier 3 - 5QU CoRE ¦ 1QU LoRE | Non-Red Flag Warning - Destructive Fires | Vegetation Contact | Branch (Not overhanging, within 4ft) | 2022 | 1.7287e-10 | 1430.0123 | 2.4721e-07 | 2022 | Mitigation | 0.9 | 30 | 0 | esc | 0.065589 | 1.1338e-11 | 0.069256 | 1.1972e-11 | 0.066806 | 1.1549e-11 | 0 | 0
[120 empty] | 7.3.5.15 Identification and remediation of “at-risk species”WLDFRVegetation ContactBranch (Not overhanging, within 4ft) | WLDFR | HFTD - Distribution - Tier 3 - 5QU CoRE ¦ 1QU LoRE | Non-Red Flag Warning - Destructive Fires | Vegetation Contact | Branch (Not overhanging, within 4ft) | 2023 | 1.7287e-10 | 1430.0123 | 2.4721e-07 | 2023 | Mitigation | 0.9 | 30 | 0 | esc | 0.065589 | 1.1338e-11 | 0.069256 | 1.1972e-11 | 0.066806 | 1.1549e-11 | 0.063625 | 1.0999e-11
[120 empty] | 7.3.5.15 Identification and remediation of “at-risk species”WLDFRVegetation ContactBranch (Not overhanging, within 4ft) | WLDFR | HFTD - Distribution - Tier 3 - 5QU CoRE ¦ 1QU LoRE | Non-Red Flag Warning - Destructive Fires | Vegetation Contact | Branch (Not overhanging, within 4ft) | 2024 | 1.7287e-10 | 1430.0123 | 2.4721e-07 | 2024 | Mitigation | 0.9 | 30 | 0 | esc | 0.065589 | 1.1338e-11 | 0.069256 | 1.1972e-11 | 0.066806 | 1.1549e-11 | 0.063625 | 1.0999e-11
[120 empty] | 7.3.5.15 Identification and remediation of “at-risk species”WLDFRVegetation ContactBranch (Not overhanging, within 4ft) | WLDFR | HFTD - Distribution - Tier 3 - 5QU CoRE ¦ 1QU LoRE | Non-Red Flag Warning - Destructive Fires | Vegetation Contact | Branch (Not overhanging, within 4ft) | 2025 | 1.7287e-10 | 1430.0123 | 2.4721e-07 | 2025 | Mitigation | 0.9 | 30 | 0 | esc | 0.065589 | 1.1338e-11 | 0.069256 | 1.1972e-11 | 0.066806 | 1.1549e-11 | 0.063625 | 1.0999e-11
[120 empty] | 7.3.5.15 Identification and remediation of “at-risk species”WLDFRVegetation ContactBranch (Not overhanging, within 4ft) | WLDFR | HFTD - Distribution - Tier 3 - 5QU CoRE ¦ 1QU LoRE | Non-Red Flag Warning - Destructive Fires | Vegetation Contact | Branch (Not overhanging, within 4ft) | 2026 | 1.7287e-10 | 1430.0123 | 2.4721e-07 | 2026 | Mitigation | 0.9 | 30 | 0 | esc | 0.065589 | 1.1338e-11 | 0.069256 | 1.1972e-11 | 0.066806 | 1.1549e-11 | 0.063625 | 1.0999e-11
[120 empty] | 7.3.5.15 Identification and remediation of “at-risk species”WLDFRVegetation ContactBranch (Not overhanging, within 4ft) | WLDFR | HFTD - Distribution - Tier 3 - 5QU CoRE ¦ 1QU LoRE | Non-Red Flag Warning - Destructive Fires | Vegetation Contact | Branch (Not overhanging, within 4ft) | 2027 | 1.7287e-10 | 1430.0123 | 2.4721e-07 | 2027 | Mitigation | 0.9 | 30 | 0 | esc | 0.065589 | 1.1338e-11 | 0.069256 | 1.1972e-11 | 0.066806 | 1.1549e-11 | 0.063625 | 1.0999e-11
[120 empty] | 7.3.5.15 Identification and remediation of “at-risk species”WLDFRVegetation ContactBranch (Not overhanging, within 4ft) | WLDFR | HFTD - Distribution - Tier 3 - 5QU CoRE ¦ 1QU LoRE | Non-Red Flag Warning - Destructive Fires | Vegetation Contact | Branch (Not overhanging, within 4ft) | 2028 | 1.7287e-10 | 1430.0123 | 2.4721e-07 | 2028 | Mitigation | 0.9 | 30 | 0 | esc | 0.065589 | 1.1338e-11 | 0.069256 | 1.1972e-11 | 0.066806 | 1.1549e-11 | 0.063625 | 1.0999e-11
[120 empty] | 7.3.5.15 Identification and remediation of “at-risk species”WLDFRVegetation ContactBranch (Not overhanging, within 4ft) | WLDFR | HFTD - Distribution - Tier 3 - 5QU CoRE ¦ 1QU LoRE | Non-Red Flag Warning - Destructive Fires | Vegetation Contact | Branch (Not overhanging, within 4ft) | 2029 | 1.7287e-10 | 1430.0123 | 2.4721e-07 | 2029 | Mitigation | 0.9 | 30 | 0 | esc | 0.065589 | 1.1338e-11 | 0.069256 | 1.1972e-11 | 0.066806 | 1.1549e-11 | 0.063625 | 1.0999e-11
[120 empty] | 7.3.5.15 Identification and remediation of “at-risk species”WLDFRVegetation ContactBranch (Not overhanging, within 4ft) | WLDFR | HFTD - Distribution - Tier 3 - 5QU CoRE ¦ 1QU LoRE | Non-Red Flag Warning - Destructive Fires | Vegetation Contact | Branch (Not overhanging, within 4ft) | 2030 | 1.7287e-10 | 1430.0123 | 2.4721e-07 | 2030 | Mitigation | 0.9 | 30 | 0 | esc | 0.065589 | 1.1338e-11 | 0.069256 | 1.1972e-11 | 0.066806 | 1.1549e-11 | 0.063625 | 1.0999e-11
[120 empty] | 7.3.5.15 Identification and remediation of “at-risk species”WLDFRVegetation ContactBranch (Not overhanging, within 4ft) | WLDFR | HFTD - Distribution - Tier 3 - 5QU CoRE ¦ 1QU LoRE | Non-Red Flag Warning - Destructive Fires | Vegetation Contact | Branch (Not overhanging, within 4ft) | 2031 | 1.7287e-10 | 1430.0123 | 2.4721e-07 | 2031 | Mitigation | 0.9 | 30 | 0 | esc | 0.065589 | 1.1338e-11 | 0.069256 | 1.1972e-11 | 0.066806 | 1.1549e-11 | 0.063625 | 1.0999e-11
[120 empty] | 7.3.5.15 Identification and remediation of “at-risk species”WLDFRVegetation ContactBranch (Not overhanging, within 4ft) | WLDFR | HFTD - Distribution - Tier 3 - 5QU CoRE ¦ 1QU LoRE | Non-Red Flag Warning - Destructive Fires | Vegetation Contact | Branch (Not overhanging, within 4ft) | 2032 | 1.7287e-10 | 1430.0123 | 2.4721e-07 | 2032 | Mitigation | 0.9 | 30 | 0 | esc | 0.065589 | 1.1338e-11 | 0.069256 | 1.1972e-11 | 0.066806 | 1.1549e-11 | 0.063625 | 1.0999e-11
[120 empty] | 7.3.5.15 Identification and remediation of “at-risk species”WLDFRVegetation ContactBranch (Not overhanging, within 4ft) | WLDFR | HFTD - Distribution - Tier 3 - 5QU CoRE ¦ 1QU LoRE | Non-Red Flag Warning - Destructive Fires | Vegetation Contact | Branch (Not overhanging, within 4ft) | 2033 | 1.7287e-10 | 1430.0123 | 2.4721e-07 | 2033 | Mitigation | 0.9 | 30 | 0 | esc | 0.065589 | 1.1338e-11 | 0.069256 | 1.1972e-11 | 0.066806 | 1.1549e-11 | 0.063625 | 1.0999e-11
[120 empty] | 7.3.5.15 Identification and remediation of “at-risk species”WLDFRVegetation ContactBranch (Not overhanging, within 4ft) | WLDFR | HFTD - Distribution - Tier 3 - 5QU CoRE ¦ 1QU LoRE | Non-Red Flag Warning - Destructive Fires | Vegetation Contact | Branch (Not overhanging, within 4ft) | 2034 | 1.7287e-10 | 1430.0123 | 2.4721e-07 | 2034 | Mitigation | 0.9 | 30 | 0 | esc | 0.065589 | 1.1338e-11 | 0.069256 | 1.1972e-11 | 0.066806 | 1.1549e-11 | 0.063625 | 1.0999e-11
[120 empty] | 7.3.5.15 Identification and remediation of “at-risk species”WLDFRVegetation ContactBranch (Not overhanging, within 4ft) | WLDFR | HFTD - Distribution - Tier 3 - 5QU CoRE ¦ 1QU LoRE | Non-Red Flag Warning - Destructive Fires | Vegetation Contact | Branch (Not overhanging, within 4ft) | 2035 | 1.7287e-10 | 1430.0123 | 2.4721e-07 | 2035 | Mitigation | 0.9 | 30 | 0 | esc | 0.065589 | 1.1338e-11 | 0.069256 | 1.1972e-11 | 0.066806 | 1.1549e-11 | 0.063625 | 1.0999e-11
[120 empty] | 7.3.5.15 Identification and remediation of “at-risk species”WLDFRVegetation ContactBranch (Not overhanging, within 4ft) | WLDFR | HFTD - Distribution - Tier 3 - 5QU CoRE ¦ 1QU LoRE | Non-Red Flag Warning - Destructive Fires | Vegetation Contact | Branch (Not overhanging, within 4ft) | 2036 | 1.7287e-10 | 1430.0123 | 2.4721e-07 | 2036 | Mitigation | 0.9 | 30 | 0 | esc | 0.065589 | 1.1338e-11 | 0.069256 | 1.1972e-11 | 0.066806 | 1.1549e-11 | 0.063625 | 1.0999e-11
[120 empty] | 7.3.5.15 Identification and remediation of “at-risk species”WLDFRVegetation ContactBranch (Not overhanging, within 4ft) | WLDFR | HFTD - Distribution - Tier 3 - 5QU CoRE ¦ 1QU LoRE | Non-Red Flag Warning - Destructive Fires | Vegetation Contact | Branch (Not overhanging, within 4ft) | 2037 | 1.7287e-10 | 1430.0123 | 2.4721e-07 | 2037 | Mitigation | 0.9 | 30 | 0 | esc | 0.065589 | 1.1338e-11 | 0.069256 | 1.1972e-11 | 0.066806 | 1.1549e-11 | 0.063625 | 1.0999e-11
[120 empty] | 7.3.5.15 Identification and remediation of “at-risk species”WLDFRVegetation ContactBranch (Not overhanging, within 4ft) | WLDFR | HFTD - Distribution - Tier 3 - 5QU CoRE ¦ 1QU LoRE | Non-Red Flag Warning - Destructive Fires | Vegetation Contact | Branch (Not overhanging, within 4ft) | 2038 | 1.7287e-10 | 1430.0123 | 2.4721e-07 | 2038 | Mitigation | 0.9 | 30 | 0 | esc | 0.065589 | 1.1338e-11 | 0.069256 | 1.1972e-11 | 0.066806 | 1.1549e-11 | 0.063625 | 1.0999e-11
[120 empty] | 7.3.5.15 Identification and remediation of “at-risk species”WLDFRVegetation ContactBranch (Not overhanging, within 4ft) | WLDFR | HFTD - Distribution - Tier 3 - 5QU CoRE ¦ 1QU LoRE | Non-Red Flag Warning - Destructive Fires | Vegetation Contact | Branch (Not overhanging, within 4ft) | 2039 | 1.7287e-10 | 1430.0123 | 2.4721e-07 | 2039 | Mitigation | 0.9 | 30 | 0 | esc | 0.065589 | 1.1338e-11 | 0.069256 | 1.1972e-11 | 0.066806 | 1.1549e-11 | 0.063625 | 1.0999e-11
[120 empty] | 7.3.5.15 Identification and remediation of “at-risk species”WLDFRVegetation ContactBranch (Not overhanging, within 4ft) | WLDFR | HFTD - Distribution - Tier 3 - 5QU CoRE ¦ 1QU LoRE | Non-Red Flag Warning - Destructive Fires | Vegetation Contact | Branch (Not overhanging, within 4ft) | 2040 | 1.7287e-10 | 1430.0123 | 2.4721e-07 | 2040 | Mitigation | 0.9 | 30 | 0 | esc | 0.065589 | 1.1338e-11 | 0.069256 | 1.1972e-11 | 0.066806 | 1.1549e-11 | 0.063625 | 1.0999e-11
[120 empty] | 7.3.5.15 Identification and remediation of “at-risk species”WLDFRVegetation ContactBranch (Not overhanging, within 4ft) | WLDFR | HFTD - Distribution - Tier 3 - 5QU CoRE ¦ 1QU LoRE | Non-Red Flag Warning - Destructive Fires | Vegetation Contact | Branch (Not overhanging, within 4ft) | 2041 | 1.7287e-10 | 1430.0123 | 2.4721e-07 | 2041 | Mitigation | 0.9 | 30 | 0 | esc | 0.065589 | 1.1338e-11 | 0.069256 | 1.1972e-11 | 0.066806 | 1.1549e-11 | 0.063625 | 1.0999e-11
[120 empty] | 7.3.5.15 Identification and remediation of “at-risk species”WLDFRVegetation ContactBranch (Not overhanging, within 4ft) | WLDFR | HFTD - Distribution - Tier 3 - 5QU CoRE ¦ 1QU LoRE | Non-Red Flag Warning - Destructive Fires | Vegetation Contact | Branch (Not overhanging, within 4ft) | 2042 | 1.7287e-10 | 1430.0123 | 2.4721e-07 | 2042 | Mitigation | 0.9 | 30 | 0 | esc | 0.065589 | 1.1338e-11 | 0.069256 | 1.1972e-11 | 0.066806 | 1.1549e-11 | 0.063625 | 1.0999e-11
[120 empty] | 7.3.5.15 Identification and remediation of “at-risk species”WLDFRVegetation ContactBranch (Not overhanging, within 4ft) | WLDFR | HFTD - Distribution - Tier 3 - 5QU CoRE ¦ 1QU LoRE | Non-Red Flag Warning - Destructive Fires | Vegetation Contact | Branch (Not overhanging, within 4ft) | 2043 | 1.7287e-10 | 1430.0123 | 2.4721e-07 | 2043 | Mitigation | 0.9 | 30 | 0 | esc | 0.065589 | 1.1338e-11 | 0.069256 | 1.1972e-11 | 0.066806 | 1.1549e-11 | 0.063625 | 1.0999e-11
[120 empty] | 7.3.5.15 Identification and remediation of “at-risk species”WLDFRVegetation ContactBranch (Not overhanging, within 4ft) | WLDFR | HFTD - Distribution - Tier 3 - 5QU CoRE ¦ 1QU LoRE | Non-Red Flag Warning - Destructive Fires | Vegetation Contact | Branch (Not overhanging, within 4ft) | 2044 | 1.7287e-10 | 1430.0123 | 2.4721e-07 | 2044 | Mitigation | 0.9 | 30 | 0 | esc | 0.065589 | 1.1338e-11 | 0.069256 | 1.1972e-11 | 0.066806 | 1.1549e-11 | 0.063625 | 1.0999e-11
[120 empty] | 7.3.5.15 Identification and remediation of “at-risk species”WLDFRVegetation ContactBranch (Not overhanging, within 4ft) | WLDFR | HFTD - Distribution - Tier 3 - 5QU CoRE ¦ 1QU LoRE | Non-Red Flag Warning - Destructive Fires | Vegetation Contact | Branch (Not overhanging, within 4ft) | 2045 | 1.7287e-10 | 1430.0123 | 2.4721e-07 | 2045 | Mitigation | 0.9 | 30 | 0 | esc | 0.065589 | 1.1338e-11 | 0.069256 | 1.1972e-11 | 0.066806 | 1.1549e-11 | 0.063625 | 1.0999e-11
[120 empty] | 7.3.5.15 Identification and remediation of “at-risk species”WLDFRVegetation ContactBranch (Not overhanging, within 4ft) | WLDFR | HFTD - Distribution - Tier 3 - 5QU CoRE ¦ 1QU LoRE | Non-Red Flag Warning - Destructive Fires | Vegetation Contact | Branch (Not overhanging, within 4ft) | 2046 | 1.7287e-10 | 1430.0123 | 2.4721e-07 | 2046 | Mitigation | 0.9 | 30 | 0 | esc | 0.065589 | 1.1338e-11 | 0.069256 | 1.1972e-11 | 0.066806 | 1.1549e-11 | 0.063625 | 1.0999e-11
[120 empty] | 7.3.5.15 Identification and remediation of “at-risk species”WLDFRVegetation ContactBranch (Not overhanging, within 4ft) | WLDFR | HFTD - Distribution - Tier 3 - 5QU CoRE ¦ 1QU LoRE | Non-Red Flag Warning - Destructive Fires | Vegetation Contact | Branch (Not overhanging, within 4ft) | 2047 | 1.7287e-10 | 1430.0123 | 2.4721e-07 | 2047 | Mitigation | 0.9 | 30 | 0 | esc | 0.065589 | 1.1338e-11 | 0.069256 | 1.1972e-11 | 0.066806 | 1.1549e-11 | 0.063625 | 1.0999e-11
[120 empty] | 7.3.5.15 Identification and remediation of “at-risk species”WLDFRVegetation ContactBranch (Not overhanging, within 4ft) | WLDFR | HFTD - Distribution - Tier 3 - 5QU CoRE ¦ 1QU LoRE | Non-Red Flag Warning - Destructive Fires | Vegetation Contact | Branch (Not overhanging, within 4ft) | 2048 | 1.7287e-10 | 1430.0123 | 2.4721e-07 | 2048 | Mitigation | 0.9 | 30 | 0 | esc | 0.065589 | 1.1338e-11 | 0.069256 | 1.1972e-11 | 0.066806 | 1.1549e-11 | 0.063625 | 1.0999e-11
[120 empty] | 7.3.5.15 Identification and remediation of “at-risk species”WLDFRVegetation ContactBranch (Not overhanging, within 4ft) | WLDFR | HFTD - Distribution - Tier 3 - 5QU CoRE ¦ 1QU LoRE | Non-Red Flag Warning - Destructive Fires | Vegetation Contact | Branch (Not overhanging, within 4ft) | 2049 | 1.7287e-10 | 1430.0123 | 2.4721e-07 | 2049 | Mitigation | 0.9 | 30 | 0 | esc | 0.065589 | 1.1338e-11 | 0.069256 | 1.1972e-11 | 0.066806 | 1.1549e-11 | 0.063625 | 1.0999e-11
[120 empty] | 7.3.5.15 Identification and remediation of “at-risk species”WLDFRVegetation ContactBranch (Not overhanging, within 4ft) | WLDFR | HFTD - Distribution - Tier 3 - 5QU CoRE ¦ 1QU LoRE | Non-Red Flag Warning - Destructive Fires | Vegetation Contact | Branch (Not overhanging, within 4ft) | 2050 | 1.7287e-10 | 1430.0123 | 2.4721e-07 | 2050 | Mitigation | 0.9 | 30 | 0 | esc | 0 | 0 | 0.069256 | 1.1972e-11 | 0.066806 | 1.1549e-11 | 0.063625 | 1.0999e-11
[120 empty] | 7.3.5.15 Identification and remediation of “at-risk species”WLDFRVegetation ContactBranch (Not overhanging, within 4ft) | WLDFR | HFTD - Distribution - Tier 3 - 5QU CoRE ¦ 1QU LoRE | Non-Red Flag Warning - Destructive Fires | Vegetation Contact | Branch (Not overhanging, within 4ft) | 2051 | 1.7287e-10 | 1430.0123 | 2.4721e-07 | 2051 | Mitigation | 0.9 | 30 | 0 | esc | 0 | 0 | 0 | 0 | 0.066806 | 1.1549e-11 | 0.063625 | 1.0999e-11
[120 empty] | 7.3.5.15 Identification and remediation of “at-risk species”WLDFRVegetation ContactBranch (Not overhanging, within 4ft) | WLDFR | HFTD - Distribution - Tier 3 - 5QU CoRE ¦ 1QU LoRE | Non-Red Flag Warning - Destructive Fires | Vegetation Contact | Branch (Not overhanging, within 4ft) | 2052 | 1.7287e-10 | 1430.0123 | 2.4721e-07 | 2052 | Mitigation | 0.9 | 30 | 0 | esc | 0 | 0 | 0 | 0 | 0 | 0 | 0.063625 | 1.0999e-11
[120 empty] | 7.3.5.15 Identification and remediation of “at-risk species”WLDFRVegetation ContactBranch (OverHanging) | WLDFR | HFTD - Distribution - Tier 3 - 5QU CoRE ¦ 1QU LoRE | Non-Red Flag Warning - Destructive Fires | Vegetation Contact | Branch (OverHanging) | 2022 | 7.6953e-09 | 1430.0123 | 1.1004e-05 | 2022 | Mitigation | 0.9 | 30 | 0 | esc | 0.065589 | 5.0473e-10 | 0.069256 | 5.3294e-10 | 0.066806 | 5.1409e-10 | 0 | 0
[120 empty] | 7.3.5.15 Identification and remediation of “at-risk species”WLDFRVegetation ContactBranch (OverHanging) | WLDFR | HFTD - Distribution - Tier 3 - 5QU CoRE ¦ 1QU LoRE | Non-Red Flag Warning - Destructive Fires | Vegetation Contact | Branch (OverHanging) | 2023 | 7.6953e-09 | 1430.0123 | 1.1004e-05 | 2023 | Mitigation | 0.9 | 30 | 0 | esc | 0.065589 | 5.0473e-10 | 0.069256 | 5.3294e-10 | 0.066806 | 5.1409e-10 | 0.063625 | 4.8961e-10
[120 empty] | 7.3.5.15 Identification and remediation of “at-risk species”WLDFRVegetation ContactBranch (OverHanging) | WLDFR | HFTD - Distribution - Tier 3 - 5QU CoRE ¦ 1QU LoRE | Non-Red Flag Warning - Destructive Fires | Vegetation Contact | Branch (OverHanging) | 2024 | 7.6953e-09 | 1430.0123 | 1.1004e-05 | 2024 | Mitigation | 0.9 | 30 | 0 | esc | 0.065589 | 5.0473e-10 | 0.069256 | 5.3294e-10 | 0.066806 | 5.1409e-10 | 0.063625 | 4.8961e-10
[120 empty] | 7.3.5.15 Identification and remediation of “at-risk species”WLDFRVegetation ContactBranch (OverHanging) | WLDFR | HFTD - Distribution - Tier 3 - 5QU CoRE ¦ 1QU LoRE | Non-Red Flag Warning - Destructive Fires | Vegetation Contact | Branch (OverHanging) | 2025 | 7.6953e-09 | 1430.0123 | 1.1004e-05 | 2025 | Mitigation | 0.9 | 30 | 0 | esc | 0.065589 | 5.0473e-10 | 0.069256 | 5.3294e-10 | 0.066806 | 5.1409e-10 | 0.063625 | 4.8961e-10
[120 empty] | 7.3.5.15 Identification and remediation of “at-risk species”WLDFRVegetation ContactBranch (OverHanging) | WLDFR | HFTD - Distribution - Tier 3 - 5QU CoRE ¦ 1QU LoRE | Non-Red Flag Warning - Destructive Fires | Vegetation Contact | Branch (OverHanging) | 2026 | 7.6953e-09 | 1430.0123 | 1.1004e-05 | 2026 | Mitigation | 0.9 | 30 | 0 | esc | 0.065589 | 5.0473e-10 | 0.069256 | 5.3294e-10 | 0.066806 | 5.1409e-10 | 0.063625 | 4.8961e-10
[120 empty] | 7.3.5.15 Identification and remediation of “at-risk species”WLDFRVegetation ContactBranch (OverHanging) | WLDFR | HFTD - Distribution - Tier 3 - 5QU CoRE ¦ 1QU LoRE | Non-Red Flag Warning - Destructive Fires | Vegetation Contact | Branch (OverHanging) | 2027 | 7.6953e-09 | 1430.0123 | 1.1004e-05 | 2027 | Mitigation | 0.9 | 30 | 0 | esc | 0.065589 | 5.0473e-10 | 0.069256 | 5.3294e-10 | 0.066806 | 5.1409e-10 | 0.063625 | 4.8961e-10
[120 empty] | 7.3.5.15 Identification and remediation of “at-risk species”WLDFRVegetation ContactBranch (OverHanging) | WLDFR | HFTD - Distribution - Tier 3 - 5QU CoRE ¦ 1QU LoRE | Non-Red Flag Warning - Destructive Fires | Vegetation Contact | Branch (OverHanging) | 2028 | 7.6953e-09 | 1430.0123 | 1.1004e-05 | 2028 | Mitigation | 0.9 | 30 | 0 | esc | 0.065589 | 5.0473e-10 | 0.069256 | 5.3294e-10 | 0.066806 | 5.1409e-10 | 0.063625 | 4.8961e-10
[120 empty] | 7.3.5.15 Identification and remediation of “at-risk species”WLDFRVegetation ContactBranch (OverHanging) | WLDFR | HFTD - Distribution - Tier 3 - 5QU CoRE ¦ 1QU LoRE | Non-Red Flag Warning - Destructive Fires | Vegetation Contact | Branch (OverHanging) | 2029 | 7.6953e-09 | 1430.0123 | 1.1004e-05 | 2029 | Mitigation | 0.9 | 30 | 0 | esc | 0.065589 | 5.0473e-10 | 0.069256 | 5.3294e-10 | 0.066806 | 5.1409e-10 | 0.063625 | 4.8961e-10
[120 empty] | 7.3.5.15 Identification and remediation of “at-risk species”WLDFRVegetation ContactBranch (OverHanging) | WLDFR | HFTD - Distribution - Tier 3 - 5QU CoRE ¦ 1QU LoRE | Non-Red Flag Warning - Destructive Fires | Vegetation Contact | Branch (OverHanging) | 2030 | 7.6953e-09 | 1430.0123 | 1.1004e-05 | 2030 | Mitigation | 0.9 | 30 | 0 | esc | 0.065589 | 5.0473e-10 | 0.069256 | 5.3294e-10 | 0.066806 | 5.1409e-10 | 0.063625 | 4.8961e-10
[120 empty] | 7.3.5.15 Identification and remediation of “at-risk species”WLDFRVegetation ContactBranch (OverHanging) | WLDFR | HFTD - Distribution - Tier 3 - 5QU CoRE ¦ 1QU LoRE | Non-Red Flag Warning - Destructive Fires | Vegetation Contact | Branch (OverHanging) | 2031 | 7.6953e-09 | 1430.0123 | 1.1004e-05 | 2031 | Mitigation | 0.9 | 30 | 0 | esc | 0.065589 | 5.0473e-10 | 0.069256 | 5.3294e-10 | 0.066806 | 5.1409e-10 | 0.063625 | 4.8961e-10
[120 empty] | 7.3.5.15 Identification and remediation of “at-risk species”WLDFRVegetation ContactBranch (OverHanging) | WLDFR | HFTD - Distribution - Tier 3 - 5QU CoRE ¦ 1QU LoRE | Non-Red Flag Warning - Destructive Fires | Vegetation Contact | Branch (OverHanging) | 2032 | 7.6953e-09 | 1430.0123 | 1.1004e-05 | 2032 | Mitigation | 0.9 | 30 | 0 | esc | 0.065589 | 5.0473e-10 | 0.069256 | 5.3294e-10 | 0.066806 | 5.1409e-10 | 0.063625 | 4.8961e-10
[120 empty] | 7.3.5.15 Identification and remediation of “at-risk species”WLDFRVegetation ContactBranch (OverHanging) | WLDFR | HFTD - Distribution - Tier 3 - 5QU CoRE ¦ 1QU LoRE | Non-Red Flag Warning - Destructive Fires | Vegetation Contact | Branch (OverHanging) | 2033 | 7.6953e-09 | 1430.0123 | 1.1004e-05 | 2033 | Mitigation | 0.9 | 30 | 0 | esc | 0.065589 | 5.0473e-10 | 0.069256 | 5.3294e-10 | 0.066806 | 5.1409e-10 | 0.063625 | 4.8961e-10
[120 empty] | 7.3.5.15 Identification and remediation of “at-risk species”WLDFRVegetation ContactBranch (OverHanging) | WLDFR | HFTD - Distribution - Tier 3 - 5QU CoRE ¦ 1QU LoRE | Non-Red Flag Warning - Destructive Fires | Vegetation Contact | Branch (OverHanging) | 2034 | 7.6953e-09 | 1430.0123 | 1.1004e-05 | 2034 | Mitigation | 0.9 | 30 | 0 | esc | 0.065589 | 5.0473e-10 | 0.069256 | 5.3294e-10 | 0.066806 | 5.1409e-10 | 0.063625 | 4.8961e-10
[120 empty] | 7.3.5.15 Identification and remediation of “at-risk species”WLDFRVegetation ContactBranch (OverHanging) | WLDFR | HFTD - Distribution - Tier 3 - 5QU CoRE ¦ 1QU LoRE | Non-Red Flag Warning - Destructive Fires | Vegetation Contact | Branch (OverHanging) | 2035 | 7.6953e-09 | 1430.0123 | 1.1004e-05 | 2035 | Mitigation | 0.9 | 30 | 0 | esc | 0.065589 | 5.0473e-10 | 0.069256 | 5.3294e-10 | 0.066806 | 5.1409e-10 | 0.063625 | 4.8961e-10
[120 empty] | 7.3.5.15 Identification and remediation of “at-risk species”WLDFRVegetation ContactBranch (OverHanging) | WLDFR | HFTD - Distribution - Tier 3 - 5QU CoRE ¦ 1QU LoRE | Non-Red Flag Warning - Destructive Fires | Vegetation Contact | Branch (OverHanging) | 2036 | 7.6953e-09 | 1430.0123 | 1.1004e-05 | 2036 | Mitigation | 0.9 | 30 | 0 | esc | 0.065589 | 5.0473e-10 | 0.069256 | 5.3294e-10 | 0.066806 | 5.1409e-10 | 0.063625 | 4.8961e-10
[120 empty] | 7.3.5.15 Identification and remediation of “at-risk species”WLDFRVegetation ContactBranch (OverHanging) | WLDFR | HFTD - Distribution - Tier 3 - 5QU CoRE ¦ 1QU LoRE | Non-Red Flag Warning - Destructive Fires | Vegetation Contact | Branch (OverHanging) | 2037 | 7.6953e-09 | 1430.0123 | 1.1004e-05 | 2037 | Mitigation | 0.9 | 30 | 0 | esc | 0.065589 | 5.0473e-10 | 0.069256 | 5.3294e-10 | 0.066806 | 5.1409e-10 | 0.063625 | 4.8961e-10
[120 empty] | 7.3.5.15 Identification and remediation of “at-risk species”WLDFRVegetation ContactBranch (OverHanging) | WLDFR | HFTD - Distribution - Tier 3 - 5QU CoRE ¦ 1QU LoRE | Non-Red Flag Warning - Destructive Fires | Vegetation Contact | Branch (OverHanging) | 2038 | 7.6953e-09 | 1430.0123 | 1.1004e-05 | 2038 | Mitigation | 0.9 | 30 | 0 | esc | 0.065589 | 5.0473e-10 | 0.069256 | 5.3294e-10 | 0.066806 | 5.1409e-10 | 0.063625 | 4.8961e-10
[120 empty] | 7.3.5.15 Identification and remediation of “at-risk species”WLDFRVegetation ContactBranch (OverHanging) | WLDFR | HFTD - Distribution - Tier 3 - 5QU CoRE ¦ 1QU LoRE | Non-Red Flag Warning - Destructive Fires | Vegetation Contact | Branch (OverHanging) | 2039 | 7.6953e-09 | 1430.0123 | 1.1004e-05 | 2039 | Mitigation | 0.9 | 30 | 0 | esc | 0.065589 | 5.0473e-10 | 0.069256 | 5.3294e-10 | 0.066806 | 5.1409e-10 | 0.063625 | 4.8961e-10
[120 empty] | 7.3.5.15 Identification and remediation of “at-risk species”WLDFRVegetation ContactBranch (OverHanging) | WLDFR | HFTD - Distribution - Tier 3 - 5QU CoRE ¦ 1QU LoRE | Non-Red Flag Warning - Destructive Fires | Vegetation Contact | Branch (OverHanging) | 2040 | 7.6953e-09 | 1430.0123 | 1.1004e-05 | 2040 | Mitigation | 0.9 | 30 | 0 | esc | 0.065589 | 5.0473e-10 | 0.069256 | 5.3294e-10 | 0.066806 | 5.1409e-10 | 0.063625 | 4.8961e-10
[120 empty] | 7.3.5.15 Identification and remediation of “at-risk species”WLDFRVegetation ContactBranch (OverHanging) | WLDFR | HFTD - Distribution - Tier 3 - 5QU CoRE ¦ 1QU LoRE | Non-Red Flag Warning - Destructive Fires | Vegetation Contact | Branch (OverHanging) | 2041 | 7.6953e-09 | 1430.0123 | 1.1004e-05 | 2041 | Mitigation | 0.9 | 30 | 0 | esc | 0.065589 | 5.0473e-10 | 0.069256 | 5.3294e-10 | 0.066806 | 5.1409e-10 | 0.063625 | 4.8961e-10
[120 empty] | 7.3.5.15 Identification and remediation of “at-risk species”WLDFRVegetation ContactBranch (OverHanging) | WLDFR | HFTD - Distribution - Tier 3 - 5QU CoRE ¦ 1QU LoRE | Non-Red Flag Warning - Destructive Fires | Vegetation Contact | Branch (OverHanging) | 2042 | 7.6953e-09 | 1430.0123 | 1.1004e-05 | 2042 | Mitigation | 0.9 | 30 | 0 | esc | 0.065589 | 5.0473e-10 | 0.069256 | 5.3294e-10 | 0.066806 | 5.1409e-10 | 0.063625 | 4.8961e-10
[120 empty] | 7.3.5.15 Identification and remediation of “at-risk species”WLDFRVegetation ContactBranch (OverHanging) | WLDFR | HFTD - Distribution - Tier 3 - 5QU CoRE ¦ 1QU LoRE | Non-Red Flag Warning - Destructive Fires | Vegetation Contact | Branch (OverHanging) | 2043 | 7.6953e-09 | 1430.0123 | 1.1004e-05 | 2043 | Mitigation | 0.9 | 30 | 0 | esc | 0.065589 | 5.0473e-10 | 0.069256 | 5.3294e-10 | 0.066806 | 5.1409e-10 | 0.063625 | 4.8961e-10
[120 empty] | 7.3.5.15 Identification and remediation of “at-risk species”WLDFRVegetation ContactBranch (OverHanging) | WLDFR | HFTD - Distribution - Tier 3 - 5QU CoRE ¦ 1QU LoRE | Non-Red Flag Warning - Destructive Fires | Vegetation Contact | Branch (OverHanging) | 2044 | 7.6953e-09 | 1430.0123 | 1.1004e-05 | 2044 | Mitigation | 0.9 | 30 | 0 | esc | 0.065589 | 5.0473e-10 | 0.069256 | 5.3294e-10 | 0.066806 | 5.1409e-10 | 0.063625 | 4.8961e-10
[120 empty] | 7.3.5.15 Identification and remediation of “at-risk species”WLDFRVegetation ContactBranch (OverHanging) | WLDFR | HFTD - Distribution - Tier 3 - 5QU CoRE ¦ 1QU LoRE | Non-Red Flag Warning - Destructive Fires | Vegetation Contact | Branch (OverHanging) | 2045 | 7.6953e-09 | 1430.0123 | 1.1004e-05 | 2045 | Mitigation | 0.9 | 30 | 0 | esc | 0.065589 | 5.0473e-10 | 0.069256 | 5.3294e-10 | 0.066806 | 5.1409e-10 | 0.063625 | 4.8961e-10
[120 empty] | 7.3.5.15 Identification and remediation of “at-risk species”WLDFRVegetation ContactBranch (OverHanging) | WLDFR | HFTD - Distribution - Tier 3 - 5QU CoRE ¦ 1QU LoRE | Non-Red Flag Warning - Destructive Fires | Vegetation Contact | Branch (OverHanging) | 2046 | 7.6953e-09 | 1430.0123 | 1.1004e-05 | 2046 | Mitigation | 0.9 | 30 | 0 | esc | 0.065589 | 5.0473e-10 | 0.069256 | 5.3294e-10 | 0.066806 | 5.1409e-10 | 0.063625 | 4.8961e-10
[120 empty] | 7.3.5.15 Identification and remediation of “at-risk species”WLDFRVegetation ContactBranch (OverHanging) | WLDFR | HFTD - Distribution - Tier 3 - 5QU CoRE ¦ 1QU LoRE | Non-Red Flag Warning - Destructive Fires | Vegetation Contact | Branch (OverHanging) | 2047 | 7.6953e-09 | 1430.0123 | 1.1004e-05 | 2047 | Mitigation | 0.9 | 30 | 0 | esc | 0.065589 | 5.0473e-10 | 0.069256 | 5.3294e-10 | 0.066806 | 5.1409e-10 | 0.063625 | 4.8961e-10
[120 empty] | 7.3.5.15 Identification and remediation of “at-risk species”WLDFRVegetation ContactBranch (OverHanging) | WLDFR | HFTD - Distribution - Tier 3 - 5QU CoRE ¦ 1QU LoRE | Non-Red Flag Warning - Destructive Fires | Vegetation Contact | Branch (OverHanging) | 2048 | 7.6953e-09 | 1430.0123 | 1.1004e-05 | 2048 | Mitigation | 0.9 | 30 | 0 | esc | 0.065589 | 5.0473e-10 | 0.069256 | 5.3294e-10 | 0.066806 | 5.1409e-10 | 0.063625 | 4.8961e-10
[120 empty] | 7.3.5.15 Identification and remediation of “at-risk species”WLDFRVegetation ContactBranch (OverHanging) | WLDFR | HFTD - Distribution - Tier 3 - 5QU CoRE ¦ 1QU LoRE | Non-Red Flag Warning - Destructive Fires | Vegetation Contact | Branch (OverHanging) | 2049 | 7.6953e-09 | 1430.0123 | 1.1004e-05 | 2049 | Mitigation | 0.9 | 30 | 0 | esc | 0.065589 | 5.0473e-10 | 0.069256 | 5.3294e-10 | 0.066806 | 5.1409e-10 | 0.063625 | 4.8961e-10
[120 empty] | 7.3.5.15 Identification and remediation of “at-risk species”WLDFRVegetation ContactBranch (OverHanging) | WLDFR | HFTD - Distribution - Tier 3 - 5QU CoRE ¦ 1QU LoRE | Non-Red Flag Warning - Destructive Fires | Vegetation Contact | Branch (OverHanging) | 2050 | 7.6953e-09 | 1430.0123 | 1.1004e-05 | 2050 | Mitigation | 0.9 | 30 | 0 | esc | 0 | 0 | 0.069256 | 5.3294e-10 | 0.066806 | 5.1409e-10 | 0.063625 | 4.8961e-10
[120 empty] | 7.3.5.15 Identification and remediation of “at-risk species”WLDFRVegetation ContactBranch (OverHanging) | WLDFR | HFTD - Distribution - Tier 3 - 5QU CoRE ¦ 1QU LoRE | Non-Red Flag Warning - Destructive Fires | Vegetation Contact | Branch (OverHanging) | 2051 | 7.6953e-09 | 1430.0123 | 1.1004e-05 | 2051 | Mitigation | 0.9 | 30 | 0 | esc | 0 | 0 | 0 | 0 | 0.066806 | 5.1409e-10 | 0.063625 | 4.8961e-10
[120 empty] | 7.3.5.15 Identification and remediation of “at-risk species”WLDFRVegetation ContactBranch (OverHanging) | WLDFR | HFTD - Distribution - Tier 3 - 5QU CoRE ¦ 1QU LoRE | Non-Red Flag Warning - Destructive Fires | Vegetation Contact | Branch (OverHanging) | 2052 | 7.6953e-09 | 1430.0123 | 1.1004e-05 | 2052 | Mitigation | 0.9 | 30 | 0 | esc | 0 | 0 | 0 | 0 | 0 | 0 | 0.063625 | 4.8961e-10
[120 empty] | 7.3.5.15 Identification and remediation of “at-risk species”WLDFRVegetation ContactFell into (Moderate-Severe defect) | WLDFR | HFTD - Distribution - Tier 3 - 5QU CoRE ¦ 1QU LoRE | Non-Red Flag Warning - Destructive Fires | Vegetation Contact | Fell into (Moderate-Severe defect) | 2022 | 3.4387e-09 | 1430.0123 | 4.9173e-06 | 2022 | Mitigation | 0.95 | 1 | 0 | esc | 0 | 0 | 0 | 0 | 0.070518 | 2.4249e-10 | 0 | 0
[120 empty] | 7.3.5.15 Identification and remediation of “at-risk species”WLDFRVegetation ContactFell into (Moderate-Severe defect) | WLDFR | HFTD - Distribution - Tier 3 - 5QU CoRE ¦ 1QU LoRE | Non-Red Flag Warning - Destructive Fires | Vegetation Contact | Fell into (Moderate-Severe defect) | 2023 | 3.4387e-09 | 1430.0123 | 4.9173e-06 | 2023 | Mitigation | 0.95 | 1 | 0 | esc | 0 | 0 | 0 | 0 | 0 | 0 | 0.06716 | 2.3094e-10
[120 empty] | 7.3.5.15 Identification and remediation of “at-risk species”WLDFRVegetation ContactFell into (slight defect) | WLDFR | HFTD - Distribution - Tier 3 - 5QU CoRE ¦ 1QU LoRE | Non-Red Flag Warning - Destructive Fires | Vegetation Contact | Fell into (slight defect) | 2022 | 4.4344e-09 | 1430.0123 | 6.3412e-06 | 2022 | Mitigation | 0.5 | 1 | 0 | esc | 0 | 0 | 0 | 0 | 0.037115 | 1.6458e-10 | 0 | 0
[120 empty] | 7.3.5.15 Identification and remediation of “at-risk species”WLDFRVegetation ContactFell into (slight defect) | WLDFR | HFTD - Distribution - Tier 3 - 5QU CoRE ¦ 1QU LoRE | Non-Red Flag Warning - Destructive Fires | Vegetation Contact | Fell into (slight defect) | 2023 | 4.4344e-09 | 1430.0123 | 6.3412e-06 | 2023 | Mitigation | 0.5 | 1 | 0 | esc | 0 | 0 | 0 | 0 | 0 | 0 | 0.035347 | 1.5674e-10
[120 empty] | 7.3.5.15 Identification and remediation of “at-risk species”WLDFRVegetation ContactGrow Into | WLDFR | HFTD - Distribution - Tier 3 - 5QU CoRE ¦ 1QU LoRE | Non-Red Flag Warning - Destructive Fires | Vegetation Contact | Grow Into | 2022 | 3.8395e-10 | 1430.0123 | 5.4905e-07 | 2022 | Mitigation | 0.5 | 1 | 0 | esc | 0 | 0 | 0 | 0 | 0.037115 | 1.425e-11 | 0 | 0
[120 empty] | 7.3.5.15 Identification and remediation of “at-risk species”WLDFRVegetation ContactGrow Into | WLDFR | HFTD - Distribution - Tier 3 - 5QU CoRE ¦ 1QU LoRE | Non-Red Flag Warning - Destructive Fires | Vegetation Contact | Grow Into | 2023 | 3.8395e-10 | 1430.0123 | 5.4905e-07 | 2023 | Mitigation | 0.5 | 1 | 0 | esc | 0 | 0 | 0 | 0 | 0 | 0 | 0.035347 | 1.3571e-11
[120 empty] | 7.3.5.15 Identification and remediation of “at-risk species”WLDFRVegetation ContactBranch (Not overhanging, 4-12ft) | WLDFR | HFTD - Distribution - Tier 3 - 5QU CoRE ¦ 1QU LoRE | Non-Red Flag Warning - Large Fires | Vegetation Contact | Branch (Not overhanging, 4-12ft) | 2022 | 6.5029e-08 | 1430.0123 | 9.2992e-05 | 2022 | Mitigation | 0.5 | 30 | 0 | esc | 0.036438 | 2.3695e-09 | 0.038476 | 2.502e-09 | 0.037115 | 2.4135e-09 | 0 | 0
[120 empty] | 7.3.5.15 Identification and remediation of “at-risk species”WLDFRVegetation ContactBranch (Not overhanging, 4-12ft) | WLDFR | HFTD - Distribution - Tier 3 - 5QU CoRE ¦ 1QU LoRE | Non-Red Flag Warning - Large Fires | Vegetation Contact | Branch (Not overhanging, 4-12ft) | 2023 | 6.5029e-08 | 1430.0123 | 9.2992e-05 | 2023 | Mitigation | 0.5 | 30 | 0 | esc | 0.036438 | 2.3695e-09 | 0.038476 | 2.502e-09 | 0.037115 | 2.4135e-09 | 0.035347 | 2.2986e-09
[120 empty] | 7.3.5.15 Identification and remediation of “at-risk species”WLDFRVegetation ContactBranch (Not overhanging, 4-12ft) | WLDFR | HFTD - Distribution - Tier 3 - 5QU CoRE ¦ 1QU LoRE | Non-Red Flag Warning - Large Fires | Vegetation Contact | Branch (Not overhanging, 4-12ft) | 2024 | 6.5029e-08 | 1430.0123 | 9.2992e-05 | 2024 | Mitigation | 0.5 | 30 | 0 | esc | 0.036438 | 2.3695e-09 | 0.038476 | 2.502e-09 | 0.037115 | 2.4135e-09 | 0.035347 | 2.2986e-09
[120 empty] | 7.3.5.15 Identification and remediation of “at-risk species”WLDFRVegetation ContactBranch (Not overhanging, 4-12ft) | WLDFR | HFTD - Distribution - Tier 3 - 5QU CoRE ¦ 1QU LoRE | Non-Red Flag Warning - Large Fires | Vegetation Contact | Branch (Not overhanging, 4-12ft) | 2025 | 6.5029e-08 | 1430.0123 | 9.2992e-05 | 2025 | Mitigation | 0.5 | 30 | 0 | esc | 0.036438 | 2.3695e-09 | 0.038476 | 2.502e-09 | 0.037115 | 2.4135e-09 | 0.035347 | 2.2986e-09
[120 empty] | 7.3.5.15 Identification and remediation of “at-risk species”WLDFRVegetation ContactBranch (Not overhanging, 4-12ft) | WLDFR | HFTD - Distribution - Tier 3 - 5QU CoRE ¦ 1QU LoRE | Non-Red Flag Warning - Large Fires | Vegetation Contact | Branch (Not overhanging, 4-12ft) | 2026 | 6.5029e-08 | 1430.0123 | 9.2992e-05 | 2026 | Mitigation | 0.5 | 30 | 0 | esc | 0.036438 | 2.3695e-09 | 0.038476 | 2.502e-09 | 0.037115 | 2.4135e-09 | 0.035347 | 2.2986e-09
[120 empty] | 7.3.5.15 Identification and remediation of “at-risk species”WLDFRVegetation ContactBranch (Not overhanging, 4-12ft) | WLDFR | HFTD - Distribution - Tier 3 - 5QU CoRE ¦ 1QU LoRE | Non-Red Flag Warning - Large Fires | Vegetation Contact | Branch (Not overhanging, 4-12ft) | 2027 | 6.5029e-08 | 1430.0123 | 9.2992e-05 | 2027 | Mitigation | 0.5 | 30 | 0 | esc | 0.036438 | 2.3695e-09 | 0.038476 | 2.502e-09 | 0.037115 | 2.4135e-09 | 0.035347 | 2.2986e-09
[120 empty] | 7.3.5.15 Identification and remediation of “at-risk species”WLDFRVegetation ContactBranch (Not overhanging, 4-12ft) | WLDFR | HFTD - Distribution - Tier 3 - 5QU CoRE ¦ 1QU LoRE | Non-Red Flag Warning - Large Fires | Vegetation Contact | Branch (Not overhanging, 4-12ft) | 2028 | 6.5029e-08 | 1430.0123 | 9.2992e-05 | 2028 | Mitigation | 0.5 | 30 | 0 | esc | 0.036438 | 2.3695e-09 | 0.038476 | 2.502e-09 | 0.037115 | 2.4135e-09 | 0.035347 | 2.2986e-09
[120 empty] | 7.3.5.15 Identification and remediation of “at-risk species”WLDFRVegetation ContactBranch (Not overhanging, 4-12ft) | WLDFR | HFTD - Distribution - Tier 3 - 5QU CoRE ¦ 1QU LoRE | Non-Red Flag Warning - Large Fires | Vegetation Contact | Branch (Not overhanging, 4-12ft) | 2029 | 6.5029e-08 | 1430.0123 | 9.2992e-05 | 2029 | Mitigation | 0.5 | 30 | 0 | esc | 0.036438 | 2.3695e-09 | 0.038476 | 2.502e-09 | 0.037115 | 2.4135e-09 | 0.035347 | 2.2986e-09
[120 empty] | 7.3.5.15 Identification and remediation of “at-risk species”WLDFRVegetation ContactBranch (Not overhanging, 4-12ft) | WLDFR | HFTD - Distribution - Tier 3 - 5QU CoRE ¦ 1QU LoRE | Non-Red Flag Warning - Large Fires | Vegetation Contact | Branch (Not overhanging, 4-12ft) | 2030 | 6.5029e-08 | 1430.0123 | 9.2992e-05 | 2030 | Mitigation | 0.5 | 30 | 0 | esc | 0.036438 | 2.3695e-09 | 0.038476 | 2.502e-09 | 0.037115 | 2.4135e-09 | 0.035347 | 2.2986e-09
[120 empty] | 7.3.5.15 Identification and remediation of “at-risk species”WLDFRVegetation ContactBranch (Not overhanging, 4-12ft) | WLDFR | HFTD - Distribution - Tier 3 - 5QU CoRE ¦ 1QU LoRE | Non-Red Flag Warning - Large Fires | Vegetation Contact | Branch (Not overhanging, 4-12ft) | 2031 | 6.5029e-08 | 1430.0123 | 9.2992e-05 | 2031 | Mitigation | 0.5 | 30 | 0 | esc | 0.036438 | 2.3695e-09 | 0.038476 | 2.502e-09 | 0.037115 | 2.4135e-09 | 0.035347 | 2.2986e-09
[120 empty] | 7.3.5.15 Identification and remediation of “at-risk species”WLDFRVegetation ContactBranch (Not overhanging, 4-12ft) | WLDFR | HFTD - Distribution - Tier 3 - 5QU CoRE ¦ 1QU LoRE | Non-Red Flag Warning - Large Fires | Vegetation Contact | Branch (Not overhanging, 4-12ft) | 2032 | 6.5029e-08 | 1430.0123 | 9.2992e-05 | 2032 | Mitigation | 0.5 | 30 | 0 | esc | 0.036438 | 2.3695e-09 | 0.038476 | 2.502e-09 | 0.037115 | 2.4135e-09 | 0.035347 | 2.2986e-09
[120 empty] | 7.3.5.15 Identification and remediation of “at-risk species”WLDFRVegetation ContactBranch (Not overhanging, 4-12ft) | WLDFR | HFTD - Distribution - Tier 3 - 5QU CoRE ¦ 1QU LoRE | Non-Red Flag Warning - Large Fires | Vegetation Contact | Branch (Not overhanging, 4-12ft) | 2033 | 6.5029e-08 | 1430.0123 | 9.2992e-05 | 2033 | Mitigation | 0.5 | 30 | 0 | esc | 0.036438 | 2.3695e-09 | 0.038476 | 2.502e-09 | 0.037115 | 2.4135e-09 | 0.035347 | 2.2986e-09
[120 empty] | 7.3.5.15 Identification and remediation of “at-risk species”WLDFRVegetation ContactBranch (Not overhanging, 4-12ft) | WLDFR | HFTD - Distribution - Tier 3 - 5QU CoRE ¦ 1QU LoRE | Non-Red Flag Warning - Large Fires | Vegetation Contact | Branch (Not overhanging, 4-12ft) | 2034 | 6.5029e-08 | 1430.0123 | 9.2992e-05 | 2034 | Mitigation | 0.5 | 30 | 0 | esc | 0.036438 | 2.3695e-09 | 0.038476 | 2.502e-09 | 0.037115 | 2.4135e-09 | 0.035347 | 2.2986e-09
[120 empty] | 7.3.5.15 Identification and remediation of “at-risk species”WLDFRVegetation ContactBranch (Not overhanging, 4-12ft) | WLDFR | HFTD - Distribution - Tier 3 - 5QU CoRE ¦ 1QU LoRE | Non-Red Flag Warning - Large Fires | Vegetation Contact | Branch (Not overhanging, 4-12ft) | 2035 | 6.5029e-08 | 1430.0123 | 9.2992e-05 | 2035 | Mitigation | 0.5 | 30 | 0 | esc | 0.036438 | 2.3695e-09 | 0.038476 | 2.502e-09 | 0.037115 | 2.4135e-09 | 0.035347 | 2.2986e-09
[120 empty] | 7.3.5.15 Identification and remediation of “at-risk species”WLDFRVegetation ContactBranch (Not overhanging, 4-12ft) | WLDFR | HFTD - Distribution - Tier 3 - 5QU CoRE ¦ 1QU LoRE | Non-Red Flag Warning - Large Fires | Vegetation Contact | Branch (Not overhanging, 4-12ft) | 2036 | 6.5029e-08 | 1430.0123 | 9.2992e-05 | 2036 | Mitigation | 0.5 | 30 | 0 | esc | 0.036438 | 2.3695e-09 | 0.038476 | 2.502e-09 | 0.037115 | 2.4135e-09 | 0.035347 | 2.2986e-09
[120 empty] | 7.3.5.15 Identification and remediation of “at-risk species”WLDFRVegetation ContactBranch (Not overhanging, 4-12ft) | WLDFR | HFTD - Distribution - Tier 3 - 5QU CoRE ¦ 1QU LoRE | Non-Red Flag Warning - Large Fires | Vegetation Contact | Branch (Not overhanging, 4-12ft) | 2037 | 6.5029e-08 | 1430.0123 | 9.2992e-05 | 2037 | Mitigation | 0.5 | 30 | 0 | esc | 0.036438 | 2.3695e-09 | 0.038476 | 2.502e-09 | 0.037115 | 2.4135e-09 | 0.035347 | 2.2986e-09
[120 empty] | 7.3.5.15 Identification and remediation of “at-risk species”WLDFRVegetation ContactBranch (Not overhanging, 4-12ft) | WLDFR | HFTD - Distribution - Tier 3 - 5QU CoRE ¦ 1QU LoRE | Non-Red Flag Warning - Large Fires | Vegetation Contact | Branch (Not overhanging, 4-12ft) | 2038 | 6.5029e-08 | 1430.0123 | 9.2992e-05 | 2038 | Mitigation | 0.5 | 30 | 0 | esc | 0.036438 | 2.3695e-09 | 0.038476 | 2.502e-09 | 0.037115 | 2.4135e-09 | 0.035347 | 2.2986e-09
[120 empty] | 7.3.5.15 Identification and remediation of “at-risk species”WLDFRVegetation ContactBranch (Not overhanging, 4-12ft) | WLDFR | HFTD - Distribution - Tier 3 - 5QU CoRE ¦ 1QU LoRE | Non-Red Flag Warning - Large Fires | Vegetation Contact | Branch (Not overhanging, 4-12ft) | 2039 | 6.5029e-08 | 1430.0123 | 9.2992e-05 | 2039 | Mitigation | 0.5 | 30 | 0 | esc | 0.036438 | 2.3695e-09 | 0.038476 | 2.502e-09 | 0.037115 | 2.4135e-09 | 0.035347 | 2.2986e-09
[120 empty] | 7.3.5.15 Identification and remediation of “at-risk species”WLDFRVegetation ContactBranch (Not overhanging, 4-12ft) | WLDFR | HFTD - Distribution - Tier 3 - 5QU CoRE ¦ 1QU LoRE | Non-Red Flag Warning - Large Fires | Vegetation Contact | Branch (Not overhanging, 4-12ft) | 2040 | 6.5029e-08 | 1430.0123 | 9.2992e-05 | 2040 | Mitigation | 0.5 | 30 | 0 | esc | 0.036438 | 2.3695e-09 | 0.038476 | 2.502e-09 | 0.037115 | 2.4135e-09 | 0.035347 | 2.2986e-09
[120 empty] | 7.3.5.15 Identification and remediation of “at-risk species”WLDFRVegetation ContactBranch (Not overhanging, 4-12ft) | WLDFR | HFTD - Distribution - Tier 3 - 5QU CoRE ¦ 1QU LoRE | Non-Red Flag Warning - Large Fires | Vegetation Contact | Branch (Not overhanging, 4-12ft) | 2041 | 6.5029e-08 | 1430.0123 | 9.2992e-05 | 2041 | Mitigation | 0.5 | 30 | 0 | esc | 0.036438 | 2.3695e-09 | 0.038476 | 2.502e-09 | 0.037115 | 2.4135e-09 | 0.035347 | 2.2986e-09
[120 empty] | 7.3.5.15 Identification and remediation of “at-risk species”WLDFRVegetation ContactBranch (Not overhanging, 4-12ft) | WLDFR | HFTD - Distribution - Tier 3 - 5QU CoRE ¦ 1QU LoRE | Non-Red Flag Warning - Large Fires | Vegetation Contact | Branch (Not overhanging, 4-12ft) | 2042 | 6.5029e-08 | 1430.0123 | 9.2992e-05 | 2042 | Mitigation | 0.5 | 30 | 0 | esc | 0.036438 | 2.3695e-09 | 0.038476 | 2.502e-09 | 0.037115 | 2.4135e-09 | 0.035347 | 2.2986e-09
[120 empty] | 7.3.5.15 Identification and remediation of “at-risk species”WLDFRVegetation ContactBranch (Not overhanging, 4-12ft) | WLDFR | HFTD - Distribution - Tier 3 - 5QU CoRE ¦ 1QU LoRE | Non-Red Flag Warning - Large Fires | Vegetation Contact | Branch (Not overhanging, 4-12ft) | 2043 | 6.5029e-08 | 1430.0123 | 9.2992e-05 | 2043 | Mitigation | 0.5 | 30 | 0 | esc | 0.036438 | 2.3695e-09 | 0.038476 | 2.502e-09 | 0.037115 | 2.4135e-09 | 0.035347 | 2.2986e-09
[120 empty] | 7.3.5.15 Identification and remediation of “at-risk species”WLDFRVegetation ContactBranch (Not overhanging, 4-12ft) | WLDFR | HFTD - Distribution - Tier 3 - 5QU CoRE ¦ 1QU LoRE | Non-Red Flag Warning - Large Fires | Vegetation Contact | Branch (Not overhanging, 4-12ft) | 2044 | 6.5029e-08 | 1430.0123 | 9.2992e-05 | 2044 | Mitigation | 0.5 | 30 | 0 | esc | 0.036438 | 2.3695e-09 | 0.038476 | 2.502e-09 | 0.037115 | 2.4135e-09 | 0.035347 | 2.2986e-09
[120 empty] | 7.3.5.15 Identification and remediation of “at-risk species”WLDFRVegetation ContactBranch (Not overhanging, 4-12ft) | WLDFR | HFTD - Distribution - Tier 3 - 5QU CoRE ¦ 1QU LoRE | Non-Red Flag Warning - Large Fires | Vegetation Contact | Branch (Not overhanging, 4-12ft) | 2045 | 6.5029e-08 | 1430.0123 | 9.2992e-05 | 2045 | Mitigation | 0.5 | 30 | 0 | esc | 0.036438 | 2.3695e-09 | 0.038476 | 2.502e-09 | 0.037115 | 2.4135e-09 | 0.035347 | 2.2986e-09
[120 empty] | 7.3.5.15 Identification and remediation of “at-risk species”WLDFRVegetation ContactBranch (Not overhanging, 4-12ft) | WLDFR | HFTD - Distribution - Tier 3 - 5QU CoRE ¦ 1QU LoRE | Non-Red Flag Warning - Large Fires | Vegetation Contact | Branch (Not overhanging, 4-12ft) | 2046 | 6.5029e-08 | 1430.0123 | 9.2992e-05 | 2046 | Mitigation | 0.5 | 30 | 0 | esc | 0.036438 | 2.3695e-09 | 0.038476 | 2.502e-09 | 0.037115 | 2.4135e-09 | 0.035347 | 2.2986e-09
[120 empty] | 7.3.5.15 Identification and remediation of “at-risk species”WLDFRVegetation ContactBranch (Not overhanging, 4-12ft) | WLDFR | HFTD - Distribution - Tier 3 - 5QU CoRE ¦ 1QU LoRE | Non-Red Flag Warning - Large Fires | Vegetation Contact | Branch (Not overhanging, 4-12ft) | 2047 | 6.5029e-08 | 1430.0123 | 9.2992e-05 | 2047 | Mitigation | 0.5 | 30 | 0 | esc | 0.036438 | 2.3695e-09 | 0.038476 | 2.502e-09 | 0.037115 | 2.4135e-09 | 0.035347 | 2.2986e-09
[120 empty] | 7.3.5.15 Identification and remediation of “at-risk species”WLDFRVegetation ContactBranch (Not overhanging, 4-12ft) | WLDFR | HFTD - Distribution - Tier 3 - 5QU CoRE ¦ 1QU LoRE | Non-Red Flag Warning - Large Fires | Vegetation Contact | Branch (Not overhanging, 4-12ft) | 2048 | 6.5029e-08 | 1430.0123 | 9.2992e-05 | 2048 | Mitigation | 0.5 | 30 | 0 | esc | 0.036438 | 2.3695e-09 | 0.038476 | 2.502e-09 | 0.037115 | 2.4135e-09 | 0.035347 | 2.2986e-09
[120 empty] | 7.3.5.15 Identification and remediation of “at-risk species”WLDFRVegetation ContactBranch (Not overhanging, 4-12ft) | WLDFR | HFTD - Distribution - Tier 3 - 5QU CoRE ¦ 1QU LoRE | Non-Red Flag Warning - Large Fires | Vegetation Contact | Branch (Not overhanging, 4-12ft) | 2049 | 6.5029e-08 | 1430.0123 | 9.2992e-05 | 2049 | Mitigation | 0.5 | 30 | 0 | esc | 0.036438 | 2.3695e-09 | 0.038476 | 2.502e-09 | 0.037115 | 2.4135e-09 | 0.035347 | 2.2986e-09
[120 empty] | 7.3.5.15 Identification and remediation of “at-risk species”WLDFRVegetation ContactBranch (Not overhanging, 4-12ft) | WLDFR | HFTD - Distribution - Tier 3 - 5QU CoRE ¦ 1QU LoRE | Non-Red Flag Warning - Large Fires | Vegetation Contact | Branch (Not overhanging, 4-12ft) | 2050 | 6.5029e-08 | 1430.0123 | 9.2992e-05 | 2050 | Mitigation | 0.5 | 30 | 0 | esc | 0 | 0 | 0.038476 | 2.502e-09 | 0.037115 | 2.4135e-09 | 0.035347 | 2.2986e-09
[120 empty] | 7.3.5.15 Identification and remediation of “at-risk species”WLDFRVegetation ContactBranch (Not overhanging, 4-12ft) | WLDFR | HFTD - Distribution - Tier 3 - 5QU CoRE ¦ 1QU LoRE | Non-Red Flag Warning - Large Fires | Vegetation Contact | Branch (Not overhanging, 4-12ft) | 2051 | 6.5029e-08 | 1430.0123 | 9.2992e-05 | 2051 | Mitigation | 0.5 | 30 | 0 | esc | 0 | 0 | 0 | 0 | 0.037115 | 2.4135e-09 | 0.035347 | 2.2986e-09
[120 empty] | 7.3.5.15 Identification and remediation of “at-risk species”WLDFRVegetation ContactBranch (Not overhanging, 4-12ft) | WLDFR | HFTD - Distribution - Tier 3 - 5QU CoRE ¦ 1QU LoRE | Non-Red Flag Warning - Large Fires | Vegetation Contact | Branch (Not overhanging, 4-12ft) | 2052 | 6.5029e-08 | 1430.0123 | 9.2992e-05 | 2052 | Mitigation | 0.5 | 30 | 0 | esc | 0 | 0 | 0 | 0 | 0 | 0 | 0.035347 | 2.2986e-09
[120 empty] | 7.3.5.15 Identification and remediation of “at-risk species”WLDFRVegetation ContactBranch (Not overhanging, within 4ft) | WLDFR | HFTD - Distribution - Tier 3 - 5QU CoRE ¦ 1QU LoRE | Non-Red Flag Warning - Large Fires | Vegetation Contact | Branch (Not overhanging, within 4ft) | 2022 | 2.9216e-08 | 1430.0123 | 4.178e-05 | 2022 | Mitigation | 0.9 | 30 | 0 | esc | 0.065589 | 1.9163e-09 | 0.069256 | 2.0234e-09 | 0.066806 | 1.9518e-09 | 0 | 0
[120 empty] | 7.3.5.15 Identification and remediation of “at-risk species”WLDFRVegetation ContactBranch (Not overhanging, within 4ft) | WLDFR | HFTD - Distribution - Tier 3 - 5QU CoRE ¦ 1QU LoRE | Non-Red Flag Warning - Large Fires | Vegetation Contact | Branch (Not overhanging, within 4ft) | 2023 | 2.9216e-08 | 1430.0123 | 4.178e-05 | 2023 | Mitigation | 0.9 | 30 | 0 | esc | 0.065589 | 1.9163e-09 | 0.069256 | 2.0234e-09 | 0.066806 | 1.9518e-09 | 0.063625 | 1.8589e-09
[120 empty] | 7.3.5.15 Identification and remediation of “at-risk species”WLDFRVegetation ContactBranch (Not overhanging, within 4ft) | WLDFR | HFTD - Distribution - Tier 3 - 5QU CoRE ¦ 1QU LoRE | Non-Red Flag Warning - Large Fires | Vegetation Contact | Branch (Not overhanging, within 4ft) | 2024 | 2.9216e-08 | 1430.0123 | 4.178e-05 | 2024 | Mitigation | 0.9 | 30 | 0 | esc | 0.065589 | 1.9163e-09 | 0.069256 | 2.0234e-09 | 0.066806 | 1.9518e-09 | 0.063625 | 1.8589e-09
[120 empty] | 7.3.5.15 Identification and remediation of “at-risk species”WLDFRVegetation ContactBranch (Not overhanging, within 4ft) | WLDFR | HFTD - Distribution - Tier 3 - 5QU CoRE ¦ 1QU LoRE | Non-Red Flag Warning - Large Fires | Vegetation Contact | Branch (Not overhanging, within 4ft) | 2025 | 2.9216e-08 | 1430.0123 | 4.178e-05 | 2025 | Mitigation | 0.9 | 30 | 0 | esc | 0.065589 | 1.9163e-09 | 0.069256 | 2.0234e-09 | 0.066806 | 1.9518e-09 | 0.063625 | 1.8589e-09
[120 empty] | 7.3.5.15 Identification and remediation of “at-risk species”WLDFRVegetation ContactBranch (Not overhanging, within 4ft) | WLDFR | HFTD - Distribution - Tier 3 - 5QU CoRE ¦ 1QU LoRE | Non-Red Flag Warning - Large Fires | Vegetation Contact | Branch (Not overhanging, within 4ft) | 2026 | 2.9216e-08 | 1430.0123 | 4.178e-05 | 2026 | Mitigation | 0.9 | 30 | 0 | esc | 0.065589 | 1.9163e-09 | 0.069256 | 2.0234e-09 | 0.066806 | 1.9518e-09 | 0.063625 | 1.8589e-09
[120 empty] | 7.3.5.15 Identification and remediation of “at-risk species”WLDFRVegetation ContactBranch (Not overhanging, within 4ft) | WLDFR | HFTD - Distribution - Tier 3 - 5QU CoRE ¦ 1QU LoRE | Non-Red Flag Warning - Large Fires | Vegetation Contact | Branch (Not overhanging, within 4ft) | 2027 | 2.9216e-08 | 1430.0123 | 4.178e-05 | 2027 | Mitigation | 0.9 | 30 | 0 | esc | 0.065589 | 1.9163e-09 | 0.069256 | 2.0234e-09 | 0.066806 | 1.9518e-09 | 0.063625 | 1.8589e-09
[120 empty] | 7.3.5.15 Identification and remediation of “at-risk species”WLDFRVegetation ContactBranch (Not overhanging, within 4ft) | WLDFR | HFTD - Distribution - Tier 3 - 5QU CoRE ¦ 1QU LoRE | Non-Red Flag Warning - Large Fires | Vegetation Contact | Branch (Not overhanging, within 4ft) | 2028 | 2.9216e-08 | 1430.0123 | 4.178e-05 | 2028 | Mitigation | 0.9 | 30 | 0 | esc | 0.065589 | 1.9163e-09 | 0.069256 | 2.0234e-09 | 0.066806 | 1.9518e-09 | 0.063625 | 1.8589e-09
[120 empty] | 7.3.5.15 Identification and remediation of “at-risk species”WLDFRVegetation ContactBranch (Not overhanging, within 4ft) | WLDFR | HFTD - Distribution - Tier 3 - 5QU CoRE ¦ 1QU LoRE | Non-Red Flag Warning - Large Fires | Vegetation Contact | Branch (Not overhanging, within 4ft) | 2029 | 2.9216e-08 | 1430.0123 | 4.178e-05 | 2029 | Mitigation | 0.9 | 30 | 0 | esc | 0.065589 | 1.9163e-09 | 0.069256 | 2.0234e-09 | 0.066806 | 1.9518e-09 | 0.063625 | 1.8589e-09
[120 empty] | 7.3.5.15 Identification and remediation of “at-risk species”WLDFRVegetation ContactBranch (Not overhanging, within 4ft) | WLDFR | HFTD - Distribution - Tier 3 - 5QU CoRE ¦ 1QU LoRE | Non-Red Flag Warning - Large Fires | Vegetation Contact | Branch (Not overhanging, within 4ft) | 2030 | 2.9216e-08 | 1430.0123 | 4.178e-05 | 2030 | Mitigation | 0.9 | 30 | 0 | esc | 0.065589 | 1.9163e-09 | 0.069256 | 2.0234e-09 | 0.066806 | 1.9518e-09 | 0.063625 | 1.8589e-09
[120 empty] | 7.3.5.15 Identification and remediation of “at-risk species”WLDFRVegetation ContactBranch (Not overhanging, within 4ft) | WLDFR | HFTD - Distribution - Tier 3 - 5QU CoRE ¦ 1QU LoRE | Non-Red Flag Warning - Large Fires | Vegetation Contact | Branch (Not overhanging, within 4ft) | 2031 | 2.9216e-08 | 1430.0123 | 4.178e-05 | 2031 | Mitigation | 0.9 | 30 | 0 | esc | 0.065589 | 1.9163e-09 | 0.069256 | 2.0234e-09 | 0.066806 | 1.9518e-09 | 0.063625 | 1.8589e-09
[120 empty] | 7.3.5.15 Identification and remediation of “at-risk species”WLDFRVegetation ContactBranch (Not overhanging, within 4ft) | WLDFR | HFTD - Distribution - Tier 3 - 5QU CoRE ¦ 1QU LoRE | Non-Red Flag Warning - Large Fires | Vegetation Contact | Branch (Not overhanging, within 4ft) | 2032 | 2.9216e-08 | 1430.0123 | 4.178e-05 | 2032 | Mitigation | 0.9 | 30 | 0 | esc | 0.065589 | 1.9163e-09 | 0.069256 | 2.0234e-09 | 0.066806 | 1.9518e-09 | 0.063625 | 1.8589e-09
[120 empty] | 7.3.5.15 Identification and remediation of “at-risk species”WLDFRVegetation ContactBranch (Not overhanging, within 4ft) | WLDFR | HFTD - Distribution - Tier 3 - 5QU CoRE ¦ 1QU LoRE | Non-Red Flag Warning - Large Fires | Vegetation Contact | Branch (Not overhanging, within 4ft) | 2033 | 2.9216e-08 | 1430.0123 | 4.178e-05 | 2033 | Mitigation | 0.9 | 30 | 0 | esc | 0.065589 | 1.9163e-09 | 0.069256 | 2.0234e-09 | 0.066806 | 1.9518e-09 | 0.063625 | 1.8589e-09
[120 empty] | 7.3.5.15 Identification and remediation of “at-risk species”WLDFRVegetation ContactBranch (Not overhanging, within 4ft) | WLDFR | HFTD - Distribution - Tier 3 - 5QU CoRE ¦ 1QU LoRE | Non-Red Flag Warning - Large Fires | Vegetation Contact | Branch (Not overhanging, within 4ft) | 2034 | 2.9216e-08 | 1430.0123 | 4.178e-05 | 2034 | Mitigation | 0.9 | 30 | 0 | esc | 0.065589 | 1.9163e-09 | 0.069256 | 2.0234e-09 | 0.066806 | 1.9518e-09 | 0.063625 | 1.8589e-09
[120 empty] | 7.3.5.15 Identification and remediation of “at-risk species”WLDFRVegetation ContactBranch (Not overhanging, within 4ft) | WLDFR | HFTD - Distribution - Tier 3 - 5QU CoRE ¦ 1QU LoRE | Non-Red Flag Warning - Large Fires | Vegetation Contact | Branch (Not overhanging, within 4ft) | 2035 | 2.9216e-08 | 1430.0123 | 4.178e-05 | 2035 | Mitigation | 0.9 | 30 | 0 | esc | 0.065589 | 1.9163e-09 | 0.069256 | 2.0234e-09 | 0.066806 | 1.9518e-09 | 0.063625 | 1.8589e-09
[120 empty] | 7.3.5.15 Identification and remediation of “at-risk species”WLDFRVegetation ContactBranch (Not overhanging, within 4ft) | WLDFR | HFTD - Distribution - Tier 3 - 5QU CoRE ¦ 1QU LoRE | Non-Red Flag Warning - Large Fires | Vegetation Contact | Branch (Not overhanging, within 4ft) | 2036 | 2.9216e-08 | 1430.0123 | 4.178e-05 | 2036 | Mitigation | 0.9 | 30 | 0 | esc | 0.065589 | 1.9163e-09 | 0.069256 | 2.0234e-09 | 0.066806 | 1.9518e-09 | 0.063625 | 1.8589e-09
[120 empty] | 7.3.5.15 Identification and remediation of “at-risk species”WLDFRVegetation ContactBranch (Not overhanging, within 4ft) | WLDFR | HFTD - Distribution - Tier 3 - 5QU CoRE ¦ 1QU LoRE | Non-Red Flag Warning - Large Fires | Vegetation Contact | Branch (Not overhanging, within 4ft) | 2037 | 2.9216e-08 | 1430.0123 | 4.178e-05 | 2037 | Mitigation | 0.9 | 30 | 0 | esc | 0.065589 | 1.9163e-09 | 0.069256 | 2.0234e-09 | 0.066806 | 1.9518e-09 | 0.063625 | 1.8589e-09
[120 empty] | 7.3.5.15 Identification and remediation of “at-risk species”WLDFRVegetation ContactBranch (Not overhanging, within 4ft) | WLDFR | HFTD - Distribution - Tier 3 - 5QU CoRE ¦ 1QU LoRE | Non-Red Flag Warning - Large Fires | Vegetation Contact | Branch (Not overhanging, within 4ft) | 2038 | 2.9216e-08 | 1430.0123 | 4.178e-05 | 2038 | Mitigation | 0.9 | 30 | 0 | esc | 0.065589 | 1.9163e-09 | 0.069256 | 2.0234e-09 | 0.066806 | 1.9518e-09 | 0.063625 | 1.8589e-09
[120 empty] | 7.3.5.15 Identification and remediation of “at-risk species”WLDFRVegetation ContactBranch (Not overhanging, within 4ft) | WLDFR | HFTD - Distribution - Tier 3 - 5QU CoRE ¦ 1QU LoRE | Non-Red Flag Warning - Large Fires | Vegetation Contact | Branch (Not overhanging, within 4ft) | 2039 | 2.9216e-08 | 1430.0123 | 4.178e-05 | 2039 | Mitigation | 0.9 | 30 | 0 | esc | 0.065589 | 1.9163e-09 | 0.069256 | 2.0234e-09 | 0.066806 | 1.9518e-09 | 0.063625 | 1.8589e-09
[120 empty] | 7.3.5.15 Identification and remediation of “at-risk species”WLDFRVegetation ContactBranch (Not overhanging, within 4ft) | WLDFR | HFTD - Distribution - Tier 3 - 5QU CoRE ¦ 1QU LoRE | Non-Red Flag Warning - Large Fires | Vegetation Contact | Branch (Not overhanging, within 4ft) | 2040 | 2.9216e-08 | 1430.0123 | 4.178e-05 | 2040 | Mitigation | 0.9 | 30 | 0 | esc | 0.065589 | 1.9163e-09 | 0.069256 | 2.0234e-09 | 0.066806 | 1.9518e-09 | 0.063625 | 1.8589e-09
[120 empty] | 7.3.5.15 Identification and remediation of “at-risk species”WLDFRVegetation ContactBranch (Not overhanging, within 4ft) | WLDFR | HFTD - Distribution - Tier 3 - 5QU CoRE ¦ 1QU LoRE | Non-Red Flag Warning - Large Fires | Vegetation Contact | Branch (Not overhanging, within 4ft) | 2041 | 2.9216e-08 | 1430.0123 | 4.178e-05 | 2041 | Mitigation | 0.9 | 30 | 0 | esc | 0.065589 | 1.9163e-09 | 0.069256 | 2.0234e-09 | 0.066806 | 1.9518e-09 | 0.063625 | 1.8589e-09
[120 empty] | 7.3.5.15 Identification and remediation of “at-risk species”WLDFRVegetation ContactBranch (Not overhanging, within 4ft) | WLDFR | HFTD - Distribution - Tier 3 - 5QU CoRE ¦ 1QU LoRE | Non-Red Flag Warning - Large Fires | Vegetation Contact | Branch (Not overhanging, within 4ft) | 2042 | 2.9216e-08 | 1430.0123 | 4.178e-05 | 2042 | Mitigation | 0.9 | 30 | 0 | esc | 0.065589 | 1.9163e-09 | 0.069256 | 2.0234e-09 | 0.066806 | 1.9518e-09 | 0.063625 | 1.8589e-09
[120 empty] | 7.3.5.15 Identification and remediation of “at-risk species”WLDFRVegetation ContactBranch (Not overhanging, within 4ft) | WLDFR | HFTD - Distribution - Tier 3 - 5QU CoRE ¦ 1QU LoRE | Non-Red Flag Warning - Large Fires | Vegetation Contact | Branch (Not overhanging, within 4ft) | 2043 | 2.9216e-08 | 1430.0123 | 4.178e-05 | 2043 | Mitigation | 0.9 | 30 | 0 | esc | 0.065589 | 1.9163e-09 | 0.069256 | 2.0234e-09 | 0.066806 | 1.9518e-09 | 0.063625 | 1.8589e-09
[120 empty] | 7.3.5.15 Identification and remediation of “at-risk species”WLDFRVegetation ContactBranch (Not overhanging, within 4ft) | WLDFR | HFTD - Distribution - Tier 3 - 5QU CoRE ¦ 1QU LoRE | Non-Red Flag Warning - Large Fires | Vegetation Contact | Branch (Not overhanging, within 4ft) | 2044 | 2.9216e-08 | 1430.0123 | 4.178e-05 | 2044 | Mitigation | 0.9 | 30 | 0 | esc | 0.065589 | 1.9163e-09 | 0.069256 | 2.0234e-09 | 0.066806 | 1.9518e-09 | 0.063625 | 1.8589e-09
[120 empty] | 7.3.5.15 Identification and remediation of “at-risk species”WLDFRVegetation ContactBranch (Not overhanging, within 4ft) | WLDFR | HFTD - Distribution - Tier 3 - 5QU CoRE ¦ 1QU LoRE | Non-Red Flag Warning - Large Fires | Vegetation Contact | Branch (Not overhanging, within 4ft) | 2045 | 2.9216e-08 | 1430.0123 | 4.178e-05 | 2045 | Mitigation | 0.9 | 30 | 0 | esc | 0.065589 | 1.9163e-09 | 0.069256 | 2.0234e-09 | 0.066806 | 1.9518e-09 | 0.063625 | 1.8589e-09
[120 empty] | 7.3.5.15 Identification and remediation of “at-risk species”WLDFRVegetation ContactBranch (Not overhanging, within 4ft) | WLDFR | HFTD - Distribution - Tier 3 - 5QU CoRE ¦ 1QU LoRE | Non-Red Flag Warning - Large Fires | Vegetation Contact | Branch (Not overhanging, within 4ft) | 2046 | 2.9216e-08 | 1430.0123 | 4.178e-05 | 2046 | Mitigation | 0.9 | 30 | 0 | esc | 0.065589 | 1.9163e-09 | 0.069256 | 2.0234e-09 | 0.066806 | 1.9518e-09 | 0.063625 | 1.8589e-09
[120 empty] | 7.3.5.15 Identification and remediation of “at-risk species”WLDFRVegetation ContactBranch (Not overhanging, within 4ft) | WLDFR | HFTD - Distribution - Tier 3 - 5QU CoRE ¦ 1QU LoRE | Non-Red Flag Warning - Large Fires | Vegetation Contact | Branch (Not overhanging, within 4ft) | 2047 | 2.9216e-08 | 1430.0123 | 4.178e-05 | 2047 | Mitigation | 0.9 | 30 | 0 | esc | 0.065589 | 1.9163e-09 | 0.069256 | 2.0234e-09 | 0.066806 | 1.9518e-09 | 0.063625 | 1.8589e-09
[120 empty] | 7.3.5.15 Identification and remediation of “at-risk species”WLDFRVegetation ContactBranch (Not overhanging, within 4ft) | WLDFR | HFTD - Distribution - Tier 3 - 5QU CoRE ¦ 1QU LoRE | Non-Red Flag Warning - Large Fires | Vegetation Contact | Branch (Not overhanging, within 4ft) | 2048 | 2.9216e-08 | 1430.0123 | 4.178e-05 | 2048 | Mitigation | 0.9 | 30 | 0 | esc | 0.065589 | 1.9163e-09 | 0.069256 | 2.0234e-09 | 0.066806 | 1.9518e-09 | 0.063625 | 1.8589e-09
[120 empty] | 7.3.5.15 Identification and remediation of “at-risk species”WLDFRVegetation ContactBranch (Not overhanging, within 4ft) | WLDFR | HFTD - Distribution - Tier 3 - 5QU CoRE ¦ 1QU LoRE | Non-Red Flag Warning - Large Fires | Vegetation Contact | Branch (Not overhanging, within 4ft) | 2049 | 2.9216e-08 | 1430.0123 | 4.178e-05 | 2049 | Mitigation | 0.9 | 30 | 0 | esc | 0.065589 | 1.9163e-09 | 0.069256 | 2.0234e-09 | 0.066806 | 1.9518e-09 | 0.063625 | 1.8589e-09
[120 empty] | 7.3.5.15 Identification and remediation of “at-risk species”WLDFRVegetation ContactBranch (Not overhanging, within 4ft) | WLDFR | HFTD - Distribution - Tier 3 - 5QU CoRE ¦ 1QU LoRE | Non-Red Flag Warning - Large Fires | Vegetation Contact | Branch (Not overhanging, within 4ft) | 2050 | 2.9216e-08 | 1430.0123 | 4.178e-05 | 2050 | Mitigation | 0.9 | 30 | 0 | esc | 0 | 0 | 0.069256 | 2.0234e-09 | 0.066806 | 1.9518e-09 | 0.063625 | 1.8589e-09
[120 empty] | 7.3.5.15 Identification and remediation of “at-risk species”WLDFRVegetation ContactBranch (Not overhanging, within 4ft) | WLDFR | HFTD - Distribution - Tier 3 - 5QU CoRE ¦ 1QU LoRE | Non-Red Flag Warning - Large Fires | Vegetation Contact | Branch (Not overhanging, within 4ft) | 2051 | 2.9216e-08 | 1430.0123 | 4.178e-05 | 2051 | Mitigation | 0.9 | 30 | 0 | esc | 0 | 0 | 0 | 0 | 0.066806 | 1.9518e-09 | 0.063625 | 1.8589e-09
[120 empty] | 7.3.5.15 Identification and remediation of “at-risk species”WLDFRVegetation ContactBranch (Not overhanging, within 4ft) | WLDFR | HFTD - Distribution - Tier 3 - 5QU CoRE ¦ 1QU LoRE | Non-Red Flag Warning - Large Fires | Vegetation Contact | Branch (Not overhanging, within 4ft) | 2052 | 2.9216e-08 | 1430.0123 | 4.178e-05 | 2052 | Mitigation | 0.9 | 30 | 0 | esc | 0 | 0 | 0 | 0 | 0 | 0 | 0.063625 | 1.8589e-09
[120 empty] | 7.3.5.15 Identification and remediation of “at-risk species”WLDFRVegetation ContactBranch (OverHanging) | WLDFR | HFTD - Distribution - Tier 3 - 5QU CoRE ¦ 1QU LoRE | Non-Red Flag Warning - Large Fires | Vegetation Contact | Branch (OverHanging) | 2022 | 1.3008e-06 | 1430.0123 | 0.0018602 | 2022 | Mitigation | 0.9 | 30 | 0 | esc | 0.065589 | 8.532e-08 | 0.069256 | 9.009e-08 | 0.066806 | 8.6904e-08 | 0 | 0
[120 empty] | 7.3.5.15 Identification and remediation of “at-risk species”WLDFRVegetation ContactBranch (OverHanging) | WLDFR | HFTD - Distribution - Tier 3 - 5QU CoRE ¦ 1QU LoRE | Non-Red Flag Warning - Large Fires | Vegetation Contact | Branch (OverHanging) | 2023 | 1.3008e-06 | 1430.0123 | 0.0018602 | 2023 | Mitigation | 0.9 | 30 | 0 | esc | 0.065589 | 8.532e-08 | 0.069256 | 9.009e-08 | 0.066806 | 8.6904e-08 | 0.063625 | 8.2766e-08
[120 empty] | 7.3.5.15 Identification and remediation of “at-risk species”WLDFRVegetation ContactBranch (OverHanging) | WLDFR | HFTD - Distribution - Tier 3 - 5QU CoRE ¦ 1QU LoRE | Non-Red Flag Warning - Large Fires | Vegetation Contact | Branch (OverHanging) | 2024 | 1.3008e-06 | 1430.0123 | 0.0018602 | 2024 | Mitigation | 0.9 | 30 | 0 | esc | 0.065589 | 8.532e-08 | 0.069256 | 9.009e-08 | 0.066806 | 8.6904e-08 | 0.063625 | 8.2766e-08
[120 empty] | 7.3.5.15 Identification and remediation of “at-risk species”WLDFRVegetation ContactBranch (OverHanging) | WLDFR | HFTD - Distribution - Tier 3 - 5QU CoRE ¦ 1QU LoRE | Non-Red Flag Warning - Large Fires | Vegetation Contact | Branch (OverHanging) | 2025 | 1.3008e-06 | 1430.0123 | 0.0018602 | 2025 | Mitigation | 0.9 | 30 | 0 | esc | 0.065589 | 8.532e-08 | 0.069256 | 9.009e-08 | 0.066806 | 8.6904e-08 | 0.063625 | 8.2766e-08
[120 empty] | 7.3.5.15 Identification and remediation of “at-risk species”WLDFRVegetation ContactBranch (OverHanging) | WLDFR | HFTD - Distribution - Tier 3 - 5QU CoRE ¦ 1QU LoRE | Non-Red Flag Warning - Large Fires | Vegetation Contact | Branch (OverHanging) | 2026 | 1.3008e-06 | 1430.0123 | 0.0018602 | 2026 | Mitigation | 0.9 | 30 | 0 | esc | 0.065589 | 8.532e-08 | 0.069256 | 9.009e-08 | 0.066806 | 8.6904e-08 | 0.063625 | 8.2766e-08
[120 empty] | 7.3.5.15 Identification and remediation of “at-risk species”WLDFRVegetation ContactBranch (OverHanging) | WLDFR | HFTD - Distribution - Tier 3 - 5QU CoRE ¦ 1QU LoRE | Non-Red Flag Warning - Large Fires | Vegetation Contact | Branch (OverHanging) | 2027 | 1.3008e-06 | 1430.0123 | 0.0018602 | 2027 | Mitigation | 0.9 | 30 | 0 | esc | 0.065589 | 8.532e-08 | 0.069256 | 9.009e-08 | 0.066806 | 8.6904e-08 | 0.063625 | 8.2766e-08
[120 empty] | 7.3.5.15 Identification and remediation of “at-risk species”WLDFRVegetation ContactBranch (OverHanging) | WLDFR | HFTD - Distribution - Tier 3 - 5QU CoRE ¦ 1QU LoRE | Non-Red Flag Warning - Large Fires | Vegetation Contact | Branch (OverHanging) | 2028 | 1.3008e-06 | 1430.0123 | 0.0018602 | 2028 | Mitigation | 0.9 | 30 | 0 | esc | 0.065589 | 8.532e-08 | 0.069256 | 9.009e-08 | 0.066806 | 8.6904e-08 | 0.063625 | 8.2766e-08
[120 empty] | 7.3.5.15 Identification and remediation of “at-risk species”WLDFRVegetation ContactBranch (OverHanging) | WLDFR | HFTD - Distribution - Tier 3 - 5QU CoRE ¦ 1QU LoRE | Non-Red Flag Warning - Large Fires | Vegetation Contact | Branch (OverHanging) | 2029 | 1.3008e-06 | 1430.0123 | 0.0018602 | 2029 | Mitigation | 0.9 | 30 | 0 | esc | 0.065589 | 8.532e-08 | 0.069256 | 9.009e-08 | 0.066806 | 8.6904e-08 | 0.063625 | 8.2766e-08
[120 empty] | 7.3.5.15 Identification and remediation of “at-risk species”WLDFRVegetation ContactBranch (OverHanging) | WLDFR | HFTD - Distribution - Tier 3 - 5QU CoRE ¦ 1QU LoRE | Non-Red Flag Warning - Large Fires | Vegetation Contact | Branch (OverHanging) | 2030 | 1.3008e-06 | 1430.0123 | 0.0018602 | 2030 | Mitigation | 0.9 | 30 | 0 | esc | 0.065589 | 8.532e-08 | 0.069256 | 9.009e-08 | 0.066806 | 8.6904e-08 | 0.063625 | 8.2766e-08
[120 empty] | 7.3.5.15 Identification and remediation of “at-risk species”WLDFRVegetation ContactBranch (OverHanging) | WLDFR | HFTD - Distribution - Tier 3 - 5QU CoRE ¦ 1QU LoRE | Non-Red Flag Warning - Large Fires | Vegetation Contact | Branch (OverHanging) | 2031 | 1.3008e-06 | 1430.0123 | 0.0018602 | 2031 | Mitigation | 0.9 | 30 | 0 | esc | 0.065589 | 8.532e-08 | 0.069256 | 9.009e-08 | 0.066806 | 8.6904e-08 | 0.063625 | 8.2766e-08
[120 empty] | 7.3.5.15 Identification and remediation of “at-risk species”WLDFRVegetation ContactBranch (OverHanging) | WLDFR | HFTD - Distribution - Tier 3 - 5QU CoRE ¦ 1QU LoRE | Non-Red Flag Warning - Large Fires | Vegetation Contact | Branch (OverHanging) | 2032 | 1.3008e-06 | 1430.0123 | 0.0018602 | 2032 | Mitigation | 0.9 | 30 | 0 | esc | 0.065589 | 8.532e-08 | 0.069256 | 9.009e-08 | 0.066806 | 8.6904e-08 | 0.063625 | 8.2766e-08
[120 empty] | 7.3.5.15 Identification and remediation of “at-risk species”WLDFRVegetation ContactBranch (OverHanging) | WLDFR | HFTD - Distribution - Tier 3 - 5QU CoRE ¦ 1QU LoRE | Non-Red Flag Warning - Large Fires | Vegetation Contact | Branch (OverHanging) | 2033 | 1.3008e-06 | 1430.0123 | 0.0018602 | 2033 | Mitigation | 0.9 | 30 | 0 | esc | 0.065589 | 8.532e-08 | 0.069256 | 9.009e-08 | 0.066806 | 8.6904e-08 | 0.063625 | 8.2766e-08
[120 empty] | 7.3.5.15 Identification and remediation of “at-risk species”WLDFRVegetation ContactBranch (OverHanging) | WLDFR | HFTD - Distribution - Tier 3 - 5QU CoRE ¦ 1QU LoRE | Non-Red Flag Warning - Large Fires | Vegetation Contact | Branch (OverHanging) | 2034 | 1.3008e-06 | 1430.0123 | 0.0018602 | 2034 | Mitigation | 0.9 | 30 | 0 | esc | 0.065589 | 8.532e-08 | 0.069256 | 9.009e-08 | 0.066806 | 8.6904e-08 | 0.063625 | 8.2766e-08
[120 empty] | 7.3.5.15 Identification and remediation of “at-risk species”WLDFRVegetation ContactBranch (OverHanging) | WLDFR | HFTD - Distribution - Tier 3 - 5QU CoRE ¦ 1QU LoRE | Non-Red Flag Warning - Large Fires | Vegetation Contact | Branch (OverHanging) | 2035 | 1.3008e-06 | 1430.0123 | 0.0018602 | 2035 | Mitigation | 0.9 | 30 | 0 | esc | 0.065589 | 8.532e-08 | 0.069256 | 9.009e-08 | 0.066806 | 8.6904e-08 | 0.063625 | 8.2766e-08
[120 empty] | 7.3.5.15 Identification and remediation of “at-risk species”WLDFRVegetation ContactBranch (OverHanging) | WLDFR | HFTD - Distribution - Tier 3 - 5QU CoRE ¦ 1QU LoRE | Non-Red Flag Warning - Large Fires | Vegetation Contact | Branch (OverHanging) | 2036 | 1.3008e-06 | 1430.0123 | 0.0018602 | 2036 | Mitigation | 0.9 | 30 | 0 | esc | 0.065589 | 8.532e-08 | 0.069256 | 9.009e-08 | 0.066806 | 8.6904e-08 | 0.063625 | 8.2766e-08
[120 empty] | 7.3.5.15 Identification and remediation of “at-risk species”WLDFRVegetation ContactBranch (OverHanging) | WLDFR | HFTD - Distribution - Tier 3 - 5QU CoRE ¦ 1QU LoRE | Non-Red Flag Warning - Large Fires | Vegetation Contact | Branch (OverHanging) | 2037 | 1.3008e-06 | 1430.0123 | 0.0018602 | 2037 | Mitigation | 0.9 | 30 | 0 | esc | 0.065589 | 8.532e-08 | 0.069256 | 9.009e-08 | 0.066806 | 8.6904e-08 | 0.063625 | 8.2766e-08
[120 empty] | 7.3.5.15 Identification and remediation of “at-risk species”WLDFRVegetation ContactBranch (OverHanging) | WLDFR | HFTD - Distribution - Tier 3 - 5QU CoRE ¦ 1QU LoRE | Non-Red Flag Warning - Large Fires | Vegetation Contact | Branch (OverHanging) | 2038 | 1.3008e-06 | 1430.0123 | 0.0018602 | 2038 | Mitigation | 0.9 | 30 | 0 | esc | 0.065589 | 8.532e-08 | 0.069256 | 9.009e-08 | 0.066806 | 8.6904e-08 | 0.063625 | 8.2766e-08
[120 empty] | 7.3.5.15 Identification and remediation of “at-risk species”WLDFRVegetation ContactBranch (OverHanging) | WLDFR | HFTD - Distribution - Tier 3 - 5QU CoRE ¦ 1QU LoRE | Non-Red Flag Warning - Large Fires | Vegetation Contact | Branch (OverHanging) | 2039 | 1.3008e-06 | 1430.0123 | 0.0018602 | 2039 | Mitigation | 0.9 | 30 | 0 | esc | 0.065589 | 8.532e-08 | 0.069256 | 9.009e-08 | 0.066806 | 8.6904e-08 | 0.063625 | 8.2766e-08
[120 empty] | 7.3.5.15 Identification and remediation of “at-risk species”WLDFRVegetation ContactBranch (OverHanging) | WLDFR | HFTD - Distribution - Tier 3 - 5QU CoRE ¦ 1QU LoRE | Non-Red Flag Warning - Large Fires | Vegetation Contact | Branch (OverHanging) | 2040 | 1.3008e-06 | 1430.0123 | 0.0018602 | 2040 | Mitigation | 0.9 | 30 | 0 | esc | 0.065589 | 8.532e-08 | 0.069256 | 9.009e-08 | 0.066806 | 8.6904e-08 | 0.063625 | 8.2766e-08
[120 empty] | 7.3.5.15 Identification and remediation of “at-risk species”WLDFRVegetation ContactBranch (OverHanging) | WLDFR | HFTD - Distribution - Tier 3 - 5QU CoRE ¦ 1QU LoRE | Non-Red Flag Warning - Large Fires | Vegetation Contact | Branch (OverHanging) | 2041 | 1.3008e-06 | 1430.0123 | 0.0018602 | 2041 | Mitigation | 0.9 | 30 | 0 | esc | 0.065589 | 8.532e-08 | 0.069256 | 9.009e-08 | 0.066806 | 8.6904e-08 | 0.063625 | 8.2766e-08
[120 empty] | 7.3.5.15 Identification and remediation of “at-risk species”WLDFRVegetation ContactBranch (OverHanging) | WLDFR | HFTD - Distribution - Tier 3 - 5QU CoRE ¦ 1QU LoRE | Non-Red Flag Warning - Large Fires | Vegetation Contact | Branch (OverHanging) | 2042 | 1.3008e-06 | 1430.0123 | 0.0018602 | 2042 | Mitigation | 0.9 | 30 | 0 | esc | 0.065589 | 8.532e-08 | 0.069256 | 9.009e-08 | 0.066806 | 8.6904e-08 | 0.063625 | 8.2766e-08
[120 empty] | 7.3.5.15 Identification and remediation of “at-risk species”WLDFRVegetation ContactBranch (OverHanging) | WLDFR | HFTD - Distribution - Tier 3 - 5QU CoRE ¦ 1QU LoRE | Non-Red Flag Warning - Large Fires | Vegetation Contact | Branch (OverHanging) | 2043 | 1.3008e-06 | 1430.0123 | 0.0018602 | 2043 | Mitigation | 0.9 | 30 | 0 | esc | 0.065589 | 8.532e-08 | 0.069256 | 9.009e-08 | 0.066806 | 8.6904e-08 | 0.063625 | 8.2766e-08
[120 empty] | 7.3.5.15 Identification and remediation of “at-risk species”WLDFRVegetation ContactBranch (OverHanging) | WLDFR | HFTD - Distribution - Tier 3 - 5QU CoRE ¦ 1QU LoRE | Non-Red Flag Warning - Large Fires | Vegetation Contact | Branch (OverHanging) | 2044 | 1.3008e-06 | 1430.0123 | 0.0018602 | 2044 | Mitigation | 0.9 | 30 | 0 | esc | 0.065589 | 8.532e-08 | 0.069256 | 9.009e-08 | 0.066806 | 8.6904e-08 | 0.063625 | 8.2766e-08
[120 empty] | 7.3.5.15 Identification and remediation of “at-risk species”WLDFRVegetation ContactBranch (OverHanging) | WLDFR | HFTD - Distribution - Tier 3 - 5QU CoRE ¦ 1QU LoRE | Non-Red Flag Warning - Large Fires | Vegetation Contact | Branch (OverHanging) | 2045 | 1.3008e-06 | 1430.0123 | 0.0018602 | 2045 | Mitigation | 0.9 | 30 | 0 | esc | 0.065589 | 8.532e-08 | 0.069256 | 9.009e-08 | 0.066806 | 8.6904e-08 | 0.063625 | 8.2766e-08
[120 empty] | 7.3.5.15 Identification and remediation of “at-risk species”WLDFRVegetation ContactBranch (OverHanging) | WLDFR | HFTD - Distribution - Tier 3 - 5QU CoRE ¦ 1QU LoRE | Non-Red Flag Warning - Large Fires | Vegetation Contact | Branch (OverHanging) | 2046 | 1.3008e-06 | 1430.0123 | 0.0018602 | 2046 | Mitigation | 0.9 | 30 | 0 | esc | 0.065589 | 8.532e-08 | 0.069256 | 9.009e-08 | 0.066806 | 8.6904e-08 | 0.063625 | 8.2766e-08
[120 empty] | 7.3.5.15 Identification and remediation of “at-risk species”WLDFRVegetation ContactBranch (OverHanging) | WLDFR | HFTD - Distribution - Tier 3 - 5QU CoRE ¦ 1QU LoRE | Non-Red Flag Warning - Large Fires | Vegetation Contact | Branch (OverHanging) | 2047 | 1.3008e-06 | 1430.0123 | 0.0018602 | 2047 | Mitigation | 0.9 | 30 | 0 | esc | 0.065589 | 8.532e-08 | 0.069256 | 9.009e-08 | 0.066806 | 8.6904e-08 | 0.063625 | 8.2766e-08
[120 empty] | 7.3.5.15 Identification and remediation of “at-risk species”WLDFRVegetation ContactBranch (OverHanging) | WLDFR | HFTD - Distribution - Tier 3 - 5QU CoRE ¦ 1QU LoRE | Non-Red Flag Warning - Large Fires | Vegetation Contact | Branch (OverHanging) | 2048 | 1.3008e-06 | 1430.0123 | 0.0018602 | 2048 | Mitigation | 0.9 | 30 | 0 | esc | 0.065589 | 8.532e-08 | 0.069256 | 9.009e-08 | 0.066806 | 8.6904e-08 | 0.063625 | 8.2766e-08
[120 empty] | 7.3.5.15 Identification and remediation of “at-risk species”WLDFRVegetation ContactBranch (OverHanging) | WLDFR | HFTD - Distribution - Tier 3 - 5QU CoRE ¦ 1QU LoRE | Non-Red Flag Warning - Large Fires | Vegetation Contact | Branch (OverHanging) | 2049 | 1.3008e-06 | 1430.0123 | 0.0018602 | 2049 | Mitigation | 0.9 | 30 | 0 | esc | 0.065589 | 8.532e-08 | 0.069256 | 9.009e-08 | 0.066806 | 8.6904e-08 | 0.063625 | 8.2766e-08
[120 empty] | 7.3.5.15 Identification and remediation of “at-risk species”WLDFRVegetation ContactBranch (OverHanging) | WLDFR | HFTD - Distribution - Tier 3 - 5QU CoRE ¦ 1QU LoRE | Non-Red Flag Warning - Large Fires | Vegetation Contact | Branch (OverHanging) | 2050 | 1.3008e-06 | 1430.0123 | 0.0018602 | 2050 | Mitigation | 0.9 | 30 | 0 | esc | 0 | 0 | 0.069256 | 9.009e-08 | 0.066806 | 8.6904e-08 | 0.063625 | 8.2766e-08
[120 empty] | 7.3.5.15 Identification and remediation of “at-risk species”WLDFRVegetation ContactBranch (OverHanging) | WLDFR | HFTD - Distribution - Tier 3 - 5QU CoRE ¦ 1QU LoRE | Non-Red Flag Warning - Large Fires | Vegetation Contact | Branch (OverHanging) | 2051 | 1.3008e-06 | 1430.0123 | 0.0018602 | 2051 | Mitigation | 0.9 | 30 | 0 | esc | 0 | 0 | 0 | 0 | 0.066806 | 8.6904e-08 | 0.063625 | 8.2766e-08
[120 empty] | 7.3.5.15 Identification and remediation of “at-risk species”WLDFRVegetation ContactBranch (OverHanging) | WLDFR | HFTD - Distribution - Tier 3 - 5QU CoRE ¦ 1QU LoRE | Non-Red Flag Warning - Large Fires | Vegetation Contact | Branch (OverHanging) | 2052 | 1.3008e-06 | 1430.0123 | 0.0018602 | 2052 | Mitigation | 0.9 | 30 | 0 | esc | 0 | 0 | 0 | 0 | 0 | 0 | 0.063625 | 8.2766e-08
[120 empty] | 7.3.5.15 Identification and remediation of “at-risk species”WLDFRVegetation ContactFell into (Moderate-Severe defect) | WLDFR | HFTD - Distribution - Tier 3 - 5QU CoRE ¦ 1QU LoRE | Non-Red Flag Warning - Large Fires | Vegetation Contact | Fell into (Moderate-Severe defect) | 2022 | 5.6898e-07 | 1430.0123 | 0.00081364 | 2022 | Mitigation | 0.95 | 1 | 0 | esc | 0 | 0 | 0 | 0 | 0.070518 | 4.0123e-08 | 0 | 0
[120 empty] | 7.3.5.15 Identification and remediation of “at-risk species”WLDFRVegetation ContactFell into (Moderate-Severe defect) | WLDFR | HFTD - Distribution - Tier 3 - 5QU CoRE ¦ 1QU LoRE | Non-Red Flag Warning - Large Fires | Vegetation Contact | Fell into (Moderate-Severe defect) | 2023 | 5.6898e-07 | 1430.0123 | 0.00081364 | 2023 | Mitigation | 0.95 | 1 | 0 | esc | 0 | 0 | 0 | 0 | 0 | 0 | 0.06716 | 3.8212e-08
[120 empty] | 7.3.5.15 Identification and remediation of “at-risk species”WLDFRVegetation ContactFell into (slight defect) | WLDFR | HFTD - Distribution - Tier 3 - 5QU CoRE ¦ 1QU LoRE | Non-Red Flag Warning - Large Fires | Vegetation Contact | Fell into (slight defect) | 2022 | 7.3374e-07 | 1430.0123 | 0.0010493 | 2022 | Mitigation | 0.5 | 1 | 0 | esc | 0 | 0 | 0 | 0 | 0.037115 | 2.7232e-08 | 0 | 0
[120 empty] | 7.3.5.15 Identification and remediation of “at-risk species”WLDFRVegetation ContactFell into (slight defect) | WLDFR | HFTD - Distribution - Tier 3 - 5QU CoRE ¦ 1QU LoRE | Non-Red Flag Warning - Large Fires | Vegetation Contact | Fell into (slight defect) | 2023 | 7.3374e-07 | 1430.0123 | 0.0010493 | 2023 | Mitigation | 0.5 | 1 | 0 | esc | 0 | 0 | 0 | 0 | 0 | 0 | 0.035347 | 2.5936e-08
[120 empty] | 7.3.5.15 Identification and remediation of “at-risk species”WLDFRVegetation ContactGrow Into | WLDFR | HFTD - Distribution - Tier 3 - 5QU CoRE ¦ 1QU LoRE | Non-Red Flag Warning - Large Fires | Vegetation Contact | Grow Into | 2022 | 6.3526e-08 | 1430.0123 | 9.0842e-05 | 2022 | Mitigation | 0.5 | 1 | 0 | esc | 0 | 0 | 0 | 0 | 0.037115 | 2.3577e-09 | 0 | 0
[120 empty] | 7.3.5.15 Identification and remediation of “at-risk species”WLDFRVegetation ContactGrow Into | WLDFR | HFTD - Distribution - Tier 3 - 5QU CoRE ¦ 1QU LoRE | Non-Red Flag Warning - Large Fires | Vegetation Contact | Grow Into | 2023 | 6.3526e-08 | 1430.0123 | 9.0842e-05 | 2023 | Mitigation | 0.5 | 1 | 0 | esc | 0 | 0 | 0 | 0 | 0 | 0 | 0.035347 | 2.2455e-09
[120 empty] | 7.3.5.15 Identification and remediation of “at-risk species”WLDFRVegetation ContactBranch (Not overhanging, 4-12ft) | WLDFR | HFTD - Distribution - Tier 3 - 5QU CoRE ¦ 1QU LoRE | Non-Red Flag Warning - Small Fires | Vegetation Contact | Branch (Not overhanging, 4-12ft) | 2022 | 2.8493e-05 | 1430.0123 | 0.040746 | 2022 | Mitigation | 0.5 | 30 | 0 | esc | 0.036438 | 1.0382e-06 | 0.038476 | 1.0963e-06 | 0.037115 | 1.0575e-06 | 0 | 0
[120 empty] | 7.3.5.15 Identification and remediation of “at-risk species”WLDFRVegetation ContactBranch (Not overhanging, 4-12ft) | WLDFR | HFTD - Distribution - Tier 3 - 5QU CoRE ¦ 1QU LoRE | Non-Red Flag Warning - Small Fires | Vegetation Contact | Branch (Not overhanging, 4-12ft) | 2023 | 2.8493e-05 | 1430.0123 | 0.040746 | 2023 | Mitigation | 0.5 | 30 | 0 | esc | 0.036438 | 1.0382e-06 | 0.038476 | 1.0963e-06 | 0.037115 | 1.0575e-06 | 0.035347 | 1.0072e-06
[120 empty] | 7.3.5.15 Identification and remediation of “at-risk species”WLDFRVegetation ContactBranch (Not overhanging, 4-12ft) | WLDFR | HFTD - Distribution - Tier 3 - 5QU CoRE ¦ 1QU LoRE | Non-Red Flag Warning - Small Fires | Vegetation Contact | Branch (Not overhanging, 4-12ft) | 2024 | 2.8493e-05 | 1430.0123 | 0.040746 | 2024 | Mitigation | 0.5 | 30 | 0 | esc | 0.036438 | 1.0382e-06 | 0.038476 | 1.0963e-06 | 0.037115 | 1.0575e-06 | 0.035347 | 1.0072e-06
[120 empty] | 7.3.5.15 Identification and remediation of “at-risk species”WLDFRVegetation ContactBranch (Not overhanging, 4-12ft) | WLDFR | HFTD - Distribution - Tier 3 - 5QU CoRE ¦ 1QU LoRE | Non-Red Flag Warning - Small Fires | Vegetation Contact | Branch (Not overhanging, 4-12ft) | 2025 | 2.8493e-05 | 1430.0123 | 0.040746 | 2025 | Mitigation | 0.5 | 30 | 0 | esc | 0.036438 | 1.0382e-06 | 0.038476 | 1.0963e-06 | 0.037115 | 1.0575e-06 | 0.035347 | 1.0072e-06
[120 empty] | 7.3.5.15 Identification and remediation of “at-risk species”WLDFRVegetation ContactBranch (Not overhanging, 4-12ft) | WLDFR | HFTD - Distribution - Tier 3 - 5QU CoRE ¦ 1QU LoRE | Non-Red Flag Warning - Small Fires | Vegetation Contact | Branch (Not overhanging, 4-12ft) | 2026 | 2.8493e-05 | 1430.0123 | 0.040746 | 2026 | Mitigation | 0.5 | 30 | 0 | esc | 0.036438 | 1.0382e-06 | 0.038476 | 1.0963e-06 | 0.037115 | 1.0575e-06 | 0.035347 | 1.0072e-06
[120 empty] | 7.3.5.15 Identification and remediation of “at-risk species”WLDFRVegetation ContactBranch (Not overhanging, 4-12ft) | WLDFR | HFTD - Distribution - Tier 3 - 5QU CoRE ¦ 1QU LoRE | Non-Red Flag Warning - Small Fires | Vegetation Contact | Branch (Not overhanging, 4-12ft) | 2027 | 2.8493e-05 | 1430.0123 | 0.040746 | 2027 | Mitigation | 0.5 | 30 | 0 | esc | 0.036438 | 1.0382e-06 | 0.038476 | 1.0963e-06 | 0.037115 | 1.0575e-06 | 0.035347 | 1.0072e-06
[120 empty] | 7.3.5.15 Identification and remediation of “at-risk species”WLDFRVegetation ContactBranch (Not overhanging, 4-12ft) | WLDFR | HFTD - Distribution - Tier 3 - 5QU CoRE ¦ 1QU LoRE | Non-Red Flag Warning - Small Fires | Vegetation Contact | Branch (Not overhanging, 4-12ft) | 2028 | 2.8493e-05 | 1430.0123 | 0.040746 | 2028 | Mitigation | 0.5 | 30 | 0 | esc | 0.036438 | 1.0382e-06 | 0.038476 | 1.0963e-06 | 0.037115 | 1.0575e-06 | 0.035347 | 1.0072e-06
[120 empty] | 7.3.5.15 Identification and remediation of “at-risk species”WLDFRVegetation ContactBranch (Not overhanging, 4-12ft) | WLDFR | HFTD - Distribution - Tier 3 - 5QU CoRE ¦ 1QU LoRE | Non-Red Flag Warning - Small Fires | Vegetation Contact | Branch (Not overhanging, 4-12ft) | 2029 | 2.8493e-05 | 1430.0123 | 0.040746 | 2029 | Mitigation | 0.5 | 30 | 0 | esc | 0.036438 | 1.0382e-06 | 0.038476 | 1.0963e-06 | 0.037115 | 1.0575e-06 | 0.035347 | 1.0072e-06
[120 empty] | 7.3.5.15 Identification and remediation of “at-risk species”WLDFRVegetation ContactBranch (Not overhanging, 4-12ft) | WLDFR | HFTD - Distribution - Tier 3 - 5QU CoRE ¦ 1QU LoRE | Non-Red Flag Warning - Small Fires | Vegetation Contact | Branch (Not overhanging, 4-12ft) | 2030 | 2.8493e-05 | 1430.0123 | 0.040746 | 2030 | Mitigation | 0.5 | 30 | 0 | esc | 0.036438 | 1.0382e-06 | 0.038476 | 1.0963e-06 | 0.037115 | 1.0575e-06 | 0.035347 | 1.0072e-06
[120 empty] | 7.3.5.15 Identification and remediation of “at-risk species”WLDFRVegetation ContactBranch (Not overhanging, 4-12ft) | WLDFR | HFTD - Distribution - Tier 3 - 5QU CoRE ¦ 1QU LoRE | Non-Red Flag Warning - Small Fires | Vegetation Contact | Branch (Not overhanging, 4-12ft) | 2031 | 2.8493e-05 | 1430.0123 | 0.040746 | 2031 | Mitigation | 0.5 | 30 | 0 | esc | 0.036438 | 1.0382e-06 | 0.038476 | 1.0963e-06 | 0.037115 | 1.0575e-06 | 0.035347 | 1.0072e-06
[120 empty] | 7.3.5.15 Identification and remediation of “at-risk species”WLDFRVegetation ContactBranch (Not overhanging, 4-12ft) | WLDFR | HFTD - Distribution - Tier 3 - 5QU CoRE ¦ 1QU LoRE | Non-Red Flag Warning - Small Fires | Vegetation Contact | Branch (Not overhanging, 4-12ft) | 2032 | 2.8493e-05 | 1430.0123 | 0.040746 | 2032 | Mitigation | 0.5 | 30 | 0 | esc | 0.036438 | 1.0382e-06 | 0.038476 | 1.0963e-06 | 0.037115 | 1.0575e-06 | 0.035347 | 1.0072e-06
[120 empty] | 7.3.5.15 Identification and remediation of “at-risk species”WLDFRVegetation ContactBranch (Not overhanging, 4-12ft) | WLDFR | HFTD - Distribution - Tier 3 - 5QU CoRE ¦ 1QU LoRE | Non-Red Flag Warning - Small Fires | Vegetation Contact | Branch (Not overhanging, 4-12ft) | 2033 | 2.8493e-05 | 1430.0123 | 0.040746 | 2033 | Mitigation | 0.5 | 30 | 0 | esc | 0.036438 | 1.0382e-06 | 0.038476 | 1.0963e-06 | 0.037115 | 1.0575e-06 | 0.035347 | 1.0072e-06
[120 empty] | 7.3.5.15 Identification and remediation of “at-risk species”WLDFRVegetation ContactBranch (Not overhanging, 4-12ft) | WLDFR | HFTD - Distribution - Tier 3 - 5QU CoRE ¦ 1QU LoRE | Non-Red Flag Warning - Small Fires | Vegetation Contact | Branch (Not overhanging, 4-12ft) | 2034 | 2.8493e-05 | 1430.0123 | 0.040746 | 2034 | Mitigation | 0.5 | 30 | 0 | esc | 0.036438 | 1.0382e-06 | 0.038476 | 1.0963e-06 | 0.037115 | 1.0575e-06 | 0.035347 | 1.0072e-06
[120 empty] | 7.3.5.15 Identification and remediation of “at-risk species”WLDFRVegetation ContactBranch (Not overhanging, 4-12ft) | WLDFR | HFTD - Distribution - Tier 3 - 5QU CoRE ¦ 1QU LoRE | Non-Red Flag Warning - Small Fires | Vegetation Contact | Branch (Not overhanging, 4-12ft) | 2035 | 2.8493e-05 | 1430.0123 | 0.040746 | 2035 | Mitigation | 0.5 | 30 | 0 | esc | 0.036438 | 1.0382e-06 | 0.038476 | 1.0963e-06 | 0.037115 | 1.0575e-06 | 0.035347 | 1.0072e-06
[120 empty] | 7.3.5.15 Identification and remediation of “at-risk species”WLDFRVegetation ContactBranch (Not overhanging, 4-12ft) | WLDFR | HFTD - Distribution - Tier 3 - 5QU CoRE ¦ 1QU LoRE | Non-Red Flag Warning - Small Fires | Vegetation Contact | Branch (Not overhanging, 4-12ft) | 2036 | 2.8493e-05 | 1430.0123 | 0.040746 | 2036 | Mitigation | 0.5 | 30 | 0 | esc | 0.036438 | 1.0382e-06 | 0.038476 | 1.0963e-06 | 0.037115 | 1.0575e-06 | 0.035347 | 1.0072e-06
[120 empty] | 7.3.5.15 Identification and remediation of “at-risk species”WLDFRVegetation ContactBranch (Not overhanging, 4-12ft) | WLDFR | HFTD - Distribution - Tier 3 - 5QU CoRE ¦ 1QU LoRE | Non-Red Flag Warning - Small Fires | Vegetation Contact | Branch (Not overhanging, 4-12ft) | 2037 | 2.8493e-05 | 1430.0123 | 0.040746 | 2037 | Mitigation | 0.5 | 30 | 0 | esc | 0.036438 | 1.0382e-06 | 0.038476 | 1.0963e-06 | 0.037115 | 1.0575e-06 | 0.035347 | 1.0072e-06
[120 empty] | 7.3.5.15 Identification and remediation of “at-risk species”WLDFRVegetation ContactBranch (Not overhanging, 4-12ft) | WLDFR | HFTD - Distribution - Tier 3 - 5QU CoRE ¦ 1QU LoRE | Non-Red Flag Warning - Small Fires | Vegetation Contact | Branch (Not overhanging, 4-12ft) | 2038 | 2.8493e-05 | 1430.0123 | 0.040746 | 2038 | Mitigation | 0.5 | 30 | 0 | esc | 0.036438 | 1.0382e-06 | 0.038476 | 1.0963e-06 | 0.037115 | 1.0575e-06 | 0.035347 | 1.0072e-06
[120 empty] | 7.3.5.15 Identification and remediation of “at-risk species”WLDFRVegetation ContactBranch (Not overhanging, 4-12ft) | WLDFR | HFTD - Distribution - Tier 3 - 5QU CoRE ¦ 1QU LoRE | Non-Red Flag Warning - Small Fires | Vegetation Contact | Branch (Not overhanging, 4-12ft) | 2039 | 2.8493e-05 | 1430.0123 | 0.040746 | 2039 | Mitigation | 0.5 | 30 | 0 | esc | 0.036438 | 1.0382e-06 | 0.038476 | 1.0963e-06 | 0.037115 | 1.0575e-06 | 0.035347 | 1.0072e-06
[120 empty] | 7.3.5.15 Identification and remediation of “at-risk species”WLDFRVegetation ContactBranch (Not overhanging, 4-12ft) | WLDFR | HFTD - Distribution - Tier 3 - 5QU CoRE ¦ 1QU LoRE | Non-Red Flag Warning - Small Fires | Vegetation Contact | Branch (Not overhanging, 4-12ft) | 2040 | 2.8493e-05 | 1430.0123 | 0.040746 | 2040 | Mitigation | 0.5 | 30 | 0 | esc | 0.036438 | 1.0382e-06 | 0.038476 | 1.0963e-06 | 0.037115 | 1.0575e-06 | 0.035347 | 1.0072e-06
[120 empty] | 7.3.5.15 Identification and remediation of “at-risk species”WLDFRVegetation ContactBranch (Not overhanging, 4-12ft) | WLDFR | HFTD - Distribution - Tier 3 - 5QU CoRE ¦ 1QU LoRE | Non-Red Flag Warning - Small Fires | Vegetation Contact | Branch (Not overhanging, 4-12ft) | 2041 | 2.8493e-05 | 1430.0123 | 0.040746 | 2041 | Mitigation | 0.5 | 30 | 0 | esc | 0.036438 | 1.0382e-06 | 0.038476 | 1.0963e-06 | 0.037115 | 1.0575e-06 | 0.035347 | 1.0072e-06
[120 empty] | 7.3.5.15 Identification and remediation of “at-risk species”WLDFRVegetation ContactBranch (Not overhanging, 4-12ft) | WLDFR | HFTD - Distribution - Tier 3 - 5QU CoRE ¦ 1QU LoRE | Non-Red Flag Warning - Small Fires | Vegetation Contact | Branch (Not overhanging, 4-12ft) | 2042 | 2.8493e-05 | 1430.0123 | 0.040746 | 2042 | Mitigation | 0.5 | 30 | 0 | esc | 0.036438 | 1.0382e-06 | 0.038476 | 1.0963e-06 | 0.037115 | 1.0575e-06 | 0.035347 | 1.0072e-06
[120 empty] | 7.3.5.15 Identification and remediation of “at-risk species”WLDFRVegetation ContactBranch (Not overhanging, 4-12ft) | WLDFR | HFTD - Distribution - Tier 3 - 5QU CoRE ¦ 1QU LoRE | Non-Red Flag Warning - Small Fires | Vegetation Contact | Branch (Not overhanging, 4-12ft) | 2043 | 2.8493e-05 | 1430.0123 | 0.040746 | 2043 | Mitigation | 0.5 | 30 | 0 | esc | 0.036438 | 1.0382e-06 | 0.038476 | 1.0963e-06 | 0.037115 | 1.0575e-06 | 0.035347 | 1.0072e-06
[120 empty] | 7.3.5.15 Identification and remediation of “at-risk species”WLDFRVegetation ContactBranch (Not overhanging, 4-12ft) | WLDFR | HFTD - Distribution - Tier 3 - 5QU CoRE ¦ 1QU LoRE | Non-Red Flag Warning - Small Fires | Vegetation Contact | Branch (Not overhanging, 4-12ft) | 2044 | 2.8493e-05 | 1430.0123 | 0.040746 | 2044 | Mitigation | 0.5 | 30 | 0 | esc | 0.036438 | 1.0382e-06 | 0.038476 | 1.0963e-06 | 0.037115 | 1.0575e-06 | 0.035347 | 1.0072e-06
[120 empty] | 7.3.5.15 Identification and remediation of “at-risk species”WLDFRVegetation ContactBranch (Not overhanging, 4-12ft) | WLDFR | HFTD - Distribution - Tier 3 - 5QU CoRE ¦ 1QU LoRE | Non-Red Flag Warning - Small Fires | Vegetation Contact | Branch (Not overhanging, 4-12ft) | 2045 | 2.8493e-05 | 1430.0123 | 0.040746 | 2045 | Mitigation | 0.5 | 30 | 0 | esc | 0.036438 | 1.0382e-06 | 0.038476 | 1.0963e-06 | 0.037115 | 1.0575e-06 | 0.035347 | 1.0072e-06
[120 empty] | 7.3.5.15 Identification and remediation of “at-risk species”WLDFRVegetation ContactBranch (Not overhanging, 4-12ft) | WLDFR | HFTD - Distribution - Tier 3 - 5QU CoRE ¦ 1QU LoRE | Non-Red Flag Warning - Small Fires | Vegetation Contact | Branch (Not overhanging, 4-12ft) | 2046 | 2.8493e-05 | 1430.0123 | 0.040746 | 2046 | Mitigation | 0.5 | 30 | 0 | esc | 0.036438 | 1.0382e-06 | 0.038476 | 1.0963e-06 | 0.037115 | 1.0575e-06 | 0.035347 | 1.0072e-06
[120 empty] | 7.3.5.15 Identification and remediation of “at-risk species”WLDFRVegetation ContactBranch (Not overhanging, 4-12ft) | WLDFR | HFTD - Distribution - Tier 3 - 5QU CoRE ¦ 1QU LoRE | Non-Red Flag Warning - Small Fires | Vegetation Contact | Branch (Not overhanging, 4-12ft) | 2047 | 2.8493e-05 | 1430.0123 | 0.040746 | 2047 | Mitigation | 0.5 | 30 | 0 | esc | 0.036438 | 1.0382e-06 | 0.038476 | 1.0963e-06 | 0.037115 | 1.0575e-06 | 0.035347 | 1.0072e-06
[120 empty] | 7.3.5.15 Identification and remediation of “at-risk species”WLDFRVegetation ContactBranch (Not overhanging, 4-12ft) | WLDFR | HFTD - Distribution - Tier 3 - 5QU CoRE ¦ 1QU LoRE | Non-Red Flag Warning - Small Fires | Vegetation Contact | Branch (Not overhanging, 4-12ft) | 2048 | 2.8493e-05 | 1430.0123 | 0.040746 | 2048 | Mitigation | 0.5 | 30 | 0 | esc | 0.036438 | 1.0382e-06 | 0.038476 | 1.0963e-06 | 0.037115 | 1.0575e-06 | 0.035347 | 1.0072e-06
[120 empty] | 7.3.5.15 Identification and remediation of “at-risk species”WLDFRVegetation ContactBranch (Not overhanging, 4-12ft) | WLDFR | HFTD - Distribution - Tier 3 - 5QU CoRE ¦ 1QU LoRE | Non-Red Flag Warning - Small Fires | Vegetation Contact | Branch (Not overhanging, 4-12ft) | 2049 | 2.8493e-05 | 1430.0123 | 0.040746 | 2049 | Mitigation | 0.5 | 30 | 0 | esc | 0.036438 | 1.0382e-06 | 0.038476 | 1.0963e-06 | 0.037115 | 1.0575e-06 | 0.035347 | 1.0072e-06
[120 empty] | 7.3.5.15 Identification and remediation of “at-risk species”WLDFRVegetation ContactBranch (Not overhanging, 4-12ft) | WLDFR | HFTD - Distribution - Tier 3 - 5QU CoRE ¦ 1QU LoRE | Non-Red Flag Warning - Small Fires | Vegetation Contact | Branch (Not overhanging, 4-12ft) | 2050 | 2.8493e-05 | 1430.0123 | 0.040746 | 2050 | Mitigation | 0.5 | 30 | 0 | esc | 0 | 0 | 0.038476 | 1.0963e-06 | 0.037115 | 1.0575e-06 | 0.035347 | 1.0072e-06
[120 empty] | 7.3.5.15 Identification and remediation of “at-risk species”WLDFRVegetation ContactBranch (Not overhanging, 4-12ft) | WLDFR | HFTD - Distribution - Tier 3 - 5QU CoRE ¦ 1QU LoRE | Non-Red Flag Warning - Small Fires | Vegetation Contact | Branch (Not overhanging, 4-12ft) | 2051 | 2.8493e-05 | 1430.0123 | 0.040746 | 2051 | Mitigation | 0.5 | 30 | 0 | esc | 0 | 0 | 0 | 0 | 0.037115 | 1.0575e-06 | 0.035347 | 1.0072e-06
[120 empty] | 7.3.5.15 Identification and remediation of “at-risk species”WLDFRVegetation ContactBranch (Not overhanging, 4-12ft) | WLDFR | HFTD - Distribution - Tier 3 - 5QU CoRE ¦ 1QU LoRE | Non-Red Flag Warning - Small Fires | Vegetation Contact | Branch (Not overhanging, 4-12ft) | 2052 | 2.8493e-05 | 1430.0123 | 0.040746 | 2052 | Mitigation | 0.5 | 30 | 0 | esc | 0 | 0 | 0 | 0 | 0 | 0 | 0.035347 | 1.0072e-06
[120 empty] | 7.3.5.15 Identification and remediation of “at-risk species”WLDFRVegetation ContactBranch (Not overhanging, within 4ft) | WLDFR | HFTD - Distribution - Tier 3 - 5QU CoRE ¦ 1QU LoRE | Non-Red Flag Warning - Small Fires | Vegetation Contact | Branch (Not overhanging, within 4ft) | 2022 | 1.2786e-05 | 1430.0123 | 0.018284 | 2022 | Mitigation | 0.9 | 30 | 0 | esc | 0.065589 | 8.3862e-07 | 0.069256 | 8.8551e-07 | 0.066806 | 8.5419e-07 | 0 | 0
[120 empty] | 7.3.5.15 Identification and remediation of “at-risk species”WLDFRVegetation ContactBranch (Not overhanging, within 4ft) | WLDFR | HFTD - Distribution - Tier 3 - 5QU CoRE ¦ 1QU LoRE | Non-Red Flag Warning - Small Fires | Vegetation Contact | Branch (Not overhanging, within 4ft) | 2023 | 1.2786e-05 | 1430.0123 | 0.018284 | 2023 | Mitigation | 0.9 | 30 | 0 | esc | 0.065589 | 8.3862e-07 | 0.069256 | 8.8551e-07 | 0.066806 | 8.5419e-07 | 0.063625 | 8.1352e-07
[120 empty] | 7.3.5.15 Identification and remediation of “at-risk species”WLDFRVegetation ContactBranch (Not overhanging, within 4ft) | WLDFR | HFTD - Distribution - Tier 3 - 5QU CoRE ¦ 1QU LoRE | Non-Red Flag Warning - Small Fires | Vegetation Contact | Branch (Not overhanging, within 4ft) | 2024 | 1.2786e-05 | 1430.0123 | 0.018284 | 2024 | Mitigation | 0.9 | 30 | 0 | esc | 0.065589 | 8.3862e-07 | 0.069256 | 8.8551e-07 | 0.066806 | 8.5419e-07 | 0.063625 | 8.1352e-07
[120 empty] | 7.3.5.15 Identification and remediation of “at-risk species”WLDFRVegetation ContactBranch (Not overhanging, within 4ft) | WLDFR | HFTD - Distribution - Tier 3 - 5QU CoRE ¦ 1QU LoRE | Non-Red Flag Warning - Small Fires | Vegetation Contact | Branch (Not overhanging, within 4ft) | 2025 | 1.2786e-05 | 1430.0123 | 0.018284 | 2025 | Mitigation | 0.9 | 30 | 0 | esc | 0.065589 | 8.3862e-07 | 0.069256 | 8.8551e-07 | 0.066806 | 8.5419e-07 | 0.063625 | 8.1352e-07
[120 empty] | 7.3.5.15 Identification and remediation of “at-risk species”WLDFRVegetation ContactBranch (Not overhanging, within 4ft) | WLDFR | HFTD - Distribution - Tier 3 - 5QU CoRE ¦ 1QU LoRE | Non-Red Flag Warning - Small Fires | Vegetation Contact | Branch (Not overhanging, within 4ft) | 2026 | 1.2786e-05 | 1430.0123 | 0.018284 | 2026 | Mitigation | 0.9 | 30 | 0 | esc | 0.065589 | 8.3862e-07 | 0.069256 | 8.8551e-07 | 0.066806 | 8.5419e-07 | 0.063625 | 8.1352e-07
[120 empty] | 7.3.5.15 Identification and remediation of “at-risk species”WLDFRVegetation ContactBranch (Not overhanging, within 4ft) | WLDFR | HFTD - Distribution - Tier 3 - 5QU CoRE ¦ 1QU LoRE | Non-Red Flag Warning - Small Fires | Vegetation Contact | Branch (Not overhanging, within 4ft) | 2027 | 1.2786e-05 | 1430.0123 | 0.018284 | 2027 | Mitigation | 0.9 | 30 | 0 | esc | 0.065589 | 8.3862e-07 | 0.069256 | 8.8551e-07 | 0.066806 | 8.5419e-07 | 0.063625 | 8.1352e-07
[120 empty] | 7.3.5.15 Identification and remediation of “at-risk species”WLDFRVegetation ContactBranch (Not overhanging, within 4ft) | WLDFR | HFTD - Distribution - Tier 3 - 5QU CoRE ¦ 1QU LoRE | Non-Red Flag Warning - Small Fires | Vegetation Contact | Branch (Not overhanging, within 4ft) | 2028 | 1.2786e-05 | 1430.0123 | 0.018284 | 2028 | Mitigation | 0.9 | 30 | 0 | esc | 0.065589 | 8.3862e-07 | 0.069256 | 8.8551e-07 | 0.066806 | 8.5419e-07 | 0.063625 | 8.1352e-07
[120 empty] | 7.3.5.15 Identification and remediation of “at-risk species”WLDFRVegetation ContactBranch (Not overhanging, within 4ft) | WLDFR | HFTD - Distribution - Tier 3 - 5QU CoRE ¦ 1QU LoRE | Non-Red Flag Warning - Small Fires | Vegetation Contact | Branch (Not overhanging, within 4ft) | 2029 | 1.2786e-05 | 1430.0123 | 0.018284 | 2029 | Mitigation | 0.9 | 30 | 0 | esc | 0.065589 | 8.3862e-07 | 0.069256 | 8.8551e-07 | 0.066806 | 8.5419e-07 | 0.063625 | 8.1352e-07
[120 empty] | 7.3.5.15 Identification and remediation of “at-risk species”WLDFRVegetation ContactBranch (Not overhanging, within 4ft) | WLDFR | HFTD - Distribution - Tier 3 - 5QU CoRE ¦ 1QU LoRE | Non-Red Flag Warning - Small Fires | Vegetation Contact | Branch (Not overhanging, within 4ft) | 2030 | 1.2786e-05 | 1430.0123 | 0.018284 | 2030 | Mitigation | 0.9 | 30 | 0 | esc | 0.065589 | 8.3862e-07 | 0.069256 | 8.8551e-07 | 0.066806 | 8.5419e-07 | 0.063625 | 8.1352e-07
[120 empty] | 7.3.5.15 Identification and remediation of “at-risk species”WLDFRVegetation ContactBranch (Not overhanging, within 4ft) | WLDFR | HFTD - Distribution - Tier 3 - 5QU CoRE ¦ 1QU LoRE | Non-Red Flag Warning - Small Fires | Vegetation Contact | Branch (Not overhanging, within 4ft) | 2031 | 1.2786e-05 | 1430.0123 | 0.018284 | 2031 | Mitigation | 0.9 | 30 | 0 | esc | 0.065589 | 8.3862e-07 | 0.069256 | 8.8551e-07 | 0.066806 | 8.5419e-07 | 0.063625 | 8.1352e-07
[120 empty] | 7.3.5.15 Identification and remediation of “at-risk species”WLDFRVegetation ContactBranch (Not overhanging, within 4ft) | WLDFR | HFTD - Distribution - Tier 3 - 5QU CoRE ¦ 1QU LoRE | Non-Red Flag Warning - Small Fires | Vegetation Contact | Branch (Not overhanging, within 4ft) | 2032 | 1.2786e-05 | 1430.0123 | 0.018284 | 2032 | Mitigation | 0.9 | 30 | 0 | esc | 0.065589 | 8.3862e-07 | 0.069256 | 8.8551e-07 | 0.066806 | 8.5419e-07 | 0.063625 | 8.1352e-07
[120 empty] | 7.3.5.15 Identification and remediation of “at-risk species”WLDFRVegetation ContactBranch (Not overhanging, within 4ft) | WLDFR | HFTD - Distribution - Tier 3 - 5QU CoRE ¦ 1QU LoRE | Non-Red Flag Warning - Small Fires | Vegetation Contact | Branch (Not overhanging, within 4ft) | 2033 | 1.2786e-05 | 1430.0123 | 0.018284 | 2033 | Mitigation | 0.9 | 30 | 0 | esc | 0.065589 | 8.3862e-07 | 0.069256 | 8.8551e-07 | 0.066806 | 8.5419e-07 | 0.063625 | 8.1352e-07
[120 empty] | 7.3.5.15 Identification and remediation of “at-risk species”WLDFRVegetation ContactBranch (Not overhanging, within 4ft) | WLDFR | HFTD - Distribution - Tier 3 - 5QU CoRE ¦ 1QU LoRE | Non-Red Flag Warning - Small Fires | Vegetation Contact | Branch (Not overhanging, within 4ft) | 2034 | 1.2786e-05 | 1430.0123 | 0.018284 | 2034 | Mitigation | 0.9 | 30 | 0 | esc | 0.065589 | 8.3862e-07 | 0.069256 | 8.8551e-07 | 0.066806 | 8.5419e-07 | 0.063625 | 8.1352e-07
[120 empty] | 7.3.5.15 Identification and remediation of “at-risk species”WLDFRVegetation ContactBranch (Not overhanging, within 4ft) | WLDFR | HFTD - Distribution - Tier 3 - 5QU CoRE ¦ 1QU LoRE | Non-Red Flag Warning - Small Fires | Vegetation Contact | Branch (Not overhanging, within 4ft) | 2035 | 1.2786e-05 | 1430.0123 | 0.018284 | 2035 | Mitigation | 0.9 | 30 | 0 | esc | 0.065589 | 8.3862e-07 | 0.069256 | 8.8551e-07 | 0.066806 | 8.5419e-07 | 0.063625 | 8.1352e-07
[120 empty] | 7.3.5.15 Identification and remediation of “at-risk species”WLDFRVegetation ContactBranch (Not overhanging, within 4ft) | WLDFR | HFTD - Distribution - Tier 3 - 5QU CoRE ¦ 1QU LoRE | Non-Red Flag Warning - Small Fires | Vegetation Contact | Branch (Not overhanging, within 4ft) | 2036 | 1.2786e-05 | 1430.0123 | 0.018284 | 2036 | Mitigation | 0.9 | 30 | 0 | esc | 0.065589 | 8.3862e-07 | 0.069256 | 8.8551e-07 | 0.066806 | 8.5419e-07 | 0.063625 | 8.1352e-07
[120 empty] | 7.3.5.15 Identification and remediation of “at-risk species”WLDFRVegetation ContactBranch (Not overhanging, within 4ft) | WLDFR | HFTD - Distribution - Tier 3 - 5QU CoRE ¦ 1QU LoRE | Non-Red Flag Warning - Small Fires | Vegetation Contact | Branch (Not overhanging, within 4ft) | 2037 | 1.2786e-05 | 1430.0123 | 0.018284 | 2037 | Mitigation | 0.9 | 30 | 0 | esc | 0.065589 | 8.3862e-07 | 0.069256 | 8.8551e-07 | 0.066806 | 8.5419e-07 | 0.063625 | 8.1352e-07
[120 empty] | 7.3.5.15 Identification and remediation of “at-risk species”WLDFRVegetation ContactBranch (Not overhanging, within 4ft) | WLDFR | HFTD - Distribution - Tier 3 - 5QU CoRE ¦ 1QU LoRE | Non-Red Flag Warning - Small Fires | Vegetation Contact | Branch (Not overhanging, within 4ft) | 2038 | 1.2786e-05 | 1430.0123 | 0.018284 | 2038 | Mitigation | 0.9 | 30 | 0 | esc | 0.065589 | 8.3862e-07 | 0.069256 | 8.8551e-07 | 0.066806 | 8.5419e-07 | 0.063625 | 8.1352e-07
[120 empty] | 7.3.5.15 Identification and remediation of “at-risk species”WLDFRVegetation ContactBranch (Not overhanging, within 4ft) | WLDFR | HFTD - Distribution - Tier 3 - 5QU CoRE ¦ 1QU LoRE | Non-Red Flag Warning - Small Fires | Vegetation Contact | Branch (Not overhanging, within 4ft) | 2039 | 1.2786e-05 | 1430.0123 | 0.018284 | 2039 | Mitigation | 0.9 | 30 | 0 | esc | 0.065589 | 8.3862e-07 | 0.069256 | 8.8551e-07 | 0.066806 | 8.5419e-07 | 0.063625 | 8.1352e-07
[120 empty] | 7.3.5.15 Identification and remediation of “at-risk species”WLDFRVegetation ContactBranch (Not overhanging, within 4ft) | WLDFR | HFTD - Distribution - Tier 3 - 5QU CoRE ¦ 1QU LoRE | Non-Red Flag Warning - Small Fires | Vegetation Contact | Branch (Not overhanging, within 4ft) | 2040 | 1.2786e-05 | 1430.0123 | 0.018284 | 2040 | Mitigation | 0.9 | 30 | 0 | esc | 0.065589 | 8.3862e-07 | 0.069256 | 8.8551e-07 | 0.066806 | 8.5419e-07 | 0.063625 | 8.1352e-07
[120 empty] | 7.3.5.15 Identification and remediation of “at-risk species”WLDFRVegetation ContactBranch (Not overhanging, within 4ft) | WLDFR | HFTD - Distribution - Tier 3 - 5QU CoRE ¦ 1QU LoRE | Non-Red Flag Warning - Small Fires | Vegetation Contact | Branch (Not overhanging, within 4ft) | 2041 | 1.2786e-05 | 1430.0123 | 0.018284 | 2041 | Mitigation | 0.9 | 30 | 0 | esc | 0.065589 | 8.3862e-07 | 0.069256 | 8.8551e-07 | 0.066806 | 8.5419e-07 | 0.063625 | 8.1352e-07
[120 empty] | 7.3.5.15 Identification and remediation of “at-risk species”WLDFRVegetation ContactBranch (Not overhanging, within 4ft) | WLDFR | HFTD - Distribution - Tier 3 - 5QU CoRE ¦ 1QU LoRE | Non-Red Flag Warning - Small Fires | Vegetation Contact | Branch (Not overhanging, within 4ft) | 2042 | 1.2786e-05 | 1430.0123 | 0.018284 | 2042 | Mitigation | 0.9 | 30 | 0 | esc | 0.065589 | 8.3862e-07 | 0.069256 | 8.8551e-07 | 0.066806 | 8.5419e-07 | 0.063625 | 8.1352e-07
[120 empty] | 7.3.5.15 Identification and remediation of “at-risk species”WLDFRVegetation ContactBranch (Not overhanging, within 4ft) | WLDFR | HFTD - Distribution - Tier 3 - 5QU CoRE ¦ 1QU LoRE | Non-Red Flag Warning - Small Fires | Vegetation Contact | Branch (Not overhanging, within 4ft) | 2043 | 1.2786e-05 | 1430.0123 | 0.018284 | 2043 | Mitigation | 0.9 | 30 | 0 | esc | 0.065589 | 8.3862e-07 | 0.069256 | 8.8551e-07 | 0.066806 | 8.5419e-07 | 0.063625 | 8.1352e-07
[120 empty] | 7.3.5.15 Identification and remediation of “at-risk species”WLDFRVegetation ContactBranch (Not overhanging, within 4ft) | WLDFR | HFTD - Distribution - Tier 3 - 5QU CoRE ¦ 1QU LoRE | Non-Red Flag Warning - Small Fires | Vegetation Contact | Branch (Not overhanging, within 4ft) | 2044 | 1.2786e-05 | 1430.0123 | 0.018284 | 2044 | Mitigation | 0.9 | 30 | 0 | esc | 0.065589 | 8.3862e-07 | 0.069256 | 8.8551e-07 | 0.066806 | 8.5419e-07 | 0.063625 | 8.1352e-07
[120 empty] | 7.3.5.15 Identification and remediation of “at-risk species”WLDFRVegetation ContactBranch (Not overhanging, within 4ft) | WLDFR | HFTD - Distribution - Tier 3 - 5QU CoRE ¦ 1QU LoRE | Non-Red Flag Warning - Small Fires | Vegetation Contact | Branch (Not overhanging, within 4ft) | 2045 | 1.2786e-05 | 1430.0123 | 0.018284 | 2045 | Mitigation | 0.9 | 30 | 0 | esc | 0.065589 | 8.3862e-07 | 0.069256 | 8.8551e-07 | 0.066806 | 8.5419e-07 | 0.063625 | 8.1352e-07
[120 empty] | 7.3.5.15 Identification and remediation of “at-risk species”WLDFRVegetation ContactBranch (Not overhanging, within 4ft) | WLDFR | HFTD - Distribution - Tier 3 - 5QU CoRE ¦ 1QU LoRE | Non-Red Flag Warning - Small Fires | Vegetation Contact | Branch (Not overhanging, within 4ft) | 2046 | 1.2786e-05 | 1430.0123 | 0.018284 | 2046 | Mitigation | 0.9 | 30 | 0 | esc | 0.065589 | 8.3862e-07 | 0.069256 | 8.8551e-07 | 0.066806 | 8.5419e-07 | 0.063625 | 8.1352e-07
[120 empty] | 7.3.5.15 Identification and remediation of “at-risk species”WLDFRVegetation ContactBranch (Not overhanging, within 4ft) | WLDFR | HFTD - Distribution - Tier 3 - 5QU CoRE ¦ 1QU LoRE | Non-Red Flag Warning - Small Fires | Vegetation Contact | Branch (Not overhanging, within 4ft) | 2047 | 1.2786e-05 | 1430.0123 | 0.018284 | 2047 | Mitigation | 0.9 | 30 | 0 | esc | 0.065589 | 8.3862e-07 | 0.069256 | 8.8551e-07 | 0.066806 | 8.5419e-07 | 0.063625 | 8.1352e-07
[120 empty] | 7.3.5.15 Identification and remediation of “at-risk species”WLDFRVegetation ContactBranch (Not overhanging, within 4ft) | WLDFR | HFTD - Distribution - Tier 3 - 5QU CoRE ¦ 1QU LoRE | Non-Red Flag Warning - Small Fires | Vegetation Contact | Branch (Not overhanging, within 4ft) | 2048 | 1.2786e-05 | 1430.0123 | 0.018284 | 2048 | Mitigation | 0.9 | 30 | 0 | esc | 0.065589 | 8.3862e-07 | 0.069256 | 8.8551e-07 | 0.066806 | 8.5419e-07 | 0.063625 | 8.1352e-07
[120 empty] | 7.3.5.15 Identification and remediation of “at-risk species”WLDFRVegetation ContactBranch (Not overhanging, within 4ft) | WLDFR | HFTD - Distribution - Tier 3 - 5QU CoRE ¦ 1QU LoRE | Non-Red Flag Warning - Small Fires | Vegetation Contact | Branch (Not overhanging, within 4ft) | 2049 | 1.2786e-05 | 1430.0123 | 0.018284 | 2049 | Mitigation | 0.9 | 30 | 0 | esc | 0.065589 | 8.3862e-07 | 0.069256 | 8.8551e-07 | 0.066806 | 8.5419e-07 | 0.063625 | 8.1352e-07
[120 empty] | 7.3.5.15 Identification and remediation of “at-risk species”WLDFRVegetation ContactBranch (Not overhanging, within 4ft) | WLDFR | HFTD - Distribution - Tier 3 - 5QU CoRE ¦ 1QU LoRE | Non-Red Flag Warning - Small Fires | Vegetation Contact | Branch (Not overhanging, within 4ft) | 2050 | 1.2786e-05 | 1430.0123 | 0.018284 | 2050 | Mitigation | 0.9 | 30 | 0 | esc | 0 | 0 | 0.069256 | 8.8551e-07 | 0.066806 | 8.5419e-07 | 0.063625 | 8.1352e-07
[120 empty] | 7.3.5.15 Identification and remediation of “at-risk species”WLDFRVegetation ContactBranch (Not overhanging, within 4ft) | WLDFR | HFTD - Distribution - Tier 3 - 5QU CoRE ¦ 1QU LoRE | Non-Red Flag Warning - Small Fires | Vegetation Contact | Branch (Not overhanging, within 4ft) | 2051 | 1.2786e-05 | 1430.0123 | 0.018284 | 2051 | Mitigation | 0.9 | 30 | 0 | esc | 0 | 0 | 0 | 0 | 0.066806 | 8.5419e-07 | 0.063625 | 8.1352e-07
[120 empty] | 7.3.5.15 Identification and remediation of “at-risk species”WLDFRVegetation ContactBranch (Not overhanging, within 4ft) | WLDFR | HFTD - Distribution - Tier 3 - 5QU CoRE ¦ 1QU LoRE | Non-Red Flag Warning - Small Fires | Vegetation Contact | Branch (Not overhanging, within 4ft) | 2052 | 1.2786e-05 | 1430.0123 | 0.018284 | 2052 | Mitigation | 0.9 | 30 | 0 | esc | 0 | 0 | 0 | 0 | 0 | 0 | 0.063625 | 8.1352e-07
[120 empty] | 7.3.5.15 Identification and remediation of “at-risk species”WLDFRVegetation ContactBranch (OverHanging) | WLDFR | HFTD - Distribution - Tier 3 - 5QU CoRE ¦ 1QU LoRE | Non-Red Flag Warning - Small Fires | Vegetation Contact | Branch (OverHanging) | 2022 | 0.00056926 | 1430.0123 | 0.81405 | 2022 | Mitigation | 0.9 | 30 | 0 | esc | 0.065589 | 3.7337e-05 | 0.069256 | 3.9425e-05 | 0.066806 | 3.803e-05 | 0 | 0
[120 empty] | 7.3.5.15 Identification and remediation of “at-risk species”WLDFRVegetation ContactBranch (OverHanging) | WLDFR | HFTD - Distribution - Tier 3 - 5QU CoRE ¦ 1QU LoRE | Non-Red Flag Warning - Small Fires | Vegetation Contact | Branch (OverHanging) | 2023 | 0.00056926 | 1430.0123 | 0.81405 | 2023 | Mitigation | 0.9 | 30 | 0 | esc | 0.065589 | 3.7337e-05 | 0.069256 | 3.9425e-05 | 0.066806 | 3.803e-05 | 0.063625 | 3.6219e-05
[120 empty] | 7.3.5.15 Identification and remediation of “at-risk species”WLDFRVegetation ContactBranch (OverHanging) | WLDFR | HFTD - Distribution - Tier 3 - 5QU CoRE ¦ 1QU LoRE | Non-Red Flag Warning - Small Fires | Vegetation Contact | Branch (OverHanging) | 2024 | 0.00056926 | 1430.0123 | 0.81405 | 2024 | Mitigation | 0.9 | 30 | 0 | esc | 0.065589 | 3.7337e-05 | 0.069256 | 3.9425e-05 | 0.066806 | 3.803e-05 | 0.063625 | 3.6219e-05
[120 empty] | 7.3.5.15 Identification and remediation of “at-risk species”WLDFRVegetation ContactBranch (OverHanging) | WLDFR | HFTD - Distribution - Tier 3 - 5QU CoRE ¦ 1QU LoRE | Non-Red Flag Warning - Small Fires | Vegetation Contact | Branch (OverHanging) | 2025 | 0.00056926 | 1430.0123 | 0.81405 | 2025 | Mitigation | 0.9 | 30 | 0 | esc | 0.065589 | 3.7337e-05 | 0.069256 | 3.9425e-05 | 0.066806 | 3.803e-05 | 0.063625 | 3.6219e-05
[120 empty] | 7.3.5.15 Identification and remediation of “at-risk species”WLDFRVegetation ContactBranch (OverHanging) | WLDFR | HFTD - Distribution - Tier 3 - 5QU CoRE ¦ 1QU LoRE | Non-Red Flag Warning - Small Fires | Vegetation Contact | Branch (OverHanging) | 2026 | 0.00056926 | 1430.0123 | 0.81405 | 2026 | Mitigation | 0.9 | 30 | 0 | esc | 0.065589 | 3.7337e-05 | 0.069256 | 3.9425e-05 | 0.066806 | 3.803e-05 | 0.063625 | 3.6219e-05
[120 empty] | 7.3.5.15 Identification and remediation of “at-risk species”WLDFRVegetation ContactBranch (OverHanging) | WLDFR | HFTD - Distribution - Tier 3 - 5QU CoRE ¦ 1QU LoRE | Non-Red Flag Warning - Small Fires | Vegetation Contact | Branch (OverHanging) | 2027 | 0.00056926 | 1430.0123 | 0.81405 | 2027 | Mitigation | 0.9 | 30 | 0 | esc | 0.065589 | 3.7337e-05 | 0.069256 | 3.9425e-05 | 0.066806 | 3.803e-05 | 0.063625 | 3.6219e-05
[120 empty] | 7.3.5.15 Identification and remediation of “at-risk species”WLDFRVegetation ContactBranch (OverHanging) | WLDFR | HFTD - Distribution - Tier 3 - 5QU CoRE ¦ 1QU LoRE | Non-Red Flag Warning - Small Fires | Vegetation Contact | Branch (OverHanging) | 2028 | 0.00056926 | 1430.0123 | 0.81405 | 2028 | Mitigation | 0.9 | 30 | 0 | esc | 0.065589 | 3.7337e-05 | 0.069256 | 3.9425e-05 | 0.066806 | 3.803e-05 | 0.063625 | 3.6219e-05
[120 empty] | 7.3.5.15 Identification and remediation of “at-risk species”WLDFRVegetation ContactBranch (OverHanging) | WLDFR | HFTD - Distribution - Tier 3 - 5QU CoRE ¦ 1QU LoRE | Non-Red Flag Warning - Small Fires | Vegetation Contact | Branch (OverHanging) | 2029 | 0.00056926 | 1430.0123 | 0.81405 | 2029 | Mitigation | 0.9 | 30 | 0 | esc | 0.065589 | 3.7337e-05 | 0.069256 | 3.9425e-05 | 0.066806 | 3.803e-05 | 0.063625 | 3.6219e-05
[120 empty] | 7.3.5.15 Identification and remediation of “at-risk species”WLDFRVegetation ContactBranch (OverHanging) | WLDFR | HFTD - Distribution - Tier 3 - 5QU CoRE ¦ 1QU LoRE | Non-Red Flag Warning - Small Fires | Vegetation Contact | Branch (OverHanging) | 2030 | 0.00056926 | 1430.0123 | 0.81405 | 2030 | Mitigation | 0.9 | 30 | 0 | esc | 0.065589 | 3.7337e-05 | 0.069256 | 3.9425e-05 | 0.066806 | 3.803e-05 | 0.063625 | 3.6219e-05
[120 empty] | 7.3.5.15 Identification and remediation of “at-risk species”WLDFRVegetation ContactBranch (OverHanging) | WLDFR | HFTD - Distribution - Tier 3 - 5QU CoRE ¦ 1QU LoRE | Non-Red Flag Warning - Small Fires | Vegetation Contact | Branch (OverHanging) | 2031 | 0.00056926 | 1430.0123 | 0.81405 | 2031 | Mitigation | 0.9 | 30 | 0 | esc | 0.065589 | 3.7337e-05 | 0.069256 | 3.9425e-05 | 0.066806 | 3.803e-05 | 0.063625 | 3.6219e-05
[120 empty] | 7.3.5.15 Identification and remediation of “at-risk species”WLDFRVegetation ContactBranch (OverHanging) | WLDFR | HFTD - Distribution - Tier 3 - 5QU CoRE ¦ 1QU LoRE | Non-Red Flag Warning - Small Fires | Vegetation Contact | Branch (OverHanging) | 2032 | 0.00056926 | 1430.0123 | 0.81405 | 2032 | Mitigation | 0.9 | 30 | 0 | esc | 0.065589 | 3.7337e-05 | 0.069256 | 3.9425e-05 | 0.066806 | 3.803e-05 | 0.063625 | 3.6219e-05
[120 empty] | 7.3.5.15 Identification and remediation of “at-risk species”WLDFRVegetation ContactBranch (OverHanging) | WLDFR | HFTD - Distribution - Tier 3 - 5QU CoRE ¦ 1QU LoRE | Non-Red Flag Warning - Small Fires | Vegetation Contact | Branch (OverHanging) | 2033 | 0.00056926 | 1430.0123 | 0.81405 | 2033 | Mitigation | 0.9 | 30 | 0 | esc | 0.065589 | 3.7337e-05 | 0.069256 | 3.9425e-05 | 0.066806 | 3.803e-05 | 0.063625 | 3.6219e-05
[120 empty] | 7.3.5.15 Identification and remediation of “at-risk species”WLDFRVegetation ContactBranch (OverHanging) | WLDFR | HFTD - Distribution - Tier 3 - 5QU CoRE ¦ 1QU LoRE | Non-Red Flag Warning - Small Fires | Vegetation Contact | Branch (OverHanging) | 2034 | 0.00056926 | 1430.0123 | 0.81405 | 2034 | Mitigation | 0.9 | 30 | 0 | esc | 0.065589 | 3.7337e-05 | 0.069256 | 3.9425e-05 | 0.066806 | 3.803e-05 | 0.063625 | 3.6219e-05
[120 empty] | 7.3.5.15 Identification and remediation of “at-risk species”WLDFRVegetation ContactBranch (OverHanging) | WLDFR | HFTD - Distribution - Tier 3 - 5QU CoRE ¦ 1QU LoRE | Non-Red Flag Warning - Small Fires | Vegetation Contact | Branch (OverHanging) | 2035 | 0.00056926 | 1430.0123 | 0.81405 | 2035 | Mitigation | 0.9 | 30 | 0 | esc | 0.065589 | 3.7337e-05 | 0.069256 | 3.9425e-05 | 0.066806 | 3.803e-05 | 0.063625 | 3.6219e-05
[120 empty] | 7.3.5.15 Identification and remediation of “at-risk species”WLDFRVegetation ContactBranch (OverHanging) | WLDFR | HFTD - Distribution - Tier 3 - 5QU CoRE ¦ 1QU LoRE | Non-Red Flag Warning - Small Fires | Vegetation Contact | Branch (OverHanging) | 2036 | 0.00056926 | 1430.0123 | 0.81405 | 2036 | Mitigation | 0.9 | 30 | 0 | esc | 0.065589 | 3.7337e-05 | 0.069256 | 3.9425e-05 | 0.066806 | 3.803e-05 | 0.063625 | 3.6219e-05
[120 empty] | 7.3.5.15 Identification and remediation of “at-risk species”WLDFRVegetation ContactBranch (OverHanging) | WLDFR | HFTD - Distribution - Tier 3 - 5QU CoRE ¦ 1QU LoRE | Non-Red Flag Warning - Small Fires | Vegetation Contact | Branch (OverHanging) | 2037 | 0.00056926 | 1430.0123 | 0.81405 | 2037 | Mitigation | 0.9 | 30 | 0 | esc | 0.065589 | 3.7337e-05 | 0.069256 | 3.9425e-05 | 0.066806 | 3.803e-05 | 0.063625 | 3.6219e-05
[120 empty] | 7.3.5.15 Identification and remediation of “at-risk species”WLDFRVegetation ContactBranch (OverHanging) | WLDFR | HFTD - Distribution - Tier 3 - 5QU CoRE ¦ 1QU LoRE | Non-Red Flag Warning - Small Fires | Vegetation Contact | Branch (OverHanging) | 2038 | 0.00056926 | 1430.0123 | 0.81405 | 2038 | Mitigation | 0.9 | 30 | 0 | esc | 0.065589 | 3.7337e-05 | 0.069256 | 3.9425e-05 | 0.066806 | 3.803e-05 | 0.063625 | 3.6219e-05
[120 empty] | 7.3.5.15 Identification and remediation of “at-risk species”WLDFRVegetation ContactBranch (OverHanging) | WLDFR | HFTD - Distribution - Tier 3 - 5QU CoRE ¦ 1QU LoRE | Non-Red Flag Warning - Small Fires | Vegetation Contact | Branch (OverHanging) | 2039 | 0.00056926 | 1430.0123 | 0.81405 | 2039 | Mitigation | 0.9 | 30 | 0 | esc | 0.065589 | 3.7337e-05 | 0.069256 | 3.9425e-05 | 0.066806 | 3.803e-05 | 0.063625 | 3.6219e-05
[120 empty] | 7.3.5.15 Identification and remediation of “at-risk species”WLDFRVegetation ContactBranch (OverHanging) | WLDFR | HFTD - Distribution - Tier 3 - 5QU CoRE ¦ 1QU LoRE | Non-Red Flag Warning - Small Fires | Vegetation Contact | Branch (OverHanging) | 2040 | 0.00056926 | 1430.0123 | 0.81405 | 2040 | Mitigation | 0.9 | 30 | 0 | esc | 0.065589 | 3.7337e-05 | 0.069256 | 3.9425e-05 | 0.066806 | 3.803e-05 | 0.063625 | 3.6219e-05
[120 empty] | 7.3.5.15 Identification and remediation of “at-risk species”WLDFRVegetation ContactBranch (OverHanging) | WLDFR | HFTD - Distribution - Tier 3 - 5QU CoRE ¦ 1QU LoRE | Non-Red Flag Warning - Small Fires | Vegetation Contact | Branch (OverHanging) | 2041 | 0.00056926 | 1430.0123 | 0.81405 | 2041 | Mitigation | 0.9 | 30 | 0 | esc | 0.065589 | 3.7337e-05 | 0.069256 | 3.9425e-05 | 0.066806 | 3.803e-05 | 0.063625 | 3.6219e-05
[120 empty] | 7.3.5.15 Identification and remediation of “at-risk species”WLDFRVegetation ContactBranch (OverHanging) | WLDFR | HFTD - Distribution - Tier 3 - 5QU CoRE ¦ 1QU LoRE | Non-Red Flag Warning - Small Fires | Vegetation Contact | Branch (OverHanging) | 2042 | 0.00056926 | 1430.0123 | 0.81405 | 2042 | Mitigation | 0.9 | 30 | 0 | esc | 0.065589 | 3.7337e-05 | 0.069256 | 3.9425e-05 | 0.066806 | 3.803e-05 | 0.063625 | 3.6219e-05
[120 empty] | 7.3.5.15 Identification and remediation of “at-risk species”WLDFRVegetation ContactBranch (OverHanging) | WLDFR | HFTD - Distribution - Tier 3 - 5QU CoRE ¦ 1QU LoRE | Non-Red Flag Warning - Small Fires | Vegetation Contact | Branch (OverHanging) | 2043 | 0.00056926 | 1430.0123 | 0.81405 | 2043 | Mitigation | 0.9 | 30 | 0 | esc | 0.065589 | 3.7337e-05 | 0.069256 | 3.9425e-05 | 0.066806 | 3.803e-05 | 0.063625 | 3.6219e-05
[120 empty] | 7.3.5.15 Identification and remediation of “at-risk species”WLDFRVegetation ContactBranch (OverHanging) | WLDFR | HFTD - Distribution - Tier 3 - 5QU CoRE ¦ 1QU LoRE | Non-Red Flag Warning - Small Fires | Vegetation Contact | Branch (OverHanging) | 2044 | 0.00056926 | 1430.0123 | 0.81405 | 2044 | Mitigation | 0.9 | 30 | 0 | esc | 0.065589 | 3.7337e-05 | 0.069256 | 3.9425e-05 | 0.066806 | 3.803e-05 | 0.063625 | 3.6219e-05
[120 empty] | 7.3.5.15 Identification and remediation of “at-risk species”WLDFRVegetation ContactBranch (OverHanging) | WLDFR | HFTD - Distribution - Tier 3 - 5QU CoRE ¦ 1QU LoRE | Non-Red Flag Warning - Small Fires | Vegetation Contact | Branch (OverHanging) | 2045 | 0.00056926 | 1430.0123 | 0.81405 | 2045 | Mitigation | 0.9 | 30 | 0 | esc | 0.065589 | 3.7337e-05 | 0.069256 | 3.9425e-05 | 0.066806 | 3.803e-05 | 0.063625 | 3.6219e-05
[120 empty] | 7.3.5.15 Identification and remediation of “at-risk species”WLDFRVegetation ContactBranch (OverHanging) | WLDFR | HFTD - Distribution - Tier 3 - 5QU CoRE ¦ 1QU LoRE | Non-Red Flag Warning - Small Fires | Vegetation Contact | Branch (OverHanging) | 2046 | 0.00056926 | 1430.0123 | 0.81405 | 2046 | Mitigation | 0.9 | 30 | 0 | esc | 0.065589 | 3.7337e-05 | 0.069256 | 3.9425e-05 | 0.066806 | 3.803e-05 | 0.063625 | 3.6219e-05
[120 empty] | 7.3.5.15 Identification and remediation of “at-risk species”WLDFRVegetation ContactBranch (OverHanging) | WLDFR | HFTD - Distribution - Tier 3 - 5QU CoRE ¦ 1QU LoRE | Non-Red Flag Warning - Small Fires | Vegetation Contact | Branch (OverHanging) | 2047 | 0.00056926 | 1430.0123 | 0.81405 | 2047 | Mitigation | 0.9 | 30 | 0 | esc | 0.065589 | 3.7337e-05 | 0.069256 | 3.9425e-05 | 0.066806 | 3.803e-05 | 0.063625 | 3.6219e-05
[120 empty] | 7.3.5.15 Identification and remediation of “at-risk species”WLDFRVegetation ContactBranch (OverHanging) | WLDFR | HFTD - Distribution - Tier 3 - 5QU CoRE ¦ 1QU LoRE | Non-Red Flag Warning - Small Fires | Vegetation Contact | Branch (OverHanging) | 2048 | 0.00056926 | 1430.0123 | 0.81405 | 2048 | Mitigation | 0.9 | 30 | 0 | esc | 0.065589 | 3.7337e-05 | 0.069256 | 3.9425e-05 | 0.066806 | 3.803e-05 | 0.063625 | 3.6219e-05
[120 empty] | 7.3.5.15 Identification and remediation of “at-risk species”WLDFRVegetation ContactBranch (OverHanging) | WLDFR | HFTD - Distribution - Tier 3 - 5QU CoRE ¦ 1QU LoRE | Non-Red Flag Warning - Small Fires | Vegetation Contact | Branch (OverHanging) | 2049 | 0.00056926 | 1430.0123 | 0.81405 | 2049 | Mitigation | 0.9 | 30 | 0 | esc | 0.065589 | 3.7337e-05 | 0.069256 | 3.9425e-05 | 0.066806 | 3.803e-05 | 0.063625 | 3.6219e-05
[120 empty] | 7.3.5.15 Identification and remediation of “at-risk species”WLDFRVegetation ContactBranch (OverHanging) | WLDFR | HFTD - Distribution - Tier 3 - 5QU CoRE ¦ 1QU LoRE | Non-Red Flag Warning - Small Fires | Vegetation Contact | Branch (OverHanging) | 2050 | 0.00056926 | 1430.0123 | 0.81405 | 2050 | Mitigation | 0.9 | 30 | 0 | esc | 0 | 0 | 0.069256 | 3.9425e-05 | 0.066806 | 3.803e-05 | 0.063625 | 3.6219e-05
[120 empty] | 7.3.5.15 Identification and remediation of “at-risk species”WLDFRVegetation ContactBranch (OverHanging) | WLDFR | HFTD - Distribution - Tier 3 - 5QU CoRE ¦ 1QU LoRE | Non-Red Flag Warning - Small Fires | Vegetation Contact | Branch (OverHanging) | 2051 | 0.00056926 | 1430.0123 | 0.81405 | 2051 | Mitigation | 0.9 | 30 | 0 | esc | 0 | 0 | 0 | 0 | 0.066806 | 3.803e-05 | 0.063625 | 3.6219e-05
[120 empty] | 7.3.5.15 Identification and remediation of “at-risk species”WLDFRVegetation ContactBranch (OverHanging) | WLDFR | HFTD - Distribution - Tier 3 - 5QU CoRE ¦ 1QU LoRE | Non-Red Flag Warning - Small Fires | Vegetation Contact | Branch (OverHanging) | 2052 | 0.00056926 | 1430.0123 | 0.81405 | 2052 | Mitigation | 0.9 | 30 | 0 | esc | 0 | 0 | 0 | 0 | 0 | 0 | 0.063625 | 3.6219e-05
[120 empty] | 7.3.5.15 Identification and remediation of “at-risk species”WLDFRVegetation ContactFell into (Moderate-Severe defect) | WLDFR | HFTD - Distribution - Tier 3 - 5QU CoRE ¦ 1QU LoRE | Non-Red Flag Warning - Small Fires | Vegetation Contact | Fell into (Moderate-Severe defect) | 2022 | 0.00024963 | 1430.0123 | 0.35697 | 2022 | Mitigation | 0.95 | 1 | 0 | esc | 0 | 0 | 0 | 0 | 0.070518 | 1.7603e-05 | 0 | 0
[120 empty] | 7.3.5.15 Identification and remediation of “at-risk species”WLDFRVegetation ContactFell into (Moderate-Severe defect) | WLDFR | HFTD - Distribution - Tier 3 - 5QU CoRE ¦ 1QU LoRE | Non-Red Flag Warning - Small Fires | Vegetation Contact | Fell into (Moderate-Severe defect) | 2023 | 0.00024963 | 1430.0123 | 0.35697 | 2023 | Mitigation | 0.95 | 1 | 0 | esc | 0 | 0 | 0 | 0 | 0 | 0 | 0.06716 | 1.6765e-05
[120 empty] | 7.3.5.15 Identification and remediation of “at-risk species”WLDFRVegetation ContactFell into (slight defect) | WLDFR | HFTD - Distribution - Tier 3 - 5QU CoRE ¦ 1QU LoRE | Non-Red Flag Warning - Small Fires | Vegetation Contact | Fell into (slight defect) | 2022 | 0.00032192 | 1430.0123 | 0.46034 | 2022 | Mitigation | 0.5 | 1 | 0 | esc | 0 | 0 | 0 | 0 | 0.037115 | 1.1948e-05 | 0 | 0
[120 empty] | 7.3.5.15 Identification and remediation of “at-risk species”WLDFRVegetation ContactFell into (slight defect) | WLDFR | HFTD - Distribution - Tier 3 - 5QU CoRE ¦ 1QU LoRE | Non-Red Flag Warning - Small Fires | Vegetation Contact | Fell into (slight defect) | 2023 | 0.00032192 | 1430.0123 | 0.46034 | 2023 | Mitigation | 0.5 | 1 | 0 | esc | 0 | 0 | 0 | 0 | 0 | 0 | 0.035347 | 1.1379e-05
[120 empty] | 7.3.5.15 Identification and remediation of “at-risk species”WLDFRVegetation ContactGrow Into | WLDFR | HFTD - Distribution - Tier 3 - 5QU CoRE ¦ 1QU LoRE | Non-Red Flag Warning - Small Fires | Vegetation Contact | Grow Into | 2022 | 2.7871e-05 | 1430.0123 | 0.039856 | 2022 | Mitigation | 0.5 | 1 | 0 | esc | 0 | 0 | 0 | 0 | 0.037115 | 1.0344e-06 | 0 | 0
[120 empty] | 7.3.5.15 Identification and remediation of “at-risk species”WLDFRVegetation ContactGrow Into | WLDFR | HFTD - Distribution - Tier 3 - 5QU CoRE ¦ 1QU LoRE | Non-Red Flag Warning - Small Fires | Vegetation Contact | Grow Into | 2023 | 2.7871e-05 | 1430.0123 | 0.039856 | 2023 | Mitigation | 0.5 | 1 | 0 | esc | 0 | 0 | 0 | 0 | 0 | 0 | 0.035347 | 9.8517e-07
[120 empty] | 7.3.5.15 Identification and remediation of “at-risk species”WLDFRVegetation ContactBranch (Not overhanging, 4-12ft) | WLDFR | HFTD - Distribution - Tier 3 - 5QU CoRE ¦ 1QU LoRE | Red Flag Warning - Catastrophic Fires | Vegetation Contact | Branch (Not overhanging, 4-12ft) | 2022 | 2.0791e-08 | 1430.0123 | 2.9732e-05 | 2022 | Mitigation | 0.5 | 30 | 0 | esc | 0.036438 | 7.576e-10 | 0.038476 | 7.9996e-10 | 0.037115 | 7.7166e-10 | 0 | 0
[120 empty] | 7.3.5.15 Identification and remediation of “at-risk species”WLDFRVegetation ContactBranch (Not overhanging, 4-12ft) | WLDFR | HFTD - Distribution - Tier 3 - 5QU CoRE ¦ 1QU LoRE | Red Flag Warning - Catastrophic Fires | Vegetation Contact | Branch (Not overhanging, 4-12ft) | 2023 | 2.0791e-08 | 1430.0123 | 2.9732e-05 | 2023 | Mitigation | 0.5 | 30 | 0 | esc | 0.036438 | 7.576e-10 | 0.038476 | 7.9996e-10 | 0.037115 | 7.7166e-10 | 0.035347 | 7.3492e-10
[120 empty] | 7.3.5.15 Identification and remediation of “at-risk species”WLDFRVegetation ContactBranch (Not overhanging, 4-12ft) | WLDFR | HFTD - Distribution - Tier 3 - 5QU CoRE ¦ 1QU LoRE | Red Flag Warning - Catastrophic Fires | Vegetation Contact | Branch (Not overhanging, 4-12ft) | 2024 | 2.0791e-08 | 1430.0123 | 2.9732e-05 | 2024 | Mitigation | 0.5 | 30 | 0 | esc | 0.036438 | 7.576e-10 | 0.038476 | 7.9996e-10 | 0.037115 | 7.7166e-10 | 0.035347 | 7.3492e-10
[120 empty] | 7.3.5.15 Identification and remediation of “at-risk species”WLDFRVegetation ContactBranch (Not overhanging, 4-12ft) | WLDFR | HFTD - Distribution - Tier 3 - 5QU CoRE ¦ 1QU LoRE | Red Flag Warning - Catastrophic Fires | Vegetation Contact | Branch (Not overhanging, 4-12ft) | 2025 | 2.0791e-08 | 1430.0123 | 2.9732e-05 | 2025 | Mitigation | 0.5 | 30 | 0 | esc | 0.036438 | 7.576e-10 | 0.038476 | 7.9996e-10 | 0.037115 | 7.7166e-10 | 0.035347 | 7.3492e-10
[120 empty] | 7.3.5.15 Identification and remediation of “at-risk species”WLDFRVegetation ContactBranch (Not overhanging, 4-12ft) | WLDFR | HFTD - Distribution - Tier 3 - 5QU CoRE ¦ 1QU LoRE | Red Flag Warning - Catastrophic Fires | Vegetation Contact | Branch (Not overhanging, 4-12ft) | 2026 | 2.0791e-08 | 1430.0123 | 2.9732e-05 | 2026 | Mitigation | 0.5 | 30 | 0 | esc | 0.036438 | 7.576e-10 | 0.038476 | 7.9996e-10 | 0.037115 | 7.7166e-10 | 0.035347 | 7.3492e-10
[120 empty] | 7.3.5.15 Identification and remediation of “at-risk species”WLDFRVegetation ContactBranch (Not overhanging, 4-12ft) | WLDFR | HFTD - Distribution - Tier 3 - 5QU CoRE ¦ 1QU LoRE | Red Flag Warning - Catastrophic Fires | Vegetation Contact | Branch (Not overhanging, 4-12ft) | 2027 | 2.0791e-08 | 1430.0123 | 2.9732e-05 | 2027 | Mitigation | 0.5 | 30 | 0 | esc | 0.036438 | 7.576e-10 | 0.038476 | 7.9996e-10 | 0.037115 | 7.7166e-10 | 0.035347 | 7.3492e-10
[120 empty] | 7.3.5.15 Identification and remediation of “at-risk species”WLDFRVegetation ContactBranch (Not overhanging, 4-12ft) | WLDFR | HFTD - Distribution - Tier 3 - 5QU CoRE ¦ 1QU LoRE | Red Flag Warning - Catastrophic Fires | Vegetation Contact | Branch (Not overhanging, 4-12ft) | 2028 | 2.0791e-08 | 1430.0123 | 2.9732e-05 | 2028 | Mitigation | 0.5 | 30 | 0 | esc | 0.036438 | 7.576e-10 | 0.038476 | 7.9996e-10 | 0.037115 | 7.7166e-10 | 0.035347 | 7.3492e-10
[120 empty] | 7.3.5.15 Identification and remediation of “at-risk species”WLDFRVegetation ContactBranch (Not overhanging, 4-12ft) | WLDFR | HFTD - Distribution - Tier 3 - 5QU CoRE ¦ 1QU LoRE | Red Flag Warning - Catastrophic Fires | Vegetation Contact | Branch (Not overhanging, 4-12ft) | 2029 | 2.0791e-08 | 1430.0123 | 2.9732e-05 | 2029 | Mitigation | 0.5 | 30 | 0 | esc | 0.036438 | 7.576e-10 | 0.038476 | 7.9996e-10 | 0.037115 | 7.7166e-10 | 0.035347 | 7.3492e-10
[120 empty] | 7.3.5.15 Identification and remediation of “at-risk species”WLDFRVegetation ContactBranch (Not overhanging, 4-12ft) | WLDFR | HFTD - Distribution - Tier 3 - 5QU CoRE ¦ 1QU LoRE | Red Flag Warning - Catastrophic Fires | Vegetation Contact | Branch (Not overhanging, 4-12ft) | 2030 | 2.0791e-08 | 1430.0123 | 2.9732e-05 | 2030 | Mitigation | 0.5 | 30 | 0 | esc | 0.036438 | 7.576e-10 | 0.038476 | 7.9996e-10 | 0.037115 | 7.7166e-10 | 0.035347 | 7.3492e-10
[120 empty] | 7.3.5.15 Identification and remediation of “at-risk species”WLDFRVegetation ContactBranch (Not overhanging, 4-12ft) | WLDFR | HFTD - Distribution - Tier 3 - 5QU CoRE ¦ 1QU LoRE | Red Flag Warning - Catastrophic Fires | Vegetation Contact | Branch (Not overhanging, 4-12ft) | 2031 | 2.0791e-08 | 1430.0123 | 2.9732e-05 | 2031 | Mitigation | 0.5 | 30 | 0 | esc | 0.036438 | 7.576e-10 | 0.038476 | 7.9996e-10 | 0.037115 | 7.7166e-10 | 0.035347 | 7.3492e-10
[120 empty] | 7.3.5.15 Identification and remediation of “at-risk species”WLDFRVegetation ContactBranch (Not overhanging, 4-12ft) | WLDFR | HFTD - Distribution - Tier 3 - 5QU CoRE ¦ 1QU LoRE | Red Flag Warning - Catastrophic Fires | Vegetation Contact | Branch (Not overhanging, 4-12ft) | 2032 | 2.0791e-08 | 1430.0123 | 2.9732e-05 | 2032 | Mitigation | 0.5 | 30 | 0 | esc | 0.036438 | 7.576e-10 | 0.038476 | 7.9996e-10 | 0.037115 | 7.7166e-10 | 0.035347 | 7.3492e-10
[120 empty] | 7.3.5.15 Identification and remediation of “at-risk species”WLDFRVegetation ContactBranch (Not overhanging, 4-12ft) | WLDFR | HFTD - Distribution - Tier 3 - 5QU CoRE ¦ 1QU LoRE | Red Flag Warning - Catastrophic Fires | Vegetation Contact | Branch (Not overhanging, 4-12ft) | 2033 | 2.0791e-08 | 1430.0123 | 2.9732e-05 | 2033 | Mitigation | 0.5 | 30 | 0 | esc | 0.036438 | 7.576e-10 | 0.038476 | 7.9996e-10 | 0.037115 | 7.7166e-10 | 0.035347 | 7.3492e-10
[120 empty] | 7.3.5.15 Identification and remediation of “at-risk species”WLDFRVegetation ContactBranch (Not overhanging, 4-12ft) | WLDFR | HFTD - Distribution - Tier 3 - 5QU CoRE ¦ 1QU LoRE | Red Flag Warning - Catastrophic Fires | Vegetation Contact | Branch (Not overhanging, 4-12ft) | 2034 | 2.0791e-08 | 1430.0123 | 2.9732e-05 | 2034 | Mitigation | 0.5 | 30 | 0 | esc | 0.036438 | 7.576e-10 | 0.038476 | 7.9996e-10 | 0.037115 | 7.7166e-10 | 0.035347 | 7.3492e-10
[120 empty] | 7.3.5.15 Identification and remediation of “at-risk species”WLDFRVegetation ContactBranch (Not overhanging, 4-12ft) | WLDFR | HFTD - Distribution - Tier 3 - 5QU CoRE ¦ 1QU LoRE | Red Flag Warning - Catastrophic Fires | Vegetation Contact | Branch (Not overhanging, 4-12ft) | 2035 | 2.0791e-08 | 1430.0123 | 2.9732e-05 | 2035 | Mitigation | 0.5 | 30 | 0 | esc | 0.036438 | 7.576e-10 | 0.038476 | 7.9996e-10 | 0.037115 | 7.7166e-10 | 0.035347 | 7.3492e-10
[120 empty] | 7.3.5.15 Identification and remediation of “at-risk species”WLDFRVegetation ContactBranch (Not overhanging, 4-12ft) | WLDFR | HFTD - Distribution - Tier 3 - 5QU CoRE ¦ 1QU LoRE | Red Flag Warning - Catastrophic Fires | Vegetation Contact | Branch (Not overhanging, 4-12ft) | 2036 | 2.0791e-08 | 1430.0123 | 2.9732e-05 | 2036 | Mitigation | 0.5 | 30 | 0 | esc | 0.036438 | 7.576e-10 | 0.038476 | 7.9996e-10 | 0.037115 | 7.7166e-10 | 0.035347 | 7.3492e-10
[120 empty] | 7.3.5.15 Identification and remediation of “at-risk species”WLDFRVegetation ContactBranch (Not overhanging, 4-12ft) | WLDFR | HFTD - Distribution - Tier 3 - 5QU CoRE ¦ 1QU LoRE | Red Flag Warning - Catastrophic Fires | Vegetation Contact | Branch (Not overhanging, 4-12ft) | 2037 | 2.0791e-08 | 1430.0123 | 2.9732e-05 | 2037 | Mitigation | 0.5 | 30 | 0 | esc | 0.036438 | 7.576e-10 | 0.038476 | 7.9996e-10 | 0.037115 | 7.7166e-10 | 0.035347 | 7.3492e-10
[120 empty] | 7.3.5.15 Identification and remediation of “at-risk species”WLDFRVegetation ContactBranch (Not overhanging, 4-12ft) | WLDFR | HFTD - Distribution - Tier 3 - 5QU CoRE ¦ 1QU LoRE | Red Flag Warning - Catastrophic Fires | Vegetation Contact | Branch (Not overhanging, 4-12ft) | 2038 | 2.0791e-08 | 1430.0123 | 2.9732e-05 | 2038 | Mitigation | 0.5 | 30 | 0 | esc | 0.036438 | 7.576e-10 | 0.038476 | 7.9996e-10 | 0.037115 | 7.7166e-10 | 0.035347 | 7.3492e-10
[120 empty] | 7.3.5.15 Identification and remediation of “at-risk species”WLDFRVegetation ContactBranch (Not overhanging, 4-12ft) | WLDFR | HFTD - Distribution - Tier 3 - 5QU CoRE ¦ 1QU LoRE | Red Flag Warning - Catastrophic Fires | Vegetation Contact | Branch (Not overhanging, 4-12ft) | 2039 | 2.0791e-08 | 1430.0123 | 2.9732e-05 | 2039 | Mitigation | 0.5 | 30 | 0 | esc | 0.036438 | 7.576e-10 | 0.038476 | 7.9996e-10 | 0.037115 | 7.7166e-10 | 0.035347 | 7.3492e-10
[120 empty] | 7.3.5.15 Identification and remediation of “at-risk species”WLDFRVegetation ContactBranch (Not overhanging, 4-12ft) | WLDFR | HFTD - Distribution - Tier 3 - 5QU CoRE ¦ 1QU LoRE | Red Flag Warning - Catastrophic Fires | Vegetation Contact | Branch (Not overhanging, 4-12ft) | 2040 | 2.0791e-08 | 1430.0123 | 2.9732e-05 | 2040 | Mitigation | 0.5 | 30 | 0 | esc | 0.036438 | 7.576e-10 | 0.038476 | 7.9996e-10 | 0.037115 | 7.7166e-10 | 0.035347 | 7.3492e-10
[120 empty] | 7.3.5.15 Identification and remediation of “at-risk species”WLDFRVegetation ContactBranch (Not overhanging, 4-12ft) | WLDFR | HFTD - Distribution - Tier 3 - 5QU CoRE ¦ 1QU LoRE | Red Flag Warning - Catastrophic Fires | Vegetation Contact | Branch (Not overhanging, 4-12ft) | 2041 | 2.0791e-08 | 1430.0123 | 2.9732e-05 | 2041 | Mitigation | 0.5 | 30 | 0 | esc | 0.036438 | 7.576e-10 | 0.038476 | 7.9996e-10 | 0.037115 | 7.7166e-10 | 0.035347 | 7.3492e-10
[120 empty] | 7.3.5.15 Identification and remediation of “at-risk species”WLDFRVegetation ContactBranch (Not overhanging, 4-12ft) | WLDFR | HFTD - Distribution - Tier 3 - 5QU CoRE ¦ 1QU LoRE | Red Flag Warning - Catastrophic Fires | Vegetation Contact | Branch (Not overhanging, 4-12ft) | 2042 | 2.0791e-08 | 1430.0123 | 2.9732e-05 | 2042 | Mitigation | 0.5 | 30 | 0 | esc | 0.036438 | 7.576e-10 | 0.038476 | 7.9996e-10 | 0.037115 | 7.7166e-10 | 0.035347 | 7.3492e-10
[120 empty] | 7.3.5.15 Identification and remediation of “at-risk species”WLDFRVegetation ContactBranch (Not overhanging, 4-12ft) | WLDFR | HFTD - Distribution - Tier 3 - 5QU CoRE ¦ 1QU LoRE | Red Flag Warning - Catastrophic Fires | Vegetation Contact | Branch (Not overhanging, 4-12ft) | 2043 | 2.0791e-08 | 1430.0123 | 2.9732e-05 | 2043 | Mitigation | 0.5 | 30 | 0 | esc | 0.036438 | 7.576e-10 | 0.038476 | 7.9996e-10 | 0.037115 | 7.7166e-10 | 0.035347 | 7.3492e-10
[120 empty] | 7.3.5.15 Identification and remediation of “at-risk species”WLDFRVegetation ContactBranch (Not overhanging, 4-12ft) | WLDFR | HFTD - Distribution - Tier 3 - 5QU CoRE ¦ 1QU LoRE | Red Flag Warning - Catastrophic Fires | Vegetation Contact | Branch (Not overhanging, 4-12ft) | 2044 | 2.0791e-08 | 1430.0123 | 2.9732e-05 | 2044 | Mitigation | 0.5 | 30 | 0 | esc | 0.036438 | 7.576e-10 | 0.038476 | 7.9996e-10 | 0.037115 | 7.7166e-10 | 0.035347 | 7.3492e-10
[120 empty] | 7.3.5.15 Identification and remediation of “at-risk species”WLDFRVegetation ContactBranch (Not overhanging, 4-12ft) | WLDFR | HFTD - Distribution - Tier 3 - 5QU CoRE ¦ 1QU LoRE | Red Flag Warning - Catastrophic Fires | Vegetation Contact | Branch (Not overhanging, 4-12ft) | 2045 | 2.0791e-08 | 1430.0123 | 2.9732e-05 | 2045 | Mitigation | 0.5 | 30 | 0 | esc | 0.036438 | 7.576e-10 | 0.038476 | 7.9996e-10 | 0.037115 | 7.7166e-10 | 0.035347 | 7.3492e-10
[120 empty] | 7.3.5.15 Identification and remediation of “at-risk species”WLDFRVegetation ContactBranch (Not overhanging, 4-12ft) | WLDFR | HFTD - Distribution - Tier 3 - 5QU CoRE ¦ 1QU LoRE | Red Flag Warning - Catastrophic Fires | Vegetation Contact | Branch (Not overhanging, 4-12ft) | 2046 | 2.0791e-08 | 1430.0123 | 2.9732e-05 | 2046 | Mitigation | 0.5 | 30 | 0 | esc | 0.036438 | 7.576e-10 | 0.038476 | 7.9996e-10 | 0.037115 | 7.7166e-10 | 0.035347 | 7.3492e-10
[120 empty] | 7.3.5.15 Identification and remediation of “at-risk species”WLDFRVegetation ContactBranch (Not overhanging, 4-12ft) | WLDFR | HFTD - Distribution - Tier 3 - 5QU CoRE ¦ 1QU LoRE | Red Flag Warning - Catastrophic Fires | Vegetation Contact | Branch (Not overhanging, 4-12ft) | 2047 | 2.0791e-08 | 1430.0123 | 2.9732e-05 | 2047 | Mitigation | 0.5 | 30 | 0 | esc | 0.036438 | 7.576e-10 | 0.038476 | 7.9996e-10 | 0.037115 | 7.7166e-10 | 0.035347 | 7.3492e-10
[120 empty] | 7.3.5.15 Identification and remediation of “at-risk species”WLDFRVegetation ContactBranch (Not overhanging, 4-12ft) | WLDFR | HFTD - Distribution - Tier 3 - 5QU CoRE ¦ 1QU LoRE | Red Flag Warning - Catastrophic Fires | Vegetation Contact | Branch (Not overhanging, 4-12ft) | 2048 | 2.0791e-08 | 1430.0123 | 2.9732e-05 | 2048 | Mitigation | 0.5 | 30 | 0 | esc | 0.036438 | 7.576e-10 | 0.038476 | 7.9996e-10 | 0.037115 | 7.7166e-10 | 0.035347 | 7.3492e-10
[120 empty] | 7.3.5.15 Identification and remediation of “at-risk species”WLDFRVegetation ContactBranch (Not overhanging, 4-12ft) | WLDFR | HFTD - Distribution - Tier 3 - 5QU CoRE ¦ 1QU LoRE | Red Flag Warning - Catastrophic Fires | Vegetation Contact | Branch (Not overhanging, 4-12ft) | 2049 | 2.0791e-08 | 1430.0123 | 2.9732e-05 | 2049 | Mitigation | 0.5 | 30 | 0 | esc | 0.036438 | 7.576e-10 | 0.038476 | 7.9996e-10 | 0.037115 | 7.7166e-10 | 0.035347 | 7.3492e-10
[120 empty] | 7.3.5.15 Identification and remediation of “at-risk species”WLDFRVegetation ContactBranch (Not overhanging, 4-12ft) | WLDFR | HFTD - Distribution - Tier 3 - 5QU CoRE ¦ 1QU LoRE | Red Flag Warning - Catastrophic Fires | Vegetation Contact | Branch (Not overhanging, 4-12ft) | 2050 | 2.0791e-08 | 1430.0123 | 2.9732e-05 | 2050 | Mitigation | 0.5 | 30 | 0 | esc | 0 | 0 | 0.038476 | 7.9996e-10 | 0.037115 | 7.7166e-10 | 0.035347 | 7.3492e-10
[120 empty] | 7.3.5.15 Identification and remediation of “at-risk species”WLDFRVegetation ContactBranch (Not overhanging, 4-12ft) | WLDFR | HFTD - Distribution - Tier 3 - 5QU CoRE ¦ 1QU LoRE | Red Flag Warning - Catastrophic Fires | Vegetation Contact | Branch (Not overhanging, 4-12ft) | 2051 | 2.0791e-08 | 1430.0123 | 2.9732e-05 | 2051 | Mitigation | 0.5 | 30 | 0 | esc | 0 | 0 | 0 | 0 | 0.037115 | 7.7166e-10 | 0.035347 | 7.3492e-10
[120 empty] | 7.3.5.15 Identification and remediation of “at-risk species”WLDFRVegetation ContactBranch (Not overhanging, 4-12ft) | WLDFR | HFTD - Distribution - Tier 3 - 5QU CoRE ¦ 1QU LoRE | Red Flag Warning - Catastrophic Fires | Vegetation Contact | Branch (Not overhanging, 4-12ft) | 2052 | 2.0791e-08 | 1430.0123 | 2.9732e-05 | 2052 | Mitigation | 0.5 | 30 | 0 | esc | 0 | 0 | 0 | 0 | 0 | 0 | 0.035347 | 7.3492e-10
[120 empty] | 7.3.5.15 Identification and remediation of “at-risk species”WLDFRVegetation ContactBranch (Not overhanging, within 4ft) | WLDFR | HFTD - Distribution - Tier 3 - 5QU CoRE ¦ 1QU LoRE | Red Flag Warning - Catastrophic Fires | Vegetation Contact | Branch (Not overhanging, within 4ft) | 2022 | 5.2833e-09 | 1430.0123 | 7.5552e-06 | 2022 | Mitigation | 0.9 | 30 | 0 | esc | 0.065589 | 3.4653e-10 | 0.069256 | 3.659e-10 | 0.066806 | 3.5296e-10 | 0 | 0
[120 empty] | 7.3.5.15 Identification and remediation of “at-risk species”WLDFRVegetation ContactBranch (Not overhanging, within 4ft) | WLDFR | HFTD - Distribution - Tier 3 - 5QU CoRE ¦ 1QU LoRE | Red Flag Warning - Catastrophic Fires | Vegetation Contact | Branch (Not overhanging, within 4ft) | 2023 | 5.2833e-09 | 1430.0123 | 7.5552e-06 | 2023 | Mitigation | 0.9 | 30 | 0 | esc | 0.065589 | 3.4653e-10 | 0.069256 | 3.659e-10 | 0.066806 | 3.5296e-10 | 0.063625 | 3.3615e-10
[120 empty] | 7.3.5.15 Identification and remediation of “at-risk species”WLDFRVegetation ContactBranch (Not overhanging, within 4ft) | WLDFR | HFTD - Distribution - Tier 3 - 5QU CoRE ¦ 1QU LoRE | Red Flag Warning - Catastrophic Fires | Vegetation Contact | Branch (Not overhanging, within 4ft) | 2024 | 5.2833e-09 | 1430.0123 | 7.5552e-06 | 2024 | Mitigation | 0.9 | 30 | 0 | esc | 0.065589 | 3.4653e-10 | 0.069256 | 3.659e-10 | 0.066806 | 3.5296e-10 | 0.063625 | 3.3615e-10
[120 empty] | 7.3.5.15 Identification and remediation of “at-risk species”WLDFRVegetation ContactBranch (Not overhanging, within 4ft) | WLDFR | HFTD - Distribution - Tier 3 - 5QU CoRE ¦ 1QU LoRE | Red Flag Warning - Catastrophic Fires | Vegetation Contact | Branch (Not overhanging, within 4ft) | 2025 | 5.2833e-09 | 1430.0123 | 7.5552e-06 | 2025 | Mitigation | 0.9 | 30 | 0 | esc | 0.065589 | 3.4653e-10 | 0.069256 | 3.659e-10 | 0.066806 | 3.5296e-10 | 0.063625 | 3.3615e-10
[120 empty] | 7.3.5.15 Identification and remediation of “at-risk species”WLDFRVegetation ContactBranch (Not overhanging, within 4ft) | WLDFR | HFTD - Distribution - Tier 3 - 5QU CoRE ¦ 1QU LoRE | Red Flag Warning - Catastrophic Fires | Vegetation Contact | Branch (Not overhanging, within 4ft) | 2026 | 5.2833e-09 | 1430.0123 | 7.5552e-06 | 2026 | Mitigation | 0.9 | 30 | 0 | esc | 0.065589 | 3.4653e-10 | 0.069256 | 3.659e-10 | 0.066806 | 3.5296e-10 | 0.063625 | 3.3615e-10
[120 empty] | 7.3.5.15 Identification and remediation of “at-risk species”WLDFRVegetation ContactBranch (Not overhanging, within 4ft) | WLDFR | HFTD - Distribution - Tier 3 - 5QU CoRE ¦ 1QU LoRE | Red Flag Warning - Catastrophic Fires | Vegetation Contact | Branch (Not overhanging, within 4ft) | 2027 | 5.2833e-09 | 1430.0123 | 7.5552e-06 | 2027 | Mitigation | 0.9 | 30 | 0 | esc | 0.065589 | 3.4653e-10 | 0.069256 | 3.659e-10 | 0.066806 | 3.5296e-10 | 0.063625 | 3.3615e-10
[120 empty] | 7.3.5.15 Identification and remediation of “at-risk species”WLDFRVegetation ContactBranch (Not overhanging, within 4ft) | WLDFR | HFTD - Distribution - Tier 3 - 5QU CoRE ¦ 1QU LoRE | Red Flag Warning - Catastrophic Fires | Vegetation Contact | Branch (Not overhanging, within 4ft) | 2028 | 5.2833e-09 | 1430.0123 | 7.5552e-06 | 2028 | Mitigation | 0.9 | 30 | 0 | esc | 0.065589 | 3.4653e-10 | 0.069256 | 3.659e-10 | 0.066806 | 3.5296e-10 | 0.063625 | 3.3615e-10
[120 empty] | 7.3.5.15 Identification and remediation of “at-risk species”WLDFRVegetation ContactBranch (Not overhanging, within 4ft) | WLDFR | HFTD - Distribution - Tier 3 - 5QU CoRE ¦ 1QU LoRE | Red Flag Warning - Catastrophic Fires | Vegetation Contact | Branch (Not overhanging, within 4ft) | 2029 | 5.2833e-09 | 1430.0123 | 7.5552e-06 | 2029 | Mitigation | 0.9 | 30 | 0 | esc | 0.065589 | 3.4653e-10 | 0.069256 | 3.659e-10 | 0.066806 | 3.5296e-10 | 0.063625 | 3.3615e-10
[120 empty] | 7.3.5.15 Identification and remediation of “at-risk species”WLDFRVegetation ContactBranch (Not overhanging, within 4ft) | WLDFR | HFTD - Distribution - Tier 3 - 5QU CoRE ¦ 1QU LoRE | Red Flag Warning - Catastrophic Fires | Vegetation Contact | Branch (Not overhanging, within 4ft) | 2030 | 5.2833e-09 | 1430.0123 | 7.5552e-06 | 2030 | Mitigation | 0.9 | 30 | 0 | esc | 0.065589 | 3.4653e-10 | 0.069256 | 3.659e-10 | 0.066806 | 3.5296e-10 | 0.063625 | 3.3615e-10
[120 empty] | 7.3.5.15 Identification and remediation of “at-risk species”WLDFRVegetation ContactBranch (Not overhanging, within 4ft) | WLDFR | HFTD - Distribution - Tier 3 - 5QU CoRE ¦ 1QU LoRE | Red Flag Warning - Catastrophic Fires | Vegetation Contact | Branch (Not overhanging, within 4ft) | 2031 | 5.2833e-09 | 1430.0123 | 7.5552e-06 | 2031 | Mitigation | 0.9 | 30 | 0 | esc | 0.065589 | 3.4653e-10 | 0.069256 | 3.659e-10 | 0.066806 | 3.5296e-10 | 0.063625 | 3.3615e-10
[120 empty] | 7.3.5.15 Identification and remediation of “at-risk species”WLDFRVegetation ContactBranch (Not overhanging, within 4ft) | WLDFR | HFTD - Distribution - Tier 3 - 5QU CoRE ¦ 1QU LoRE | Red Flag Warning - Catastrophic Fires | Vegetation Contact | Branch (Not overhanging, within 4ft) | 2032 | 5.2833e-09 | 1430.0123 | 7.5552e-06 | 2032 | Mitigation | 0.9 | 30 | 0 | esc | 0.065589 | 3.4653e-10 | 0.069256 | 3.659e-10 | 0.066806 | 3.5296e-10 | 0.063625 | 3.3615e-10
[120 empty] | 7.3.5.15 Identification and remediation of “at-risk species”WLDFRVegetation ContactBranch (Not overhanging, within 4ft) | WLDFR | HFTD - Distribution - Tier 3 - 5QU CoRE ¦ 1QU LoRE | Red Flag Warning - Catastrophic Fires | Vegetation Contact | Branch (Not overhanging, within 4ft) | 2033 | 5.2833e-09 | 1430.0123 | 7.5552e-06 | 2033 | Mitigation | 0.9 | 30 | 0 | esc | 0.065589 | 3.4653e-10 | 0.069256 | 3.659e-10 | 0.066806 | 3.5296e-10 | 0.063625 | 3.3615e-10
[120 empty] | 7.3.5.15 Identification and remediation of “at-risk species”WLDFRVegetation ContactBranch (Not overhanging, within 4ft) | WLDFR | HFTD - Distribution - Tier 3 - 5QU CoRE ¦ 1QU LoRE | Red Flag Warning - Catastrophic Fires | Vegetation Contact | Branch (Not overhanging, within 4ft) | 2034 | 5.2833e-09 | 1430.0123 | 7.5552e-06 | 2034 | Mitigation | 0.9 | 30 | 0 | esc | 0.065589 | 3.4653e-10 | 0.069256 | 3.659e-10 | 0.066806 | 3.5296e-10 | 0.063625 | 3.3615e-10
[120 empty] | 7.3.5.15 Identification and remediation of “at-risk species”WLDFRVegetation ContactBranch (Not overhanging, within 4ft) | WLDFR | HFTD - Distribution - Tier 3 - 5QU CoRE ¦ 1QU LoRE | Red Flag Warning - Catastrophic Fires | Vegetation Contact | Branch (Not overhanging, within 4ft) | 2035 | 5.2833e-09 | 1430.0123 | 7.5552e-06 | 2035 | Mitigation | 0.9 | 30 | 0 | esc | 0.065589 | 3.4653e-10 | 0.069256 | 3.659e-10 | 0.066806 | 3.5296e-10 | 0.063625 | 3.3615e-10
[120 empty] | 7.3.5.15 Identification and remediation of “at-risk species”WLDFRVegetation ContactBranch (Not overhanging, within 4ft) | WLDFR | HFTD - Distribution - Tier 3 - 5QU CoRE ¦ 1QU LoRE | Red Flag Warning - Catastrophic Fires | Vegetation Contact | Branch (Not overhanging, within 4ft) | 2036 | 5.2833e-09 | 1430.0123 | 7.5552e-06 | 2036 | Mitigation | 0.9 | 30 | 0 | esc | 0.065589 | 3.4653e-10 | 0.069256 | 3.659e-10 | 0.066806 | 3.5296e-10 | 0.063625 | 3.3615e-10
[120 empty] | 7.3.5.15 Identification and remediation of “at-risk species”WLDFRVegetation ContactBranch (Not overhanging, within 4ft) | WLDFR | HFTD - Distribution - Tier 3 - 5QU CoRE ¦ 1QU LoRE | Red Flag Warning - Catastrophic Fires | Vegetation Contact | Branch (Not overhanging, within 4ft) | 2037 | 5.2833e-09 | 1430.0123 | 7.5552e-06 | 2037 | Mitigation | 0.9 | 30 | 0 | esc | 0.065589 | 3.4653e-10 | 0.069256 | 3.659e-10 | 0.066806 | 3.5296e-10 | 0.063625 | 3.3615e-10
[120 empty] | 7.3.5.15 Identification and remediation of “at-risk species”WLDFRVegetation ContactBranch (Not overhanging, within 4ft) | WLDFR | HFTD - Distribution - Tier 3 - 5QU CoRE ¦ 1QU LoRE | Red Flag Warning - Catastrophic Fires | Vegetation Contact | Branch (Not overhanging, within 4ft) | 2038 | 5.2833e-09 | 1430.0123 | 7.5552e-06 | 2038 | Mitigation | 0.9 | 30 | 0 | esc | 0.065589 | 3.4653e-10 | 0.069256 | 3.659e-10 | 0.066806 | 3.5296e-10 | 0.063625 | 3.3615e-10
[120 empty] | 7.3.5.15 Identification and remediation of “at-risk species”WLDFRVegetation ContactBranch (Not overhanging, within 4ft) | WLDFR | HFTD - Distribution - Tier 3 - 5QU CoRE ¦ 1QU LoRE | Red Flag Warning - Catastrophic Fires | Vegetation Contact | Branch (Not overhanging, within 4ft) | 2039 | 5.2833e-09 | 1430.0123 | 7.5552e-06 | 2039 | Mitigation | 0.9 | 30 | 0 | esc | 0.065589 | 3.4653e-10 | 0.069256 | 3.659e-10 | 0.066806 | 3.5296e-10 | 0.063625 | 3.3615e-10
[120 empty] | 7.3.5.15 Identification and remediation of “at-risk species”WLDFRVegetation ContactBranch (Not overhanging, within 4ft) | WLDFR | HFTD - Distribution - Tier 3 - 5QU CoRE ¦ 1QU LoRE | Red Flag Warning - Catastrophic Fires | Vegetation Contact | Branch (Not overhanging, within 4ft) | 2040 | 5.2833e-09 | 1430.0123 | 7.5552e-06 | 2040 | Mitigation | 0.9 | 30 | 0 | esc | 0.065589 | 3.4653e-10 | 0.069256 | 3.659e-10 | 0.066806 | 3.5296e-10 | 0.063625 | 3.3615e-10
[120 empty] | 7.3.5.15 Identification and remediation of “at-risk species”WLDFRVegetation ContactBranch (Not overhanging, within 4ft) | WLDFR | HFTD - Distribution - Tier 3 - 5QU CoRE ¦ 1QU LoRE | Red Flag Warning - Catastrophic Fires | Vegetation Contact | Branch (Not overhanging, within 4ft) | 2041 | 5.2833e-09 | 1430.0123 | 7.5552e-06 | 2041 | Mitigation | 0.9 | 30 | 0 | esc | 0.065589 | 3.4653e-10 | 0.069256 | 3.659e-10 | 0.066806 | 3.5296e-10 | 0.063625 | 3.3615e-10
[120 empty] | 7.3.5.15 Identification and remediation of “at-risk species”WLDFRVegetation ContactBranch (Not overhanging, within 4ft) | WLDFR | HFTD - Distribution - Tier 3 - 5QU CoRE ¦ 1QU LoRE | Red Flag Warning - Catastrophic Fires | Vegetation Contact | Branch (Not overhanging, within 4ft) | 2042 | 5.2833e-09 | 1430.0123 | 7.5552e-06 | 2042 | Mitigation | 0.9 | 30 | 0 | esc | 0.065589 | 3.4653e-10 | 0.069256 | 3.659e-10 | 0.066806 | 3.5296e-10 | 0.063625 | 3.3615e-10
[120 empty] | 7.3.5.15 Identification and remediation of “at-risk species”WLDFRVegetation ContactBranch (Not overhanging, within 4ft) | WLDFR | HFTD - Distribution - Tier 3 - 5QU CoRE ¦ 1QU LoRE | Red Flag Warning - Catastrophic Fires | Vegetation Contact | Branch (Not overhanging, within 4ft) | 2043 | 5.2833e-09 | 1430.0123 | 7.5552e-06 | 2043 | Mitigation | 0.9 | 30 | 0 | esc | 0.065589 | 3.4653e-10 | 0.069256 | 3.659e-10 | 0.066806 | 3.5296e-10 | 0.063625 | 3.3615e-10
[120 empty] | 7.3.5.15 Identification and remediation of “at-risk species”WLDFRVegetation ContactBranch (Not overhanging, within 4ft) | WLDFR | HFTD - Distribution - Tier 3 - 5QU CoRE ¦ 1QU LoRE | Red Flag Warning - Catastrophic Fires | Vegetation Contact | Branch (Not overhanging, within 4ft) | 2044 | 5.2833e-09 | 1430.0123 | 7.5552e-06 | 2044 | Mitigation | 0.9 | 30 | 0 | esc | 0.065589 | 3.4653e-10 | 0.069256 | 3.659e-10 | 0.066806 | 3.5296e-10 | 0.063625 | 3.3615e-10
[120 empty] | 7.3.5.15 Identification and remediation of “at-risk species”WLDFRVegetation ContactBranch (Not overhanging, within 4ft) | WLDFR | HFTD - Distribution - Tier 3 - 5QU CoRE ¦ 1QU LoRE | Red Flag Warning - Catastrophic Fires | Vegetation Contact | Branch (Not overhanging, within 4ft) | 2045 | 5.2833e-09 | 1430.0123 | 7.5552e-06 | 2045 | Mitigation | 0.9 | 30 | 0 | esc | 0.065589 | 3.4653e-10 | 0.069256 | 3.659e-10 | 0.066806 | 3.5296e-10 | 0.063625 | 3.3615e-10
[120 empty] | 7.3.5.15 Identification and remediation of “at-risk species”WLDFRVegetation ContactBranch (Not overhanging, within 4ft) | WLDFR | HFTD - Distribution - Tier 3 - 5QU CoRE ¦ 1QU LoRE | Red Flag Warning - Catastrophic Fires | Vegetation Contact | Branch (Not overhanging, within 4ft) | 2046 | 5.2833e-09 | 1430.0123 | 7.5552e-06 | 2046 | Mitigation | 0.9 | 30 | 0 | esc | 0.065589 | 3.4653e-10 | 0.069256 | 3.659e-10 | 0.066806 | 3.5296e-10 | 0.063625 | 3.3615e-10
[120 empty] | 7.3.5.15 Identification and remediation of “at-risk species”WLDFRVegetation ContactBranch (Not overhanging, within 4ft) | WLDFR | HFTD - Distribution - Tier 3 - 5QU CoRE ¦ 1QU LoRE | Red Flag Warning - Catastrophic Fires | Vegetation Contact | Branch (Not overhanging, within 4ft) | 2047 | 5.2833e-09 | 1430.0123 | 7.5552e-06 | 2047 | Mitigation | 0.9 | 30 | 0 | esc | 0.065589 | 3.4653e-10 | 0.069256 | 3.659e-10 | 0.066806 | 3.5296e-10 | 0.063625 | 3.3615e-10
[120 empty] | 7.3.5.15 Identification and remediation of “at-risk species”WLDFRVegetation ContactBranch (Not overhanging, within 4ft) | WLDFR | HFTD - Distribution - Tier 3 - 5QU CoRE ¦ 1QU LoRE | Red Flag Warning - Catastrophic Fires | Vegetation Contact | Branch (Not overhanging, within 4ft) | 2048 | 5.2833e-09 | 1430.0123 | 7.5552e-06 | 2048 | Mitigation | 0.9 | 30 | 0 | esc | 0.065589 | 3.4653e-10 | 0.069256 | 3.659e-10 | 0.066806 | 3.5296e-10 | 0.063625 | 3.3615e-10
[120 empty] | 7.3.5.15 Identification and remediation of “at-risk species”WLDFRVegetation ContactBranch (Not overhanging, within 4ft) | WLDFR | HFTD - Distribution - Tier 3 - 5QU CoRE ¦ 1QU LoRE | Red Flag Warning - Catastrophic Fires | Vegetation Contact | Branch (Not overhanging, within 4ft) | 2049 | 5.2833e-09 | 1430.0123 | 7.5552e-06 | 2049 | Mitigation | 0.9 | 30 | 0 | esc | 0.065589 | 3.4653e-10 | 0.069256 | 3.659e-10 | 0.066806 | 3.5296e-10 | 0.063625 | 3.3615e-10
[120 empty] | 7.3.5.15 Identification and remediation of “at-risk species”WLDFRVegetation ContactBranch (Not overhanging, within 4ft) | WLDFR | HFTD - Distribution - Tier 3 - 5QU CoRE ¦ 1QU LoRE | Red Flag Warning - Catastrophic Fires | Vegetation Contact | Branch (Not overhanging, within 4ft) | 2050 | 5.2833e-09 | 1430.0123 | 7.5552e-06 | 2050 | Mitigation | 0.9 | 30 | 0 | esc | 0 | 0 | 0.069256 | 3.659e-10 | 0.066806 | 3.5296e-10 | 0.063625 | 3.3615e-10
[120 empty] | 7.3.5.15 Identification and remediation of “at-risk species”WLDFRVegetation ContactBranch (Not overhanging, within 4ft) | WLDFR | HFTD - Distribution - Tier 3 - 5QU CoRE ¦ 1QU LoRE | Red Flag Warning - Catastrophic Fires | Vegetation Contact | Branch (Not overhanging, within 4ft) | 2051 | 5.2833e-09 | 1430.0123 | 7.5552e-06 | 2051 | Mitigation | 0.9 | 30 | 0 | esc | 0 | 0 | 0 | 0 | 0.066806 | 3.5296e-10 | 0.063625 | 3.3615e-10
[120 empty] | 7.3.5.15 Identification and remediation of “at-risk species”WLDFRVegetation ContactBranch (Not overhanging, within 4ft) | WLDFR | HFTD - Distribution - Tier 3 - 5QU CoRE ¦ 1QU LoRE | Red Flag Warning - Catastrophic Fires | Vegetation Contact | Branch (Not overhanging, within 4ft) | 2052 | 5.2833e-09 | 1430.0123 | 7.5552e-06 | 2052 | Mitigation | 0.9 | 30 | 0 | esc | 0 | 0 | 0 | 0 | 0 | 0 | 0.063625 | 3.3615e-10
[120 empty] | 7.3.5.15 Identification and remediation of “at-risk species”WLDFRVegetation ContactBranch (OverHanging) | WLDFR | HFTD - Distribution - Tier 3 - 5QU CoRE ¦ 1QU LoRE | Red Flag Warning - Catastrophic Fires | Vegetation Contact | Branch (OverHanging) | 2022 | 3.1164e-07 | 1430.0123 | 0.00044565 | 2022 | Mitigation | 0.9 | 30 | 0 | esc | 0.065589 | 2.044e-08 | 0.069256 | 2.1583e-08 | 0.066806 | 2.082e-08 | 0 | 0
[120 empty] | 7.3.5.15 Identification and remediation of “at-risk species”WLDFRVegetation ContactBranch (OverHanging) | WLDFR | HFTD - Distribution - Tier 3 - 5QU CoRE ¦ 1QU LoRE | Red Flag Warning - Catastrophic Fires | Vegetation Contact | Branch (OverHanging) | 2023 | 3.1164e-07 | 1430.0123 | 0.00044565 | 2023 | Mitigation | 0.9 | 30 | 0 | esc | 0.065589 | 2.044e-08 | 0.069256 | 2.1583e-08 | 0.066806 | 2.082e-08 | 0.063625 | 1.9828e-08
[120 empty] | 7.3.5.15 Identification and remediation of “at-risk species”WLDFRVegetation ContactBranch (OverHanging) | WLDFR | HFTD - Distribution - Tier 3 - 5QU CoRE ¦ 1QU LoRE | Red Flag Warning - Catastrophic Fires | Vegetation Contact | Branch (OverHanging) | 2024 | 3.1164e-07 | 1430.0123 | 0.00044565 | 2024 | Mitigation | 0.9 | 30 | 0 | esc | 0.065589 | 2.044e-08 | 0.069256 | 2.1583e-08 | 0.066806 | 2.082e-08 | 0.063625 | 1.9828e-08
[120 empty] | 7.3.5.15 Identification and remediation of “at-risk species”WLDFRVegetation ContactBranch (OverHanging) | WLDFR | HFTD - Distribution - Tier 3 - 5QU CoRE ¦ 1QU LoRE | Red Flag Warning - Catastrophic Fires | Vegetation Contact | Branch (OverHanging) | 2025 | 3.1164e-07 | 1430.0123 | 0.00044565 | 2025 | Mitigation | 0.9 | 30 | 0 | esc | 0.065589 | 2.044e-08 | 0.069256 | 2.1583e-08 | 0.066806 | 2.082e-08 | 0.063625 | 1.9828e-08
[120 empty] | 7.3.5.15 Identification and remediation of “at-risk species”WLDFRVegetation ContactBranch (OverHanging) | WLDFR | HFTD - Distribution - Tier 3 - 5QU CoRE ¦ 1QU LoRE | Red Flag Warning - Catastrophic Fires | Vegetation Contact | Branch (OverHanging) | 2026 | 3.1164e-07 | 1430.0123 | 0.00044565 | 2026 | Mitigation | 0.9 | 30 | 0 | esc | 0.065589 | 2.044e-08 | 0.069256 | 2.1583e-08 | 0.066806 | 2.082e-08 | 0.063625 | 1.9828e-08
[120 empty] | 7.3.5.15 Identification and remediation of “at-risk species”WLDFRVegetation ContactBranch (OverHanging) | WLDFR | HFTD - Distribution - Tier 3 - 5QU CoRE ¦ 1QU LoRE | Red Flag Warning - Catastrophic Fires | Vegetation Contact | Branch (OverHanging) | 2027 | 3.1164e-07 | 1430.0123 | 0.00044565 | 2027 | Mitigation | 0.9 | 30 | 0 | esc | 0.065589 | 2.044e-08 | 0.069256 | 2.1583e-08 | 0.066806 | 2.082e-08 | 0.063625 | 1.9828e-08
[120 empty] | 7.3.5.15 Identification and remediation of “at-risk species”WLDFRVegetation ContactBranch (OverHanging) | WLDFR | HFTD - Distribution - Tier 3 - 5QU CoRE ¦ 1QU LoRE | Red Flag Warning - Catastrophic Fires | Vegetation Contact | Branch (OverHanging) | 2028 | 3.1164e-07 | 1430.0123 | 0.00044565 | 2028 | Mitigation | 0.9 | 30 | 0 | esc | 0.065589 | 2.044e-08 | 0.069256 | 2.1583e-08 | 0.066806 | 2.082e-08 | 0.063625 | 1.9828e-08
[120 empty] | 7.3.5.15 Identification and remediation of “at-risk species”WLDFRVegetation ContactBranch (OverHanging) | WLDFR | HFTD - Distribution - Tier 3 - 5QU CoRE ¦ 1QU LoRE | Red Flag Warning - Catastrophic Fires | Vegetation Contact | Branch (OverHanging) | 2029 | 3.1164e-07 | 1430.0123 | 0.00044565 | 2029 | Mitigation | 0.9 | 30 | 0 | esc | 0.065589 | 2.044e-08 | 0.069256 | 2.1583e-08 | 0.066806 | 2.082e-08 | 0.063625 | 1.9828e-08
[120 empty] | 7.3.5.15 Identification and remediation of “at-risk species”WLDFRVegetation ContactBranch (OverHanging) | WLDFR | HFTD - Distribution - Tier 3 - 5QU CoRE ¦ 1QU LoRE | Red Flag Warning - Catastrophic Fires | Vegetation Contact | Branch (OverHanging) | 2030 | 3.1164e-07 | 1430.0123 | 0.00044565 | 2030 | Mitigation | 0.9 | 30 | 0 | esc | 0.065589 | 2.044e-08 | 0.069256 | 2.1583e-08 | 0.066806 | 2.082e-08 | 0.063625 | 1.9828e-08
[120 empty] | 7.3.5.15 Identification and remediation of “at-risk species”WLDFRVegetation ContactBranch (OverHanging) | WLDFR | HFTD - Distribution - Tier 3 - 5QU CoRE ¦ 1QU LoRE | Red Flag Warning - Catastrophic Fires | Vegetation Contact | Branch (OverHanging) | 2031 | 3.1164e-07 | 1430.0123 | 0.00044565 | 2031 | Mitigation | 0.9 | 30 | 0 | esc | 0.065589 | 2.044e-08 | 0.069256 | 2.1583e-08 | 0.066806 | 2.082e-08 | 0.063625 | 1.9828e-08
[120 empty] | 7.3.5.15 Identification and remediation of “at-risk species”WLDFRVegetation ContactBranch (OverHanging) | WLDFR | HFTD - Distribution - Tier 3 - 5QU CoRE ¦ 1QU LoRE | Red Flag Warning - Catastrophic Fires | Vegetation Contact | Branch (OverHanging) | 2032 | 3.1164e-07 | 1430.0123 | 0.00044565 | 2032 | Mitigation | 0.9 | 30 | 0 | esc | 0.065589 | 2.044e-08 | 0.069256 | 2.1583e-08 | 0.066806 | 2.082e-08 | 0.063625 | 1.9828e-08
[120 empty] | 7.3.5.15 Identification and remediation of “at-risk species”WLDFRVegetation ContactBranch (OverHanging) | WLDFR | HFTD - Distribution - Tier 3 - 5QU CoRE ¦ 1QU LoRE | Red Flag Warning - Catastrophic Fires | Vegetation Contact | Branch (OverHanging) | 2033 | 3.1164e-07 | 1430.0123 | 0.00044565 | 2033 | Mitigation | 0.9 | 30 | 0 | esc | 0.065589 | 2.044e-08 | 0.069256 | 2.1583e-08 | 0.066806 | 2.082e-08 | 0.063625 | 1.9828e-08
[120 empty] | 7.3.5.15 Identification and remediation of “at-risk species”WLDFRVegetation ContactBranch (OverHanging) | WLDFR | HFTD - Distribution - Tier 3 - 5QU CoRE ¦ 1QU LoRE | Red Flag Warning - Catastrophic Fires | Vegetation Contact | Branch (OverHanging) | 2034 | 3.1164e-07 | 1430.0123 | 0.00044565 | 2034 | Mitigation | 0.9 | 30 | 0 | esc | 0.065589 | 2.044e-08 | 0.069256 | 2.1583e-08 | 0.066806 | 2.082e-08 | 0.063625 | 1.9828e-08
[120 empty] | 7.3.5.15 Identification and remediation of “at-risk species”WLDFRVegetation ContactBranch (OverHanging) | WLDFR | HFTD - Distribution - Tier 3 - 5QU CoRE ¦ 1QU LoRE | Red Flag Warning - Catastrophic Fires | Vegetation Contact | Branch (OverHanging) | 2035 | 3.1164e-07 | 1430.0123 | 0.00044565 | 2035 | Mitigation | 0.9 | 30 | 0 | esc | 0.065589 | 2.044e-08 | 0.069256 | 2.1583e-08 | 0.066806 | 2.082e-08 | 0.063625 | 1.9828e-08
[120 empty] | 7.3.5.15 Identification and remediation of “at-risk species”WLDFRVegetation ContactBranch (OverHanging) | WLDFR | HFTD - Distribution - Tier 3 - 5QU CoRE ¦ 1QU LoRE | Red Flag Warning - Catastrophic Fires | Vegetation Contact | Branch (OverHanging) | 2036 | 3.1164e-07 | 1430.0123 | 0.00044565 | 2036 | Mitigation | 0.9 | 30 | 0 | esc | 0.065589 | 2.044e-08 | 0.069256 | 2.1583e-08 | 0.066806 | 2.082e-08 | 0.063625 | 1.9828e-08
[120 empty] | 7.3.5.15 Identification and remediation of “at-risk species”WLDFRVegetation ContactBranch (OverHanging) | WLDFR | HFTD - Distribution - Tier 3 - 5QU CoRE ¦ 1QU LoRE | Red Flag Warning - Catastrophic Fires | Vegetation Contact | Branch (OverHanging) | 2037 | 3.1164e-07 | 1430.0123 | 0.00044565 | 2037 | Mitigation | 0.9 | 30 | 0 | esc | 0.065589 | 2.044e-08 | 0.069256 | 2.1583e-08 | 0.066806 | 2.082e-08 | 0.063625 | 1.9828e-08
[120 empty] | 7.3.5.15 Identification and remediation of “at-risk species”WLDFRVegetation ContactBranch (OverHanging) | WLDFR | HFTD - Distribution - Tier 3 - 5QU CoRE ¦ 1QU LoRE | Red Flag Warning - Catastrophic Fires | Vegetation Contact | Branch (OverHanging) | 2038 | 3.1164e-07 | 1430.0123 | 0.00044565 | 2038 | Mitigation | 0.9 | 30 | 0 | esc | 0.065589 | 2.044e-08 | 0.069256 | 2.1583e-08 | 0.066806 | 2.082e-08 | 0.063625 | 1.9828e-08
[120 empty] | 7.3.5.15 Identification and remediation of “at-risk species”WLDFRVegetation ContactBranch (OverHanging) | WLDFR | HFTD - Distribution - Tier 3 - 5QU CoRE ¦ 1QU LoRE | Red Flag Warning - Catastrophic Fires | Vegetation Contact | Branch (OverHanging) | 2039 | 3.1164e-07 | 1430.0123 | 0.00044565 | 2039 | Mitigation | 0.9 | 30 | 0 | esc | 0.065589 | 2.044e-08 | 0.069256 | 2.1583e-08 | 0.066806 | 2.082e-08 | 0.063625 | 1.9828e-08
[120 empty] | 7.3.5.15 Identification and remediation of “at-risk species”WLDFRVegetation ContactBranch (OverHanging) | WLDFR | HFTD - Distribution - Tier 3 - 5QU CoRE ¦ 1QU LoRE | Red Flag Warning - Catastrophic Fires | Vegetation Contact | Branch (OverHanging) | 2040 | 3.1164e-07 | 1430.0123 | 0.00044565 | 2040 | Mitigation | 0.9 | 30 | 0 | esc | 0.065589 | 2.044e-08 | 0.069256 | 2.1583e-08 | 0.066806 | 2.082e-08 | 0.063625 | 1.9828e-08
[120 empty] | 7.3.5.15 Identification and remediation of “at-risk species”WLDFRVegetation ContactBranch (OverHanging) | WLDFR | HFTD - Distribution - Tier 3 - 5QU CoRE ¦ 1QU LoRE | Red Flag Warning - Catastrophic Fires | Vegetation Contact | Branch (OverHanging) | 2041 | 3.1164e-07 | 1430.0123 | 0.00044565 | 2041 | Mitigation | 0.9 | 30 | 0 | esc | 0.065589 | 2.044e-08 | 0.069256 | 2.1583e-08 | 0.066806 | 2.082e-08 | 0.063625 | 1.9828e-08
[120 empty] | 7.3.5.15 Identification and remediation of “at-risk species”WLDFRVegetation ContactBranch (OverHanging) | WLDFR | HFTD - Distribution - Tier 3 - 5QU CoRE ¦ 1QU LoRE | Red Flag Warning - Catastrophic Fires | Vegetation Contact | Branch (OverHanging) | 2042 | 3.1164e-07 | 1430.0123 | 0.00044565 | 2042 | Mitigation | 0.9 | 30 | 0 | esc | 0.065589 | 2.044e-08 | 0.069256 | 2.1583e-08 | 0.066806 | 2.082e-08 | 0.063625 | 1.9828e-08
[120 empty] | 7.3.5.15 Identification and remediation of “at-risk species”WLDFRVegetation ContactBranch (OverHanging) | WLDFR | HFTD - Distribution - Tier 3 - 5QU CoRE ¦ 1QU LoRE | Red Flag Warning - Catastrophic Fires | Vegetation Contact | Branch (OverHanging) | 2043 | 3.1164e-07 | 1430.0123 | 0.00044565 | 2043 | Mitigation | 0.9 | 30 | 0 | esc | 0.065589 | 2.044e-08 | 0.069256 | 2.1583e-08 | 0.066806 | 2.082e-08 | 0.063625 | 1.9828e-08
[120 empty] | 7.3.5.15 Identification and remediation of “at-risk species”WLDFRVegetation ContactBranch (OverHanging) | WLDFR | HFTD - Distribution - Tier 3 - 5QU CoRE ¦ 1QU LoRE | Red Flag Warning - Catastrophic Fires | Vegetation Contact | Branch (OverHanging) | 2044 | 3.1164e-07 | 1430.0123 | 0.00044565 | 2044 | Mitigation | 0.9 | 30 | 0 | esc | 0.065589 | 2.044e-08 | 0.069256 | 2.1583e-08 | 0.066806 | 2.082e-08 | 0.063625 | 1.9828e-08
[120 empty] | 7.3.5.15 Identification and remediation of “at-risk species”WLDFRVegetation ContactBranch (OverHanging) | WLDFR | HFTD - Distribution - Tier 3 - 5QU CoRE ¦ 1QU LoRE | Red Flag Warning - Catastrophic Fires | Vegetation Contact | Branch (OverHanging) | 2045 | 3.1164e-07 | 1430.0123 | 0.00044565 | 2045 | Mitigation | 0.9 | 30 | 0 | esc | 0.065589 | 2.044e-08 | 0.069256 | 2.1583e-08 | 0.066806 | 2.082e-08 | 0.063625 | 1.9828e-08
[120 empty] | 7.3.5.15 Identification and remediation of “at-risk species”WLDFRVegetation ContactBranch (OverHanging) | WLDFR | HFTD - Distribution - Tier 3 - 5QU CoRE ¦ 1QU LoRE | Red Flag Warning - Catastrophic Fires | Vegetation Contact | Branch (OverHanging) | 2046 | 3.1164e-07 | 1430.0123 | 0.00044565 | 2046 | Mitigation | 0.9 | 30 | 0 | esc | 0.065589 | 2.044e-08 | 0.069256 | 2.1583e-08 | 0.066806 | 2.082e-08 | 0.063625 | 1.9828e-08
[120 empty] | 7.3.5.15 Identification and remediation of “at-risk species”WLDFRVegetation ContactBranch (OverHanging) | WLDFR | HFTD - Distribution - Tier 3 - 5QU CoRE ¦ 1QU LoRE | Red Flag Warning - Catastrophic Fires | Vegetation Contact | Branch (OverHanging) | 2047 | 3.1164e-07 | 1430.0123 | 0.00044565 | 2047 | Mitigation | 0.9 | 30 | 0 | esc | 0.065589 | 2.044e-08 | 0.069256 | 2.1583e-08 | 0.066806 | 2.082e-08 | 0.063625 | 1.9828e-08
[120 empty] | 7.3.5.15 Identification and remediation of “at-risk species”WLDFRVegetation ContactBranch (OverHanging) | WLDFR | HFTD - Distribution - Tier 3 - 5QU CoRE ¦ 1QU LoRE | Red Flag Warning - Catastrophic Fires | Vegetation Contact | Branch (OverHanging) | 2048 | 3.1164e-07 | 1430.0123 | 0.00044565 | 2048 | Mitigation | 0.9 | 30 | 0 | esc | 0.065589 | 2.044e-08 | 0.069256 | 2.1583e-08 | 0.066806 | 2.082e-08 | 0.063625 | 1.9828e-08
[120 empty] | 7.3.5.15 Identification and remediation of “at-risk species”WLDFRVegetation ContactBranch (OverHanging) | WLDFR | HFTD - Distribution - Tier 3 - 5QU CoRE ¦ 1QU LoRE | Red Flag Warning - Catastrophic Fires | Vegetation Contact | Branch (OverHanging) | 2049 | 3.1164e-07 | 1430.0123 | 0.00044565 | 2049 | Mitigation | 0.9 | 30 | 0 | esc | 0.065589 | 2.044e-08 | 0.069256 | 2.1583e-08 | 0.066806 | 2.082e-08 | 0.063625 | 1.9828e-08
[120 empty] | 7.3.5.15 Identification and remediation of “at-risk species”WLDFRVegetation ContactBranch (OverHanging) | WLDFR | HFTD - Distribution - Tier 3 - 5QU CoRE ¦ 1QU LoRE | Red Flag Warning - Catastrophic Fires | Vegetation Contact | Branch (OverHanging) | 2050 | 3.1164e-07 | 1430.0123 | 0.00044565 | 2050 | Mitigation | 0.9 | 30 | 0 | esc | 0 | 0 | 0.069256 | 2.1583e-08 | 0.066806 | 2.082e-08 | 0.063625 | 1.9828e-08
[120 empty] | 7.3.5.15 Identification and remediation of “at-risk species”WLDFRVegetation ContactBranch (OverHanging) | WLDFR | HFTD - Distribution - Tier 3 - 5QU CoRE ¦ 1QU LoRE | Red Flag Warning - Catastrophic Fires | Vegetation Contact | Branch (OverHanging) | 2051 | 3.1164e-07 | 1430.0123 | 0.00044565 | 2051 | Mitigation | 0.9 | 30 | 0 | esc | 0 | 0 | 0 | 0 | 0.066806 | 2.082e-08 | 0.063625 | 1.9828e-08
[120 empty] | 7.3.5.15 Identification and remediation of “at-risk species”WLDFRVegetation ContactBranch (OverHanging) | WLDFR | HFTD - Distribution - Tier 3 - 5QU CoRE ¦ 1QU LoRE | Red Flag Warning - Catastrophic Fires | Vegetation Contact | Branch (OverHanging) | 2052 | 3.1164e-07 | 1430.0123 | 0.00044565 | 2052 | Mitigation | 0.9 | 30 | 0 | esc | 0 | 0 | 0 | 0 | 0 | 0 | 0.063625 | 1.9828e-08
[120 empty] | 7.3.5.15 Identification and remediation of “at-risk species”WLDFRVegetation ContactFell into (Moderate-Severe defect) | WLDFR | HFTD - Distribution - Tier 3 - 5QU CoRE ¦ 1QU LoRE | Red Flag Warning - Catastrophic Fires | Vegetation Contact | Fell into (Moderate-Severe defect) | 2022 | 8.8526e-08 | 1430.0123 | 0.00012659 | 2022 | Mitigation | 0.95 | 1 | 0 | esc | 0 | 0 | 0 | 0 | 0.070518 | 6.2426e-09 | 0 | 0
[120 empty] | 7.3.5.15 Identification and remediation of “at-risk species”WLDFRVegetation ContactFell into (Moderate-Severe defect) | WLDFR | HFTD - Distribution - Tier 3 - 5QU CoRE ¦ 1QU LoRE | Red Flag Warning - Catastrophic Fires | Vegetation Contact | Fell into (Moderate-Severe defect) | 2023 | 8.8526e-08 | 1430.0123 | 0.00012659 | 2023 | Mitigation | 0.95 | 1 | 0 | esc | 0 | 0 | 0 | 0 | 0 | 0 | 0.06716 | 5.9454e-09
[120 empty] | 7.3.5.15 Identification and remediation of “at-risk species”WLDFRVegetation ContactFell into (slight defect) | WLDFR | HFTD - Distribution - Tier 3 - 5QU CoRE ¦ 1QU LoRE | Red Flag Warning - Catastrophic Fires | Vegetation Contact | Fell into (slight defect) | 2022 | 9.8056e-08 | 1430.0123 | 0.00014022 | 2022 | Mitigation | 0.5 | 1 | 0 | esc | 0 | 0 | 0 | 0 | 0.037115 | 3.6393e-09 | 0 | 0
[120 empty] | 7.3.5.15 Identification and remediation of “at-risk species”WLDFRVegetation ContactFell into (slight defect) | WLDFR | HFTD - Distribution - Tier 3 - 5QU CoRE ¦ 1QU LoRE | Red Flag Warning - Catastrophic Fires | Vegetation Contact | Fell into (slight defect) | 2023 | 9.8056e-08 | 1430.0123 | 0.00014022 | 2023 | Mitigation | 0.5 | 1 | 0 | esc | 0 | 0 | 0 | 0 | 0 | 0 | 0.035347 | 3.466e-09
[120 empty] | 7.3.5.15 Identification and remediation of “at-risk species”WLDFRVegetation ContactGrow Into | WLDFR | HFTD - Distribution - Tier 3 - 5QU CoRE ¦ 1QU LoRE | Red Flag Warning - Catastrophic Fires | Vegetation Contact | Grow Into | 2022 | 1.0327e-08 | 1430.0123 | 1.4768e-05 | 2022 | Mitigation | 0.5 | 1 | 0 | esc | 0 | 0 | 0 | 0 | 0.037115 | 3.833e-10 | 0 | 0
[120 empty] | 7.3.5.15 Identification and remediation of “at-risk species”WLDFRVegetation ContactGrow Into | WLDFR | HFTD - Distribution - Tier 3 - 5QU CoRE ¦ 1QU LoRE | Red Flag Warning - Catastrophic Fires | Vegetation Contact | Grow Into | 2023 | 1.0327e-08 | 1430.0123 | 1.4768e-05 | 2023 | Mitigation | 0.5 | 1 | 0 | esc | 0 | 0 | 0 | 0 | 0 | 0 | 0.035347 | 3.6505e-10
[120 empty] | 7.3.5.15 Identification and remediation of “at-risk species”WLDFRVegetation ContactBranch (Not overhanging, 4-12ft) | WLDFR | HFTD - Distribution - Tier 3 - 5QU CoRE ¦ 1QU LoRE | Red Flag Warning - Destructive Fires | Vegetation Contact | Branch (Not overhanging, 4-12ft) | 2022 | 3.1953e-09 | 1430.0123 | 4.5693e-06 | 2022 | Mitigation | 0.5 | 30 | 0 | esc | 0.036438 | 1.1643e-10 | 0.038476 | 1.2294e-10 | 0.037115 | 1.1859e-10 | 0 | 0
[120 empty] | 7.3.5.15 Identification and remediation of “at-risk species”WLDFRVegetation ContactBranch (Not overhanging, 4-12ft) | WLDFR | HFTD - Distribution - Tier 3 - 5QU CoRE ¦ 1QU LoRE | Red Flag Warning - Destructive Fires | Vegetation Contact | Branch (Not overhanging, 4-12ft) | 2023 | 3.1953e-09 | 1430.0123 | 4.5693e-06 | 2023 | Mitigation | 0.5 | 30 | 0 | esc | 0.036438 | 1.1643e-10 | 0.038476 | 1.2294e-10 | 0.037115 | 1.1859e-10 | 0.035347 | 1.1294e-10
[120 empty] | 7.3.5.15 Identification and remediation of “at-risk species”WLDFRVegetation ContactBranch (Not overhanging, 4-12ft) | WLDFR | HFTD - Distribution - Tier 3 - 5QU CoRE ¦ 1QU LoRE | Red Flag Warning - Destructive Fires | Vegetation Contact | Branch (Not overhanging, 4-12ft) | 2024 | 3.1953e-09 | 1430.0123 | 4.5693e-06 | 2024 | Mitigation | 0.5 | 30 | 0 | esc | 0.036438 | 1.1643e-10 | 0.038476 | 1.2294e-10 | 0.037115 | 1.1859e-10 | 0.035347 | 1.1294e-10
[120 empty] | 7.3.5.15 Identification and remediation of “at-risk species”WLDFRVegetation ContactBranch (Not overhanging, 4-12ft) | WLDFR | HFTD - Distribution - Tier 3 - 5QU CoRE ¦ 1QU LoRE | Red Flag Warning - Destructive Fires | Vegetation Contact | Branch (Not overhanging, 4-12ft) | 2025 | 3.1953e-09 | 1430.0123 | 4.5693e-06 | 2025 | Mitigation | 0.5 | 30 | 0 | esc | 0.036438 | 1.1643e-10 | 0.038476 | 1.2294e-10 | 0.037115 | 1.1859e-10 | 0.035347 | 1.1294e-10
[120 empty] | 7.3.5.15 Identification and remediation of “at-risk species”WLDFRVegetation ContactBranch (Not overhanging, 4-12ft) | WLDFR | HFTD - Distribution - Tier 3 - 5QU CoRE ¦ 1QU LoRE | Red Flag Warning - Destructive Fires | Vegetation Contact | Branch (Not overhanging, 4-12ft) | 2026 | 3.1953e-09 | 1430.0123 | 4.5693e-06 | 2026 | Mitigation | 0.5 | 30 | 0 | esc | 0.036438 | 1.1643e-10 | 0.038476 | 1.2294e-10 | 0.037115 | 1.1859e-10 | 0.035347 | 1.1294e-10
[120 empty] | 7.3.5.15 Identification and remediation of “at-risk species”WLDFRVegetation ContactBranch (Not overhanging, 4-12ft) | WLDFR | HFTD - Distribution - Tier 3 - 5QU CoRE ¦ 1QU LoRE | Red Flag Warning - Destructive Fires | Vegetation Contact | Branch (Not overhanging, 4-12ft) | 2027 | 3.1953e-09 | 1430.0123 | 4.5693e-06 | 2027 | Mitigation | 0.5 | 30 | 0 | esc | 0.036438 | 1.1643e-10 | 0.038476 | 1.2294e-10 | 0.037115 | 1.1859e-10 | 0.035347 | 1.1294e-10
[120 empty] | 7.3.5.15 Identification and remediation of “at-risk species”WLDFRVegetation ContactBranch (Not overhanging, 4-12ft) | WLDFR | HFTD - Distribution - Tier 3 - 5QU CoRE ¦ 1QU LoRE | Red Flag Warning - Destructive Fires | Vegetation Contact | Branch (Not overhanging, 4-12ft) | 2028 | 3.1953e-09 | 1430.0123 | 4.5693e-06 | 2028 | Mitigation | 0.5 | 30 | 0 | esc | 0.036438 | 1.1643e-10 | 0.038476 | 1.2294e-10 | 0.037115 | 1.1859e-10 | 0.035347 | 1.1294e-10
[120 empty] | 7.3.5.15 Identification and remediation of “at-risk species”WLDFRVegetation ContactBranch (Not overhanging, 4-12ft) | WLDFR | HFTD - Distribution - Tier 3 - 5QU CoRE ¦ 1QU LoRE | Red Flag Warning - Destructive Fires | Vegetation Contact | Branch (Not overhanging, 4-12ft) | 2029 | 3.1953e-09 | 1430.0123 | 4.5693e-06 | 2029 | Mitigation | 0.5 | 30 | 0 | esc | 0.036438 | 1.1643e-10 | 0.038476 | 1.2294e-10 | 0.037115 | 1.1859e-10 | 0.035347 | 1.1294e-10
[120 empty] | 7.3.5.15 Identification and remediation of “at-risk species”WLDFRVegetation ContactBranch (Not overhanging, 4-12ft) | WLDFR | HFTD - Distribution - Tier 3 - 5QU CoRE ¦ 1QU LoRE | Red Flag Warning - Destructive Fires | Vegetation Contact | Branch (Not overhanging, 4-12ft) | 2030 | 3.1953e-09 | 1430.0123 | 4.5693e-06 | 2030 | Mitigation | 0.5 | 30 | 0 | esc | 0.036438 | 1.1643e-10 | 0.038476 | 1.2294e-10 | 0.037115 | 1.1859e-10 | 0.035347 | 1.1294e-10
[120 empty] | 7.3.5.15 Identification and remediation of “at-risk species”WLDFRVegetation ContactBranch (Not overhanging, 4-12ft) | WLDFR | HFTD - Distribution - Tier 3 - 5QU CoRE ¦ 1QU LoRE | Red Flag Warning - Destructive Fires | Vegetation Contact | Branch (Not overhanging, 4-12ft) | 2031 | 3.1953e-09 | 1430.0123 | 4.5693e-06 | 2031 | Mitigation | 0.5 | 30 | 0 | esc | 0.036438 | 1.1643e-10 | 0.038476 | 1.2294e-10 | 0.037115 | 1.1859e-10 | 0.035347 | 1.1294e-10
[120 empty] | 7.3.5.15 Identification and remediation of “at-risk species”WLDFRVegetation ContactBranch (Not overhanging, 4-12ft) | WLDFR | HFTD - Distribution - Tier 3 - 5QU CoRE ¦ 1QU LoRE | Red Flag Warning - Destructive Fires | Vegetation Contact | Branch (Not overhanging, 4-12ft) | 2032 | 3.1953e-09 | 1430.0123 | 4.5693e-06 | 2032 | Mitigation | 0.5 | 30 | 0 | esc | 0.036438 | 1.1643e-10 | 0.038476 | 1.2294e-10 | 0.037115 | 1.1859e-10 | 0.035347 | 1.1294e-10
[120 empty] | 7.3.5.15 Identification and remediation of “at-risk species”WLDFRVegetation ContactBranch (Not overhanging, 4-12ft) | WLDFR | HFTD - Distribution - Tier 3 - 5QU CoRE ¦ 1QU LoRE | Red Flag Warning - Destructive Fires | Vegetation Contact | Branch (Not overhanging, 4-12ft) | 2033 | 3.1953e-09 | 1430.0123 | 4.5693e-06 | 2033 | Mitigation | 0.5 | 30 | 0 | esc | 0.036438 | 1.1643e-10 | 0.038476 | 1.2294e-10 | 0.037115 | 1.1859e-10 | 0.035347 | 1.1294e-10
[120 empty] | 7.3.5.15 Identification and remediation of “at-risk species”WLDFRVegetation ContactBranch (Not overhanging, 4-12ft) | WLDFR | HFTD - Distribution - Tier 3 - 5QU CoRE ¦ 1QU LoRE | Red Flag Warning - Destructive Fires | Vegetation Contact | Branch (Not overhanging, 4-12ft) | 2034 | 3.1953e-09 | 1430.0123 | 4.5693e-06 | 2034 | Mitigation | 0.5 | 30 | 0 | esc | 0.036438 | 1.1643e-10 | 0.038476 | 1.2294e-10 | 0.037115 | 1.1859e-10 | 0.035347 | 1.1294e-10
[120 empty] | 7.3.5.15 Identification and remediation of “at-risk species”WLDFRVegetation ContactBranch (Not overhanging, 4-12ft) | WLDFR | HFTD - Distribution - Tier 3 - 5QU CoRE ¦ 1QU LoRE | Red Flag Warning - Destructive Fires | Vegetation Contact | Branch (Not overhanging, 4-12ft) | 2035 | 3.1953e-09 | 1430.0123 | 4.5693e-06 | 2035 | Mitigation | 0.5 | 30 | 0 | esc | 0.036438 | 1.1643e-10 | 0.038476 | 1.2294e-10 | 0.037115 | 1.1859e-10 | 0.035347 | 1.1294e-10
[120 empty] | 7.3.5.15 Identification and remediation of “at-risk species”WLDFRVegetation ContactBranch (Not overhanging, 4-12ft) | WLDFR | HFTD - Distribution - Tier 3 - 5QU CoRE ¦ 1QU LoRE | Red Flag Warning - Destructive Fires | Vegetation Contact | Branch (Not overhanging, 4-12ft) | 2036 | 3.1953e-09 | 1430.0123 | 4.5693e-06 | 2036 | Mitigation | 0.5 | 30 | 0 | esc | 0.036438 | 1.1643e-10 | 0.038476 | 1.2294e-10 | 0.037115 | 1.1859e-10 | 0.035347 | 1.1294e-10
[120 empty] | 7.3.5.15 Identification and remediation of “at-risk species”WLDFRVegetation ContactBranch (Not overhanging, 4-12ft) | WLDFR | HFTD - Distribution - Tier 3 - 5QU CoRE ¦ 1QU LoRE | Red Flag Warning - Destructive Fires | Vegetation Contact | Branch (Not overhanging, 4-12ft) | 2037 | 3.1953e-09 | 1430.0123 | 4.5693e-06 | 2037 | Mitigation | 0.5 | 30 | 0 | esc | 0.036438 | 1.1643e-10 | 0.038476 | 1.2294e-10 | 0.037115 | 1.1859e-10 | 0.035347 | 1.1294e-10
[120 empty] | 7.3.5.15 Identification and remediation of “at-risk species”WLDFRVegetation ContactBranch (Not overhanging, 4-12ft) | WLDFR | HFTD - Distribution - Tier 3 - 5QU CoRE ¦ 1QU LoRE | Red Flag Warning - Destructive Fires | Vegetation Contact | Branch (Not overhanging, 4-12ft) | 2038 | 3.1953e-09 | 1430.0123 | 4.5693e-06 | 2038 | Mitigation | 0.5 | 30 | 0 | esc | 0.036438 | 1.1643e-10 | 0.038476 | 1.2294e-10 | 0.037115 | 1.1859e-10 | 0.035347 | 1.1294e-10
[120 empty] | 7.3.5.15 Identification and remediation of “at-risk species”WLDFRVegetation ContactBranch (Not overhanging, 4-12ft) | WLDFR | HFTD - Distribution - Tier 3 - 5QU CoRE ¦ 1QU LoRE | Red Flag Warning - Destructive Fires | Vegetation Contact | Branch (Not overhanging, 4-12ft) | 2039 | 3.1953e-09 | 1430.0123 | 4.5693e-06 | 2039 | Mitigation | 0.5 | 30 | 0 | esc | 0.036438 | 1.1643e-10 | 0.038476 | 1.2294e-10 | 0.037115 | 1.1859e-10 | 0.035347 | 1.1294e-10
[120 empty] | 7.3.5.15 Identification and remediation of “at-risk species”WLDFRVegetation ContactBranch (Not overhanging, 4-12ft) | WLDFR | HFTD - Distribution - Tier 3 - 5QU CoRE ¦ 1QU LoRE | Red Flag Warning - Destructive Fires | Vegetation Contact | Branch (Not overhanging, 4-12ft) | 2040 | 3.1953e-09 | 1430.0123 | 4.5693e-06 | 2040 | Mitigation | 0.5 | 30 | 0 | esc | 0.036438 | 1.1643e-10 | 0.038476 | 1.2294e-10 | 0.037115 | 1.1859e-10 | 0.035347 | 1.1294e-10
[120 empty] | 7.3.5.15 Identification and remediation of “at-risk species”WLDFRVegetation ContactBranch (Not overhanging, 4-12ft) | WLDFR | HFTD - Distribution - Tier 3 - 5QU CoRE ¦ 1QU LoRE | Red Flag Warning - Destructive Fires | Vegetation Contact | Branch (Not overhanging, 4-12ft) | 2041 | 3.1953e-09 | 1430.0123 | 4.5693e-06 | 2041 | Mitigation | 0.5 | 30 | 0 | esc | 0.036438 | 1.1643e-10 | 0.038476 | 1.2294e-10 | 0.037115 | 1.1859e-10 | 0.035347 | 1.1294e-10
[120 empty] | 7.3.5.15 Identification and remediation of “at-risk species”WLDFRVegetation ContactBranch (Not overhanging, 4-12ft) | WLDFR | HFTD - Distribution - Tier 3 - 5QU CoRE ¦ 1QU LoRE | Red Flag Warning - Destructive Fires | Vegetation Contact | Branch (Not overhanging, 4-12ft) | 2042 | 3.1953e-09 | 1430.0123 | 4.5693e-06 | 2042 | Mitigation | 0.5 | 30 | 0 | esc | 0.036438 | 1.1643e-10 | 0.038476 | 1.2294e-10 | 0.037115 | 1.1859e-10 | 0.035347 | 1.1294e-10
[120 empty] | 7.3.5.15 Identification and remediation of “at-risk species”WLDFRVegetation ContactBranch (Not overhanging, 4-12ft) | WLDFR | HFTD - Distribution - Tier 3 - 5QU CoRE ¦ 1QU LoRE | Red Flag Warning - Destructive Fires | Vegetation Contact | Branch (Not overhanging, 4-12ft) | 2043 | 3.1953e-09 | 1430.0123 | 4.5693e-06 | 2043 | Mitigation | 0.5 | 30 | 0 | esc | 0.036438 | 1.1643e-10 | 0.038476 | 1.2294e-10 | 0.037115 | 1.1859e-10 | 0.035347 | 1.1294e-10
[120 empty] | 7.3.5.15 Identification and remediation of “at-risk species”WLDFRVegetation ContactBranch (Not overhanging, 4-12ft) | WLDFR | HFTD - Distribution - Tier 3 - 5QU CoRE ¦ 1QU LoRE | Red Flag Warning - Destructive Fires | Vegetation Contact | Branch (Not overhanging, 4-12ft) | 2044 | 3.1953e-09 | 1430.0123 | 4.5693e-06 | 2044 | Mitigation | 0.5 | 30 | 0 | esc | 0.036438 | 1.1643e-10 | 0.038476 | 1.2294e-10 | 0.037115 | 1.1859e-10 | 0.035347 | 1.1294e-10
[120 empty] | 7.3.5.15 Identification and remediation of “at-risk species”WLDFRVegetation ContactBranch (Not overhanging, 4-12ft) | WLDFR | HFTD - Distribution - Tier 3 - 5QU CoRE ¦ 1QU LoRE | Red Flag Warning - Destructive Fires | Vegetation Contact | Branch (Not overhanging, 4-12ft) | 2045 | 3.1953e-09 | 1430.0123 | 4.5693e-06 | 2045 | Mitigation | 0.5 | 30 | 0 | esc | 0.036438 | 1.1643e-10 | 0.038476 | 1.2294e-10 | 0.037115 | 1.1859e-10 | 0.035347 | 1.1294e-10
[120 empty] | 7.3.5.15 Identification and remediation of “at-risk species”WLDFRVegetation ContactBranch (Not overhanging, 4-12ft) | WLDFR | HFTD - Distribution - Tier 3 - 5QU CoRE ¦ 1QU LoRE | Red Flag Warning - Destructive Fires | Vegetation Contact | Branch (Not overhanging, 4-12ft) | 2046 | 3.1953e-09 | 1430.0123 | 4.5693e-06 | 2046 | Mitigation | 0.5 | 30 | 0 | esc | 0.036438 | 1.1643e-10 | 0.038476 | 1.2294e-10 | 0.037115 | 1.1859e-10 | 0.035347 | 1.1294e-10
[120 empty] | 7.3.5.15 Identification and remediation of “at-risk species”WLDFRVegetation ContactBranch (Not overhanging, 4-12ft) | WLDFR | HFTD - Distribution - Tier 3 - 5QU CoRE ¦ 1QU LoRE | Red Flag Warning - Destructive Fires | Vegetation Contact | Branch (Not overhanging, 4-12ft) | 2047 | 3.1953e-09 | 1430.0123 | 4.5693e-06 | 2047 | Mitigation | 0.5 | 30 | 0 | esc | 0.036438 | 1.1643e-10 | 0.038476 | 1.2294e-10 | 0.037115 | 1.1859e-10 | 0.035347 | 1.1294e-10
[120 empty] | 7.3.5.15 Identification and remediation of “at-risk species”WLDFRVegetation ContactBranch (Not overhanging, 4-12ft) | WLDFR | HFTD - Distribution - Tier 3 - 5QU CoRE ¦ 1QU LoRE | Red Flag Warning - Destructive Fires | Vegetation Contact | Branch (Not overhanging, 4-12ft) | 2048 | 3.1953e-09 | 1430.0123 | 4.5693e-06 | 2048 | Mitigation | 0.5 | 30 | 0 | esc | 0.036438 | 1.1643e-10 | 0.038476 | 1.2294e-10 | 0.037115 | 1.1859e-10 | 0.035347 | 1.1294e-10
[120 empty] | 7.3.5.15 Identification and remediation of “at-risk species”WLDFRVegetation ContactBranch (Not overhanging, 4-12ft) | WLDFR | HFTD - Distribution - Tier 3 - 5QU CoRE ¦ 1QU LoRE | Red Flag Warning - Destructive Fires | Vegetation Contact | Branch (Not overhanging, 4-12ft) | 2049 | 3.1953e-09 | 1430.0123 | 4.5693e-06 | 2049 | Mitigation | 0.5 | 30 | 0 | esc | 0.036438 | 1.1643e-10 | 0.038476 | 1.2294e-10 | 0.037115 | 1.1859e-10 | 0.035347 | 1.1294e-10
[120 empty] | 7.3.5.15 Identification and remediation of “at-risk species”WLDFRVegetation ContactBranch (Not overhanging, 4-12ft) | WLDFR | HFTD - Distribution - Tier 3 - 5QU CoRE ¦ 1QU LoRE | Red Flag Warning - Destructive Fires | Vegetation Contact | Branch (Not overhanging, 4-12ft) | 2050 | 3.1953e-09 | 1430.0123 | 4.5693e-06 | 2050 | Mitigation | 0.5 | 30 | 0 | esc | 0 | 0 | 0.038476 | 1.2294e-10 | 0.037115 | 1.1859e-10 | 0.035347 | 1.1294e-10
[120 empty] | 7.3.5.15 Identification and remediation of “at-risk species”WLDFRVegetation ContactBranch (Not overhanging, 4-12ft) | WLDFR | HFTD - Distribution - Tier 3 - 5QU CoRE ¦ 1QU LoRE | Red Flag Warning - Destructive Fires | Vegetation Contact | Branch (Not overhanging, 4-12ft) | 2051 | 3.1953e-09 | 1430.0123 | 4.5693e-06 | 2051 | Mitigation | 0.5 | 30 | 0 | esc | 0 | 0 | 0 | 0 | 0.037115 | 1.1859e-10 | 0.035347 | 1.1294e-10
[120 empty] | 7.3.5.15 Identification and remediation of “at-risk species”WLDFRVegetation ContactBranch (Not overhanging, 4-12ft) | WLDFR | HFTD - Distribution - Tier 3 - 5QU CoRE ¦ 1QU LoRE | Red Flag Warning - Destructive Fires | Vegetation Contact | Branch (Not overhanging, 4-12ft) | 2052 | 3.1953e-09 | 1430.0123 | 4.5693e-06 | 2052 | Mitigation | 0.5 | 30 | 0 | esc | 0 | 0 | 0 | 0 | 0 | 0 | 0.035347 | 1.1294e-10
[120 empty] | 7.3.5.15 Identification and remediation of “at-risk species”WLDFRVegetation ContactBranch (Not overhanging, within 4ft) | WLDFR | HFTD - Distribution - Tier 3 - 5QU CoRE ¦ 1QU LoRE | Red Flag Warning - Destructive Fires | Vegetation Contact | Branch (Not overhanging, within 4ft) | 2022 | 8.1235e-10 | 1430.0123 | 1.1617e-06 | 2022 | Mitigation | 0.9 | 30 | 0 | esc | 0.065589 | 5.3281e-11 | 0.069256 | 5.626e-11 | 0.066806 | 5.427e-11 | 0 | 0
[120 empty] | 7.3.5.15 Identification and remediation of “at-risk species”WLDFRVegetation ContactBranch (Not overhanging, within 4ft) | WLDFR | HFTD - Distribution - Tier 3 - 5QU CoRE ¦ 1QU LoRE | Red Flag Warning - Destructive Fires | Vegetation Contact | Branch (Not overhanging, within 4ft) | 2023 | 8.1235e-10 | 1430.0123 | 1.1617e-06 | 2023 | Mitigation | 0.9 | 30 | 0 | esc | 0.065589 | 5.3281e-11 | 0.069256 | 5.626e-11 | 0.066806 | 5.427e-11 | 0.063625 | 5.1686e-11
[120 empty] | 7.3.5.15 Identification and remediation of “at-risk species”WLDFRVegetation ContactBranch (Not overhanging, within 4ft) | WLDFR | HFTD - Distribution - Tier 3 - 5QU CoRE ¦ 1QU LoRE | Red Flag Warning - Destructive Fires | Vegetation Contact | Branch (Not overhanging, within 4ft) | 2024 | 8.1235e-10 | 1430.0123 | 1.1617e-06 | 2024 | Mitigation | 0.9 | 30 | 0 | esc | 0.065589 | 5.3281e-11 | 0.069256 | 5.626e-11 | 0.066806 | 5.427e-11 | 0.063625 | 5.1686e-11
[120 empty] | 7.3.5.15 Identification and remediation of “at-risk species”WLDFRVegetation ContactBranch (Not overhanging, within 4ft) | WLDFR | HFTD - Distribution - Tier 3 - 5QU CoRE ¦ 1QU LoRE | Red Flag Warning - Destructive Fires | Vegetation Contact | Branch (Not overhanging, within 4ft) | 2025 | 8.1235e-10 | 1430.0123 | 1.1617e-06 | 2025 | Mitigation | 0.9 | 30 | 0 | esc | 0.065589 | 5.3281e-11 | 0.069256 | 5.626e-11 | 0.066806 | 5.427e-11 | 0.063625 | 5.1686e-11
[120 empty] | 7.3.5.15 Identification and remediation of “at-risk species”WLDFRVegetation ContactBranch (Not overhanging, within 4ft) | WLDFR | HFTD - Distribution - Tier 3 - 5QU CoRE ¦ 1QU LoRE | Red Flag Warning - Destructive Fires | Vegetation Contact | Branch (Not overhanging, within 4ft) | 2026 | 8.1235e-10 | 1430.0123 | 1.1617e-06 | 2026 | Mitigation | 0.9 | 30 | 0 | esc | 0.065589 | 5.3281e-11 | 0.069256 | 5.626e-11 | 0.066806 | 5.427e-11 | 0.063625 | 5.1686e-11
[120 empty] | 7.3.5.15 Identification and remediation of “at-risk species”WLDFRVegetation ContactBranch (Not overhanging, within 4ft) | WLDFR | HFTD - Distribution - Tier 3 - 5QU CoRE ¦ 1QU LoRE | Red Flag Warning - Destructive Fires | Vegetation Contact | Branch (Not overhanging, within 4ft) | 2027 | 8.1235e-10 | 1430.0123 | 1.1617e-06 | 2027 | Mitigation | 0.9 | 30 | 0 | esc | 0.065589 | 5.3281e-11 | 0.069256 | 5.626e-11 | 0.066806 | 5.427e-11 | 0.063625 | 5.1686e-11
[120 empty] | 7.3.5.15 Identification and remediation of “at-risk species”WLDFRVegetation ContactBranch (Not overhanging, within 4ft) | WLDFR | HFTD - Distribution - Tier 3 - 5QU CoRE ¦ 1QU LoRE | Red Flag Warning - Destructive Fires | Vegetation Contact | Branch (Not overhanging, within 4ft) | 2028 | 8.1235e-10 | 1430.0123 | 1.1617e-06 | 2028 | Mitigation | 0.9 | 30 | 0 | esc | 0.065589 | 5.3281e-11 | 0.069256 | 5.626e-11 | 0.066806 | 5.427e-11 | 0.063625 | 5.1686e-11
[120 empty] | 7.3.5.15 Identification and remediation of “at-risk species”WLDFRVegetation ContactBranch (Not overhanging, within 4ft) | WLDFR | HFTD - Distribution - Tier 3 - 5QU CoRE ¦ 1QU LoRE | Red Flag Warning - Destructive Fires | Vegetation Contact | Branch (Not overhanging, within 4ft) | 2029 | 8.1235e-10 | 1430.0123 | 1.1617e-06 | 2029 | Mitigation | 0.9 | 30 | 0 | esc | 0.065589 | 5.3281e-11 | 0.069256 | 5.626e-11 | 0.066806 | 5.427e-11 | 0.063625 | 5.1686e-11
[120 empty] | 7.3.5.15 Identification and remediation of “at-risk species”WLDFRVegetation ContactBranch (Not overhanging, within 4ft) | WLDFR | HFTD - Distribution - Tier 3 - 5QU CoRE ¦ 1QU LoRE | Red Flag Warning - Destructive Fires | Vegetation Contact | Branch (Not overhanging, within 4ft) | 2030 | 8.1235e-10 | 1430.0123 | 1.1617e-06 | 2030 | Mitigation | 0.9 | 30 | 0 | esc | 0.065589 | 5.3281e-11 | 0.069256 | 5.626e-11 | 0.066806 | 5.427e-11 | 0.063625 | 5.1686e-11
[120 empty] | 7.3.5.15 Identification and remediation of “at-risk species”WLDFRVegetation ContactBranch (Not overhanging, within 4ft) | WLDFR | HFTD - Distribution - Tier 3 - 5QU CoRE ¦ 1QU LoRE | Red Flag Warning - Destructive Fires | Vegetation Contact | Branch (Not overhanging, within 4ft) | 2031 | 8.1235e-10 | 1430.0123 | 1.1617e-06 | 2031 | Mitigation | 0.9 | 30 | 0 | esc | 0.065589 | 5.3281e-11 | 0.069256 | 5.626e-11 | 0.066806 | 5.427e-11 | 0.063625 | 5.1686e-11
[120 empty] | 7.3.5.15 Identification and remediation of “at-risk species”WLDFRVegetation ContactBranch (Not overhanging, within 4ft) | WLDFR | HFTD - Distribution - Tier 3 - 5QU CoRE ¦ 1QU LoRE | Red Flag Warning - Destructive Fires | Vegetation Contact | Branch (Not overhanging, within 4ft) | 2032 | 8.1235e-10 | 1430.0123 | 1.1617e-06 | 2032 | Mitigation | 0.9 | 30 | 0 | esc | 0.065589 | 5.3281e-11 | 0.069256 | 5.626e-11 | 0.066806 | 5.427e-11 | 0.063625 | 5.1686e-11
[120 empty] | 7.3.5.15 Identification and remediation of “at-risk species”WLDFRVegetation ContactBranch (Not overhanging, within 4ft) | WLDFR | HFTD - Distribution - Tier 3 - 5QU CoRE ¦ 1QU LoRE | Red Flag Warning - Destructive Fires | Vegetation Contact | Branch (Not overhanging, within 4ft) | 2033 | 8.1235e-10 | 1430.0123 | 1.1617e-06 | 2033 | Mitigation | 0.9 | 30 | 0 | esc | 0.065589 | 5.3281e-11 | 0.069256 | 5.626e-11 | 0.066806 | 5.427e-11 | 0.063625 | 5.1686e-11
[120 empty] | 7.3.5.15 Identification and remediation of “at-risk species”WLDFRVegetation ContactBranch (Not overhanging, within 4ft) | WLDFR | HFTD - Distribution - Tier 3 - 5QU CoRE ¦ 1QU LoRE | Red Flag Warning - Destructive Fires | Vegetation Contact | Branch (Not overhanging, within 4ft) | 2034 | 8.1235e-10 | 1430.0123 | 1.1617e-06 | 2034 | Mitigation | 0.9 | 30 | 0 | esc | 0.065589 | 5.3281e-11 | 0.069256 | 5.626e-11 | 0.066806 | 5.427e-11 | 0.063625 | 5.1686e-11
[120 empty] | 7.3.5.15 Identification and remediation of “at-risk species”WLDFRVegetation ContactBranch (Not overhanging, within 4ft) | WLDFR | HFTD - Distribution - Tier 3 - 5QU CoRE ¦ 1QU LoRE | Red Flag Warning - Destructive Fires | Vegetation Contact | Branch (Not overhanging, within 4ft) | 2035 | 8.1235e-10 | 1430.0123 | 1.1617e-06 | 2035 | Mitigation | 0.9 | 30 | 0 | esc | 0.065589 | 5.3281e-11 | 0.069256 | 5.626e-11 | 0.066806 | 5.427e-11 | 0.063625 | 5.1686e-11
[120 empty] | 7.3.5.15 Identification and remediation of “at-risk species”WLDFRVegetation ContactBranch (Not overhanging, within 4ft) | WLDFR | HFTD - Distribution - Tier 3 - 5QU CoRE ¦ 1QU LoRE | Red Flag Warning - Destructive Fires | Vegetation Contact | Branch (Not overhanging, within 4ft) | 2036 | 8.1235e-10 | 1430.0123 | 1.1617e-06 | 2036 | Mitigation | 0.9 | 30 | 0 | esc | 0.065589 | 5.3281e-11 | 0.069256 | 5.626e-11 | 0.066806 | 5.427e-11 | 0.063625 | 5.1686e-11
[120 empty] | 7.3.5.15 Identification and remediation of “at-risk species”WLDFRVegetation ContactBranch (Not overhanging, within 4ft) | WLDFR | HFTD - Distribution - Tier 3 - 5QU CoRE ¦ 1QU LoRE | Red Flag Warning - Destructive Fires | Vegetation Contact | Branch (Not overhanging, within 4ft) | 2037 | 8.1235e-10 | 1430.0123 | 1.1617e-06 | 2037 | Mitigation | 0.9 | 30 | 0 | esc | 0.065589 | 5.3281e-11 | 0.069256 | 5.626e-11 | 0.066806 | 5.427e-11 | 0.063625 | 5.1686e-11
[120 empty] | 7.3.5.15 Identification and remediation of “at-risk species”WLDFRVegetation ContactBranch (Not overhanging, within 4ft) | WLDFR | HFTD - Distribution - Tier 3 - 5QU CoRE ¦ 1QU LoRE | Red Flag Warning - Destructive Fires | Vegetation Contact | Branch (Not overhanging, within 4ft) | 2038 | 8.1235e-10 | 1430.0123 | 1.1617e-06 | 2038 | Mitigation | 0.9 | 30 | 0 | esc | 0.065589 | 5.3281e-11 | 0.069256 | 5.626e-11 | 0.066806 | 5.427e-11 | 0.063625 | 5.1686e-11
[120 empty] | 7.3.5.15 Identification and remediation of “at-risk species”WLDFRVegetation ContactBranch (Not overhanging, within 4ft) | WLDFR | HFTD - Distribution - Tier 3 - 5QU CoRE ¦ 1QU LoRE | Red Flag Warning - Destructive Fires | Vegetation Contact | Branch (Not overhanging, within 4ft) | 2039 | 8.1235e-10 | 1430.0123 | 1.1617e-06 | 2039 | Mitigation | 0.9 | 30 | 0 | esc | 0.065589 | 5.3281e-11 | 0.069256 | 5.626e-11 | 0.066806 | 5.427e-11 | 0.063625 | 5.1686e-11
[120 empty] | 7.3.5.15 Identification and remediation of “at-risk species”WLDFRVegetation ContactBranch (Not overhanging, within 4ft) | WLDFR | HFTD - Distribution - Tier 3 - 5QU CoRE ¦ 1QU LoRE | Red Flag Warning - Destructive Fires | Vegetation Contact | Branch (Not overhanging, within 4ft) | 2040 | 8.1235e-10 | 1430.0123 | 1.1617e-06 | 2040 | Mitigation | 0.9 | 30 | 0 | esc | 0.065589 | 5.3281e-11 | 0.069256 | 5.626e-11 | 0.066806 | 5.427e-11 | 0.063625 | 5.1686e-11
[120 empty] | 7.3.5.15 Identification and remediation of “at-risk species”WLDFRVegetation ContactBranch (Not overhanging, within 4ft) | WLDFR | HFTD - Distribution - Tier 3 - 5QU CoRE ¦ 1QU LoRE | Red Flag Warning - Destructive Fires | Vegetation Contact | Branch (Not overhanging, within 4ft) | 2041 | 8.1235e-10 | 1430.0123 | 1.1617e-06 | 2041 | Mitigation | 0.9 | 30 | 0 | esc | 0.065589 | 5.3281e-11 | 0.069256 | 5.626e-11 | 0.066806 | 5.427e-11 | 0.063625 | 5.1686e-11
[120 empty] | 7.3.5.15 Identification and remediation of “at-risk species”WLDFRVegetation ContactBranch (Not overhanging, within 4ft) | WLDFR | HFTD - Distribution - Tier 3 - 5QU CoRE ¦ 1QU LoRE | Red Flag Warning - Destructive Fires | Vegetation Contact | Branch (Not overhanging, within 4ft) | 2042 | 8.1235e-10 | 1430.0123 | 1.1617e-06 | 2042 | Mitigation | 0.9 | 30 | 0 | esc | 0.065589 | 5.3281e-11 | 0.069256 | 5.626e-11 | 0.066806 | 5.427e-11 | 0.063625 | 5.1686e-11
[120 empty] | 7.3.5.15 Identification and remediation of “at-risk species”WLDFRVegetation ContactBranch (Not overhanging, within 4ft) | WLDFR | HFTD - Distribution - Tier 3 - 5QU CoRE ¦ 1QU LoRE | Red Flag Warning - Destructive Fires | Vegetation Contact | Branch (Not overhanging, within 4ft) | 2043 | 8.1235e-10 | 1430.0123 | 1.1617e-06 | 2043 | Mitigation | 0.9 | 30 | 0 | esc | 0.065589 | 5.3281e-11 | 0.069256 | 5.626e-11 | 0.066806 | 5.427e-11 | 0.063625 | 5.1686e-11
[120 empty] | 7.3.5.15 Identification and remediation of “at-risk species”WLDFRVegetation ContactBranch (Not overhanging, within 4ft) | WLDFR | HFTD - Distribution - Tier 3 - 5QU CoRE ¦ 1QU LoRE | Red Flag Warning - Destructive Fires | Vegetation Contact | Branch (Not overhanging, within 4ft) | 2044 | 8.1235e-10 | 1430.0123 | 1.1617e-06 | 2044 | Mitigation | 0.9 | 30 | 0 | esc | 0.065589 | 5.3281e-11 | 0.069256 | 5.626e-11 | 0.066806 | 5.427e-11 | 0.063625 | 5.1686e-11
[120 empty] | 7.3.5.15 Identification and remediation of “at-risk species”WLDFRVegetation ContactBranch (Not overhanging, within 4ft) | WLDFR | HFTD - Distribution - Tier 3 - 5QU CoRE ¦ 1QU LoRE | Red Flag Warning - Destructive Fires | Vegetation Contact | Branch (Not overhanging, within 4ft) | 2045 | 8.1235e-10 | 1430.0123 | 1.1617e-06 | 2045 | Mitigation | 0.9 | 30 | 0 | esc | 0.065589 | 5.3281e-11 | 0.069256 | 5.626e-11 | 0.066806 | 5.427e-11 | 0.063625 | 5.1686e-11
[120 empty] | 7.3.5.15 Identification and remediation of “at-risk species”WLDFRVegetation ContactBranch (Not overhanging, within 4ft) | WLDFR | HFTD - Distribution - Tier 3 - 5QU CoRE ¦ 1QU LoRE | Red Flag Warning - Destructive Fires | Vegetation Contact | Branch (Not overhanging, within 4ft) | 2046 | 8.1235e-10 | 1430.0123 | 1.1617e-06 | 2046 | Mitigation | 0.9 | 30 | 0 | esc | 0.065589 | 5.3281e-11 | 0.069256 | 5.626e-11 | 0.066806 | 5.427e-11 | 0.063625 | 5.1686e-11
[120 empty] | 7.3.5.15 Identification and remediation of “at-risk species”WLDFRVegetation ContactBranch (Not overhanging, within 4ft) | WLDFR | HFTD - Distribution - Tier 3 - 5QU CoRE ¦ 1QU LoRE | Red Flag Warning - Destructive Fires | Vegetation Contact | Branch (Not overhanging, within 4ft) | 2047 | 8.1235e-10 | 1430.0123 | 1.1617e-06 | 2047 | Mitigation | 0.9 | 30 | 0 | esc | 0.065589 | 5.3281e-11 | 0.069256 | 5.626e-11 | 0.066806 | 5.427e-11 | 0.063625 | 5.1686e-11
[120 empty] | 7.3.5.15 Identification and remediation of “at-risk species”WLDFRVegetation ContactBranch (Not overhanging, within 4ft) | WLDFR | HFTD - Distribution - Tier 3 - 5QU CoRE ¦ 1QU LoRE | Red Flag Warning - Destructive Fires | Vegetation Contact | Branch (Not overhanging, within 4ft) | 2048 | 8.1235e-10 | 1430.0123 | 1.1617e-06 | 2048 | Mitigation | 0.9 | 30 | 0 | esc | 0.065589 | 5.3281e-11 | 0.069256 | 5.626e-11 | 0.066806 | 5.427e-11 | 0.063625 | 5.1686e-11
[120 empty] | 7.3.5.15 Identification and remediation of “at-risk species”WLDFRVegetation ContactBranch (Not overhanging, within 4ft) | WLDFR | HFTD - Distribution - Tier 3 - 5QU CoRE ¦ 1QU LoRE | Red Flag Warning - Destructive Fires | Vegetation Contact | Branch (Not overhanging, within 4ft) | 2049 | 8.1235e-10 | 1430.0123 | 1.1617e-06 | 2049 | Mitigation | 0.9 | 30 | 0 | esc | 0.065589 | 5.3281e-11 | 0.069256 | 5.626e-11 | 0.066806 | 5.427e-11 | 0.063625 | 5.1686e-11
[120 empty] | 7.3.5.15 Identification and remediation of “at-risk species”WLDFRVegetation ContactBranch (Not overhanging, within 4ft) | WLDFR | HFTD - Distribution - Tier 3 - 5QU CoRE ¦ 1QU LoRE | Red Flag Warning - Destructive Fires | Vegetation Contact | Branch (Not overhanging, within 4ft) | 2050 | 8.1235e-10 | 1430.0123 | 1.1617e-06 | 2050 | Mitigation | 0.9 | 30 | 0 | esc | 0 | 0 | 0.069256 | 5.626e-11 | 0.066806 | 5.427e-11 | 0.063625 | 5.1686e-11
[120 empty] | 7.3.5.15 Identification and remediation of “at-risk species”WLDFRVegetation ContactBranch (Not overhanging, within 4ft) | WLDFR | HFTD - Distribution - Tier 3 - 5QU CoRE ¦ 1QU LoRE | Red Flag Warning - Destructive Fires | Vegetation Contact | Branch (Not overhanging, within 4ft) | 2051 | 8.1235e-10 | 1430.0123 | 1.1617e-06 | 2051 | Mitigation | 0.9 | 30 | 0 | esc | 0 | 0 | 0 | 0 | 0.066806 | 5.427e-11 | 0.063625 | 5.1686e-11
[120 empty] | 7.3.5.15 Identification and remediation of “at-risk species”WLDFRVegetation ContactBranch (Not overhanging, within 4ft) | WLDFR | HFTD - Distribution - Tier 3 - 5QU CoRE ¦ 1QU LoRE | Red Flag Warning - Destructive Fires | Vegetation Contact | Branch (Not overhanging, within 4ft) | 2052 | 8.1235e-10 | 1430.0123 | 1.1617e-06 | 2052 | Mitigation | 0.9 | 30 | 0 | esc | 0 | 0 | 0 | 0 | 0 | 0 | 0.063625 | 5.1686e-11
[120 empty] | 7.3.5.15 Identification and remediation of “at-risk species”WLDFRVegetation ContactBranch (OverHanging) | WLDFR | HFTD - Distribution - Tier 3 - 5QU CoRE ¦ 1QU LoRE | Red Flag Warning - Destructive Fires | Vegetation Contact | Branch (OverHanging) | 2022 | 4.7908e-08 | 1430.0123 | 6.8509e-05 | 2022 | Mitigation | 0.9 | 30 | 0 | esc | 0.065589 | 3.1422e-09 | 0.069256 | 3.3179e-09 | 0.066806 | 3.2006e-09 | 0 | 0
[120 empty] | 7.3.5.15 Identification and remediation of “at-risk species”WLDFRVegetation ContactBranch (OverHanging) | WLDFR | HFTD - Distribution - Tier 3 - 5QU CoRE ¦ 1QU LoRE | Red Flag Warning - Destructive Fires | Vegetation Contact | Branch (OverHanging) | 2023 | 4.7908e-08 | 1430.0123 | 6.8509e-05 | 2023 | Mitigation | 0.9 | 30 | 0 | esc | 0.065589 | 3.1422e-09 | 0.069256 | 3.3179e-09 | 0.066806 | 3.2006e-09 | 0.063625 | 3.0482e-09
[120 empty] | 7.3.5.15 Identification and remediation of “at-risk species”WLDFRVegetation ContactBranch (OverHanging) | WLDFR | HFTD - Distribution - Tier 3 - 5QU CoRE ¦ 1QU LoRE | Red Flag Warning - Destructive Fires | Vegetation Contact | Branch (OverHanging) | 2024 | 4.7908e-08 | 1430.0123 | 6.8509e-05 | 2024 | Mitigation | 0.9 | 30 | 0 | esc | 0.065589 | 3.1422e-09 | 0.069256 | 3.3179e-09 | 0.066806 | 3.2006e-09 | 0.063625 | 3.0482e-09
[120 empty] | 7.3.5.15 Identification and remediation of “at-risk species”WLDFRVegetation ContactBranch (OverHanging) | WLDFR | HFTD - Distribution - Tier 3 - 5QU CoRE ¦ 1QU LoRE | Red Flag Warning - Destructive Fires | Vegetation Contact | Branch (OverHanging) | 2025 | 4.7908e-08 | 1430.0123 | 6.8509e-05 | 2025 | Mitigation | 0.9 | 30 | 0 | esc | 0.065589 | 3.1422e-09 | 0.069256 | 3.3179e-09 | 0.066806 | 3.2006e-09 | 0.063625 | 3.0482e-09
[120 empty] | 7.3.5.15 Identification and remediation of “at-risk species”WLDFRVegetation ContactBranch (OverHanging) | WLDFR | HFTD - Distribution - Tier 3 - 5QU CoRE ¦ 1QU LoRE | Red Flag Warning - Destructive Fires | Vegetation Contact | Branch (OverHanging) | 2026 | 4.7908e-08 | 1430.0123 | 6.8509e-05 | 2026 | Mitigation | 0.9 | 30 | 0 | esc | 0.065589 | 3.1422e-09 | 0.069256 | 3.3179e-09 | 0.066806 | 3.2006e-09 | 0.063625 | 3.0482e-09
[120 empty] | 7.3.5.15 Identification and remediation of “at-risk species”WLDFRVegetation ContactBranch (OverHanging) | WLDFR | HFTD - Distribution - Tier 3 - 5QU CoRE ¦ 1QU LoRE | Red Flag Warning - Destructive Fires | Vegetation Contact | Branch (OverHanging) | 2027 | 4.7908e-08 | 1430.0123 | 6.8509e-05 | 2027 | Mitigation | 0.9 | 30 | 0 | esc | 0.065589 | 3.1422e-09 | 0.069256 | 3.3179e-09 | 0.066806 | 3.2006e-09 | 0.063625 | 3.0482e-09
[120 empty] | 7.3.5.15 Identification and remediation of “at-risk species”WLDFRVegetation ContactBranch (OverHanging) | WLDFR | HFTD - Distribution - Tier 3 - 5QU CoRE ¦ 1QU LoRE | Red Flag Warning - Destructive Fires | Vegetation Contact | Branch (OverHanging) | 2028 | 4.7908e-08 | 1430.0123 | 6.8509e-05 | 2028 | Mitigation | 0.9 | 30 | 0 | esc | 0.065589 | 3.1422e-09 | 0.069256 | 3.3179e-09 | 0.066806 | 3.2006e-09 | 0.063625 | 3.0482e-09
[120 empty] | 7.3.5.15 Identification and remediation of “at-risk species”WLDFRVegetation ContactBranch (OverHanging) | WLDFR | HFTD - Distribution - Tier 3 - 5QU CoRE ¦ 1QU LoRE | Red Flag Warning - Destructive Fires | Vegetation Contact | Branch (OverHanging) | 2029 | 4.7908e-08 | 1430.0123 | 6.8509e-05 | 2029 | Mitigation | 0.9 | 30 | 0 | esc | 0.065589 | 3.1422e-09 | 0.069256 | 3.3179e-09 | 0.066806 | 3.2006e-09 | 0.063625 | 3.0482e-09
[120 empty] | 7.3.5.15 Identification and remediation of “at-risk species”WLDFRVegetation ContactBranch (OverHanging) | WLDFR | HFTD - Distribution - Tier 3 - 5QU CoRE ¦ 1QU LoRE | Red Flag Warning - Destructive Fires | Vegetation Contact | Branch (OverHanging) | 2030 | 4.7908e-08 | 1430.0123 | 6.8509e-05 | 2030 | Mitigation | 0.9 | 30 | 0 | esc | 0.065589 | 3.1422e-09 | 0.069256 | 3.3179e-09 | 0.066806 | 3.2006e-09 | 0.063625 | 3.0482e-09
[120 empty] | 7.3.5.15 Identification and remediation of “at-risk species”WLDFRVegetation ContactBranch (OverHanging) | WLDFR | HFTD - Distribution - Tier 3 - 5QU CoRE ¦ 1QU LoRE | Red Flag Warning - Destructive Fires | Vegetation Contact | Branch (OverHanging) | 2031 | 4.7908e-08 | 1430.0123 | 6.8509e-05 | 2031 | Mitigation | 0.9 | 30 | 0 | esc | 0.065589 | 3.1422e-09 | 0.069256 | 3.3179e-09 | 0.066806 | 3.2006e-09 | 0.063625 | 3.0482e-09
[120 empty] | 7.3.5.15 Identification and remediation of “at-risk species”WLDFRVegetation ContactBranch (OverHanging) | WLDFR | HFTD - Distribution - Tier 3 - 5QU CoRE ¦ 1QU LoRE | Red Flag Warning - Destructive Fires | Vegetation Contact | Branch (OverHanging) | 2032 | 4.7908e-08 | 1430.0123 | 6.8509e-05 | 2032 | Mitigation | 0.9 | 30 | 0 | esc | 0.065589 | 3.1422e-09 | 0.069256 | 3.3179e-09 | 0.066806 | 3.2006e-09 | 0.063625 | 3.0482e-09
[120 empty] | 7.3.5.15 Identification and remediation of “at-risk species”WLDFRVegetation ContactBranch (OverHanging) | WLDFR | HFTD - Distribution - Tier 3 - 5QU CoRE ¦ 1QU LoRE | Red Flag Warning - Destructive Fires | Vegetation Contact | Branch (OverHanging) | 2033 | 4.7908e-08 | 1430.0123 | 6.8509e-05 | 2033 | Mitigation | 0.9 | 30 | 0 | esc | 0.065589 | 3.1422e-09 | 0.069256 | 3.3179e-09 | 0.066806 | 3.2006e-09 | 0.063625 | 3.0482e-09
[120 empty] | 7.3.5.15 Identification and remediation of “at-risk species”WLDFRVegetation ContactBranch (OverHanging) | WLDFR | HFTD - Distribution - Tier 3 - 5QU CoRE ¦ 1QU LoRE | Red Flag Warning - Destructive Fires | Vegetation Contact | Branch (OverHanging) | 2034 | 4.7908e-08 | 1430.0123 | 6.8509e-05 | 2034 | Mitigation | 0.9 | 30 | 0 | esc | 0.065589 | 3.1422e-09 | 0.069256 | 3.3179e-09 | 0.066806 | 3.2006e-09 | 0.063625 | 3.0482e-09
[120 empty] | 7.3.5.15 Identification and remediation of “at-risk species”WLDFRVegetation ContactBranch (OverHanging) | WLDFR | HFTD - Distribution - Tier 3 - 5QU CoRE ¦ 1QU LoRE | Red Flag Warning - Destructive Fires | Vegetation Contact | Branch (OverHanging) | 2035 | 4.7908e-08 | 1430.0123 | 6.8509e-05 | 2035 | Mitigation | 0.9 | 30 | 0 | esc | 0.065589 | 3.1422e-09 | 0.069256 | 3.3179e-09 | 0.066806 | 3.2006e-09 | 0.063625 | 3.0482e-09
[120 empty] | 7.3.5.15 Identification and remediation of “at-risk species”WLDFRVegetation ContactBranch (OverHanging) | WLDFR | HFTD - Distribution - Tier 3 - 5QU CoRE ¦ 1QU LoRE | Red Flag Warning - Destructive Fires | Vegetation Contact | Branch (OverHanging) | 2036 | 4.7908e-08 | 1430.0123 | 6.8509e-05 | 2036 | Mitigation | 0.9 | 30 | 0 | esc | 0.065589 | 3.1422e-09 | 0.069256 | 3.3179e-09 | 0.066806 | 3.2006e-09 | 0.063625 | 3.0482e-09
[120 empty] | 7.3.5.15 Identification and remediation of “at-risk species”WLDFRVegetation ContactBranch (OverHanging) | WLDFR | HFTD - Distribution - Tier 3 - 5QU CoRE ¦ 1QU LoRE | Red Flag Warning - Destructive Fires | Vegetation Contact | Branch (OverHanging) | 2037 | 4.7908e-08 | 1430.0123 | 6.8509e-05 | 2037 | Mitigation | 0.9 | 30 | 0 | esc | 0.065589 | 3.1422e-09 | 0.069256 | 3.3179e-09 | 0.066806 | 3.2006e-09 | 0.063625 | 3.0482e-09
[120 empty] | 7.3.5.15 Identification and remediation of “at-risk species”WLDFRVegetation ContactBranch (OverHanging) | WLDFR | HFTD - Distribution - Tier 3 - 5QU CoRE ¦ 1QU LoRE | Red Flag Warning - Destructive Fires | Vegetation Contact | Branch (OverHanging) | 2038 | 4.7908e-08 | 1430.0123 | 6.8509e-05 | 2038 | Mitigation | 0.9 | 30 | 0 | esc | 0.065589 | 3.1422e-09 | 0.069256 | 3.3179e-09 | 0.066806 | 3.2006e-09 | 0.063625 | 3.0482e-09
[120 empty] | 7.3.5.15 Identification and remediation of “at-risk species”WLDFRVegetation ContactBranch (OverHanging) | WLDFR | HFTD - Distribution - Tier 3 - 5QU CoRE ¦ 1QU LoRE | Red Flag Warning - Destructive Fires | Vegetation Contact | Branch (OverHanging) | 2039 | 4.7908e-08 | 1430.0123 | 6.8509e-05 | 2039 | Mitigation | 0.9 | 30 | 0 | esc | 0.065589 | 3.1422e-09 | 0.069256 | 3.3179e-09 | 0.066806 | 3.2006e-09 | 0.063625 | 3.0482e-09
[120 empty] | 7.3.5.15 Identification and remediation of “at-risk species”WLDFRVegetation ContactBranch (OverHanging) | WLDFR | HFTD - Distribution - Tier 3 - 5QU CoRE ¦ 1QU LoRE | Red Flag Warning - Destructive Fires | Vegetation Contact | Branch (OverHanging) | 2040 | 4.7908e-08 | 1430.0123 | 6.8509e-05 | 2040 | Mitigation | 0.9 | 30 | 0 | esc | 0.065589 | 3.1422e-09 | 0.069256 | 3.3179e-09 | 0.066806 | 3.2006e-09 | 0.063625 | 3.0482e-09
[120 empty] | 7.3.5.15 Identification and remediation of “at-risk species”WLDFRVegetation ContactBranch (OverHanging) | WLDFR | HFTD - Distribution - Tier 3 - 5QU CoRE ¦ 1QU LoRE | Red Flag Warning - Destructive Fires | Vegetation Contact | Branch (OverHanging) | 2041 | 4.7908e-08 | 1430.0123 | 6.8509e-05 | 2041 | Mitigation | 0.9 | 30 | 0 | esc | 0.065589 | 3.1422e-09 | 0.069256 | 3.3179e-09 | 0.066806 | 3.2006e-09 | 0.063625 | 3.0482e-09
[120 empty] | 7.3.5.15 Identification and remediation of “at-risk species”WLDFRVegetation ContactBranch (OverHanging) | WLDFR | HFTD - Distribution - Tier 3 - 5QU CoRE ¦ 1QU LoRE | Red Flag Warning - Destructive Fires | Vegetation Contact | Branch (OverHanging) | 2042 | 4.7908e-08 | 1430.0123 | 6.8509e-05 | 2042 | Mitigation | 0.9 | 30 | 0 | esc | 0.065589 | 3.1422e-09 | 0.069256 | 3.3179e-09 | 0.066806 | 3.2006e-09 | 0.063625 | 3.0482e-09
[120 empty] | 7.3.5.15 Identification and remediation of “at-risk species”WLDFRVegetation ContactBranch (OverHanging) | WLDFR | HFTD - Distribution - Tier 3 - 5QU CoRE ¦ 1QU LoRE | Red Flag Warning - Destructive Fires | Vegetation Contact | Branch (OverHanging) | 2043 | 4.7908e-08 | 1430.0123 | 6.8509e-05 | 2043 | Mitigation | 0.9 | 30 | 0 | esc | 0.065589 | 3.1422e-09 | 0.069256 | 3.3179e-09 | 0.066806 | 3.2006e-09 | 0.063625 | 3.0482e-09
[120 empty] | 7.3.5.15 Identification and remediation of “at-risk species”WLDFRVegetation ContactBranch (OverHanging) | WLDFR | HFTD - Distribution - Tier 3 - 5QU CoRE ¦ 1QU LoRE | Red Flag Warning - Destructive Fires | Vegetation Contact | Branch (OverHanging) | 2044 | 4.7908e-08 | 1430.0123 | 6.8509e-05 | 2044 | Mitigation | 0.9 | 30 | 0 | esc | 0.065589 | 3.1422e-09 | 0.069256 | 3.3179e-09 | 0.066806 | 3.2006e-09 | 0.063625 | 3.0482e-09
[120 empty] | 7.3.5.15 Identification and remediation of “at-risk species”WLDFRVegetation ContactBranch (OverHanging) | WLDFR | HFTD - Distribution - Tier 3 - 5QU CoRE ¦ 1QU LoRE | Red Flag Warning - Destructive Fires | Vegetation Contact | Branch (OverHanging) | 2045 | 4.7908e-08 | 1430.0123 | 6.8509e-05 | 2045 | Mitigation | 0.9 | 30 | 0 | esc | 0.065589 | 3.1422e-09 | 0.069256 | 3.3179e-09 | 0.066806 | 3.2006e-09 | 0.063625 | 3.0482e-09
[120 empty] | 7.3.5.15 Identification and remediation of “at-risk species”WLDFRVegetation ContactBranch (OverHanging) | WLDFR | HFTD - Distribution - Tier 3 - 5QU CoRE ¦ 1QU LoRE | Red Flag Warning - Destructive Fires | Vegetation Contact | Branch (OverHanging) | 2046 | 4.7908e-08 | 1430.0123 | 6.8509e-05 | 2046 | Mitigation | 0.9 | 30 | 0 | esc | 0.065589 | 3.1422e-09 | 0.069256 | 3.3179e-09 | 0.066806 | 3.2006e-09 | 0.063625 | 3.0482e-09
[120 empty] | 7.3.5.15 Identification and remediation of “at-risk species”WLDFRVegetation ContactBranch (OverHanging) | WLDFR | HFTD - Distribution - Tier 3 - 5QU CoRE ¦ 1QU LoRE | Red Flag Warning - Destructive Fires | Vegetation Contact | Branch (OverHanging) | 2047 | 4.7908e-08 | 1430.0123 | 6.8509e-05 | 2047 | Mitigation | 0.9 | 30 | 0 | esc | 0.065589 | 3.1422e-09 | 0.069256 | 3.3179e-09 | 0.066806 | 3.2006e-09 | 0.063625 | 3.0482e-09
[120 empty] | 7.3.5.15 Identification and remediation of “at-risk species”WLDFRVegetation ContactBranch (OverHanging) | WLDFR | HFTD - Distribution - Tier 3 - 5QU CoRE ¦ 1QU LoRE | Red Flag Warning - Destructive Fires | Vegetation Contact | Branch (OverHanging) | 2048 | 4.7908e-08 | 1430.0123 | 6.8509e-05 | 2048 | Mitigation | 0.9 | 30 | 0 | esc | 0.065589 | 3.1422e-09 | 0.069256 | 3.3179e-09 | 0.066806 | 3.2006e-09 | 0.063625 | 3.0482e-09
[120 empty] | 7.3.5.15 Identification and remediation of “at-risk species”WLDFRVegetation ContactBranch (OverHanging) | WLDFR | HFTD - Distribution - Tier 3 - 5QU CoRE ¦ 1QU LoRE | Red Flag Warning - Destructive Fires | Vegetation Contact | Branch (OverHanging) | 2049 | 4.7908e-08 | 1430.0123 | 6.8509e-05 | 2049 | Mitigation | 0.9 | 30 | 0 | esc | 0.065589 | 3.1422e-09 | 0.069256 | 3.3179e-09 | 0.066806 | 3.2006e-09 | 0.063625 | 3.0482e-09
[120 empty] | 7.3.5.15 Identification and remediation of “at-risk species”WLDFRVegetation ContactBranch (OverHanging) | WLDFR | HFTD - Distribution - Tier 3 - 5QU CoRE ¦ 1QU LoRE | Red Flag Warning - Destructive Fires | Vegetation Contact | Branch (OverHanging) | 2050 | 4.7908e-08 | 1430.0123 | 6.8509e-05 | 2050 | Mitigation | 0.9 | 30 | 0 | esc | 0 | 0 | 0.069256 | 3.3179e-09 | 0.066806 | 3.2006e-09 | 0.063625 | 3.0482e-09
[120 empty] | 7.3.5.15 Identification and remediation of “at-risk species”WLDFRVegetation ContactBranch (OverHanging) | WLDFR | HFTD - Distribution - Tier 3 - 5QU CoRE ¦ 1QU LoRE | Red Flag Warning - Destructive Fires | Vegetation Contact | Branch (OverHanging) | 2051 | 4.7908e-08 | 1430.0123 | 6.8509e-05 | 2051 | Mitigation | 0.9 | 30 | 0 | esc | 0 | 0 | 0 | 0 | 0.066806 | 3.2006e-09 | 0.063625 | 3.0482e-09
[120 empty] | 7.3.5.15 Identification and remediation of “at-risk species”WLDFRVegetation ContactBranch (OverHanging) | WLDFR | HFTD - Distribution - Tier 3 - 5QU CoRE ¦ 1QU LoRE | Red Flag Warning - Destructive Fires | Vegetation Contact | Branch (OverHanging) | 2052 | 4.7908e-08 | 1430.0123 | 6.8509e-05 | 2052 | Mitigation | 0.9 | 30 | 0 | esc | 0 | 0 | 0 | 0 | 0 | 0 | 0.063625 | 3.0482e-09
[120 empty] | 7.3.5.15 Identification and remediation of “at-risk species”WLDFRVegetation ContactFell into (Moderate-Severe defect) | WLDFR | HFTD - Distribution - Tier 3 - 5QU CoRE ¦ 1QU LoRE | Red Flag Warning - Destructive Fires | Vegetation Contact | Fell into (Moderate-Severe defect) | 2022 | 1.3591e-08 | 1430.0123 | 1.9435e-05 | 2022 | Mitigation | 0.95 | 1 | 0 | esc | 0 | 0 | 0 | 0 | 0.070518 | 9.5838e-10 | 0 | 0
[120 empty] | 7.3.5.15 Identification and remediation of “at-risk species”WLDFRVegetation ContactFell into (Moderate-Severe defect) | WLDFR | HFTD - Distribution - Tier 3 - 5QU CoRE ¦ 1QU LoRE | Red Flag Warning - Destructive Fires | Vegetation Contact | Fell into (Moderate-Severe defect) | 2023 | 1.3591e-08 | 1430.0123 | 1.9435e-05 | 2023 | Mitigation | 0.95 | 1 | 0 | esc | 0 | 0 | 0 | 0 | 0 | 0 | 0.06716 | 9.1274e-10
[120 empty] | 7.3.5.15 Identification and remediation of “at-risk species”WLDFRVegetation ContactFell into (slight defect) | WLDFR | HFTD - Distribution - Tier 3 - 5QU CoRE ¦ 1QU LoRE | Red Flag Warning - Destructive Fires | Vegetation Contact | Fell into (slight defect) | 2022 | 1.5054e-08 | 1430.0123 | 2.1527e-05 | 2022 | Mitigation | 0.5 | 1 | 0 | esc | 0 | 0 | 0 | 0 | 0.037115 | 5.5871e-10 | 0 | 0
[120 empty] | 7.3.5.15 Identification and remediation of “at-risk species”WLDFRVegetation ContactFell into (slight defect) | WLDFR | HFTD - Distribution - Tier 3 - 5QU CoRE ¦ 1QU LoRE | Red Flag Warning - Destructive Fires | Vegetation Contact | Fell into (slight defect) | 2023 | 1.5054e-08 | 1430.0123 | 2.1527e-05 | 2023 | Mitigation | 0.5 | 1 | 0 | esc | 0 | 0 | 0 | 0 | 0 | 0 | 0.035347 | 5.321e-10
[120 empty] | 7.3.5.15 Identification and remediation of “at-risk species”WLDFRVegetation ContactGrow Into | WLDFR | HFTD - Distribution - Tier 3 - 5QU CoRE ¦ 1QU LoRE | Red Flag Warning - Destructive Fires | Vegetation Contact | Grow Into | 2022 | 1.5856e-09 | 1430.0123 | 2.2674e-06 | 2022 | Mitigation | 0.5 | 1 | 0 | esc | 0 | 0 | 0 | 0 | 0.037115 | 5.8849e-11 | 0 | 0
[120 empty] | 7.3.5.15 Identification and remediation of “at-risk species”WLDFRVegetation ContactGrow Into | WLDFR | HFTD - Distribution - Tier 3 - 5QU CoRE ¦ 1QU LoRE | Red Flag Warning - Destructive Fires | Vegetation Contact | Grow Into | 2023 | 1.5856e-09 | 1430.0123 | 2.2674e-06 | 2023 | Mitigation | 0.5 | 1 | 0 | esc | 0 | 0 | 0 | 0 | 0 | 0 | 0.035347 | 5.6046e-11
[120 empty] | 7.3.5.15 Identification and remediation of “at-risk species”WLDFRVegetation ContactBranch (Not overhanging, 4-12ft) | WLDFR | HFTD - Distribution - Tier 3 - 5QU CoRE ¦ 1QU LoRE | Red Flag Warning - Large Fires | Vegetation Contact | Branch (Not overhanging, 4-12ft) | 2022 | 2.9233e-07 | 1430.0123 | 0.00041804 | 2022 | Mitigation | 0.5 | 30 | 0 | esc | 0.036438 | 1.0652e-08 | 0.038476 | 1.1248e-08 | 0.037115 | 1.085e-08 | 0 | 0
[120 empty] | 7.3.5.15 Identification and remediation of “at-risk species”WLDFRVegetation ContactBranch (Not overhanging, 4-12ft) | WLDFR | HFTD - Distribution - Tier 3 - 5QU CoRE ¦ 1QU LoRE | Red Flag Warning - Large Fires | Vegetation Contact | Branch (Not overhanging, 4-12ft) | 2023 | 2.9233e-07 | 1430.0123 | 0.00041804 | 2023 | Mitigation | 0.5 | 30 | 0 | esc | 0.036438 | 1.0652e-08 | 0.038476 | 1.1248e-08 | 0.037115 | 1.085e-08 | 0.035347 | 1.0333e-08
[120 empty] | 7.3.5.15 Identification and remediation of “at-risk species”WLDFRVegetation ContactBranch (Not overhanging, 4-12ft) | WLDFR | HFTD - Distribution - Tier 3 - 5QU CoRE ¦ 1QU LoRE | Red Flag Warning - Large Fires | Vegetation Contact | Branch (Not overhanging, 4-12ft) | 2024 | 2.9233e-07 | 1430.0123 | 0.00041804 | 2024 | Mitigation | 0.5 | 30 | 0 | esc | 0.036438 | 1.0652e-08 | 0.038476 | 1.1248e-08 | 0.037115 | 1.085e-08 | 0.035347 | 1.0333e-08
[120 empty] | 7.3.5.15 Identification and remediation of “at-risk species”WLDFRVegetation ContactBranch (Not overhanging, 4-12ft) | WLDFR | HFTD - Distribution - Tier 3 - 5QU CoRE ¦ 1QU LoRE | Red Flag Warning - Large Fires | Vegetation Contact | Branch (Not overhanging, 4-12ft) | 2025 | 2.9233e-07 | 1430.0123 | 0.00041804 | 2025 | Mitigation | 0.5 | 30 | 0 | esc | 0.036438 | 1.0652e-08 | 0.038476 | 1.1248e-08 | 0.037115 | 1.085e-08 | 0.035347 | 1.0333e-08
[120 empty] | 7.3.5.15 Identification and remediation of “at-risk species”WLDFRVegetation ContactBranch (Not overhanging, 4-12ft) | WLDFR | HFTD - Distribution - Tier 3 - 5QU CoRE ¦ 1QU LoRE | Red Flag Warning - Large Fires | Vegetation Contact | Branch (Not overhanging, 4-12ft) | 2026 | 2.9233e-07 | 1430.0123 | 0.00041804 | 2026 | Mitigation | 0.5 | 30 | 0 | esc | 0.036438 | 1.0652e-08 | 0.038476 | 1.1248e-08 | 0.037115 | 1.085e-08 | 0.035347 | 1.0333e-08
[120 empty] | 7.3.5.15 Identification and remediation of “at-risk species”WLDFRVegetation ContactBranch (Not overhanging, 4-12ft) | WLDFR | HFTD - Distribution - Tier 3 - 5QU CoRE ¦ 1QU LoRE | Red Flag Warning - Large Fires | Vegetation Contact | Branch (Not overhanging, 4-12ft) | 2027 | 2.9233e-07 | 1430.0123 | 0.00041804 | 2027 | Mitigation | 0.5 | 30 | 0 | esc | 0.036438 | 1.0652e-08 | 0.038476 | 1.1248e-08 | 0.037115 | 1.085e-08 | 0.035347 | 1.0333e-08
[120 empty] | 7.3.5.15 Identification and remediation of “at-risk species”WLDFRVegetation ContactBranch (Not overhanging, 4-12ft) | WLDFR | HFTD - Distribution - Tier 3 - 5QU CoRE ¦ 1QU LoRE | Red Flag Warning - Large Fires | Vegetation Contact | Branch (Not overhanging, 4-12ft) | 2028 | 2.9233e-07 | 1430.0123 | 0.00041804 | 2028 | Mitigation | 0.5 | 30 | 0 | esc | 0.036438 | 1.0652e-08 | 0.038476 | 1.1248e-08 | 0.037115 | 1.085e-08 | 0.035347 | 1.0333e-08
[120 empty] | 7.3.5.15 Identification and remediation of “at-risk species”WLDFRVegetation ContactBranch (Not overhanging, 4-12ft) | WLDFR | HFTD - Distribution - Tier 3 - 5QU CoRE ¦ 1QU LoRE | Red Flag Warning - Large Fires | Vegetation Contact | Branch (Not overhanging, 4-12ft) | 2029 | 2.9233e-07 | 1430.0123 | 0.00041804 | 2029 | Mitigation | 0.5 | 30 | 0 | esc | 0.036438 | 1.0652e-08 | 0.038476 | 1.1248e-08 | 0.037115 | 1.085e-08 | 0.035347 | 1.0333e-08
[120 empty] | 7.3.5.15 Identification and remediation of “at-risk species”WLDFRVegetation ContactBranch (Not overhanging, 4-12ft) | WLDFR | HFTD - Distribution - Tier 3 - 5QU CoRE ¦ 1QU LoRE | Red Flag Warning - Large Fires | Vegetation Contact | Branch (Not overhanging, 4-12ft) | 2030 | 2.9233e-07 | 1430.0123 | 0.00041804 | 2030 | Mitigation | 0.5 | 30 | 0 | esc | 0.036438 | 1.0652e-08 | 0.038476 | 1.1248e-08 | 0.037115 | 1.085e-08 | 0.035347 | 1.0333e-08
[120 empty] | 7.3.5.15 Identification and remediation of “at-risk species”WLDFRVegetation ContactBranch (Not overhanging, 4-12ft) | WLDFR | HFTD - Distribution - Tier 3 - 5QU CoRE ¦ 1QU LoRE | Red Flag Warning - Large Fires | Vegetation Contact | Branch (Not overhanging, 4-12ft) | 2031 | 2.9233e-07 | 1430.0123 | 0.00041804 | 2031 | Mitigation | 0.5 | 30 | 0 | esc | 0.036438 | 1.0652e-08 | 0.038476 | 1.1248e-08 | 0.037115 | 1.085e-08 | 0.035347 | 1.0333e-08
[120 empty] | 7.3.5.15 Identification and remediation of “at-risk species”WLDFRVegetation ContactBranch (Not overhanging, 4-12ft) | WLDFR | HFTD - Distribution - Tier 3 - 5QU CoRE ¦ 1QU LoRE | Red Flag Warning - Large Fires | Vegetation Contact | Branch (Not overhanging, 4-12ft) | 2032 | 2.9233e-07 | 1430.0123 | 0.00041804 | 2032 | Mitigation | 0.5 | 30 | 0 | esc | 0.036438 | 1.0652e-08 | 0.038476 | 1.1248e-08 | 0.037115 | 1.085e-08 | 0.035347 | 1.0333e-08
[120 empty] | 7.3.5.15 Identification and remediation of “at-risk species”WLDFRVegetation ContactBranch (Not overhanging, 4-12ft) | WLDFR | HFTD - Distribution - Tier 3 - 5QU CoRE ¦ 1QU LoRE | Red Flag Warning - Large Fires | Vegetation Contact | Branch (Not overhanging, 4-12ft) | 2033 | 2.9233e-07 | 1430.0123 | 0.00041804 | 2033 | Mitigation | 0.5 | 30 | 0 | esc | 0.036438 | 1.0652e-08 | 0.038476 | 1.1248e-08 | 0.037115 | 1.085e-08 | 0.035347 | 1.0333e-08
[120 empty] | 7.3.5.15 Identification and remediation of “at-risk species”WLDFRVegetation ContactBranch (Not overhanging, 4-12ft) | WLDFR | HFTD - Distribution - Tier 3 - 5QU CoRE ¦ 1QU LoRE | Red Flag Warning - Large Fires | Vegetation Contact | Branch (Not overhanging, 4-12ft) | 2034 | 2.9233e-07 | 1430.0123 | 0.00041804 | 2034 | Mitigation | 0.5 | 30 | 0 | esc | 0.036438 | 1.0652e-08 | 0.038476 | 1.1248e-08 | 0.037115 | 1.085e-08 | 0.035347 | 1.0333e-08
[120 empty] | 7.3.5.15 Identification and remediation of “at-risk species”WLDFRVegetation ContactBranch (Not overhanging, 4-12ft) | WLDFR | HFTD - Distribution - Tier 3 - 5QU CoRE ¦ 1QU LoRE | Red Flag Warning - Large Fires | Vegetation Contact | Branch (Not overhanging, 4-12ft) | 2035 | 2.9233e-07 | 1430.0123 | 0.00041804 | 2035 | Mitigation | 0.5 | 30 | 0 | esc | 0.036438 | 1.0652e-08 | 0.038476 | 1.1248e-08 | 0.037115 | 1.085e-08 | 0.035347 | 1.0333e-08
[120 empty] | 7.3.5.15 Identification and remediation of “at-risk species”WLDFRVegetation ContactBranch (Not overhanging, 4-12ft) | WLDFR | HFTD - Distribution - Tier 3 - 5QU CoRE ¦ 1QU LoRE | Red Flag Warning - Large Fires | Vegetation Contact | Branch (Not overhanging, 4-12ft) | 2036 | 2.9233e-07 | 1430.0123 | 0.00041804 | 2036 | Mitigation | 0.5 | 30 | 0 | esc | 0.036438 | 1.0652e-08 | 0.038476 | 1.1248e-08 | 0.037115 | 1.085e-08 | 0.035347 | 1.0333e-08
[120 empty] | 7.3.5.15 Identification and remediation of “at-risk species”WLDFRVegetation ContactBranch (Not overhanging, 4-12ft) | WLDFR | HFTD - Distribution - Tier 3 - 5QU CoRE ¦ 1QU LoRE | Red Flag Warning - Large Fires | Vegetation Contact | Branch (Not overhanging, 4-12ft) | 2037 | 2.9233e-07 | 1430.0123 | 0.00041804 | 2037 | Mitigation | 0.5 | 30 | 0 | esc | 0.036438 | 1.0652e-08 | 0.038476 | 1.1248e-08 | 0.037115 | 1.085e-08 | 0.035347 | 1.0333e-08
[120 empty] | 7.3.5.15 Identification and remediation of “at-risk species”WLDFRVegetation ContactBranch (Not overhanging, 4-12ft) | WLDFR | HFTD - Distribution - Tier 3 - 5QU CoRE ¦ 1QU LoRE | Red Flag Warning - Large Fires | Vegetation Contact | Branch (Not overhanging, 4-12ft) | 2038 | 2.9233e-07 | 1430.0123 | 0.00041804 | 2038 | Mitigation | 0.5 | 30 | 0 | esc | 0.036438 | 1.0652e-08 | 0.038476 | 1.1248e-08 | 0.037115 | 1.085e-08 | 0.035347 | 1.0333e-08
[120 empty] | 7.3.5.15 Identification and remediation of “at-risk species”WLDFRVegetation ContactBranch (Not overhanging, 4-12ft) | WLDFR | HFTD - Distribution - Tier 3 - 5QU CoRE ¦ 1QU LoRE | Red Flag Warning - Large Fires | Vegetation Contact | Branch (Not overhanging, 4-12ft) | 2039 | 2.9233e-07 | 1430.0123 | 0.00041804 | 2039 | Mitigation | 0.5 | 30 | 0 | esc | 0.036438 | 1.0652e-08 | 0.038476 | 1.1248e-08 | 0.037115 | 1.085e-08 | 0.035347 | 1.0333e-08
[120 empty] | 7.3.5.15 Identification and remediation of “at-risk species”WLDFRVegetation ContactBranch (Not overhanging, 4-12ft) | WLDFR | HFTD - Distribution - Tier 3 - 5QU CoRE ¦ 1QU LoRE | Red Flag Warning - Large Fires | Vegetation Contact | Branch (Not overhanging, 4-12ft) | 2040 | 2.9233e-07 | 1430.0123 | 0.00041804 | 2040 | Mitigation | 0.5 | 30 | 0 | esc | 0.036438 | 1.0652e-08 | 0.038476 | 1.1248e-08 | 0.037115 | 1.085e-08 | 0.035347 | 1.0333e-08
[120 empty] | 7.3.5.15 Identification and remediation of “at-risk species”WLDFRVegetation ContactBranch (Not overhanging, 4-12ft) | WLDFR | HFTD - Distribution - Tier 3 - 5QU CoRE ¦ 1QU LoRE | Red Flag Warning - Large Fires | Vegetation Contact | Branch (Not overhanging, 4-12ft) | 2041 | 2.9233e-07 | 1430.0123 | 0.00041804 | 2041 | Mitigation | 0.5 | 30 | 0 | esc | 0.036438 | 1.0652e-08 | 0.038476 | 1.1248e-08 | 0.037115 | 1.085e-08 | 0.035347 | 1.0333e-08
[120 empty] | 7.3.5.15 Identification and remediation of “at-risk species”WLDFRVegetation ContactBranch (Not overhanging, 4-12ft) | WLDFR | HFTD - Distribution - Tier 3 - 5QU CoRE ¦ 1QU LoRE | Red Flag Warning - Large Fires | Vegetation Contact | Branch (Not overhanging, 4-12ft) | 2042 | 2.9233e-07 | 1430.0123 | 0.00041804 | 2042 | Mitigation | 0.5 | 30 | 0 | esc | 0.036438 | 1.0652e-08 | 0.038476 | 1.1248e-08 | 0.037115 | 1.085e-08 | 0.035347 | 1.0333e-08
[120 empty] | 7.3.5.15 Identification and remediation of “at-risk species”WLDFRVegetation ContactBranch (Not overhanging, 4-12ft) | WLDFR | HFTD - Distribution - Tier 3 - 5QU CoRE ¦ 1QU LoRE | Red Flag Warning - Large Fires | Vegetation Contact | Branch (Not overhanging, 4-12ft) | 2043 | 2.9233e-07 | 1430.0123 | 0.00041804 | 2043 | Mitigation | 0.5 | 30 | 0 | esc | 0.036438 | 1.0652e-08 | 0.038476 | 1.1248e-08 | 0.037115 | 1.085e-08 | 0.035347 | 1.0333e-08
[120 empty] | 7.3.5.15 Identification and remediation of “at-risk species”WLDFRVegetation ContactBranch (Not overhanging, 4-12ft) | WLDFR | HFTD - Distribution - Tier 3 - 5QU CoRE ¦ 1QU LoRE | Red Flag Warning - Large Fires | Vegetation Contact | Branch (Not overhanging, 4-12ft) | 2044 | 2.9233e-07 | 1430.0123 | 0.00041804 | 2044 | Mitigation | 0.5 | 30 | 0 | esc | 0.036438 | 1.0652e-08 | 0.038476 | 1.1248e-08 | 0.037115 | 1.085e-08 | 0.035347 | 1.0333e-08
[120 empty] | 7.3.5.15 Identification and remediation of “at-risk species”WLDFRVegetation ContactBranch (Not overhanging, 4-12ft) | WLDFR | HFTD - Distribution - Tier 3 - 5QU CoRE ¦ 1QU LoRE | Red Flag Warning - Large Fires | Vegetation Contact | Branch (Not overhanging, 4-12ft) | 2045 | 2.9233e-07 | 1430.0123 | 0.00041804 | 2045 | Mitigation | 0.5 | 30 | 0 | esc | 0.036438 | 1.0652e-08 | 0.038476 | 1.1248e-08 | 0.037115 | 1.085e-08 | 0.035347 | 1.0333e-08
[120 empty] | 7.3.5.15 Identification and remediation of “at-risk species”WLDFRVegetation ContactBranch (Not overhanging, 4-12ft) | WLDFR | HFTD - Distribution - Tier 3 - 5QU CoRE ¦ 1QU LoRE | Red Flag Warning - Large Fires | Vegetation Contact | Branch (Not overhanging, 4-12ft) | 2046 | 2.9233e-07 | 1430.0123 | 0.00041804 | 2046 | Mitigation | 0.5 | 30 | 0 | esc | 0.036438 | 1.0652e-08 | 0.038476 | 1.1248e-08 | 0.037115 | 1.085e-08 | 0.035347 | 1.0333e-08
[120 empty] | 7.3.5.15 Identification and remediation of “at-risk species”WLDFRVegetation ContactBranch (Not overhanging, 4-12ft) | WLDFR | HFTD - Distribution - Tier 3 - 5QU CoRE ¦ 1QU LoRE | Red Flag Warning - Large Fires | Vegetation Contact | Branch (Not overhanging, 4-12ft) | 2047 | 2.9233e-07 | 1430.0123 | 0.00041804 | 2047 | Mitigation | 0.5 | 30 | 0 | esc | 0.036438 | 1.0652e-08 | 0.038476 | 1.1248e-08 | 0.037115 | 1.085e-08 | 0.035347 | 1.0333e-08
[120 empty] | 7.3.5.15 Identification and remediation of “at-risk species”WLDFRVegetation ContactBranch (Not overhanging, 4-12ft) | WLDFR | HFTD - Distribution - Tier 3 - 5QU CoRE ¦ 1QU LoRE | Red Flag Warning - Large Fires | Vegetation Contact | Branch (Not overhanging, 4-12ft) | 2048 | 2.9233e-07 | 1430.0123 | 0.00041804 | 2048 | Mitigation | 0.5 | 30 | 0 | esc | 0.036438 | 1.0652e-08 | 0.038476 | 1.1248e-08 | 0.037115 | 1.085e-08 | 0.035347 | 1.0333e-08
[120 empty] | 7.3.5.15 Identification and remediation of “at-risk species”WLDFRVegetation ContactBranch (Not overhanging, 4-12ft) | WLDFR | HFTD - Distribution - Tier 3 - 5QU CoRE ¦ 1QU LoRE | Red Flag Warning - Large Fires | Vegetation Contact | Branch (Not overhanging, 4-12ft) | 2049 | 2.9233e-07 | 1430.0123 | 0.00041804 | 2049 | Mitigation | 0.5 | 30 | 0 | esc | 0.036438 | 1.0652e-08 | 0.038476 | 1.1248e-08 | 0.037115 | 1.085e-08 | 0.035347 | 1.0333e-08
[120 empty] | 7.3.5.15 Identification and remediation of “at-risk species”WLDFRVegetation ContactBranch (Not overhanging, 4-12ft) | WLDFR | HFTD - Distribution - Tier 3 - 5QU CoRE ¦ 1QU LoRE | Red Flag Warning - Large Fires | Vegetation Contact | Branch (Not overhanging, 4-12ft) | 2050 | 2.9233e-07 | 1430.0123 | 0.00041804 | 2050 | Mitigation | 0.5 | 30 | 0 | esc | 0 | 0 | 0.038476 | 1.1248e-08 | 0.037115 | 1.085e-08 | 0.035347 | 1.0333e-08
[120 empty] | 7.3.5.15 Identification and remediation of “at-risk species”WLDFRVegetation ContactBranch (Not overhanging, 4-12ft) | WLDFR | HFTD - Distribution - Tier 3 - 5QU CoRE ¦ 1QU LoRE | Red Flag Warning - Large Fires | Vegetation Contact | Branch (Not overhanging, 4-12ft) | 2051 | 2.9233e-07 | 1430.0123 | 0.00041804 | 2051 | Mitigation | 0.5 | 30 | 0 | esc | 0 | 0 | 0 | 0 | 0.037115 | 1.085e-08 | 0.035347 | 1.0333e-08
[120 empty] | 7.3.5.15 Identification and remediation of “at-risk species”WLDFRVegetation ContactBranch (Not overhanging, 4-12ft) | WLDFR | HFTD - Distribution - Tier 3 - 5QU CoRE ¦ 1QU LoRE | Red Flag Warning - Large Fires | Vegetation Contact | Branch (Not overhanging, 4-12ft) | 2052 | 2.9233e-07 | 1430.0123 | 0.00041804 | 2052 | Mitigation | 0.5 | 30 | 0 | esc | 0 | 0 | 0 | 0 | 0 | 0 | 0.035347 | 1.0333e-08
[120 empty] | 7.3.5.15 Identification and remediation of “at-risk species”WLDFRVegetation ContactBranch (Not overhanging, within 4ft) | WLDFR | HFTD - Distribution - Tier 3 - 5QU CoRE ¦ 1QU LoRE | Red Flag Warning - Large Fires | Vegetation Contact | Branch (Not overhanging, within 4ft) | 2022 | 7.5062e-08 | 1430.0123 | 0.00010734 | 2022 | Mitigation | 0.9 | 30 | 0 | esc | 0.065589 | 4.9232e-09 | 0.069256 | 5.1985e-09 | 0.066806 | 5.0146e-09 | 0 | 0
[120 empty] | 7.3.5.15 Identification and remediation of “at-risk species”WLDFRVegetation ContactBranch (Not overhanging, within 4ft) | WLDFR | HFTD - Distribution - Tier 3 - 5QU CoRE ¦ 1QU LoRE | Red Flag Warning - Large Fires | Vegetation Contact | Branch (Not overhanging, within 4ft) | 2023 | 7.5062e-08 | 1430.0123 | 0.00010734 | 2023 | Mitigation | 0.9 | 30 | 0 | esc | 0.065589 | 4.9232e-09 | 0.069256 | 5.1985e-09 | 0.066806 | 5.0146e-09 | 0.063625 | 4.7758e-09
[120 empty] | 7.3.5.15 Identification and remediation of “at-risk species”WLDFRVegetation ContactBranch (Not overhanging, within 4ft) | WLDFR | HFTD - Distribution - Tier 3 - 5QU CoRE ¦ 1QU LoRE | Red Flag Warning - Large Fires | Vegetation Contact | Branch (Not overhanging, within 4ft) | 2024 | 7.5062e-08 | 1430.0123 | 0.00010734 | 2024 | Mitigation | 0.9 | 30 | 0 | esc | 0.065589 | 4.9232e-09 | 0.069256 | 5.1985e-09 | 0.066806 | 5.0146e-09 | 0.063625 | 4.7758e-09
[120 empty] | 7.3.5.15 Identification and remediation of “at-risk species”WLDFRVegetation ContactBranch (Not overhanging, within 4ft) | WLDFR | HFTD - Distribution - Tier 3 - 5QU CoRE ¦ 1QU LoRE | Red Flag Warning - Large Fires | Vegetation Contact | Branch (Not overhanging, within 4ft) | 2025 | 7.5062e-08 | 1430.0123 | 0.00010734 | 2025 | Mitigation | 0.9 | 30 | 0 | esc | 0.065589 | 4.9232e-09 | 0.069256 | 5.1985e-09 | 0.066806 | 5.0146e-09 | 0.063625 | 4.7758e-09
[120 empty] | 7.3.5.15 Identification and remediation of “at-risk species”WLDFRVegetation ContactBranch (Not overhanging, within 4ft) | WLDFR | HFTD - Distribution - Tier 3 - 5QU CoRE ¦ 1QU LoRE | Red Flag Warning - Large Fires | Vegetation Contact | Branch (Not overhanging, within 4ft) | 2026 | 7.5062e-08 | 1430.0123 | 0.00010734 | 2026 | Mitigation | 0.9 | 30 | 0 | esc | 0.065589 | 4.9232e-09 | 0.069256 | 5.1985e-09 | 0.066806 | 5.0146e-09 | 0.063625 | 4.7758e-09
[120 empty] | 7.3.5.15 Identification and remediation of “at-risk species”WLDFRVegetation ContactBranch (Not overhanging, within 4ft) | WLDFR | HFTD - Distribution - Tier 3 - 5QU CoRE ¦ 1QU LoRE | Red Flag Warning - Large Fires | Vegetation Contact | Branch (Not overhanging, within 4ft) | 2027 | 7.5062e-08 | 1430.0123 | 0.00010734 | 2027 | Mitigation | 0.9 | 30 | 0 | esc | 0.065589 | 4.9232e-09 | 0.069256 | 5.1985e-09 | 0.066806 | 5.0146e-09 | 0.063625 | 4.7758e-09
[120 empty] | 7.3.5.15 Identification and remediation of “at-risk species”WLDFRVegetation ContactBranch (Not overhanging, within 4ft) | WLDFR | HFTD - Distribution - Tier 3 - 5QU CoRE ¦ 1QU LoRE | Red Flag Warning - Large Fires | Vegetation Contact | Branch (Not overhanging, within 4ft) | 2028 | 7.5062e-08 | 1430.0123 | 0.00010734 | 2028 | Mitigation | 0.9 | 30 | 0 | esc | 0.065589 | 4.9232e-09 | 0.069256 | 5.1985e-09 | 0.066806 | 5.0146e-09 | 0.063625 | 4.7758e-09
[120 empty] | 7.3.5.15 Identification and remediation of “at-risk species”WLDFRVegetation ContactBranch (Not overhanging, within 4ft) | WLDFR | HFTD - Distribution - Tier 3 - 5QU CoRE ¦ 1QU LoRE | Red Flag Warning - Large Fires | Vegetation Contact | Branch (Not overhanging, within 4ft) | 2029 | 7.5062e-08 | 1430.0123 | 0.00010734 | 2029 | Mitigation | 0.9 | 30 | 0 | esc | 0.065589 | 4.9232e-09 | 0.069256 | 5.1985e-09 | 0.066806 | 5.0146e-09 | 0.063625 | 4.7758e-09
[120 empty] | 7.3.5.15 Identification and remediation of “at-risk species”WLDFRVegetation ContactBranch (Not overhanging, within 4ft) | WLDFR | HFTD - Distribution - Tier 3 - 5QU CoRE ¦ 1QU LoRE | Red Flag Warning - Large Fires | Vegetation Contact | Branch (Not overhanging, within 4ft) | 2030 | 7.5062e-08 | 1430.0123 | 0.00010734 | 2030 | Mitigation | 0.9 | 30 | 0 | esc | 0.065589 | 4.9232e-09 | 0.069256 | 5.1985e-09 | 0.066806 | 5.0146e-09 | 0.063625 | 4.7758e-09
[120 empty] | 7.3.5.15 Identification and remediation of “at-risk species”WLDFRVegetation ContactBranch (Not overhanging, within 4ft) | WLDFR | HFTD - Distribution - Tier 3 - 5QU CoRE ¦ 1QU LoRE | Red Flag Warning - Large Fires | Vegetation Contact | Branch (Not overhanging, within 4ft) | 2031 | 7.5062e-08 | 1430.0123 | 0.00010734 | 2031 | Mitigation | 0.9 | 30 | 0 | esc | 0.065589 | 4.9232e-09 | 0.069256 | 5.1985e-09 | 0.066806 | 5.0146e-09 | 0.063625 | 4.7758e-09
[120 empty] | 7.3.5.15 Identification and remediation of “at-risk species”WLDFRVegetation ContactBranch (Not overhanging, within 4ft) | WLDFR | HFTD - Distribution - Tier 3 - 5QU CoRE ¦ 1QU LoRE | Red Flag Warning - Large Fires | Vegetation Contact | Branch (Not overhanging, within 4ft) | 2032 | 7.5062e-08 | 1430.0123 | 0.00010734 | 2032 | Mitigation | 0.9 | 30 | 0 | esc | 0.065589 | 4.9232e-09 | 0.069256 | 5.1985e-09 | 0.066806 | 5.0146e-09 | 0.063625 | 4.7758e-09
[120 empty] | 7.3.5.15 Identification and remediation of “at-risk species”WLDFRVegetation ContactBranch (Not overhanging, within 4ft) | WLDFR | HFTD - Distribution - Tier 3 - 5QU CoRE ¦ 1QU LoRE | Red Flag Warning - Large Fires | Vegetation Contact | Branch (Not overhanging, within 4ft) | 2033 | 7.5062e-08 | 1430.0123 | 0.00010734 | 2033 | Mitigation | 0.9 | 30 | 0 | esc | 0.065589 | 4.9232e-09 | 0.069256 | 5.1985e-09 | 0.066806 | 5.0146e-09 | 0.063625 | 4.7758e-09
[120 empty] | 7.3.5.15 Identification and remediation of “at-risk species”WLDFRVegetation ContactBranch (Not overhanging, within 4ft) | WLDFR | HFTD - Distribution - Tier 3 - 5QU CoRE ¦ 1QU LoRE | Red Flag Warning - Large Fires | Vegetation Contact | Branch (Not overhanging, within 4ft) | 2034 | 7.5062e-08 | 1430.0123 | 0.00010734 | 2034 | Mitigation | 0.9 | 30 | 0 | esc | 0.065589 | 4.9232e-09 | 0.069256 | 5.1985e-09 | 0.066806 | 5.0146e-09 | 0.063625 | 4.7758e-09
[120 empty] | 7.3.5.15 Identification and remediation of “at-risk species”WLDFRVegetation ContactBranch (Not overhanging, within 4ft) | WLDFR | HFTD - Distribution - Tier 3 - 5QU CoRE ¦ 1QU LoRE | Red Flag Warning - Large Fires | Vegetation Contact | Branch (Not overhanging, within 4ft) | 2035 | 7.5062e-08 | 1430.0123 | 0.00010734 | 2035 | Mitigation | 0.9 | 30 | 0 | esc | 0.065589 | 4.9232e-09 | 0.069256 | 5.1985e-09 | 0.066806 | 5.0146e-09 | 0.063625 | 4.7758e-09
[120 empty] | 7.3.5.15 Identification and remediation of “at-risk species”WLDFRVegetation ContactBranch (Not overhanging, within 4ft) | WLDFR | HFTD - Distribution - Tier 3 - 5QU CoRE ¦ 1QU LoRE | Red Flag Warning - Large Fires | Vegetation Contact | Branch (Not overhanging, within 4ft) | 2036 | 7.5062e-08 | 1430.0123 | 0.00010734 | 2036 | Mitigation | 0.9 | 30 | 0 | esc | 0.065589 | 4.9232e-09 | 0.069256 | 5.1985e-09 | 0.066806 | 5.0146e-09 | 0.063625 | 4.7758e-09
[120 empty] | 7.3.5.15 Identification and remediation of “at-risk species”WLDFRVegetation ContactBranch (Not overhanging, within 4ft) | WLDFR | HFTD - Distribution - Tier 3 - 5QU CoRE ¦ 1QU LoRE | Red Flag Warning - Large Fires | Vegetation Contact | Branch (Not overhanging, within 4ft) | 2037 | 7.5062e-08 | 1430.0123 | 0.00010734 | 2037 | Mitigation | 0.9 | 30 | 0 | esc | 0.065589 | 4.9232e-09 | 0.069256 | 5.1985e-09 | 0.066806 | 5.0146e-09 | 0.063625 | 4.7758e-09
[120 empty] | 7.3.5.15 Identification and remediation of “at-risk species”WLDFRVegetation ContactBranch (Not overhanging, within 4ft) | WLDFR | HFTD - Distribution - Tier 3 - 5QU CoRE ¦ 1QU LoRE | Red Flag Warning - Large Fires | Vegetation Contact | Branch (Not overhanging, within 4ft) | 2038 | 7.5062e-08 | 1430.0123 | 0.00010734 | 2038 | Mitigation | 0.9 | 30 | 0 | esc | 0.065589 | 4.9232e-09 | 0.069256 | 5.1985e-09 | 0.066806 | 5.0146e-09 | 0.063625 | 4.7758e-09
[120 empty] | 7.3.5.15 Identification and remediation of “at-risk species”WLDFRVegetation ContactBranch (Not overhanging, within 4ft) | WLDFR | HFTD - Distribution - Tier 3 - 5QU CoRE ¦ 1QU LoRE | Red Flag Warning - Large Fires | Vegetation Contact | Branch (Not overhanging, within 4ft) | 2039 | 7.5062e-08 | 1430.0123 | 0.00010734 | 2039 | Mitigation | 0.9 | 30 | 0 | esc | 0.065589 | 4.9232e-09 | 0.069256 | 5.1985e-09 | 0.066806 | 5.0146e-09 | 0.063625 | 4.7758e-09
[120 empty] | 7.3.5.15 Identification and remediation of “at-risk species”WLDFRVegetation ContactBranch (Not overhanging, within 4ft) | WLDFR | HFTD - Distribution - Tier 3 - 5QU CoRE ¦ 1QU LoRE | Red Flag Warning - Large Fires | Vegetation Contact | Branch (Not overhanging, within 4ft) | 2040 | 7.5062e-08 | 1430.0123 | 0.00010734 | 2040 | Mitigation | 0.9 | 30 | 0 | esc | 0.065589 | 4.9232e-09 | 0.069256 | 5.1985e-09 | 0.066806 | 5.0146e-09 | 0.063625 | 4.7758e-09
[120 empty] | 7.3.5.15 Identification and remediation of “at-risk species”WLDFRVegetation ContactBranch (Not overhanging, within 4ft) | WLDFR | HFTD - Distribution - Tier 3 - 5QU CoRE ¦ 1QU LoRE | Red Flag Warning - Large Fires | Vegetation Contact | Branch (Not overhanging, within 4ft) | 2041 | 7.5062e-08 | 1430.0123 | 0.00010734 | 2041 | Mitigation | 0.9 | 30 | 0 | esc | 0.065589 | 4.9232e-09 | 0.069256 | 5.1985e-09 | 0.066806 | 5.0146e-09 | 0.063625 | 4.7758e-09
[120 empty] | 7.3.5.15 Identification and remediation of “at-risk species”WLDFRVegetation ContactBranch (Not overhanging, within 4ft) | WLDFR | HFTD - Distribution - Tier 3 - 5QU CoRE ¦ 1QU LoRE | Red Flag Warning - Large Fires | Vegetation Contact | Branch (Not overhanging, within 4ft) | 2042 | 7.5062e-08 | 1430.0123 | 0.00010734 | 2042 | Mitigation | 0.9 | 30 | 0 | esc | 0.065589 | 4.9232e-09 | 0.069256 | 5.1985e-09 | 0.066806 | 5.0146e-09 | 0.063625 | 4.7758e-09
[120 empty] | 7.3.5.15 Identification and remediation of “at-risk species”WLDFRVegetation ContactBranch (Not overhanging, within 4ft) | WLDFR | HFTD - Distribution - Tier 3 - 5QU CoRE ¦ 1QU LoRE | Red Flag Warning - Large Fires | Vegetation Contact | Branch (Not overhanging, within 4ft) | 2043 | 7.5062e-08 | 1430.0123 | 0.00010734 | 2043 | Mitigation | 0.9 | 30 | 0 | esc | 0.065589 | 4.9232e-09 | 0.069256 | 5.1985e-09 | 0.066806 | 5.0146e-09 | 0.063625 | 4.7758e-09
[120 empty] | 7.3.5.15 Identification and remediation of “at-risk species”WLDFRVegetation ContactBranch (Not overhanging, within 4ft) | WLDFR | HFTD - Distribution - Tier 3 - 5QU CoRE ¦ 1QU LoRE | Red Flag Warning - Large Fires | Vegetation Contact | Branch (Not overhanging, within 4ft) | 2044 | 7.5062e-08 | 1430.0123 | 0.00010734 | 2044 | Mitigation | 0.9 | 30 | 0 | esc | 0.065589 | 4.9232e-09 | 0.069256 | 5.1985e-09 | 0.066806 | 5.0146e-09 | 0.063625 | 4.7758e-09
[120 empty] | 7.3.5.15 Identification and remediation of “at-risk species”WLDFRVegetation ContactBranch (Not overhanging, within 4ft) | WLDFR | HFTD - Distribution - Tier 3 - 5QU CoRE ¦ 1QU LoRE | Red Flag Warning - Large Fires | Vegetation Contact | Branch (Not overhanging, within 4ft) | 2045 | 7.5062e-08 | 1430.0123 | 0.00010734 | 2045 | Mitigation | 0.9 | 30 | 0 | esc | 0.065589 | 4.9232e-09 | 0.069256 | 5.1985e-09 | 0.066806 | 5.0146e-09 | 0.063625 | 4.7758e-09
[120 empty] | 7.3.5.15 Identification and remediation of “at-risk species”WLDFRVegetation ContactBranch (Not overhanging, within 4ft) | WLDFR | HFTD - Distribution - Tier 3 - 5QU CoRE ¦ 1QU LoRE | Red Flag Warning - Large Fires | Vegetation Contact | Branch (Not overhanging, within 4ft) | 2046 | 7.5062e-08 | 1430.0123 | 0.00010734 | 2046 | Mitigation | 0.9 | 30 | 0 | esc | 0.065589 | 4.9232e-09 | 0.069256 | 5.1985e-09 | 0.066806 | 5.0146e-09 | 0.063625 | 4.7758e-09
[120 empty] | 7.3.5.15 Identification and remediation of “at-risk species”WLDFRVegetation ContactBranch (Not overhanging, within 4ft) | WLDFR | HFTD - Distribution - Tier 3 - 5QU CoRE ¦ 1QU LoRE | Red Flag Warning - Large Fires | Vegetation Contact | Branch (Not overhanging, within 4ft) | 2047 | 7.5062e-08 | 1430.0123 | 0.00010734 | 2047 | Mitigation | 0.9 | 30 | 0 | esc | 0.065589 | 4.9232e-09 | 0.069256 | 5.1985e-09 | 0.066806 | 5.0146e-09 | 0.063625 | 4.7758e-09
[120 empty] | 7.3.5.15 Identification and remediation of “at-risk species”WLDFRVegetation ContactBranch (Not overhanging, within 4ft) | WLDFR | HFTD - Distribution - Tier 3 - 5QU CoRE ¦ 1QU LoRE | Red Flag Warning - Large Fires | Vegetation Contact | Branch (Not overhanging, within 4ft) | 2048 | 7.5062e-08 | 1430.0123 | 0.00010734 | 2048 | Mitigation | 0.9 | 30 | 0 | esc | 0.065589 | 4.9232e-09 | 0.069256 | 5.1985e-09 | 0.066806 | 5.0146e-09 | 0.063625 | 4.7758e-09
[120 empty] | 7.3.5.15 Identification and remediation of “at-risk species”WLDFRVegetation ContactBranch (Not overhanging, within 4ft) | WLDFR | HFTD - Distribution - Tier 3 - 5QU CoRE ¦ 1QU LoRE | Red Flag Warning - Large Fires | Vegetation Contact | Branch (Not overhanging, within 4ft) | 2049 | 7.5062e-08 | 1430.0123 | 0.00010734 | 2049 | Mitigation | 0.9 | 30 | 0 | esc | 0.065589 | 4.9232e-09 | 0.069256 | 5.1985e-09 | 0.066806 | 5.0146e-09 | 0.063625 | 4.7758e-09
[120 empty] | 7.3.5.15 Identification and remediation of “at-risk species”WLDFRVegetation ContactBranch (Not overhanging, within 4ft) | WLDFR | HFTD - Distribution - Tier 3 - 5QU CoRE ¦ 1QU LoRE | Red Flag Warning - Large Fires | Vegetation Contact | Branch (Not overhanging, within 4ft) | 2050 | 7.5062e-08 | 1430.0123 | 0.00010734 | 2050 | Mitigation | 0.9 | 30 | 0 | esc | 0 | 0 | 0.069256 | 5.1985e-09 | 0.066806 | 5.0146e-09 | 0.063625 | 4.7758e-09
[120 empty] | 7.3.5.15 Identification and remediation of “at-risk species”WLDFRVegetation ContactBranch (Not overhanging, within 4ft) | WLDFR | HFTD - Distribution - Tier 3 - 5QU CoRE ¦ 1QU LoRE | Red Flag Warning - Large Fires | Vegetation Contact | Branch (Not overhanging, within 4ft) | 2051 | 7.5062e-08 | 1430.0123 | 0.00010734 | 2051 | Mitigation | 0.9 | 30 | 0 | esc | 0 | 0 | 0 | 0 | 0.066806 | 5.0146e-09 | 0.063625 | 4.7758e-09
[120 empty] | 7.3.5.15 Identification and remediation of “at-risk species”WLDFRVegetation ContactBranch (Not overhanging, within 4ft) | WLDFR | HFTD - Distribution - Tier 3 - 5QU CoRE ¦ 1QU LoRE | Red Flag Warning - Large Fires | Vegetation Contact | Branch (Not overhanging, within 4ft) | 2052 | 7.5062e-08 | 1430.0123 | 0.00010734 | 2052 | Mitigation | 0.9 | 30 | 0 | esc | 0 | 0 | 0 | 0 | 0 | 0 | 0.063625 | 4.7758e-09
[120 empty] | 7.3.5.15 Identification and remediation of “at-risk species”WLDFRVegetation ContactBranch (OverHanging) | WLDFR | HFTD - Distribution - Tier 3 - 5QU CoRE ¦ 1QU LoRE | Red Flag Warning - Large Fires | Vegetation Contact | Branch (OverHanging) | 2022 | 4.4277e-06 | 1430.0123 | 0.0063316 | 2022 | Mitigation | 0.9 | 30 | 0 | esc | 0.065589 | 2.904e-07 | 0.069256 | 3.0664e-07 | 0.066806 | 2.958e-07 | 0 | 0
[120 empty] | 7.3.5.15 Identification and remediation of “at-risk species”WLDFRVegetation ContactBranch (OverHanging) | WLDFR | HFTD - Distribution - Tier 3 - 5QU CoRE ¦ 1QU LoRE | Red Flag Warning - Large Fires | Vegetation Contact | Branch (OverHanging) | 2023 | 4.4277e-06 | 1430.0123 | 0.0063316 | 2023 | Mitigation | 0.9 | 30 | 0 | esc | 0.065589 | 2.904e-07 | 0.069256 | 3.0664e-07 | 0.066806 | 2.958e-07 | 0.063625 | 2.8171e-07
[120 empty] | 7.3.5.15 Identification and remediation of “at-risk species”WLDFRVegetation ContactBranch (OverHanging) | WLDFR | HFTD - Distribution - Tier 3 - 5QU CoRE ¦ 1QU LoRE | Red Flag Warning - Large Fires | Vegetation Contact | Branch (OverHanging) | 2024 | 4.4277e-06 | 1430.0123 | 0.0063316 | 2024 | Mitigation | 0.9 | 30 | 0 | esc | 0.065589 | 2.904e-07 | 0.069256 | 3.0664e-07 | 0.066806 | 2.958e-07 | 0.063625 | 2.8171e-07
[120 empty] | 7.3.5.15 Identification and remediation of “at-risk species”WLDFRVegetation ContactBranch (OverHanging) | WLDFR | HFTD - Distribution - Tier 3 - 5QU CoRE ¦ 1QU LoRE | Red Flag Warning - Large Fires | Vegetation Contact | Branch (OverHanging) | 2025 | 4.4277e-06 | 1430.0123 | 0.0063316 | 2025 | Mitigation | 0.9 | 30 | 0 | esc | 0.065589 | 2.904e-07 | 0.069256 | 3.0664e-07 | 0.066806 | 2.958e-07 | 0.063625 | 2.8171e-07
[120 empty] | 7.3.5.15 Identification and remediation of “at-risk species”WLDFRVegetation ContactBranch (OverHanging) | WLDFR | HFTD - Distribution - Tier 3 - 5QU CoRE ¦ 1QU LoRE | Red Flag Warning - Large Fires | Vegetation Contact | Branch (OverHanging) | 2026 | 4.4277e-06 | 1430.0123 | 0.0063316 | 2026 | Mitigation | 0.9 | 30 | 0 | esc | 0.065589 | 2.904e-07 | 0.069256 | 3.0664e-07 | 0.066806 | 2.958e-07 | 0.063625 | 2.8171e-07
[120 empty] | 7.3.5.15 Identification and remediation of “at-risk species”WLDFRVegetation ContactBranch (OverHanging) | WLDFR | HFTD - Distribution - Tier 3 - 5QU CoRE ¦ 1QU LoRE | Red Flag Warning - Large Fires | Vegetation Contact | Branch (OverHanging) | 2027 | 4.4277e-06 | 1430.0123 | 0.0063316 | 2027 | Mitigation | 0.9 | 30 | 0 | esc | 0.065589 | 2.904e-07 | 0.069256 | 3.0664e-07 | 0.066806 | 2.958e-07 | 0.063625 | 2.8171e-07
[120 empty] | 7.3.5.15 Identification and remediation of “at-risk species”WLDFRVegetation ContactBranch (OverHanging) | WLDFR | HFTD - Distribution - Tier 3 - 5QU CoRE ¦ 1QU LoRE | Red Flag Warning - Large Fires | Vegetation Contact | Branch (OverHanging) | 2028 | 4.4277e-06 | 1430.0123 | 0.0063316 | 2028 | Mitigation | 0.9 | 30 | 0 | esc | 0.065589 | 2.904e-07 | 0.069256 | 3.0664e-07 | 0.066806 | 2.958e-07 | 0.063625 | 2.8171e-07
[120 empty] | 7.3.5.15 Identification and remediation of “at-risk species”WLDFRVegetation ContactBranch (OverHanging) | WLDFR | HFTD - Distribution - Tier 3 - 5QU CoRE ¦ 1QU LoRE | Red Flag Warning - Large Fires | Vegetation Contact | Branch (OverHanging) | 2029 | 4.4277e-06 | 1430.0123 | 0.0063316 | 2029 | Mitigation | 0.9 | 30 | 0 | esc | 0.065589 | 2.904e-07 | 0.069256 | 3.0664e-07 | 0.066806 | 2.958e-07 | 0.063625 | 2.8171e-07
[120 empty] | 7.3.5.15 Identification and remediation of “at-risk species”WLDFRVegetation ContactBranch (OverHanging) | WLDFR | HFTD - Distribution - Tier 3 - 5QU CoRE ¦ 1QU LoRE | Red Flag Warning - Large Fires | Vegetation Contact | Branch (OverHanging) | 2030 | 4.4277e-06 | 1430.0123 | 0.0063316 | 2030 | Mitigation | 0.9 | 30 | 0 | esc | 0.065589 | 2.904e-07 | 0.069256 | 3.0664e-07 | 0.066806 | 2.958e-07 | 0.063625 | 2.8171e-07
[120 empty] | 7.3.5.15 Identification and remediation of “at-risk species”WLDFRVegetation ContactBranch (OverHanging) | WLDFR | HFTD - Distribution - Tier 3 - 5QU CoRE ¦ 1QU LoRE | Red Flag Warning - Large Fires | Vegetation Contact | Branch (OverHanging) | 2031 | 4.4277e-06 | 1430.0123 | 0.0063316 | 2031 | Mitigation | 0.9 | 30 | 0 | esc | 0.065589 | 2.904e-07 | 0.069256 | 3.0664e-07 | 0.066806 | 2.958e-07 | 0.063625 | 2.8171e-07
[120 empty] | 7.3.5.15 Identification and remediation of “at-risk species”WLDFRVegetation ContactBranch (OverHanging) | WLDFR | HFTD - Distribution - Tier 3 - 5QU CoRE ¦ 1QU LoRE | Red Flag Warning - Large Fires | Vegetation Contact | Branch (OverHanging) | 2032 | 4.4277e-06 | 1430.0123 | 0.0063316 | 2032 | Mitigation | 0.9 | 30 | 0 | esc | 0.065589 | 2.904e-07 | 0.069256 | 3.0664e-07 | 0.066806 | 2.958e-07 | 0.063625 | 2.8171e-07
[120 empty] | 7.3.5.15 Identification and remediation of “at-risk species”WLDFRVegetation ContactBranch (OverHanging) | WLDFR | HFTD - Distribution - Tier 3 - 5QU CoRE ¦ 1QU LoRE | Red Flag Warning - Large Fires | Vegetation Contact | Branch (OverHanging) | 2033 | 4.4277e-06 | 1430.0123 | 0.0063316 | 2033 | Mitigation | 0.9 | 30 | 0 | esc | 0.065589 | 2.904e-07 | 0.069256 | 3.0664e-07 | 0.066806 | 2.958e-07 | 0.063625 | 2.8171e-07
[120 empty] | 7.3.5.15 Identification and remediation of “at-risk species”WLDFRVegetation ContactBranch (OverHanging) | WLDFR | HFTD - Distribution - Tier 3 - 5QU CoRE ¦ 1QU LoRE | Red Flag Warning - Large Fires | Vegetation Contact | Branch (OverHanging) | 2034 | 4.4277e-06 | 1430.0123 | 0.0063316 | 2034 | Mitigation | 0.9 | 30 | 0 | esc | 0.065589 | 2.904e-07 | 0.069256 | 3.0664e-07 | 0.066806 | 2.958e-07 | 0.063625 | 2.8171e-07
[120 empty] | 7.3.5.15 Identification and remediation of “at-risk species”WLDFRVegetation ContactBranch (OverHanging) | WLDFR | HFTD - Distribution - Tier 3 - 5QU CoRE ¦ 1QU LoRE | Red Flag Warning - Large Fires | Vegetation Contact | Branch (OverHanging) | 2035 | 4.4277e-06 | 1430.0123 | 0.0063316 | 2035 | Mitigation | 0.9 | 30 | 0 | esc | 0.065589 | 2.904e-07 | 0.069256 | 3.0664e-07 | 0.066806 | 2.958e-07 | 0.063625 | 2.8171e-07
[120 empty] | 7.3.5.15 Identification and remediation of “at-risk species”WLDFRVegetation ContactBranch (OverHanging) | WLDFR | HFTD - Distribution - Tier 3 - 5QU CoRE ¦ 1QU LoRE | Red Flag Warning - Large Fires | Vegetation Contact | Branch (OverHanging) | 2036 | 4.4277e-06 | 1430.0123 | 0.0063316 | 2036 | Mitigation | 0.9 | 30 | 0 | esc | 0.065589 | 2.904e-07 | 0.069256 | 3.0664e-07 | 0.066806 | 2.958e-07 | 0.063625 | 2.8171e-07
[120 empty] | 7.3.5.15 Identification and remediation of “at-risk species”WLDFRVegetation ContactBranch (OverHanging) | WLDFR | HFTD - Distribution - Tier 3 - 5QU CoRE ¦ 1QU LoRE | Red Flag Warning - Large Fires | Vegetation Contact | Branch (OverHanging) | 2037 | 4.4277e-06 | 1430.0123 | 0.0063316 | 2037 | Mitigation | 0.9 | 30 | 0 | esc | 0.065589 | 2.904e-07 | 0.069256 | 3.0664e-07 | 0.066806 | 2.958e-07 | 0.063625 | 2.8171e-07
[120 empty] | 7.3.5.15 Identification and remediation of “at-risk species”WLDFRVegetation ContactBranch (OverHanging) | WLDFR | HFTD - Distribution - Tier 3 - 5QU CoRE ¦ 1QU LoRE | Red Flag Warning - Large Fires | Vegetation Contact | Branch (OverHanging) | 2038 | 4.4277e-06 | 1430.0123 | 0.0063316 | 2038 | Mitigation | 0.9 | 30 | 0 | esc | 0.065589 | 2.904e-07 | 0.069256 | 3.0664e-07 | 0.066806 | 2.958e-07 | 0.063625 | 2.8171e-07
[120 empty] | 7.3.5.15 Identification and remediation of “at-risk species”WLDFRVegetation ContactBranch (OverHanging) | WLDFR | HFTD - Distribution - Tier 3 - 5QU CoRE ¦ 1QU LoRE | Red Flag Warning - Large Fires | Vegetation Contact | Branch (OverHanging) | 2039 | 4.4277e-06 | 1430.0123 | 0.0063316 | 2039 | Mitigation | 0.9 | 30 | 0 | esc | 0.065589 | 2.904e-07 | 0.069256 | 3.0664e-07 | 0.066806 | 2.958e-07 | 0.063625 | 2.8171e-07
[120 empty] | 7.3.5.15 Identification and remediation of “at-risk species”WLDFRVegetation ContactBranch (OverHanging) | WLDFR | HFTD - Distribution - Tier 3 - 5QU CoRE ¦ 1QU LoRE | Red Flag Warning - Large Fires | Vegetation Contact | Branch (OverHanging) | 2040 | 4.4277e-06 | 1430.0123 | 0.0063316 | 2040 | Mitigation | 0.9 | 30 | 0 | esc | 0.065589 | 2.904e-07 | 0.069256 | 3.0664e-07 | 0.066806 | 2.958e-07 | 0.063625 | 2.8171e-07
[120 empty] | 7.3.5.15 Identification and remediation of “at-risk species”WLDFRVegetation ContactBranch (OverHanging) | WLDFR | HFTD - Distribution - Tier 3 - 5QU CoRE ¦ 1QU LoRE | Red Flag Warning - Large Fires | Vegetation Contact | Branch (OverHanging) | 2041 | 4.4277e-06 | 1430.0123 | 0.0063316 | 2041 | Mitigation | 0.9 | 30 | 0 | esc | 0.065589 | 2.904e-07 | 0.069256 | 3.0664e-07 | 0.066806 | 2.958e-07 | 0.063625 | 2.8171e-07
[120 empty] | 7.3.5.15 Identification and remediation of “at-risk species”WLDFRVegetation ContactBranch (OverHanging) | WLDFR | HFTD - Distribution - Tier 3 - 5QU CoRE ¦ 1QU LoRE | Red Flag Warning - Large Fires | Vegetation Contact | Branch (OverHanging) | 2042 | 4.4277e-06 | 1430.0123 | 0.0063316 | 2042 | Mitigation | 0.9 | 30 | 0 | esc | 0.065589 | 2.904e-07 | 0.069256 | 3.0664e-07 | 0.066806 | 2.958e-07 | 0.063625 | 2.8171e-07
[120 empty] | 7.3.5.15 Identification and remediation of “at-risk species”WLDFRVegetation ContactBranch (OverHanging) | WLDFR | HFTD - Distribution - Tier 3 - 5QU CoRE ¦ 1QU LoRE | Red Flag Warning - Large Fires | Vegetation Contact | Branch (OverHanging) | 2043 | 4.4277e-06 | 1430.0123 | 0.0063316 | 2043 | Mitigation | 0.9 | 30 | 0 | esc | 0.065589 | 2.904e-07 | 0.069256 | 3.0664e-07 | 0.066806 | 2.958e-07 | 0.063625 | 2.8171e-07
[120 empty] | 7.3.5.15 Identification and remediation of “at-risk species”WLDFRVegetation ContactBranch (OverHanging) | WLDFR | HFTD - Distribution - Tier 3 - 5QU CoRE ¦ 1QU LoRE | Red Flag Warning - Large Fires | Vegetation Contact | Branch (OverHanging) | 2044 | 4.4277e-06 | 1430.0123 | 0.0063316 | 2044 | Mitigation | 0.9 | 30 | 0 | esc | 0.065589 | 2.904e-07 | 0.069256 | 3.0664e-07 | 0.066806 | 2.958e-07 | 0.063625 | 2.8171e-07
[120 empty] | 7.3.5.15 Identification and remediation of “at-risk species”WLDFRVegetation ContactBranch (OverHanging) | WLDFR | HFTD - Distribution - Tier 3 - 5QU CoRE ¦ 1QU LoRE | Red Flag Warning - Large Fires | Vegetation Contact | Branch (OverHanging) | 2045 | 4.4277e-06 | 1430.0123 | 0.0063316 | 2045 | Mitigation | 0.9 | 30 | 0 | esc | 0.065589 | 2.904e-07 | 0.069256 | 3.0664e-07 | 0.066806 | 2.958e-07 | 0.063625 | 2.8171e-07
[120 empty] | 7.3.5.15 Identification and remediation of “at-risk species”WLDFRVegetation ContactBranch (OverHanging) | WLDFR | HFTD - Distribution - Tier 3 - 5QU CoRE ¦ 1QU LoRE | Red Flag Warning - Large Fires | Vegetation Contact | Branch (OverHanging) | 2046 | 4.4277e-06 | 1430.0123 | 0.0063316 | 2046 | Mitigation | 0.9 | 30 | 0 | esc | 0.065589 | 2.904e-07 | 0.069256 | 3.0664e-07 | 0.066806 | 2.958e-07 | 0.063625 | 2.8171e-07
[120 empty] | 7.3.5.15 Identification and remediation of “at-risk species”WLDFRVegetation ContactBranch (OverHanging) | WLDFR | HFTD - Distribution - Tier 3 - 5QU CoRE ¦ 1QU LoRE | Red Flag Warning - Large Fires | Vegetation Contact | Branch (OverHanging) | 2047 | 4.4277e-06 | 1430.0123 | 0.0063316 | 2047 | Mitigation | 0.9 | 30 | 0 | esc | 0.065589 | 2.904e-07 | 0.069256 | 3.0664e-07 | 0.066806 | 2.958e-07 | 0.063625 | 2.8171e-07
[120 empty] | 7.3.5.15 Identification and remediation of “at-risk species”WLDFRVegetation ContactBranch (OverHanging) | WLDFR | HFTD - Distribution - Tier 3 - 5QU CoRE ¦ 1QU LoRE | Red Flag Warning - Large Fires | Vegetation Contact | Branch (OverHanging) | 2048 | 4.4277e-06 | 1430.0123 | 0.0063316 | 2048 | Mitigation | 0.9 | 30 | 0 | esc | 0.065589 | 2.904e-07 | 0.069256 | 3.0664e-07 | 0.066806 | 2.958e-07 | 0.063625 | 2.8171e-07
[120 empty] | 7.3.5.15 Identification and remediation of “at-risk species”WLDFRVegetation ContactBranch (OverHanging) | WLDFR | HFTD - Distribution - Tier 3 - 5QU CoRE ¦ 1QU LoRE | Red Flag Warning - Large Fires | Vegetation Contact | Branch (OverHanging) | 2049 | 4.4277e-06 | 1430.0123 | 0.0063316 | 2049 | Mitigation | 0.9 | 30 | 0 | esc | 0.065589 | 2.904e-07 | 0.069256 | 3.0664e-07 | 0.066806 | 2.958e-07 | 0.063625 | 2.8171e-07
[120 empty] | 7.3.5.15 Identification and remediation of “at-risk species”WLDFRVegetation ContactBranch (OverHanging) | WLDFR | HFTD - Distribution - Tier 3 - 5QU CoRE ¦ 1QU LoRE | Red Flag Warning - Large Fires | Vegetation Contact | Branch (OverHanging) | 2050 | 4.4277e-06 | 1430.0123 | 0.0063316 | 2050 | Mitigation | 0.9 | 30 | 0 | esc | 0 | 0 | 0.069256 | 3.0664e-07 | 0.066806 | 2.958e-07 | 0.063625 | 2.8171e-07
[120 empty] | 7.3.5.15 Identification and remediation of “at-risk species”WLDFRVegetation ContactBranch (OverHanging) | WLDFR | HFTD - Distribution - Tier 3 - 5QU CoRE ¦ 1QU LoRE | Red Flag Warning - Large Fires | Vegetation Contact | Branch (OverHanging) | 2051 | 4.4277e-06 | 1430.0123 | 0.0063316 | 2051 | Mitigation | 0.9 | 30 | 0 | esc | 0 | 0 | 0 | 0 | 0.066806 | 2.958e-07 | 0.063625 | 2.8171e-07
[120 empty] | 7.3.5.15 Identification and remediation of “at-risk species”WLDFRVegetation ContactBranch (OverHanging) | WLDFR | HFTD - Distribution - Tier 3 - 5QU CoRE ¦ 1QU LoRE | Red Flag Warning - Large Fires | Vegetation Contact | Branch (OverHanging) | 2052 | 4.4277e-06 | 1430.0123 | 0.0063316 | 2052 | Mitigation | 0.9 | 30 | 0 | esc | 0 | 0 | 0 | 0 | 0 | 0 | 0.063625 | 2.8171e-07
[120 empty] | 7.3.5.15 Identification and remediation of “at-risk species”WLDFRVegetation ContactFell into (Moderate-Severe defect) | WLDFR | HFTD - Distribution - Tier 3 - 5QU CoRE ¦ 1QU LoRE | Red Flag Warning - Large Fires | Vegetation Contact | Fell into (Moderate-Severe defect) | 2022 | 1.2294e-06 | 1430.0123 | 0.0017581 | 2022 | Mitigation | 0.95 | 1 | 0 | esc | 0 | 0 | 0 | 0 | 0.070518 | 8.6698e-08 | 0 | 0
[120 empty] | 7.3.5.15 Identification and remediation of “at-risk species”WLDFRVegetation ContactFell into (Moderate-Severe defect) | WLDFR | HFTD - Distribution - Tier 3 - 5QU CoRE ¦ 1QU LoRE | Red Flag Warning - Large Fires | Vegetation Contact | Fell into (Moderate-Severe defect) | 2023 | 1.2294e-06 | 1430.0123 | 0.0017581 | 2023 | Mitigation | 0.95 | 1 | 0 | esc | 0 | 0 | 0 | 0 | 0 | 0 | 0.06716 | 8.2569e-08
[120 empty] | 7.3.5.15 Identification and remediation of “at-risk species”WLDFRVegetation ContactFell into (slight defect) | WLDFR | HFTD - Distribution - Tier 3 - 5QU CoRE ¦ 1QU LoRE | Red Flag Warning - Large Fires | Vegetation Contact | Fell into (slight defect) | 2022 | 1.3618e-06 | 1430.0123 | 0.0019474 | 2022 | Mitigation | 0.5 | 1 | 0 | esc | 0 | 0 | 0 | 0 | 0.037115 | 5.0543e-08 | 0 | 0
[120 empty] | 7.3.5.15 Identification and remediation of “at-risk species”WLDFRVegetation ContactFell into (slight defect) | WLDFR | HFTD - Distribution - Tier 3 - 5QU CoRE ¦ 1QU LoRE | Red Flag Warning - Large Fires | Vegetation Contact | Fell into (slight defect) | 2023 | 1.3618e-06 | 1430.0123 | 0.0019474 | 2023 | Mitigation | 0.5 | 1 | 0 | esc | 0 | 0 | 0 | 0 | 0 | 0 | 0.035347 | 4.8136e-08
[120 empty] | 7.3.5.15 Identification and remediation of “at-risk species”WLDFRVegetation ContactGrow Into | WLDFR | HFTD - Distribution - Tier 3 - 5QU CoRE ¦ 1QU LoRE | Red Flag Warning - Large Fires | Vegetation Contact | Grow Into | 2022 | 1.4343e-07 | 1430.0123 | 0.0002051 | 2022 | Mitigation | 0.5 | 1 | 0 | esc | 0 | 0 | 0 | 0 | 0.037115 | 5.3233e-09 | 0 | 0
[120 empty] | 7.3.5.15 Identification and remediation of “at-risk species”WLDFRVegetation ContactGrow Into | WLDFR | HFTD - Distribution - Tier 3 - 5QU CoRE ¦ 1QU LoRE | Red Flag Warning - Large Fires | Vegetation Contact | Grow Into | 2023 | 1.4343e-07 | 1430.0123 | 0.0002051 | 2023 | Mitigation | 0.5 | 1 | 0 | esc | 0 | 0 | 0 | 0 | 0 | 0 | 0.035347 | 5.0698e-09
[120 empty] | 7.3.5.15 Identification and remediation of “at-risk species”WLDFRVegetation ContactBranch (Not overhanging, 4-12ft) | WLDFR | HFTD - Distribution - Tier 3 - 5QU CoRE ¦ 1QU LoRE | Red Flag Warning - Small Fires | Vegetation Contact | Branch (Not overhanging, 4-12ft) | 2022 | 1.1589e-05 | 1430.0123 | 0.016572 | 2022 | Mitigation | 0.5 | 30 | 0 | esc | 0.036438 | 4.2227e-07 | 0.038476 | 4.4588e-07 | 0.037115 | 4.3011e-07 | 0 | 0
[120 empty] | 7.3.5.15 Identification and remediation of “at-risk species”WLDFRVegetation ContactBranch (Not overhanging, 4-12ft) | WLDFR | HFTD - Distribution - Tier 3 - 5QU CoRE ¦ 1QU LoRE | Red Flag Warning - Small Fires | Vegetation Contact | Branch (Not overhanging, 4-12ft) | 2023 | 1.1589e-05 | 1430.0123 | 0.016572 | 2023 | Mitigation | 0.5 | 30 | 0 | esc | 0.036438 | 4.2227e-07 | 0.038476 | 4.4588e-07 | 0.037115 | 4.3011e-07 | 0.035347 | 4.0962e-07
[120 empty] | 7.3.5.15 Identification and remediation of “at-risk species”WLDFRVegetation ContactBranch (Not overhanging, 4-12ft) | WLDFR | HFTD - Distribution - Tier 3 - 5QU CoRE ¦ 1QU LoRE | Red Flag Warning - Small Fires | Vegetation Contact | Branch (Not overhanging, 4-12ft) | 2024 | 1.1589e-05 | 1430.0123 | 0.016572 | 2024 | Mitigation | 0.5 | 30 | 0 | esc | 0.036438 | 4.2227e-07 | 0.038476 | 4.4588e-07 | 0.037115 | 4.3011e-07 | 0.035347 | 4.0962e-07
[120 empty] | 7.3.5.15 Identification and remediation of “at-risk species”WLDFRVegetation ContactBranch (Not overhanging, 4-12ft) | WLDFR | HFTD - Distribution - Tier 3 - 5QU CoRE ¦ 1QU LoRE | Red Flag Warning - Small Fires | Vegetation Contact | Branch (Not overhanging, 4-12ft) | 2025 | 1.1589e-05 | 1430.0123 | 0.016572 | 2025 | Mitigation | 0.5 | 30 | 0 | esc | 0.036438 | 4.2227e-07 | 0.038476 | 4.4588e-07 | 0.037115 | 4.3011e-07 | 0.035347 | 4.0962e-07
[120 empty] | 7.3.5.15 Identification and remediation of “at-risk species”WLDFRVegetation ContactBranch (Not overhanging, 4-12ft) | WLDFR | HFTD - Distribution - Tier 3 - 5QU CoRE ¦ 1QU LoRE | Red Flag Warning - Small Fires | Vegetation Contact | Branch (Not overhanging, 4-12ft) | 2026 | 1.1589e-05 | 1430.0123 | 0.016572 | 2026 | Mitigation | 0.5 | 30 | 0 | esc | 0.036438 | 4.2227e-07 | 0.038476 | 4.4588e-07 | 0.037115 | 4.3011e-07 | 0.035347 | 4.0962e-07
[120 empty] | 7.3.5.15 Identification and remediation of “at-risk species”WLDFRVegetation ContactBranch (Not overhanging, 4-12ft) | WLDFR | HFTD - Distribution - Tier 3 - 5QU CoRE ¦ 1QU LoRE | Red Flag Warning - Small Fires | Vegetation Contact | Branch (Not overhanging, 4-12ft) | 2027 | 1.1589e-05 | 1430.0123 | 0.016572 | 2027 | Mitigation | 0.5 | 30 | 0 | esc | 0.036438 | 4.2227e-07 | 0.038476 | 4.4588e-07 | 0.037115 | 4.3011e-07 | 0.035347 | 4.0962e-07
[120 empty] | 7.3.5.15 Identification and remediation of “at-risk species”WLDFRVegetation ContactBranch (Not overhanging, 4-12ft) | WLDFR | HFTD - Distribution - Tier 3 - 5QU CoRE ¦ 1QU LoRE | Red Flag Warning - Small Fires | Vegetation Contact | Branch (Not overhanging, 4-12ft) | 2028 | 1.1589e-05 | 1430.0123 | 0.016572 | 2028 | Mitigation | 0.5 | 30 | 0 | esc | 0.036438 | 4.2227e-07 | 0.038476 | 4.4588e-07 | 0.037115 | 4.3011e-07 | 0.035347 | 4.0962e-07
[120 empty] | 7.3.5.15 Identification and remediation of “at-risk species”WLDFRVegetation ContactBranch (Not overhanging, 4-12ft) | WLDFR | HFTD - Distribution - Tier 3 - 5QU CoRE ¦ 1QU LoRE | Red Flag Warning - Small Fires | Vegetation Contact | Branch (Not overhanging, 4-12ft) | 2029 | 1.1589e-05 | 1430.0123 | 0.016572 | 2029 | Mitigation | 0.5 | 30 | 0 | esc | 0.036438 | 4.2227e-07 | 0.038476 | 4.4588e-07 | 0.037115 | 4.3011e-07 | 0.035347 | 4.0962e-07
[120 empty] | 7.3.5.15 Identification and remediation of “at-risk species”WLDFRVegetation ContactBranch (Not overhanging, 4-12ft) | WLDFR | HFTD - Distribution - Tier 3 - 5QU CoRE ¦ 1QU LoRE | Red Flag Warning - Small Fires | Vegetation Contact | Branch (Not overhanging, 4-12ft) | 2030 | 1.1589e-05 | 1430.0123 | 0.016572 | 2030 | Mitigation | 0.5 | 30 | 0 | esc | 0.036438 | 4.2227e-07 | 0.038476 | 4.4588e-07 | 0.037115 | 4.3011e-07 | 0.035347 | 4.0962e-07
[120 empty] | 7.3.5.15 Identification and remediation of “at-risk species”WLDFRVegetation ContactBranch (Not overhanging, 4-12ft) | WLDFR | HFTD - Distribution - Tier 3 - 5QU CoRE ¦ 1QU LoRE | Red Flag Warning - Small Fires | Vegetation Contact | Branch (Not overhanging, 4-12ft) | 2031 | 1.1589e-05 | 1430.0123 | 0.016572 | 2031 | Mitigation | 0.5 | 30 | 0 | esc | 0.036438 | 4.2227e-07 | 0.038476 | 4.4588e-07 | 0.037115 | 4.3011e-07 | 0.035347 | 4.0962e-07
[120 empty] | 7.3.5.15 Identification and remediation of “at-risk species”WLDFRVegetation ContactBranch (Not overhanging, 4-12ft) | WLDFR | HFTD - Distribution - Tier 3 - 5QU CoRE ¦ 1QU LoRE | Red Flag Warning - Small Fires | Vegetation Contact | Branch (Not overhanging, 4-12ft) | 2032 | 1.1589e-05 | 1430.0123 | 0.016572 | 2032 | Mitigation | 0.5 | 30 | 0 | esc | 0.036438 | 4.2227e-07 | 0.038476 | 4.4588e-07 | 0.037115 | 4.3011e-07 | 0.035347 | 4.0962e-07
[120 empty] | 7.3.5.15 Identification and remediation of “at-risk species”WLDFRVegetation ContactBranch (Not overhanging, 4-12ft) | WLDFR | HFTD - Distribution - Tier 3 - 5QU CoRE ¦ 1QU LoRE | Red Flag Warning - Small Fires | Vegetation Contact | Branch (Not overhanging, 4-12ft) | 2033 | 1.1589e-05 | 1430.0123 | 0.016572 | 2033 | Mitigation | 0.5 | 30 | 0 | esc | 0.036438 | 4.2227e-07 | 0.038476 | 4.4588e-07 | 0.037115 | 4.3011e-07 | 0.035347 | 4.0962e-07
[120 empty] | 7.3.5.15 Identification and remediation of “at-risk species”WLDFRVegetation ContactBranch (Not overhanging, 4-12ft) | WLDFR | HFTD - Distribution - Tier 3 - 5QU CoRE ¦ 1QU LoRE | Red Flag Warning - Small Fires | Vegetation Contact | Branch (Not overhanging, 4-12ft) | 2034 | 1.1589e-05 | 1430.0123 | 0.016572 | 2034 | Mitigation | 0.5 | 30 | 0 | esc | 0.036438 | 4.2227e-07 | 0.038476 | 4.4588e-07 | 0.037115 | 4.3011e-07 | 0.035347 | 4.0962e-07
[120 empty] | 7.3.5.15 Identification and remediation of “at-risk species”WLDFRVegetation ContactBranch (Not overhanging, 4-12ft) | WLDFR | HFTD - Distribution - Tier 3 - 5QU CoRE ¦ 1QU LoRE | Red Flag Warning - Small Fires | Vegetation Contact | Branch (Not overhanging, 4-12ft) | 2035 | 1.1589e-05 | 1430.0123 | 0.016572 | 2035 | Mitigation | 0.5 | 30 | 0 | esc | 0.036438 | 4.2227e-07 | 0.038476 | 4.4588e-07 | 0.037115 | 4.3011e-07 | 0.035347 | 4.0962e-07
[120 empty] | 7.3.5.15 Identification and remediation of “at-risk species”WLDFRVegetation ContactBranch (Not overhanging, 4-12ft) | WLDFR | HFTD - Distribution - Tier 3 - 5QU CoRE ¦ 1QU LoRE | Red Flag Warning - Small Fires | Vegetation Contact | Branch (Not overhanging, 4-12ft) | 2036 | 1.1589e-05 | 1430.0123 | 0.016572 | 2036 | Mitigation | 0.5 | 30 | 0 | esc | 0.036438 | 4.2227e-07 | 0.038476 | 4.4588e-07 | 0.037115 | 4.3011e-07 | 0.035347 | 4.0962e-07
[120 empty] | 7.3.5.15 Identification and remediation of “at-risk species”WLDFRVegetation ContactBranch (Not overhanging, 4-12ft) | WLDFR | HFTD - Distribution - Tier 3 - 5QU CoRE ¦ 1QU LoRE | Red Flag Warning - Small Fires | Vegetation Contact | Branch (Not overhanging, 4-12ft) | 2037 | 1.1589e-05 | 1430.0123 | 0.016572 | 2037 | Mitigation | 0.5 | 30 | 0 | esc | 0.036438 | 4.2227e-07 | 0.038476 | 4.4588e-07 | 0.037115 | 4.3011e-07 | 0.035347 | 4.0962e-07
[120 empty] | 7.3.5.15 Identification and remediation of “at-risk species”WLDFRVegetation ContactBranch (Not overhanging, 4-12ft) | WLDFR | HFTD - Distribution - Tier 3 - 5QU CoRE ¦ 1QU LoRE | Red Flag Warning - Small Fires | Vegetation Contact | Branch (Not overhanging, 4-12ft) | 2038 | 1.1589e-05 | 1430.0123 | 0.016572 | 2038 | Mitigation | 0.5 | 30 | 0 | esc | 0.036438 | 4.2227e-07 | 0.038476 | 4.4588e-07 | 0.037115 | 4.3011e-07 | 0.035347 | 4.0962e-07
[120 empty] | 7.3.5.15 Identification and remediation of “at-risk species”WLDFRVegetation ContactBranch (Not overhanging, 4-12ft) | WLDFR | HFTD - Distribution - Tier 3 - 5QU CoRE ¦ 1QU LoRE | Red Flag Warning - Small Fires | Vegetation Contact | Branch (Not overhanging, 4-12ft) | 2039 | 1.1589e-05 | 1430.0123 | 0.016572 | 2039 | Mitigation | 0.5 | 30 | 0 | esc | 0.036438 | 4.2227e-07 | 0.038476 | 4.4588e-07 | 0.037115 | 4.3011e-07 | 0.035347 | 4.0962e-07
[120 empty] | 7.3.5.15 Identification and remediation of “at-risk species”WLDFRVegetation ContactBranch (Not overhanging, 4-12ft) | WLDFR | HFTD - Distribution - Tier 3 - 5QU CoRE ¦ 1QU LoRE | Red Flag Warning - Small Fires | Vegetation Contact | Branch (Not overhanging, 4-12ft) | 2040 | 1.1589e-05 | 1430.0123 | 0.016572 | 2040 | Mitigation | 0.5 | 30 | 0 | esc | 0.036438 | 4.2227e-07 | 0.038476 | 4.4588e-07 | 0.037115 | 4.3011e-07 | 0.035347 | 4.0962e-07
[120 empty] | 7.3.5.15 Identification and remediation of “at-risk species”WLDFRVegetation ContactBranch (Not overhanging, 4-12ft) | WLDFR | HFTD - Distribution - Tier 3 - 5QU CoRE ¦ 1QU LoRE | Red Flag Warning - Small Fires | Vegetation Contact | Branch (Not overhanging, 4-12ft) | 2041 | 1.1589e-05 | 1430.0123 | 0.016572 | 2041 | Mitigation | 0.5 | 30 | 0 | esc | 0.036438 | 4.2227e-07 | 0.038476 | 4.4588e-07 | 0.037115 | 4.3011e-07 | 0.035347 | 4.0962e-07
[120 empty] | 7.3.5.15 Identification and remediation of “at-risk species”WLDFRVegetation ContactBranch (Not overhanging, 4-12ft) | WLDFR | HFTD - Distribution - Tier 3 - 5QU CoRE ¦ 1QU LoRE | Red Flag Warning - Small Fires | Vegetation Contact | Branch (Not overhanging, 4-12ft) | 2042 | 1.1589e-05 | 1430.0123 | 0.016572 | 2042 | Mitigation | 0.5 | 30 | 0 | esc | 0.036438 | 4.2227e-07 | 0.038476 | 4.4588e-07 | 0.037115 | 4.3011e-07 | 0.035347 | 4.0962e-07
[120 empty] | 7.3.5.15 Identification and remediation of “at-risk species”WLDFRVegetation ContactBranch (Not overhanging, 4-12ft) | WLDFR | HFTD - Distribution - Tier 3 - 5QU CoRE ¦ 1QU LoRE | Red Flag Warning - Small Fires | Vegetation Contact | Branch (Not overhanging, 4-12ft) | 2043 | 1.1589e-05 | 1430.0123 | 0.016572 | 2043 | Mitigation | 0.5 | 30 | 0 | esc | 0.036438 | 4.2227e-07 | 0.038476 | 4.4588e-07 | 0.037115 | 4.3011e-07 | 0.035347 | 4.0962e-07
[120 empty] | 7.3.5.15 Identification and remediation of “at-risk species”WLDFRVegetation ContactBranch (Not overhanging, 4-12ft) | WLDFR | HFTD - Distribution - Tier 3 - 5QU CoRE ¦ 1QU LoRE | Red Flag Warning - Small Fires | Vegetation Contact | Branch (Not overhanging, 4-12ft) | 2044 | 1.1589e-05 | 1430.0123 | 0.016572 | 2044 | Mitigation | 0.5 | 30 | 0 | esc | 0.036438 | 4.2227e-07 | 0.038476 | 4.4588e-07 | 0.037115 | 4.3011e-07 | 0.035347 | 4.0962e-07
[120 empty] | 7.3.5.15 Identification and remediation of “at-risk species”WLDFRVegetation ContactBranch (Not overhanging, 4-12ft) | WLDFR | HFTD - Distribution - Tier 3 - 5QU CoRE ¦ 1QU LoRE | Red Flag Warning - Small Fires | Vegetation Contact | Branch (Not overhanging, 4-12ft) | 2045 | 1.1589e-05 | 1430.0123 | 0.016572 | 2045 | Mitigation | 0.5 | 30 | 0 | esc | 0.036438 | 4.2227e-07 | 0.038476 | 4.4588e-07 | 0.037115 | 4.3011e-07 | 0.035347 | 4.0962e-07
[120 empty] | 7.3.5.15 Identification and remediation of “at-risk species”WLDFRVegetation ContactBranch (Not overhanging, 4-12ft) | WLDFR | HFTD - Distribution - Tier 3 - 5QU CoRE ¦ 1QU LoRE | Red Flag Warning - Small Fires | Vegetation Contact | Branch (Not overhanging, 4-12ft) | 2046 | 1.1589e-05 | 1430.0123 | 0.016572 | 2046 | Mitigation | 0.5 | 30 | 0 | esc | 0.036438 | 4.2227e-07 | 0.038476 | 4.4588e-07 | 0.037115 | 4.3011e-07 | 0.035347 | 4.0962e-07
[120 empty] | 7.3.5.15 Identification and remediation of “at-risk species”WLDFRVegetation ContactBranch (Not overhanging, 4-12ft) | WLDFR | HFTD - Distribution - Tier 3 - 5QU CoRE ¦ 1QU LoRE | Red Flag Warning - Small Fires | Vegetation Contact | Branch (Not overhanging, 4-12ft) | 2047 | 1.1589e-05 | 1430.0123 | 0.016572 | 2047 | Mitigation | 0.5 | 30 | 0 | esc | 0.036438 | 4.2227e-07 | 0.038476 | 4.4588e-07 | 0.037115 | 4.3011e-07 | 0.035347 | 4.0962e-07
[120 empty] | 7.3.5.15 Identification and remediation of “at-risk species”WLDFRVegetation ContactBranch (Not overhanging, 4-12ft) | WLDFR | HFTD - Distribution - Tier 3 - 5QU CoRE ¦ 1QU LoRE | Red Flag Warning - Small Fires | Vegetation Contact | Branch (Not overhanging, 4-12ft) | 2048 | 1.1589e-05 | 1430.0123 | 0.016572 | 2048 | Mitigation | 0.5 | 30 | 0 | esc | 0.036438 | 4.2227e-07 | 0.038476 | 4.4588e-07 | 0.037115 | 4.3011e-07 | 0.035347 | 4.0962e-07
[120 empty] | 7.3.5.15 Identification and remediation of “at-risk species”WLDFRVegetation ContactBranch (Not overhanging, 4-12ft) | WLDFR | HFTD - Distribution - Tier 3 - 5QU CoRE ¦ 1QU LoRE | Red Flag Warning - Small Fires | Vegetation Contact | Branch (Not overhanging, 4-12ft) | 2049 | 1.1589e-05 | 1430.0123 | 0.016572 | 2049 | Mitigation | 0.5 | 30 | 0 | esc | 0.036438 | 4.2227e-07 | 0.038476 | 4.4588e-07 | 0.037115 | 4.3011e-07 | 0.035347 | 4.0962e-07
[120 empty] | 7.3.5.15 Identification and remediation of “at-risk species”WLDFRVegetation ContactBranch (Not overhanging, 4-12ft) | WLDFR | HFTD - Distribution - Tier 3 - 5QU CoRE ¦ 1QU LoRE | Red Flag Warning - Small Fires | Vegetation Contact | Branch (Not overhanging, 4-12ft) | 2050 | 1.1589e-05 | 1430.0123 | 0.016572 | 2050 | Mitigation | 0.5 | 30 | 0 | esc | 0 | 0 | 0.038476 | 4.4588e-07 | 0.037115 | 4.3011e-07 | 0.035347 | 4.0962e-07
[120 empty] | 7.3.5.15 Identification and remediation of “at-risk species”WLDFRVegetation ContactBranch (Not overhanging, 4-12ft) | WLDFR | HFTD - Distribution - Tier 3 - 5QU CoRE ¦ 1QU LoRE | Red Flag Warning - Small Fires | Vegetation Contact | Branch (Not overhanging, 4-12ft) | 2051 | 1.1589e-05 | 1430.0123 | 0.016572 | 2051 | Mitigation | 0.5 | 30 | 0 | esc | 0 | 0 | 0 | 0 | 0.037115 | 4.3011e-07 | 0.035347 | 4.0962e-07
[120 empty] | 7.3.5.15 Identification and remediation of “at-risk species”WLDFRVegetation ContactBranch (Not overhanging, 4-12ft) | WLDFR | HFTD - Distribution - Tier 3 - 5QU CoRE ¦ 1QU LoRE | Red Flag Warning - Small Fires | Vegetation Contact | Branch (Not overhanging, 4-12ft) | 2052 | 1.1589e-05 | 1430.0123 | 0.016572 | 2052 | Mitigation | 0.5 | 30 | 0 | esc | 0 | 0 | 0 | 0 | 0 | 0 | 0.035347 | 4.0962e-07
[120 empty] | 7.3.5.15 Identification and remediation of “at-risk species”WLDFRVegetation ContactBranch (Not overhanging, within 4ft) | WLDFR | HFTD - Distribution - Tier 3 - 5QU CoRE ¦ 1QU LoRE | Red Flag Warning - Small Fires | Vegetation Contact | Branch (Not overhanging, within 4ft) | 2022 | 2.972e-06 | 1430.0123 | 0.00425 | 2022 | Mitigation | 0.9 | 30 | 0 | esc | 0.065589 | 1.9493e-07 | 0.069256 | 2.0583e-07 | 0.066806 | 1.9855e-07 | 0 | 0
[120 empty] | 7.3.5.15 Identification and remediation of “at-risk species”WLDFRVegetation ContactBranch (Not overhanging, within 4ft) | WLDFR | HFTD - Distribution - Tier 3 - 5QU CoRE ¦ 1QU LoRE | Red Flag Warning - Small Fires | Vegetation Contact | Branch (Not overhanging, within 4ft) | 2023 | 2.972e-06 | 1430.0123 | 0.00425 | 2023 | Mitigation | 0.9 | 30 | 0 | esc | 0.065589 | 1.9493e-07 | 0.069256 | 2.0583e-07 | 0.066806 | 1.9855e-07 | 0.063625 | 1.8909e-07
[120 empty] | 7.3.5.15 Identification and remediation of “at-risk species”WLDFRVegetation ContactBranch (Not overhanging, within 4ft) | WLDFR | HFTD - Distribution - Tier 3 - 5QU CoRE ¦ 1QU LoRE | Red Flag Warning - Small Fires | Vegetation Contact | Branch (Not overhanging, within 4ft) | 2024 | 2.972e-06 | 1430.0123 | 0.00425 | 2024 | Mitigation | 0.9 | 30 | 0 | esc | 0.065589 | 1.9493e-07 | 0.069256 | 2.0583e-07 | 0.066806 | 1.9855e-07 | 0.063625 | 1.8909e-07
[120 empty] | 7.3.5.15 Identification and remediation of “at-risk species”WLDFRVegetation ContactBranch (Not overhanging, within 4ft) | WLDFR | HFTD - Distribution - Tier 3 - 5QU CoRE ¦ 1QU LoRE | Red Flag Warning - Small Fires | Vegetation Contact | Branch (Not overhanging, within 4ft) | 2025 | 2.972e-06 | 1430.0123 | 0.00425 | 2025 | Mitigation | 0.9 | 30 | 0 | esc | 0.065589 | 1.9493e-07 | 0.069256 | 2.0583e-07 | 0.066806 | 1.9855e-07 | 0.063625 | 1.8909e-07
[120 empty] | 7.3.5.15 Identification and remediation of “at-risk species”WLDFRVegetation ContactBranch (Not overhanging, within 4ft) | WLDFR | HFTD - Distribution - Tier 3 - 5QU CoRE ¦ 1QU LoRE | Red Flag Warning - Small Fires | Vegetation Contact | Branch (Not overhanging, within 4ft) | 2026 | 2.972e-06 | 1430.0123 | 0.00425 | 2026 | Mitigation | 0.9 | 30 | 0 | esc | 0.065589 | 1.9493e-07 | 0.069256 | 2.0583e-07 | 0.066806 | 1.9855e-07 | 0.063625 | 1.8909e-07
[120 empty] | 7.3.5.15 Identification and remediation of “at-risk species”WLDFRVegetation ContactBranch (Not overhanging, within 4ft) | WLDFR | HFTD - Distribution - Tier 3 - 5QU CoRE ¦ 1QU LoRE | Red Flag Warning - Small Fires | Vegetation Contact | Branch (Not overhanging, within 4ft) | 2027 | 2.972e-06 | 1430.0123 | 0.00425 | 2027 | Mitigation | 0.9 | 30 | 0 | esc | 0.065589 | 1.9493e-07 | 0.069256 | 2.0583e-07 | 0.066806 | 1.9855e-07 | 0.063625 | 1.8909e-07
[120 empty] | 7.3.5.15 Identification and remediation of “at-risk species”WLDFRVegetation ContactBranch (Not overhanging, within 4ft) | WLDFR | HFTD - Distribution - Tier 3 - 5QU CoRE ¦ 1QU LoRE | Red Flag Warning - Small Fires | Vegetation Contact | Branch (Not overhanging, within 4ft) | 2028 | 2.972e-06 | 1430.0123 | 0.00425 | 2028 | Mitigation | 0.9 | 30 | 0 | esc | 0.065589 | 1.9493e-07 | 0.069256 | 2.0583e-07 | 0.066806 | 1.9855e-07 | 0.063625 | 1.8909e-07
[120 empty] | 7.3.5.15 Identification and remediation of “at-risk species”WLDFRVegetation ContactBranch (Not overhanging, within 4ft) | WLDFR | HFTD - Distribution - Tier 3 - 5QU CoRE ¦ 1QU LoRE | Red Flag Warning - Small Fires | Vegetation Contact | Branch (Not overhanging, within 4ft) | 2029 | 2.972e-06 | 1430.0123 | 0.00425 | 2029 | Mitigation | 0.9 | 30 | 0 | esc | 0.065589 | 1.9493e-07 | 0.069256 | 2.0583e-07 | 0.066806 | 1.9855e-07 | 0.063625 | 1.8909e-07
[120 empty] | 7.3.5.15 Identification and remediation of “at-risk species”WLDFRVegetation ContactBranch (Not overhanging, within 4ft) | WLDFR | HFTD - Distribution - Tier 3 - 5QU CoRE ¦ 1QU LoRE | Red Flag Warning - Small Fires | Vegetation Contact | Branch (Not overhanging, within 4ft) | 2030 | 2.972e-06 | 1430.0123 | 0.00425 | 2030 | Mitigation | 0.9 | 30 | 0 | esc | 0.065589 | 1.9493e-07 | 0.069256 | 2.0583e-07 | 0.066806 | 1.9855e-07 | 0.063625 | 1.8909e-07
[120 empty] | 7.3.5.15 Identification and remediation of “at-risk species”WLDFRVegetation ContactBranch (Not overhanging, within 4ft) | WLDFR | HFTD - Distribution - Tier 3 - 5QU CoRE ¦ 1QU LoRE | Red Flag Warning - Small Fires | Vegetation Contact | Branch (Not overhanging, within 4ft) | 2031 | 2.972e-06 | 1430.0123 | 0.00425 | 2031 | Mitigation | 0.9 | 30 | 0 | esc | 0.065589 | 1.9493e-07 | 0.069256 | 2.0583e-07 | 0.066806 | 1.9855e-07 | 0.063625 | 1.8909e-07
[120 empty] | 7.3.5.15 Identification and remediation of “at-risk species”WLDFRVegetation ContactBranch (Not overhanging, within 4ft) | WLDFR | HFTD - Distribution - Tier 3 - 5QU CoRE ¦ 1QU LoRE | Red Flag Warning - Small Fires | Vegetation Contact | Branch (Not overhanging, within 4ft) | 2032 | 2.972e-06 | 1430.0123 | 0.00425 | 2032 | Mitigation | 0.9 | 30 | 0 | esc | 0.065589 | 1.9493e-07 | 0.069256 | 2.0583e-07 | 0.066806 | 1.9855e-07 | 0.063625 | 1.8909e-07
[120 empty] | 7.3.5.15 Identification and remediation of “at-risk species”WLDFRVegetation ContactBranch (Not overhanging, within 4ft) | WLDFR | HFTD - Distribution - Tier 3 - 5QU CoRE ¦ 1QU LoRE | Red Flag Warning - Small Fires | Vegetation Contact | Branch (Not overhanging, within 4ft) | 2033 | 2.972e-06 | 1430.0123 | 0.00425 | 2033 | Mitigation | 0.9 | 30 | 0 | esc | 0.065589 | 1.9493e-07 | 0.069256 | 2.0583e-07 | 0.066806 | 1.9855e-07 | 0.063625 | 1.8909e-07
[120 empty] | 7.3.5.15 Identification and remediation of “at-risk species”WLDFRVegetation ContactBranch (Not overhanging, within 4ft) | WLDFR | HFTD - Distribution - Tier 3 - 5QU CoRE ¦ 1QU LoRE | Red Flag Warning - Small Fires | Vegetation Contact | Branch (Not overhanging, within 4ft) | 2034 | 2.972e-06 | 1430.0123 | 0.00425 | 2034 | Mitigation | 0.9 | 30 | 0 | esc | 0.065589 | 1.9493e-07 | 0.069256 | 2.0583e-07 | 0.066806 | 1.9855e-07 | 0.063625 | 1.8909e-07
[120 empty] | 7.3.5.15 Identification and remediation of “at-risk species”WLDFRVegetation ContactBranch (Not overhanging, within 4ft) | WLDFR | HFTD - Distribution - Tier 3 - 5QU CoRE ¦ 1QU LoRE | Red Flag Warning - Small Fires | Vegetation Contact | Branch (Not overhanging, within 4ft) | 2035 | 2.972e-06 | 1430.0123 | 0.00425 | 2035 | Mitigation | 0.9 | 30 | 0 | esc | 0.065589 | 1.9493e-07 | 0.069256 | 2.0583e-07 | 0.066806 | 1.9855e-07 | 0.063625 | 1.8909e-07
[120 empty] | 7.3.5.15 Identification and remediation of “at-risk species”WLDFRVegetation ContactBranch (Not overhanging, within 4ft) | WLDFR | HFTD - Distribution - Tier 3 - 5QU CoRE ¦ 1QU LoRE | Red Flag Warning - Small Fires | Vegetation Contact | Branch (Not overhanging, within 4ft) | 2036 | 2.972e-06 | 1430.0123 | 0.00425 | 2036 | Mitigation | 0.9 | 30 | 0 | esc | 0.065589 | 1.9493e-07 | 0.069256 | 2.0583e-07 | 0.066806 | 1.9855e-07 | 0.063625 | 1.8909e-07
[120 empty] | 7.3.5.15 Identification and remediation of “at-risk species”WLDFRVegetation ContactBranch (Not overhanging, within 4ft) | WLDFR | HFTD - Distribution - Tier 3 - 5QU CoRE ¦ 1QU LoRE | Red Flag Warning - Small Fires | Vegetation Contact | Branch (Not overhanging, within 4ft) | 2037 | 2.972e-06 | 1430.0123 | 0.00425 | 2037 | Mitigation | 0.9 | 30 | 0 | esc | 0.065589 | 1.9493e-07 | 0.069256 | 2.0583e-07 | 0.066806 | 1.9855e-07 | 0.063625 | 1.8909e-07
[120 empty] | 7.3.5.15 Identification and remediation of “at-risk species”WLDFRVegetation ContactBranch (Not overhanging, within 4ft) | WLDFR | HFTD - Distribution - Tier 3 - 5QU CoRE ¦ 1QU LoRE | Red Flag Warning - Small Fires | Vegetation Contact | Branch (Not overhanging, within 4ft) | 2038 | 2.972e-06 | 1430.0123 | 0.00425 | 2038 | Mitigation | 0.9 | 30 | 0 | esc | 0.065589 | 1.9493e-07 | 0.069256 | 2.0583e-07 | 0.066806 | 1.9855e-07 | 0.063625 | 1.8909e-07
[120 empty] | 7.3.5.15 Identification and remediation of “at-risk species”WLDFRVegetation ContactBranch (Not overhanging, within 4ft) | WLDFR | HFTD - Distribution - Tier 3 - 5QU CoRE ¦ 1QU LoRE | Red Flag Warning - Small Fires | Vegetation Contact | Branch (Not overhanging, within 4ft) | 2039 | 2.972e-06 | 1430.0123 | 0.00425 | 2039 | Mitigation | 0.9 | 30 | 0 | esc | 0.065589 | 1.9493e-07 | 0.069256 | 2.0583e-07 | 0.066806 | 1.9855e-07 | 0.063625 | 1.8909e-07
[120 empty] | 7.3.5.15 Identification and remediation of “at-risk species”WLDFRVegetation ContactBranch (Not overhanging, within 4ft) | WLDFR | HFTD - Distribution - Tier 3 - 5QU CoRE ¦ 1QU LoRE | Red Flag Warning - Small Fires | Vegetation Contact | Branch (Not overhanging, within 4ft) | 2040 | 2.972e-06 | 1430.0123 | 0.00425 | 2040 | Mitigation | 0.9 | 30 | 0 | esc | 0.065589 | 1.9493e-07 | 0.069256 | 2.0583e-07 | 0.066806 | 1.9855e-07 | 0.063625 | 1.8909e-07
[120 empty] | 7.3.5.15 Identification and remediation of “at-risk species”WLDFRVegetation ContactBranch (Not overhanging, within 4ft) | WLDFR | HFTD - Distribution - Tier 3 - 5QU CoRE ¦ 1QU LoRE | Red Flag Warning - Small Fires | Vegetation Contact | Branch (Not overhanging, within 4ft) | 2041 | 2.972e-06 | 1430.0123 | 0.00425 | 2041 | Mitigation | 0.9 | 30 | 0 | esc | 0.065589 | 1.9493e-07 | 0.069256 | 2.0583e-07 | 0.066806 | 1.9855e-07 | 0.063625 | 1.8909e-07
[120 empty] | 7.3.5.15 Identification and remediation of “at-risk species”WLDFRVegetation ContactBranch (Not overhanging, within 4ft) | WLDFR | HFTD - Distribution - Tier 3 - 5QU CoRE ¦ 1QU LoRE | Red Flag Warning - Small Fires | Vegetation Contact | Branch (Not overhanging, within 4ft) | 2042 | 2.972e-06 | 1430.0123 | 0.00425 | 2042 | Mitigation | 0.9 | 30 | 0 | esc | 0.065589 | 1.9493e-07 | 0.069256 | 2.0583e-07 | 0.066806 | 1.9855e-07 | 0.063625 | 1.8909e-07
[120 empty] | 7.3.5.15 Identification and remediation of “at-risk species”WLDFRVegetation ContactBranch (Not overhanging, within 4ft) | WLDFR | HFTD - Distribution - Tier 3 - 5QU CoRE ¦ 1QU LoRE | Red Flag Warning - Small Fires | Vegetation Contact | Branch (Not overhanging, within 4ft) | 2043 | 2.972e-06 | 1430.0123 | 0.00425 | 2043 | Mitigation | 0.9 | 30 | 0 | esc | 0.065589 | 1.9493e-07 | 0.069256 | 2.0583e-07 | 0.066806 | 1.9855e-07 | 0.063625 | 1.8909e-07
[120 empty] | 7.3.5.15 Identification and remediation of “at-risk species”WLDFRVegetation ContactBranch (Not overhanging, within 4ft) | WLDFR | HFTD - Distribution - Tier 3 - 5QU CoRE ¦ 1QU LoRE | Red Flag Warning - Small Fires | Vegetation Contact | Branch (Not overhanging, within 4ft) | 2044 | 2.972e-06 | 1430.0123 | 0.00425 | 2044 | Mitigation | 0.9 | 30 | 0 | esc | 0.065589 | 1.9493e-07 | 0.069256 | 2.0583e-07 | 0.066806 | 1.9855e-07 | 0.063625 | 1.8909e-07
[120 empty] | 7.3.5.15 Identification and remediation of “at-risk species”WLDFRVegetation ContactBranch (Not overhanging, within 4ft) | WLDFR | HFTD - Distribution - Tier 3 - 5QU CoRE ¦ 1QU LoRE | Red Flag Warning - Small Fires | Vegetation Contact | Branch (Not overhanging, within 4ft) | 2045 | 2.972e-06 | 1430.0123 | 0.00425 | 2045 | Mitigation | 0.9 | 30 | 0 | esc | 0.065589 | 1.9493e-07 | 0.069256 | 2.0583e-07 | 0.066806 | 1.9855e-07 | 0.063625 | 1.8909e-07
[120 empty] | 7.3.5.15 Identification and remediation of “at-risk species”WLDFRVegetation ContactBranch (Not overhanging, within 4ft) | WLDFR | HFTD - Distribution - Tier 3 - 5QU CoRE ¦ 1QU LoRE | Red Flag Warning - Small Fires | Vegetation Contact | Branch (Not overhanging, within 4ft) | 2046 | 2.972e-06 | 1430.0123 | 0.00425 | 2046 | Mitigation | 0.9 | 30 | 0 | esc | 0.065589 | 1.9493e-07 | 0.069256 | 2.0583e-07 | 0.066806 | 1.9855e-07 | 0.063625 | 1.8909e-07
[120 empty] | 7.3.5.15 Identification and remediation of “at-risk species”WLDFRVegetation ContactBranch (Not overhanging, within 4ft) | WLDFR | HFTD - Distribution - Tier 3 - 5QU CoRE ¦ 1QU LoRE | Red Flag Warning - Small Fires | Vegetation Contact | Branch (Not overhanging, within 4ft) | 2047 | 2.972e-06 | 1430.0123 | 0.00425 | 2047 | Mitigation | 0.9 | 30 | 0 | esc | 0.065589 | 1.9493e-07 | 0.069256 | 2.0583e-07 | 0.066806 | 1.9855e-07 | 0.063625 | 1.8909e-07
[120 empty] | 7.3.5.15 Identification and remediation of “at-risk species”WLDFRVegetation ContactBranch (Not overhanging, within 4ft) | WLDFR | HFTD - Distribution - Tier 3 - 5QU CoRE ¦ 1QU LoRE | Red Flag Warning - Small Fires | Vegetation Contact | Branch (Not overhanging, within 4ft) | 2048 | 2.972e-06 | 1430.0123 | 0.00425 | 2048 | Mitigation | 0.9 | 30 | 0 | esc | 0.065589 | 1.9493e-07 | 0.069256 | 2.0583e-07 | 0.066806 | 1.9855e-07 | 0.063625 | 1.8909e-07
[120 empty] | 7.3.5.15 Identification and remediation of “at-risk species”WLDFRVegetation ContactBranch (Not overhanging, within 4ft) | WLDFR | HFTD - Distribution - Tier 3 - 5QU CoRE ¦ 1QU LoRE | Red Flag Warning - Small Fires | Vegetation Contact | Branch (Not overhanging, within 4ft) | 2049 | 2.972e-06 | 1430.0123 | 0.00425 | 2049 | Mitigation | 0.9 | 30 | 0 | esc | 0.065589 | 1.9493e-07 | 0.069256 | 2.0583e-07 | 0.066806 | 1.9855e-07 | 0.063625 | 1.8909e-07
[120 empty] | 7.3.5.15 Identification and remediation of “at-risk species”WLDFRVegetation ContactBranch (Not overhanging, within 4ft) | WLDFR | HFTD - Distribution - Tier 3 - 5QU CoRE ¦ 1QU LoRE | Red Flag Warning - Small Fires | Vegetation Contact | Branch (Not overhanging, within 4ft) | 2050 | 2.972e-06 | 1430.0123 | 0.00425 | 2050 | Mitigation | 0.9 | 30 | 0 | esc | 0 | 0 | 0.069256 | 2.0583e-07 | 0.066806 | 1.9855e-07 | 0.063625 | 1.8909e-07
[120 empty] | 7.3.5.15 Identification and remediation of “at-risk species”WLDFRVegetation ContactBranch (Not overhanging, within 4ft) | WLDFR | HFTD - Distribution - Tier 3 - 5QU CoRE ¦ 1QU LoRE | Red Flag Warning - Small Fires | Vegetation Contact | Branch (Not overhanging, within 4ft) | 2051 | 2.972e-06 | 1430.0123 | 0.00425 | 2051 | Mitigation | 0.9 | 30 | 0 | esc | 0 | 0 | 0 | 0 | 0.066806 | 1.9855e-07 | 0.063625 | 1.8909e-07
[120 empty] | 7.3.5.15 Identification and remediation of “at-risk species”WLDFRVegetation ContactBranch (Not overhanging, within 4ft) | WLDFR | HFTD - Distribution - Tier 3 - 5QU CoRE ¦ 1QU LoRE | Red Flag Warning - Small Fires | Vegetation Contact | Branch (Not overhanging, within 4ft) | 2052 | 2.972e-06 | 1430.0123 | 0.00425 | 2052 | Mitigation | 0.9 | 30 | 0 | esc | 0 | 0 | 0 | 0 | 0 | 0 | 0.063625 | 1.8909e-07
[120 empty] | 7.3.5.15 Identification and remediation of “at-risk species”WLDFRVegetation ContactBranch (OverHanging) | WLDFR | HFTD - Distribution - Tier 3 - 5QU CoRE ¦ 1QU LoRE | Red Flag Warning - Small Fires | Vegetation Contact | Branch (OverHanging) | 2022 | 0.0001753 | 1430.0123 | 0.25068 | 2022 | Mitigation | 0.9 | 30 | 0 | esc | 0.065589 | 1.1498e-05 | 0.069256 | 1.2141e-05 | 0.066806 | 1.1711e-05 | 0 | 0
[120 empty] | 7.3.5.15 Identification and remediation of “at-risk species”WLDFRVegetation ContactBranch (OverHanging) | WLDFR | HFTD - Distribution - Tier 3 - 5QU CoRE ¦ 1QU LoRE | Red Flag Warning - Small Fires | Vegetation Contact | Branch (OverHanging) | 2023 | 0.0001753 | 1430.0123 | 0.25068 | 2023 | Mitigation | 0.9 | 30 | 0 | esc | 0.065589 | 1.1498e-05 | 0.069256 | 1.2141e-05 | 0.066806 | 1.1711e-05 | 0.063625 | 1.1154e-05
[120 empty] | 7.3.5.15 Identification and remediation of “at-risk species”WLDFRVegetation ContactBranch (OverHanging) | WLDFR | HFTD - Distribution - Tier 3 - 5QU CoRE ¦ 1QU LoRE | Red Flag Warning - Small Fires | Vegetation Contact | Branch (OverHanging) | 2024 | 0.0001753 | 1430.0123 | 0.25068 | 2024 | Mitigation | 0.9 | 30 | 0 | esc | 0.065589 | 1.1498e-05 | 0.069256 | 1.2141e-05 | 0.066806 | 1.1711e-05 | 0.063625 | 1.1154e-05
[120 empty] | 7.3.5.15 Identification and remediation of “at-risk species”WLDFRVegetation ContactBranch (OverHanging) | WLDFR | HFTD - Distribution - Tier 3 - 5QU CoRE ¦ 1QU LoRE | Red Flag Warning - Small Fires | Vegetation Contact | Branch (OverHanging) | 2025 | 0.0001753 | 1430.0123 | 0.25068 | 2025 | Mitigation | 0.9 | 30 | 0 | esc | 0.065589 | 1.1498e-05 | 0.069256 | 1.2141e-05 | 0.066806 | 1.1711e-05 | 0.063625 | 1.1154e-05
[120 empty] | 7.3.5.15 Identification and remediation of “at-risk species”WLDFRVegetation ContactBranch (OverHanging) | WLDFR | HFTD - Distribution - Tier 3 - 5QU CoRE ¦ 1QU LoRE | Red Flag Warning - Small Fires | Vegetation Contact | Branch (OverHanging) | 2026 | 0.0001753 | 1430.0123 | 0.25068 | 2026 | Mitigation | 0.9 | 30 | 0 | esc | 0.065589 | 1.1498e-05 | 0.069256 | 1.2141e-05 | 0.066806 | 1.1711e-05 | 0.063625 | 1.1154e-05
[120 empty] | 7.3.5.15 Identification and remediation of “at-risk species”WLDFRVegetation ContactBranch (OverHanging) | WLDFR | HFTD - Distribution - Tier 3 - 5QU CoRE ¦ 1QU LoRE | Red Flag Warning - Small Fires | Vegetation Contact | Branch (OverHanging) | 2027 | 0.0001753 | 1430.0123 | 0.25068 | 2027 | Mitigation | 0.9 | 30 | 0 | esc | 0.065589 | 1.1498e-05 | 0.069256 | 1.2141e-05 | 0.066806 | 1.1711e-05 | 0.063625 | 1.1154e-05
[120 empty] | 7.3.5.15 Identification and remediation of “at-risk species”WLDFRVegetation ContactBranch (OverHanging) | WLDFR | HFTD - Distribution - Tier 3 - 5QU CoRE ¦ 1QU LoRE | Red Flag Warning - Small Fires | Vegetation Contact | Branch (OverHanging) | 2028 | 0.0001753 | 1430.0123 | 0.25068 | 2028 | Mitigation | 0.9 | 30 | 0 | esc | 0.065589 | 1.1498e-05 | 0.069256 | 1.2141e-05 | 0.066806 | 1.1711e-05 | 0.063625 | 1.1154e-05
[120 empty] | 7.3.5.15 Identification and remediation of “at-risk species”WLDFRVegetation ContactBranch (OverHanging) | WLDFR | HFTD - Distribution - Tier 3 - 5QU CoRE ¦ 1QU LoRE | Red Flag Warning - Small Fires | Vegetation Contact | Branch (OverHanging) | 2029 | 0.0001753 | 1430.0123 | 0.25068 | 2029 | Mitigation | 0.9 | 30 | 0 | esc | 0.065589 | 1.1498e-05 | 0.069256 | 1.2141e-05 | 0.066806 | 1.1711e-05 | 0.063625 | 1.1154e-05
[120 empty] | 7.3.5.15 Identification and remediation of “at-risk species”WLDFRVegetation ContactBranch (OverHanging) | WLDFR | HFTD - Distribution - Tier 3 - 5QU CoRE ¦ 1QU LoRE | Red Flag Warning - Small Fires | Vegetation Contact | Branch (OverHanging) | 2030 | 0.0001753 | 1430.0123 | 0.25068 | 2030 | Mitigation | 0.9 | 30 | 0 | esc | 0.065589 | 1.1498e-05 | 0.069256 | 1.2141e-05 | 0.066806 | 1.1711e-05 | 0.063625 | 1.1154e-05
[120 empty] | 7.3.5.15 Identification and remediation of “at-risk species”WLDFRVegetation ContactBranch (OverHanging) | WLDFR | HFTD - Distribution - Tier 3 - 5QU CoRE ¦ 1QU LoRE | Red Flag Warning - Small Fires | Vegetation Contact | Branch (OverHanging) | 2031 | 0.0001753 | 1430.0123 | 0.25068 | 2031 | Mitigation | 0.9 | 30 | 0 | esc | 0.065589 | 1.1498e-05 | 0.069256 | 1.2141e-05 | 0.066806 | 1.1711e-05 | 0.063625 | 1.1154e-05
[120 empty] | 7.3.5.15 Identification and remediation of “at-risk species”WLDFRVegetation ContactBranch (OverHanging) | WLDFR | HFTD - Distribution - Tier 3 - 5QU CoRE ¦ 1QU LoRE | Red Flag Warning - Small Fires | Vegetation Contact | Branch (OverHanging) | 2032 | 0.0001753 | 1430.0123 | 0.25068 | 2032 | Mitigation | 0.9 | 30 | 0 | esc | 0.065589 | 1.1498e-05 | 0.069256 | 1.2141e-05 | 0.066806 | 1.1711e-05 | 0.063625 | 1.1154e-05
[120 empty] | 7.3.5.15 Identification and remediation of “at-risk species”WLDFRVegetation ContactBranch (OverHanging) | WLDFR | HFTD - Distribution - Tier 3 - 5QU CoRE ¦ 1QU LoRE | Red Flag Warning - Small Fires | Vegetation Contact | Branch (OverHanging) | 2033 | 0.0001753 | 1430.0123 | 0.25068 | 2033 | Mitigation | 0.9 | 30 | 0 | esc | 0.065589 | 1.1498e-05 | 0.069256 | 1.2141e-05 | 0.066806 | 1.1711e-05 | 0.063625 | 1.1154e-05
[120 empty] | 7.3.5.15 Identification and remediation of “at-risk species”WLDFRVegetation ContactBranch (OverHanging) | WLDFR | HFTD - Distribution - Tier 3 - 5QU CoRE ¦ 1QU LoRE | Red Flag Warning - Small Fires | Vegetation Contact | Branch (OverHanging) | 2034 | 0.0001753 | 1430.0123 | 0.25068 | 2034 | Mitigation | 0.9 | 30 | 0 | esc | 0.065589 | 1.1498e-05 | 0.069256 | 1.2141e-05 | 0.066806 | 1.1711e-05 | 0.063625 | 1.1154e-05
[120 empty] | 7.3.5.15 Identification and remediation of “at-risk species”WLDFRVegetation ContactBranch (OverHanging) | WLDFR | HFTD - Distribution - Tier 3 - 5QU CoRE ¦ 1QU LoRE | Red Flag Warning - Small Fires | Vegetation Contact | Branch (OverHanging) | 2035 | 0.0001753 | 1430.0123 | 0.25068 | 2035 | Mitigation | 0.9 | 30 | 0 | esc | 0.065589 | 1.1498e-05 | 0.069256 | 1.2141e-05 | 0.066806 | 1.1711e-05 | 0.063625 | 1.1154e-05
[120 empty] | 7.3.5.15 Identification and remediation of “at-risk species”WLDFRVegetation ContactBranch (OverHanging) | WLDFR | HFTD - Distribution - Tier 3 - 5QU CoRE ¦ 1QU LoRE | Red Flag Warning - Small Fires | Vegetation Contact | Branch (OverHanging) | 2036 | 0.0001753 | 1430.0123 | 0.25068 | 2036 | Mitigation | 0.9 | 30 | 0 | esc | 0.065589 | 1.1498e-05 | 0.069256 | 1.2141e-05 | 0.066806 | 1.1711e-05 | 0.063625 | 1.1154e-05
[120 empty] | 7.3.5.15 Identification and remediation of “at-risk species”WLDFRVegetation ContactBranch (OverHanging) | WLDFR | HFTD - Distribution - Tier 3 - 5QU CoRE ¦ 1QU LoRE | Red Flag Warning - Small Fires | Vegetation Contact | Branch (OverHanging) | 2037 | 0.0001753 | 1430.0123 | 0.25068 | 2037 | Mitigation | 0.9 | 30 | 0 | esc | 0.065589 | 1.1498e-05 | 0.069256 | 1.2141e-05 | 0.066806 | 1.1711e-05 | 0.063625 | 1.1154e-05
[120 empty] | 7.3.5.15 Identification and remediation of “at-risk species”WLDFRVegetation ContactBranch (OverHanging) | WLDFR | HFTD - Distribution - Tier 3 - 5QU CoRE ¦ 1QU LoRE | Red Flag Warning - Small Fires | Vegetation Contact | Branch (OverHanging) | 2038 | 0.0001753 | 1430.0123 | 0.25068 | 2038 | Mitigation | 0.9 | 30 | 0 | esc | 0.065589 | 1.1498e-05 | 0.069256 | 1.2141e-05 | 0.066806 | 1.1711e-05 | 0.063625 | 1.1154e-05
[120 empty] | 7.3.5.15 Identification and remediation of “at-risk species”WLDFRVegetation ContactBranch (OverHanging) | WLDFR | HFTD - Distribution - Tier 3 - 5QU CoRE ¦ 1QU LoRE | Red Flag Warning - Small Fires | Vegetation Contact | Branch (OverHanging) | 2039 | 0.0001753 | 1430.0123 | 0.25068 | 2039 | Mitigation | 0.9 | 30 | 0 | esc | 0.065589 | 1.1498e-05 | 0.069256 | 1.2141e-05 | 0.066806 | 1.1711e-05 | 0.063625 | 1.1154e-05
[120 empty] | 7.3.5.15 Identification and remediation of “at-risk species”WLDFRVegetation ContactBranch (OverHanging) | WLDFR | HFTD - Distribution - Tier 3 - 5QU CoRE ¦ 1QU LoRE | Red Flag Warning - Small Fires | Vegetation Contact | Branch (OverHanging) | 2040 | 0.0001753 | 1430.0123 | 0.25068 | 2040 | Mitigation | 0.9 | 30 | 0 | esc | 0.065589 | 1.1498e-05 | 0.069256 | 1.2141e-05 | 0.066806 | 1.1711e-05 | 0.063625 | 1.1154e-05
[120 empty] | 7.3.5.15 Identification and remediation of “at-risk species”WLDFRVegetation ContactBranch (OverHanging) | WLDFR | HFTD - Distribution - Tier 3 - 5QU CoRE ¦ 1QU LoRE | Red Flag Warning - Small Fires | Vegetation Contact | Branch (OverHanging) | 2041 | 0.0001753 | 1430.0123 | 0.25068 | 2041 | Mitigation | 0.9 | 30 | 0 | esc | 0.065589 | 1.1498e-05 | 0.069256 | 1.2141e-05 | 0.066806 | 1.1711e-05 | 0.063625 | 1.1154e-05
[120 empty] | 7.3.5.15 Identification and remediation of “at-risk species”WLDFRVegetation ContactBranch (OverHanging) | WLDFR | HFTD - Distribution - Tier 3 - 5QU CoRE ¦ 1QU LoRE | Red Flag Warning - Small Fires | Vegetation Contact | Branch (OverHanging) | 2042 | 0.0001753 | 1430.0123 | 0.25068 | 2042 | Mitigation | 0.9 | 30 | 0 | esc | 0.065589 | 1.1498e-05 | 0.069256 | 1.2141e-05 | 0.066806 | 1.1711e-05 | 0.063625 | 1.1154e-05
[120 empty] | 7.3.5.15 Identification and remediation of “at-risk species”WLDFRVegetation ContactBranch (OverHanging) | WLDFR | HFTD - Distribution - Tier 3 - 5QU CoRE ¦ 1QU LoRE | Red Flag Warning - Small Fires | Vegetation Contact | Branch (OverHanging) | 2043 | 0.0001753 | 1430.0123 | 0.25068 | 2043 | Mitigation | 0.9 | 30 | 0 | esc | 0.065589 | 1.1498e-05 | 0.069256 | 1.2141e-05 | 0.066806 | 1.1711e-05 | 0.063625 | 1.1154e-05
[120 empty] | 7.3.5.15 Identification and remediation of “at-risk species”WLDFRVegetation ContactBranch (OverHanging) | WLDFR | HFTD - Distribution - Tier 3 - 5QU CoRE ¦ 1QU LoRE | Red Flag Warning - Small Fires | Vegetation Contact | Branch (OverHanging) | 2044 | 0.0001753 | 1430.0123 | 0.25068 | 2044 | Mitigation | 0.9 | 30 | 0 | esc | 0.065589 | 1.1498e-05 | 0.069256 | 1.2141e-05 | 0.066806 | 1.1711e-05 | 0.063625 | 1.1154e-05
[120 empty] | 7.3.5.15 Identification and remediation of “at-risk species”WLDFRVegetation ContactBranch (OverHanging) | WLDFR | HFTD - Distribution - Tier 3 - 5QU CoRE ¦ 1QU LoRE | Red Flag Warning - Small Fires | Vegetation Contact | Branch (OverHanging) | 2045 | 0.0001753 | 1430.0123 | 0.25068 | 2045 | Mitigation | 0.9 | 30 | 0 | esc | 0.065589 | 1.1498e-05 | 0.069256 | 1.2141e-05 | 0.066806 | 1.1711e-05 | 0.063625 | 1.1154e-05
[120 empty] | 7.3.5.15 Identification and remediation of “at-risk species”WLDFRVegetation ContactBranch (OverHanging) | WLDFR | HFTD - Distribution - Tier 3 - 5QU CoRE ¦ 1QU LoRE | Red Flag Warning - Small Fires | Vegetation Contact | Branch (OverHanging) | 2046 | 0.0001753 | 1430.0123 | 0.25068 | 2046 | Mitigation | 0.9 | 30 | 0 | esc | 0.065589 | 1.1498e-05 | 0.069256 | 1.2141e-05 | 0.066806 | 1.1711e-05 | 0.063625 | 1.1154e-05
[120 empty] | 7.3.5.15 Identification and remediation of “at-risk species”WLDFRVegetation ContactBranch (OverHanging) | WLDFR | HFTD - Distribution - Tier 3 - 5QU CoRE ¦ 1QU LoRE | Red Flag Warning - Small Fires | Vegetation Contact | Branch (OverHanging) | 2047 | 0.0001753 | 1430.0123 | 0.25068 | 2047 | Mitigation | 0.9 | 30 | 0 | esc | 0.065589 | 1.1498e-05 | 0.069256 | 1.2141e-05 | 0.066806 | 1.1711e-05 | 0.063625 | 1.1154e-05
[120 empty] | 7.3.5.15 Identification and remediation of “at-risk species”WLDFRVegetation ContactBranch (OverHanging) | WLDFR | HFTD - Distribution - Tier 3 - 5QU CoRE ¦ 1QU LoRE | Red Flag Warning - Small Fires | Vegetation Contact | Branch (OverHanging) | 2048 | 0.0001753 | 1430.0123 | 0.25068 | 2048 | Mitigation | 0.9 | 30 | 0 | esc | 0.065589 | 1.1498e-05 | 0.069256 | 1.2141e-05 | 0.066806 | 1.1711e-05 | 0.063625 | 1.1154e-05
[120 empty] | 7.3.5.15 Identification and remediation of “at-risk species”WLDFRVegetation ContactBranch (OverHanging) | WLDFR | HFTD - Distribution - Tier 3 - 5QU CoRE ¦ 1QU LoRE | Red Flag Warning - Small Fires | Vegetation Contact | Branch (OverHanging) | 2049 | 0.0001753 | 1430.0123 | 0.25068 | 2049 | Mitigation | 0.9 | 30 | 0 | esc | 0.065589 | 1.1498e-05 | 0.069256 | 1.2141e-05 | 0.066806 | 1.1711e-05 | 0.063625 | 1.1154e-05
[120 empty] | 7.3.5.15 Identification and remediation of “at-risk species”WLDFRVegetation ContactBranch (OverHanging) | WLDFR | HFTD - Distribution - Tier 3 - 5QU CoRE ¦ 1QU LoRE | Red Flag Warning - Small Fires | Vegetation Contact | Branch (OverHanging) | 2050 | 0.0001753 | 1430.0123 | 0.25068 | 2050 | Mitigation | 0.9 | 30 | 0 | esc | 0 | 0 | 0.069256 | 1.2141e-05 | 0.066806 | 1.1711e-05 | 0.063625 | 1.1154e-05
[120 empty] | 7.3.5.15 Identification and remediation of “at-risk species”WLDFRVegetation ContactBranch (OverHanging) | WLDFR | HFTD - Distribution - Tier 3 - 5QU CoRE ¦ 1QU LoRE | Red Flag Warning - Small Fires | Vegetation Contact | Branch (OverHanging) | 2051 | 0.0001753 | 1430.0123 | 0.25068 | 2051 | Mitigation | 0.9 | 30 | 0 | esc | 0 | 0 | 0 | 0 | 0.066806 | 1.1711e-05 | 0.063625 | 1.1154e-05
[120 empty] | 7.3.5.15 Identification and remediation of “at-risk species”WLDFRVegetation ContactBranch (OverHanging) | WLDFR | HFTD - Distribution - Tier 3 - 5QU CoRE ¦ 1QU LoRE | Red Flag Warning - Small Fires | Vegetation Contact | Branch (OverHanging) | 2052 | 0.0001753 | 1430.0123 | 0.25068 | 2052 | Mitigation | 0.9 | 30 | 0 | esc | 0 | 0 | 0 | 0 | 0 | 0 | 0.063625 | 1.1154e-05
[120 empty] | 7.3.5.15 Identification and remediation of “at-risk species”WLDFRVegetation ContactFell into (Moderate-Severe defect) | WLDFR | HFTD - Distribution - Tier 3 - 5QU CoRE ¦ 1QU LoRE | Red Flag Warning - Small Fires | Vegetation Contact | Fell into (Moderate-Severe defect) | 2022 | 4.8801e-05 | 1430.0123 | 0.069786 | 2022 | Mitigation | 0.95 | 1 | 0 | esc | 0 | 0 | 0 | 0 | 0.070518 | 3.4413e-06 | 0 | 0
[120 empty] | 7.3.5.15 Identification and remediation of “at-risk species”WLDFRVegetation ContactFell into (Moderate-Severe defect) | WLDFR | HFTD - Distribution - Tier 3 - 5QU CoRE ¦ 1QU LoRE | Red Flag Warning - Small Fires | Vegetation Contact | Fell into (Moderate-Severe defect) | 2023 | 4.8801e-05 | 1430.0123 | 0.069786 | 2023 | Mitigation | 0.95 | 1 | 0 | esc | 0 | 0 | 0 | 0 | 0 | 0 | 0.06716 | 3.2775e-06
[120 empty] | 7.3.5.15 Identification and remediation of “at-risk species”WLDFRVegetation ContactFell into (slight defect) | WLDFR | HFTD - Distribution - Tier 3 - 5QU CoRE ¦ 1QU LoRE | Red Flag Warning - Small Fires | Vegetation Contact | Fell into (slight defect) | 2022 | 5.4055e-05 | 1430.0123 | 0.077299 | 2022 | Mitigation | 0.5 | 1 | 0 | esc | 0 | 0 | 0 | 0 | 0.037115 | 2.0062e-06 | 0 | 0
[120 empty] | 7.3.5.15 Identification and remediation of “at-risk species”WLDFRVegetation ContactFell into (slight defect) | WLDFR | HFTD - Distribution - Tier 3 - 5QU CoRE ¦ 1QU LoRE | Red Flag Warning - Small Fires | Vegetation Contact | Fell into (slight defect) | 2023 | 5.4055e-05 | 1430.0123 | 0.077299 | 2023 | Mitigation | 0.5 | 1 | 0 | esc | 0 | 0 | 0 | 0 | 0 | 0 | 0.035347 | 1.9107e-06
[120 empty] | 7.3.5.15 Identification and remediation of “at-risk species”WLDFRVegetation ContactGrow Into | WLDFR | HFTD - Distribution - Tier 3 - 5QU CoRE ¦ 1QU LoRE | Red Flag Warning - Small Fires | Vegetation Contact | Grow Into | 2022 | 5.6933e-06 | 1430.0123 | 0.0081414 | 2022 | Mitigation | 0.5 | 1 | 0 | esc | 0 | 0 | 0 | 0 | 0.037115 | 2.113e-07 | 0 | 0
[120 empty] | 7.3.5.15 Identification and remediation of “at-risk species”WLDFRVegetation ContactGrow Into | WLDFR | HFTD - Distribution - Tier 3 - 5QU CoRE ¦ 1QU LoRE | Red Flag Warning - Small Fires | Vegetation Contact | Grow Into | 2023 | 5.6933e-06 | 1430.0123 | 0.0081414 | 2023 | Mitigation | 0.5 | 1 | 0 | esc | 0 | 0 | 0 | 0 | 0 | 0 | 0.035347 | 2.0124e-07
[120 empty] | 7.3.5.15 Identification and remediation of “at-risk species”WLDFRCC - Seismic ScenarioSeismic Scenario | WLDFR | HFTD - Distribution - Tier 3 - 5QU CoRE ¦ 1QU LoRE | Seismic - Non-Red Flag Warning - Catastrophic Fires | CC - Seismic Scenario | Seismic Scenario | 2022 | 6.0636e-10 | 1430.0123 | 8.671e-07 | 2022 | Mitigation | 0.082056 | 1 | 0 | esc | 0 | 0 | 0 | 0 | 0.0060909 | 3.6933e-12 | 0 | 0
[120 empty] | 7.3.5.15 Identification and remediation of “at-risk species”WLDFRCC - Seismic ScenarioSeismic Scenario | WLDFR | HFTD - Distribution - Tier 3 - 5QU CoRE ¦ 1QU LoRE | Seismic - Non-Red Flag Warning - Catastrophic Fires | CC - Seismic Scenario | Seismic Scenario | 2023 | 6.0636e-10 | 1430.0123 | 8.671e-07 | 2023 | Mitigation | 0.082056 | 1 | 0 | esc | 0 | 0 | 0 | 0 | 0 | 0 | 0.0058009 | 3.5174e-12
[120 empty] | 7.3.5.15 Identification and remediation of “at-risk species”WLDFRCC - Seismic ScenarioSeismic Scenario | WLDFR | HFTD - Distribution - Tier 3 - 5QU CoRE ¦ 1QU LoRE | Seismic - Red Flag Warning - Catastrophic Fires | CC - Seismic Scenario | Seismic Scenario | 2022 | 2.6146e-08 | 1430.0123 | 3.7389e-05 | 2022 | Mitigation | 0.082056 | 1 | 0 | esc | 0 | 0 | 0 | 0 | 0.0060909 | 1.5925e-10 | 0 | 0
[120 empty] | 7.3.5.15 Identification and remediation of “at-risk species”WLDFRCC - Seismic ScenarioSeismic Scenario | WLDFR | HFTD - Distribution - Tier 3 - 5QU CoRE ¦ 1QU LoRE | Seismic - Red Flag Warning - Catastrophic Fires | CC - Seismic Scenario | Seismic Scenario | 2023 | 2.6146e-08 | 1430.0123 | 3.7389e-05 | 2023 | Mitigation | 0.082056 | 1 | 0 | esc | 0 | 0 | 0 | 0 | 0 | 0 | 0.0058009 | 1.5167e-10
[120 empty] | 7.3.5.15 Identification and remediation of “at-risk species”WLDFRVegetation ContactBranch (Not overhanging, 4-12ft) | WLDFR | HFTD - Distribution - Tier 3 - 5QU CoRE ¦ 2QU LoRE | Non-Red Flag Warning - Catastrophic Fires | Vegetation Contact | Branch (Not overhanging, 4-12ft) | 2022 | 9.5012e-11 | 527.1275 | 5.0084e-08 | 2022 | Mitigation | 0.5 | 30 | 0 | esc | 0.039121 | 3.717e-12 | 0.041308 | 3.9248e-12 | 0.037115 | 3.5263e-12 | 0 | 0
[120 empty] | 7.3.5.15 Identification and remediation of “at-risk species”WLDFRVegetation ContactBranch (Not overhanging, 4-12ft) | WLDFR | HFTD - Distribution - Tier 3 - 5QU CoRE ¦ 2QU LoRE | Non-Red Flag Warning - Catastrophic Fires | Vegetation Contact | Branch (Not overhanging, 4-12ft) | 2023 | 9.5012e-11 | 527.1275 | 5.0084e-08 | 2023 | Mitigation | 0.5 | 30 | 0 | esc | 0.039121 | 3.717e-12 | 0.041308 | 3.9248e-12 | 0.037115 | 3.5263e-12 | 0.035347 | 3.3584e-12
[120 empty] | 7.3.5.15 Identification and remediation of “at-risk species”WLDFRVegetation ContactBranch (Not overhanging, 4-12ft) | WLDFR | HFTD - Distribution - Tier 3 - 5QU CoRE ¦ 2QU LoRE | Non-Red Flag Warning - Catastrophic Fires | Vegetation Contact | Branch (Not overhanging, 4-12ft) | 2024 | 9.5012e-11 | 527.1275 | 5.0084e-08 | 2024 | Mitigation | 0.5 | 30 | 0 | esc | 0.039121 | 3.717e-12 | 0.041308 | 3.9248e-12 | 0.037115 | 3.5263e-12 | 0.035347 | 3.3584e-12
[120 empty] | 7.3.5.15 Identification and remediation of “at-risk species”WLDFRVegetation ContactBranch (Not overhanging, 4-12ft) | WLDFR | HFTD - Distribution - Tier 3 - 5QU CoRE ¦ 2QU LoRE | Non-Red Flag Warning - Catastrophic Fires | Vegetation Contact | Branch (Not overhanging, 4-12ft) | 2025 | 9.5012e-11 | 527.1275 | 5.0084e-08 | 2025 | Mitigation | 0.5 | 30 | 0 | esc | 0.039121 | 3.717e-12 | 0.041308 | 3.9248e-12 | 0.037115 | 3.5263e-12 | 0.035347 | 3.3584e-12
[120 empty] | 7.3.5.15 Identification and remediation of “at-risk species”WLDFRVegetation ContactBranch (Not overhanging, 4-12ft) | WLDFR | HFTD - Distribution - Tier 3 - 5QU CoRE ¦ 2QU LoRE | Non-Red Flag Warning - Catastrophic Fires | Vegetation Contact | Branch (Not overhanging, 4-12ft) | 2026 | 9.5012e-11 | 527.1275 | 5.0084e-08 | 2026 | Mitigation | 0.5 | 30 | 0 | esc | 0.039121 | 3.717e-12 | 0.041308 | 3.9248e-12 | 0.037115 | 3.5263e-12 | 0.035347 | 3.3584e-12
[120 empty] | 7.3.5.15 Identification and remediation of “at-risk species”WLDFRVegetation ContactBranch (Not overhanging, 4-12ft) | WLDFR | HFTD - Distribution - Tier 3 - 5QU CoRE ¦ 2QU LoRE | Non-Red Flag Warning - Catastrophic Fires | Vegetation Contact | Branch (Not overhanging, 4-12ft) | 2027 | 9.5012e-11 | 527.1275 | 5.0084e-08 | 2027 | Mitigation | 0.5 | 30 | 0 | esc | 0.039121 | 3.717e-12 | 0.041308 | 3.9248e-12 | 0.037115 | 3.5263e-12 | 0.035347 | 3.3584e-12
[120 empty] | 7.3.5.15 Identification and remediation of “at-risk species”WLDFRVegetation ContactBranch (Not overhanging, 4-12ft) | WLDFR | HFTD - Distribution - Tier 3 - 5QU CoRE ¦ 2QU LoRE | Non-Red Flag Warning - Catastrophic Fires | Vegetation Contact | Branch (Not overhanging, 4-12ft) | 2028 | 9.5012e-11 | 527.1275 | 5.0084e-08 | 2028 | Mitigation | 0.5 | 30 | 0 | esc | 0.039121 | 3.717e-12 | 0.041308 | 3.9248e-12 | 0.037115 | 3.5263e-12 | 0.035347 | 3.3584e-12
[120 empty] | 7.3.5.15 Identification and remediation of “at-risk species”WLDFRVegetation ContactBranch (Not overhanging, 4-12ft) | WLDFR | HFTD - Distribution - Tier 3 - 5QU CoRE ¦ 2QU LoRE | Non-Red Flag Warning - Catastrophic Fires | Vegetation Contact | Branch (Not overhanging, 4-12ft) | 2029 | 9.5012e-11 | 527.1275 | 5.0084e-08 | 2029 | Mitigation | 0.5 | 30 | 0 | esc | 0.039121 | 3.717e-12 | 0.041308 | 3.9248e-12 | 0.037115 | 3.5263e-12 | 0.035347 | 3.3584e-12
[120 empty] | 7.3.5.15 Identification and remediation of “at-risk species”WLDFRVegetation ContactBranch (Not overhanging, 4-12ft) | WLDFR | HFTD - Distribution - Tier 3 - 5QU CoRE ¦ 2QU LoRE | Non-Red Flag Warning - Catastrophic Fires | Vegetation Contact | Branch (Not overhanging, 4-12ft) | 2030 | 9.5012e-11 | 527.1275 | 5.0084e-08 | 2030 | Mitigation | 0.5 | 30 | 0 | esc | 0.039121 | 3.717e-12 | 0.041308 | 3.9248e-12 | 0.037115 | 3.5263e-12 | 0.035347 | 3.3584e-12
[120 empty] | 7.3.5.15 Identification and remediation of “at-risk species”WLDFRVegetation ContactBranch (Not overhanging, 4-12ft) | WLDFR | HFTD - Distribution - Tier 3 - 5QU CoRE ¦ 2QU LoRE | Non-Red Flag Warning - Catastrophic Fires | Vegetation Contact | Branch (Not overhanging, 4-12ft) | 2031 | 9.5012e-11 | 527.1275 | 5.0084e-08 | 2031 | Mitigation | 0.5 | 30 | 0 | esc | 0.039121 | 3.717e-12 | 0.041308 | 3.9248e-12 | 0.037115 | 3.5263e-12 | 0.035347 | 3.3584e-12
[120 empty] | 7.3.5.15 Identification and remediation of “at-risk species”WLDFRVegetation ContactBranch (Not overhanging, 4-12ft) | WLDFR | HFTD - Distribution - Tier 3 - 5QU CoRE ¦ 2QU LoRE | Non-Red Flag Warning - Catastrophic Fires | Vegetation Contact | Branch (Not overhanging, 4-12ft) | 2032 | 9.5012e-11 | 527.1275 | 5.0084e-08 | 2032 | Mitigation | 0.5 | 30 | 0 | esc | 0.039121 | 3.717e-12 | 0.041308 | 3.9248e-12 | 0.037115 | 3.5263e-12 | 0.035347 | 3.3584e-12
[120 empty] | 7.3.5.15 Identification and remediation of “at-risk species”WLDFRVegetation ContactBranch (Not overhanging, 4-12ft) | WLDFR | HFTD - Distribution - Tier 3 - 5QU CoRE ¦ 2QU LoRE | Non-Red Flag Warning - Catastrophic Fires | Vegetation Contact | Branch (Not overhanging, 4-12ft) | 2033 | 9.5012e-11 | 527.1275 | 5.0084e-08 | 2033 | Mitigation | 0.5 | 30 | 0 | esc | 0.039121 | 3.717e-12 | 0.041308 | 3.9248e-12 | 0.037115 | 3.5263e-12 | 0.035347 | 3.3584e-12
[120 empty] | 7.3.5.15 Identification and remediation of “at-risk species”WLDFRVegetation ContactBranch (Not overhanging, 4-12ft) | WLDFR | HFTD - Distribution - Tier 3 - 5QU CoRE ¦ 2QU LoRE | Non-Red Flag Warning - Catastrophic Fires | Vegetation Contact | Branch (Not overhanging, 4-12ft) | 2034 | 9.5012e-11 | 527.1275 | 5.0084e-08 | 2034 | Mitigation | 0.5 | 30 | 0 | esc | 0.039121 | 3.717e-12 | 0.041308 | 3.9248e-12 | 0.037115 | 3.5263e-12 | 0.035347 | 3.3584e-12
[120 empty] | 7.3.5.15 Identification and remediation of “at-risk species”WLDFRVegetation ContactBranch (Not overhanging, 4-12ft) | WLDFR | HFTD - Distribution - Tier 3 - 5QU CoRE ¦ 2QU LoRE | Non-Red Flag Warning - Catastrophic Fires | Vegetation Contact | Branch (Not overhanging, 4-12ft) | 2035 | 9.5012e-11 | 527.1275 | 5.0084e-08 | 2035 | Mitigation | 0.5 | 30 | 0 | esc | 0.039121 | 3.717e-12 | 0.041308 | 3.9248e-12 | 0.037115 | 3.5263e-12 | 0.035347 | 3.3584e-12
[120 empty] | 7.3.5.15 Identification and remediation of “at-risk species”WLDFRVegetation ContactBranch (Not overhanging, 4-12ft) | WLDFR | HFTD - Distribution - Tier 3 - 5QU CoRE ¦ 2QU LoRE | Non-Red Flag Warning - Catastrophic Fires | Vegetation Contact | Branch (Not overhanging, 4-12ft) | 2036 | 9.5012e-11 | 527.1275 | 5.0084e-08 | 2036 | Mitigation | 0.5 | 30 | 0 | esc | 0.039121 | 3.717e-12 | 0.041308 | 3.9248e-12 | 0.037115 | 3.5263e-12 | 0.035347 | 3.3584e-12
[120 empty] | 7.3.5.15 Identification and remediation of “at-risk species”WLDFRVegetation ContactBranch (Not overhanging, 4-12ft) | WLDFR | HFTD - Distribution - Tier 3 - 5QU CoRE ¦ 2QU LoRE | Non-Red Flag Warning - Catastrophic Fires | Vegetation Contact | Branch (Not overhanging, 4-12ft) | 2037 | 9.5012e-11 | 527.1275 | 5.0084e-08 | 2037 | Mitigation | 0.5 | 30 | 0 | esc | 0.039121 | 3.717e-12 | 0.041308 | 3.9248e-12 | 0.037115 | 3.5263e-12 | 0.035347 | 3.3584e-12
[120 empty] | 7.3.5.15 Identification and remediation of “at-risk species”WLDFRVegetation ContactBranch (Not overhanging, 4-12ft) | WLDFR | HFTD - Distribution - Tier 3 - 5QU CoRE ¦ 2QU LoRE | Non-Red Flag Warning - Catastrophic Fires | Vegetation Contact | Branch (Not overhanging, 4-12ft) | 2038 | 9.5012e-11 | 527.1275 | 5.0084e-08 | 2038 | Mitigation | 0.5 | 30 | 0 | esc | 0.039121 | 3.717e-12 | 0.041308 | 3.9248e-12 | 0.037115 | 3.5263e-12 | 0.035347 | 3.3584e-12
[120 empty] | 7.3.5.15 Identification and remediation of “at-risk species”WLDFRVegetation ContactBranch (Not overhanging, 4-12ft) | WLDFR | HFTD - Distribution - Tier 3 - 5QU CoRE ¦ 2QU LoRE | Non-Red Flag Warning - Catastrophic Fires | Vegetation Contact | Branch (Not overhanging, 4-12ft) | 2039 | 9.5012e-11 | 527.1275 | 5.0084e-08 | 2039 | Mitigation | 0.5 | 30 | 0 | esc | 0.039121 | 3.717e-12 | 0.041308 | 3.9248e-12 | 0.037115 | 3.5263e-12 | 0.035347 | 3.3584e-12
[120 empty] | 7.3.5.15 Identification and remediation of “at-risk species”WLDFRVegetation ContactBranch (Not overhanging, 4-12ft) | WLDFR | HFTD - Distribution - Tier 3 - 5QU CoRE ¦ 2QU LoRE | Non-Red Flag Warning - Catastrophic Fires | Vegetation Contact | Branch (Not overhanging, 4-12ft) | 2040 | 9.5012e-11 | 527.1275 | 5.0084e-08 | 2040 | Mitigation | 0.5 | 30 | 0 | esc | 0.039121 | 3.717e-12 | 0.041308 | 3.9248e-12 | 0.037115 | 3.5263e-12 | 0.035347 | 3.3584e-12
[120 empty] | 7.3.5.15 Identification and remediation of “at-risk species”WLDFRVegetation ContactBranch (Not overhanging, 4-12ft) | WLDFR | HFTD - Distribution - Tier 3 - 5QU CoRE ¦ 2QU LoRE | Non-Red Flag Warning - Catastrophic Fires | Vegetation Contact | Branch (Not overhanging, 4-12ft) | 2041 | 9.5012e-11 | 527.1275 | 5.0084e-08 | 2041 | Mitigation | 0.5 | 30 | 0 | esc | 0.039121 | 3.717e-12 | 0.041308 | 3.9248e-12 | 0.037115 | 3.5263e-12 | 0.035347 | 3.3584e-12
[120 empty] | 7.3.5.15 Identification and remediation of “at-risk species”WLDFRVegetation ContactBranch (Not overhanging, 4-12ft) | WLDFR | HFTD - Distribution - Tier 3 - 5QU CoRE ¦ 2QU LoRE | Non-Red Flag Warning - Catastrophic Fires | Vegetation Contact | Branch (Not overhanging, 4-12ft) | 2042 | 9.5012e-11 | 527.1275 | 5.0084e-08 | 2042 | Mitigation | 0.5 | 30 | 0 | esc | 0.039121 | 3.717e-12 | 0.041308 | 3.9248e-12 | 0.037115 | 3.5263e-12 | 0.035347 | 3.3584e-12
[120 empty] | 7.3.5.15 Identification and remediation of “at-risk species”WLDFRVegetation ContactBranch (Not overhanging, 4-12ft) | WLDFR | HFTD - Distribution - Tier 3 - 5QU CoRE ¦ 2QU LoRE | Non-Red Flag Warning - Catastrophic Fires | Vegetation Contact | Branch (Not overhanging, 4-12ft) | 2043 | 9.5012e-11 | 527.1275 | 5.0084e-08 | 2043 | Mitigation | 0.5 | 30 | 0 | esc | 0.039121 | 3.717e-12 | 0.041308 | 3.9248e-12 | 0.037115 | 3.5263e-12 | 0.035347 | 3.3584e-12
[120 empty] | 7.3.5.15 Identification and remediation of “at-risk species”WLDFRVegetation ContactBranch (Not overhanging, 4-12ft) | WLDFR | HFTD - Distribution - Tier 3 - 5QU CoRE ¦ 2QU LoRE | Non-Red Flag Warning - Catastrophic Fires | Vegetation Contact | Branch (Not overhanging, 4-12ft) | 2044 | 9.5012e-11 | 527.1275 | 5.0084e-08 | 2044 | Mitigation | 0.5 | 30 | 0 | esc | 0.039121 | 3.717e-12 | 0.041308 | 3.9248e-12 | 0.037115 | 3.5263e-12 | 0.035347 | 3.3584e-12
[120 empty] | 7.3.5.15 Identification and remediation of “at-risk species”WLDFRVegetation ContactBranch (Not overhanging, 4-12ft) | WLDFR | HFTD - Distribution - Tier 3 - 5QU CoRE ¦ 2QU LoRE | Non-Red Flag Warning - Catastrophic Fires | Vegetation Contact | Branch (Not overhanging, 4-12ft) | 2045 | 9.5012e-11 | 527.1275 | 5.0084e-08 | 2045 | Mitigation | 0.5 | 30 | 0 | esc | 0.039121 | 3.717e-12 | 0.041308 | 3.9248e-12 | 0.037115 | 3.5263e-12 | 0.035347 | 3.3584e-12
[120 empty] | 7.3.5.15 Identification and remediation of “at-risk species”WLDFRVegetation ContactBranch (Not overhanging, 4-12ft) | WLDFR | HFTD - Distribution - Tier 3 - 5QU CoRE ¦ 2QU LoRE | Non-Red Flag Warning - Catastrophic Fires | Vegetation Contact | Branch (Not overhanging, 4-12ft) | 2046 | 9.5012e-11 | 527.1275 | 5.0084e-08 | 2046 | Mitigation | 0.5 | 30 | 0 | esc | 0.039121 | 3.717e-12 | 0.041308 | 3.9248e-12 | 0.037115 | 3.5263e-12 | 0.035347 | 3.3584e-12
[120 empty] | 7.3.5.15 Identification and remediation of “at-risk species”WLDFRVegetation ContactBranch (Not overhanging, 4-12ft) | WLDFR | HFTD - Distribution - Tier 3 - 5QU CoRE ¦ 2QU LoRE | Non-Red Flag Warning - Catastrophic Fires | Vegetation Contact | Branch (Not overhanging, 4-12ft) | 2047 | 9.5012e-11 | 527.1275 | 5.0084e-08 | 2047 | Mitigation | 0.5 | 30 | 0 | esc | 0.039121 | 3.717e-12 | 0.041308 | 3.9248e-12 | 0.037115 | 3.5263e-12 | 0.035347 | 3.3584e-12
[120 empty] | 7.3.5.15 Identification and remediation of “at-risk species”WLDFRVegetation ContactBranch (Not overhanging, 4-12ft) | WLDFR | HFTD - Distribution - Tier 3 - 5QU CoRE ¦ 2QU LoRE | Non-Red Flag Warning - Catastrophic Fires | Vegetation Contact | Branch (Not overhanging, 4-12ft) | 2048 | 9.5012e-11 | 527.1275 | 5.0084e-08 | 2048 | Mitigation | 0.5 | 30 | 0 | esc | 0.039121 | 3.717e-12 | 0.041308 | 3.9248e-12 | 0.037115 | 3.5263e-12 | 0.035347 | 3.3584e-12
[120 empty] | 7.3.5.15 Identification and remediation of “at-risk species”WLDFRVegetation ContactBranch (Not overhanging, 4-12ft) | WLDFR | HFTD - Distribution - Tier 3 - 5QU CoRE ¦ 2QU LoRE | Non-Red Flag Warning - Catastrophic Fires | Vegetation Contact | Branch (Not overhanging, 4-12ft) | 2049 | 9.5012e-11 | 527.1275 | 5.0084e-08 | 2049 | Mitigation | 0.5 | 30 | 0 | esc | 0.039121 | 3.717e-12 | 0.041308 | 3.9248e-12 | 0.037115 | 3.5263e-12 | 0.035347 | 3.3584e-12
[120 empty] | 7.3.5.15 Identification and remediation of “at-risk species”WLDFRVegetation ContactBranch (Not overhanging, 4-12ft) | WLDFR | HFTD - Distribution - Tier 3 - 5QU CoRE ¦ 2QU LoRE | Non-Red Flag Warning - Catastrophic Fires | Vegetation Contact | Branch (Not overhanging, 4-12ft) | 2050 | 9.5012e-11 | 527.1275 | 5.0084e-08 | 2050 | Mitigation | 0.5 | 30 | 0 | esc | 0 | 0 | 0.041308 | 3.9248e-12 | 0.037115 | 3.5263e-12 | 0.035347 | 3.3584e-12
[120 empty] | 7.3.5.15 Identification and remediation of “at-risk species”WLDFRVegetation ContactBranch (Not overhanging, 4-12ft) | WLDFR | HFTD - Distribution - Tier 3 - 5QU CoRE ¦ 2QU LoRE | Non-Red Flag Warning - Catastrophic Fires | Vegetation Contact | Branch (Not overhanging, 4-12ft) | 2051 | 9.5012e-11 | 527.1275 | 5.0084e-08 | 2051 | Mitigation | 0.5 | 30 | 0 | esc | 0 | 0 | 0 | 0 | 0.037115 | 3.5263e-12 | 0.035347 | 3.3584e-12
[120 empty] | 7.3.5.15 Identification and remediation of “at-risk species”WLDFRVegetation ContactBranch (Not overhanging, 4-12ft) | WLDFR | HFTD - Distribution - Tier 3 - 5QU CoRE ¦ 2QU LoRE | Non-Red Flag Warning - Catastrophic Fires | Vegetation Contact | Branch (Not overhanging, 4-12ft) | 2052 | 9.5012e-11 | 527.1275 | 5.0084e-08 | 2052 | Mitigation | 0.5 | 30 | 0 | esc | 0 | 0 | 0 | 0 | 0 | 0 | 0.035347 | 3.3584e-12
[120 empty] | 7.3.5.15 Identification and remediation of “at-risk species”WLDFRVegetation ContactBranch (Not overhanging, within 4ft) | WLDFR | HFTD - Distribution - Tier 3 - 5QU CoRE ¦ 2QU LoRE | Non-Red Flag Warning - Catastrophic Fires | Vegetation Contact | Branch (Not overhanging, within 4ft) | 2022 | 4.1327e-11 | 527.1275 | 2.1785e-08 | 2022 | Mitigation | 0.9 | 30 | 0 | esc | 0.070418 | 2.9102e-12 | 0.074355 | 3.0729e-12 | 0.066806 | 2.7609e-12 | 0 | 0
[120 empty] | 7.3.5.15 Identification and remediation of “at-risk species”WLDFRVegetation ContactBranch (Not overhanging, within 4ft) | WLDFR | HFTD - Distribution - Tier 3 - 5QU CoRE ¦ 2QU LoRE | Non-Red Flag Warning - Catastrophic Fires | Vegetation Contact | Branch (Not overhanging, within 4ft) | 2023 | 4.1327e-11 | 527.1275 | 2.1785e-08 | 2023 | Mitigation | 0.9 | 30 | 0 | esc | 0.070418 | 2.9102e-12 | 0.074355 | 3.0729e-12 | 0.066806 | 2.7609e-12 | 0.063625 | 2.6294e-12
[120 empty] | 7.3.5.15 Identification and remediation of “at-risk species”WLDFRVegetation ContactBranch (Not overhanging, within 4ft) | WLDFR | HFTD - Distribution - Tier 3 - 5QU CoRE ¦ 2QU LoRE | Non-Red Flag Warning - Catastrophic Fires | Vegetation Contact | Branch (Not overhanging, within 4ft) | 2024 | 4.1327e-11 | 527.1275 | 2.1785e-08 | 2024 | Mitigation | 0.9 | 30 | 0 | esc | 0.070418 | 2.9102e-12 | 0.074355 | 3.0729e-12 | 0.066806 | 2.7609e-12 | 0.063625 | 2.6294e-12
[120 empty] | 7.3.5.15 Identification and remediation of “at-risk species”WLDFRVegetation ContactBranch (Not overhanging, within 4ft) | WLDFR | HFTD - Distribution - Tier 3 - 5QU CoRE ¦ 2QU LoRE | Non-Red Flag Warning - Catastrophic Fires | Vegetation Contact | Branch (Not overhanging, within 4ft) | 2025 | 4.1327e-11 | 527.1275 | 2.1785e-08 | 2025 | Mitigation | 0.9 | 30 | 0 | esc | 0.070418 | 2.9102e-12 | 0.074355 | 3.0729e-12 | 0.066806 | 2.7609e-12 | 0.063625 | 2.6294e-12
[120 empty] | 7.3.5.15 Identification and remediation of “at-risk species”WLDFRVegetation ContactBranch (Not overhanging, within 4ft) | WLDFR | HFTD - Distribution - Tier 3 - 5QU CoRE ¦ 2QU LoRE | Non-Red Flag Warning - Catastrophic Fires | Vegetation Contact | Branch (Not overhanging, within 4ft) | 2026 | 4.1327e-11 | 527.1275 | 2.1785e-08 | 2026 | Mitigation | 0.9 | 30 | 0 | esc | 0.070418 | 2.9102e-12 | 0.074355 | 3.0729e-12 | 0.066806 | 2.7609e-12 | 0.063625 | 2.6294e-12
[120 empty] | 7.3.5.15 Identification and remediation of “at-risk species”WLDFRVegetation ContactBranch (Not overhanging, within 4ft) | WLDFR | HFTD - Distribution - Tier 3 - 5QU CoRE ¦ 2QU LoRE | Non-Red Flag Warning - Catastrophic Fires | Vegetation Contact | Branch (Not overhanging, within 4ft) | 2027 | 4.1327e-11 | 527.1275 | 2.1785e-08 | 2027 | Mitigation | 0.9 | 30 | 0 | esc | 0.070418 | 2.9102e-12 | 0.074355 | 3.0729e-12 | 0.066806 | 2.7609e-12 | 0.063625 | 2.6294e-12
[120 empty] | 7.3.5.15 Identification and remediation of “at-risk species”WLDFRVegetation ContactBranch (Not overhanging, within 4ft) | WLDFR | HFTD - Distribution - Tier 3 - 5QU CoRE ¦ 2QU LoRE | Non-Red Flag Warning - Catastrophic Fires | Vegetation Contact | Branch (Not overhanging, within 4ft) | 2028 | 4.1327e-11 | 527.1275 | 2.1785e-08 | 2028 | Mitigation | 0.9 | 30 | 0 | esc | 0.070418 | 2.9102e-12 | 0.074355 | 3.0729e-12 | 0.066806 | 2.7609e-12 | 0.063625 | 2.6294e-12
[120 empty] | 7.3.5.15 Identification and remediation of “at-risk species”WLDFRVegetation ContactBranch (Not overhanging, within 4ft) | WLDFR | HFTD - Distribution - Tier 3 - 5QU CoRE ¦ 2QU LoRE | Non-Red Flag Warning - Catastrophic Fires | Vegetation Contact | Branch (Not overhanging, within 4ft) | 2029 | 4.1327e-11 | 527.1275 | 2.1785e-08 | 2029 | Mitigation | 0.9 | 30 | 0 | esc | 0.070418 | 2.9102e-12 | 0.074355 | 3.0729e-12 | 0.066806 | 2.7609e-12 | 0.063625 | 2.6294e-12
[120 empty] | 7.3.5.15 Identification and remediation of “at-risk species”WLDFRVegetation ContactBranch (Not overhanging, within 4ft) | WLDFR | HFTD - Distribution - Tier 3 - 5QU CoRE ¦ 2QU LoRE | Non-Red Flag Warning - Catastrophic Fires | Vegetation Contact | Branch (Not overhanging, within 4ft) | 2030 | 4.1327e-11 | 527.1275 | 2.1785e-08 | 2030 | Mitigation | 0.9 | 30 | 0 | esc | 0.070418 | 2.9102e-12 | 0.074355 | 3.0729e-12 | 0.066806 | 2.7609e-12 | 0.063625 | 2.6294e-12
[120 empty] | 7.3.5.15 Identification and remediation of “at-risk species”WLDFRVegetation ContactBranch (Not overhanging, within 4ft) | WLDFR | HFTD - Distribution - Tier 3 - 5QU CoRE ¦ 2QU LoRE | Non-Red Flag Warning - Catastrophic Fires | Vegetation Contact | Branch (Not overhanging, within 4ft) | 2031 | 4.1327e-11 | 527.1275 | 2.1785e-08 | 2031 | Mitigation | 0.9 | 30 | 0 | esc | 0.070418 | 2.9102e-12 | 0.074355 | 3.0729e-12 | 0.066806 | 2.7609e-12 | 0.063625 | 2.6294e-12
[120 empty] | 7.3.5.15 Identification and remediation of “at-risk species”WLDFRVegetation ContactBranch (Not overhanging, within 4ft) | WLDFR | HFTD - Distribution - Tier 3 - 5QU CoRE ¦ 2QU LoRE | Non-Red Flag Warning - Catastrophic Fires | Vegetation Contact | Branch (Not overhanging, within 4ft) | 2032 | 4.1327e-11 | 527.1275 | 2.1785e-08 | 2032 | Mitigation | 0.9 | 30 | 0 | esc | 0.070418 | 2.9102e-12 | 0.074355 | 3.0729e-12 | 0.066806 | 2.7609e-12 | 0.063625 | 2.6294e-12
[120 empty] | 7.3.5.15 Identification and remediation of “at-risk species”WLDFRVegetation ContactBranch (Not overhanging, within 4ft) | WLDFR | HFTD - Distribution - Tier 3 - 5QU CoRE ¦ 2QU LoRE | Non-Red Flag Warning - Catastrophic Fires | Vegetation Contact | Branch (Not overhanging, within 4ft) | 2033 | 4.1327e-11 | 527.1275 | 2.1785e-08 | 2033 | Mitigation | 0.9 | 30 | 0 | esc | 0.070418 | 2.9102e-12 | 0.074355 | 3.0729e-12 | 0.066806 | 2.7609e-12 | 0.063625 | 2.6294e-12
[120 empty] | 7.3.5.15 Identification and remediation of “at-risk species”WLDFRVegetation ContactBranch (Not overhanging, within 4ft) | WLDFR | HFTD - Distribution - Tier 3 - 5QU CoRE ¦ 2QU LoRE | Non-Red Flag Warning - Catastrophic Fires | Vegetation Contact | Branch (Not overhanging, within 4ft) | 2034 | 4.1327e-11 | 527.1275 | 2.1785e-08 | 2034 | Mitigation | 0.9 | 30 | 0 | esc | 0.070418 | 2.9102e-12 | 0.074355 | 3.0729e-12 | 0.066806 | 2.7609e-12 | 0.063625 | 2.6294e-12
[120 empty] | 7.3.5.15 Identification and remediation of “at-risk species”WLDFRVegetation ContactBranch (Not overhanging, within 4ft) | WLDFR | HFTD - Distribution - Tier 3 - 5QU CoRE ¦ 2QU LoRE | Non-Red Flag Warning - Catastrophic Fires | Vegetation Contact | Branch (Not overhanging, within 4ft) | 2035 | 4.1327e-11 | 527.1275 | 2.1785e-08 | 2035 | Mitigation | 0.9 | 30 | 0 | esc | 0.070418 | 2.9102e-12 | 0.074355 | 3.0729e-12 | 0.066806 | 2.7609e-12 | 0.063625 | 2.6294e-12
[120 empty] | 7.3.5.15 Identification and remediation of “at-risk species”WLDFRVegetation ContactBranch (Not overhanging, within 4ft) | WLDFR | HFTD - Distribution - Tier 3 - 5QU CoRE ¦ 2QU LoRE | Non-Red Flag Warning - Catastrophic Fires | Vegetation Contact | Branch (Not overhanging, within 4ft) | 2036 | 4.1327e-11 | 527.1275 | 2.1785e-08 | 2036 | Mitigation | 0.9 | 30 | 0 | esc | 0.070418 | 2.9102e-12 | 0.074355 | 3.0729e-12 | 0.066806 | 2.7609e-12 | 0.063625 | 2.6294e-12
[120 empty] | 7.3.5.15 Identification and remediation of “at-risk species”WLDFRVegetation ContactBranch (Not overhanging, within 4ft) | WLDFR | HFTD - Distribution - Tier 3 - 5QU CoRE ¦ 2QU LoRE | Non-Red Flag Warning - Catastrophic Fires | Vegetation Contact | Branch (Not overhanging, within 4ft) | 2037 | 4.1327e-11 | 527.1275 | 2.1785e-08 | 2037 | Mitigation | 0.9 | 30 | 0 | esc | 0.070418 | 2.9102e-12 | 0.074355 | 3.0729e-12 | 0.066806 | 2.7609e-12 | 0.063625 | 2.6294e-12
[120 empty] | 7.3.5.15 Identification and remediation of “at-risk species”WLDFRVegetation ContactBranch (Not overhanging, within 4ft) | WLDFR | HFTD - Distribution - Tier 3 - 5QU CoRE ¦ 2QU LoRE | Non-Red Flag Warning - Catastrophic Fires | Vegetation Contact | Branch (Not overhanging, within 4ft) | 2038 | 4.1327e-11 | 527.1275 | 2.1785e-08 | 2038 | Mitigation | 0.9 | 30 | 0 | esc | 0.070418 | 2.9102e-12 | 0.074355 | 3.0729e-12 | 0.066806 | 2.7609e-12 | 0.063625 | 2.6294e-12
[120 empty] | 7.3.5.15 Identification and remediation of “at-risk species”WLDFRVegetation ContactBranch (Not overhanging, within 4ft) | WLDFR | HFTD - Distribution - Tier 3 - 5QU CoRE ¦ 2QU LoRE | Non-Red Flag Warning - Catastrophic Fires | Vegetation Contact | Branch (Not overhanging, within 4ft) | 2039 | 4.1327e-11 | 527.1275 | 2.1785e-08 | 2039 | Mitigation | 0.9 | 30 | 0 | esc | 0.070418 | 2.9102e-12 | 0.074355 | 3.0729e-12 | 0.066806 | 2.7609e-12 | 0.063625 | 2.6294e-12
[120 empty] | 7.3.5.15 Identification and remediation of “at-risk species”WLDFRVegetation ContactBranch (Not overhanging, within 4ft) | WLDFR | HFTD - Distribution - Tier 3 - 5QU CoRE ¦ 2QU LoRE | Non-Red Flag Warning - Catastrophic Fires | Vegetation Contact | Branch (Not overhanging, within 4ft) | 2040 | 4.1327e-11 | 527.1275 | 2.1785e-08 | 2040 | Mitigation | 0.9 | 30 | 0 | esc | 0.070418 | 2.9102e-12 | 0.074355 | 3.0729e-12 | 0.066806 | 2.7609e-12 | 0.063625 | 2.6294e-12
[120 empty] | 7.3.5.15 Identification and remediation of “at-risk species”WLDFRVegetation ContactBranch (Not overhanging, within 4ft) | WLDFR | HFTD - Distribution - Tier 3 - 5QU CoRE ¦ 2QU LoRE | Non-Red Flag Warning - Catastrophic Fires | Vegetation Contact | Branch (Not overhanging, within 4ft) | 2041 | 4.1327e-11 | 527.1275 | 2.1785e-08 | 2041 | Mitigation | 0.9 | 30 | 0 | esc | 0.070418 | 2.9102e-12 | 0.074355 | 3.0729e-12 | 0.066806 | 2.7609e-12 | 0.063625 | 2.6294e-12
[120 empty] | 7.3.5.15 Identification and remediation of “at-risk species”WLDFRVegetation ContactBranch (Not overhanging, within 4ft) | WLDFR | HFTD - Distribution - Tier 3 - 5QU CoRE ¦ 2QU LoRE | Non-Red Flag Warning - Catastrophic Fires | Vegetation Contact | Branch (Not overhanging, within 4ft) | 2042 | 4.1327e-11 | 527.1275 | 2.1785e-08 | 2042 | Mitigation | 0.9 | 30 | 0 | esc | 0.070418 | 2.9102e-12 | 0.074355 | 3.0729e-12 | 0.066806 | 2.7609e-12 | 0.063625 | 2.6294e-12
[120 empty] | 7.3.5.15 Identification and remediation of “at-risk species”WLDFRVegetation ContactBranch (Not overhanging, within 4ft) | WLDFR | HFTD - Distribution - Tier 3 - 5QU CoRE ¦ 2QU LoRE | Non-Red Flag Warning - Catastrophic Fires | Vegetation Contact | Branch (Not overhanging, within 4ft) | 2043 | 4.1327e-11 | 527.1275 | 2.1785e-08 | 2043 | Mitigation | 0.9 | 30 | 0 | esc | 0.070418 | 2.9102e-12 | 0.074355 | 3.0729e-12 | 0.066806 | 2.7609e-12 | 0.063625 | 2.6294e-12
[120 empty] | 7.3.5.15 Identification and remediation of “at-risk species”WLDFRVegetation ContactBranch (Not overhanging, within 4ft) | WLDFR | HFTD - Distribution - Tier 3 - 5QU CoRE ¦ 2QU LoRE | Non-Red Flag Warning - Catastrophic Fires | Vegetation Contact | Branch (Not overhanging, within 4ft) | 2044 | 4.1327e-11 | 527.1275 | 2.1785e-08 | 2044 | Mitigation | 0.9 | 30 | 0 | esc | 0.070418 | 2.9102e-12 | 0.074355 | 3.0729e-12 | 0.066806 | 2.7609e-12 | 0.063625 | 2.6294e-12
[120 empty] | 7.3.5.15 Identification and remediation of “at-risk species”WLDFRVegetation ContactBranch (Not overhanging, within 4ft) | WLDFR | HFTD - Distribution - Tier 3 - 5QU CoRE ¦ 2QU LoRE | Non-Red Flag Warning - Catastrophic Fires | Vegetation Contact | Branch (Not overhanging, within 4ft) | 2045 | 4.1327e-11 | 527.1275 | 2.1785e-08 | 2045 | Mitigation | 0.9 | 30 | 0 | esc | 0.070418 | 2.9102e-12 | 0.074355 | 3.0729e-12 | 0.066806 | 2.7609e-12 | 0.063625 | 2.6294e-12
[120 empty] | 7.3.5.15 Identification and remediation of “at-risk species”WLDFRVegetation ContactBranch (Not overhanging, within 4ft) | WLDFR | HFTD - Distribution - Tier 3 - 5QU CoRE ¦ 2QU LoRE | Non-Red Flag Warning - Catastrophic Fires | Vegetation Contact | Branch (Not overhanging, within 4ft) | 2046 | 4.1327e-11 | 527.1275 | 2.1785e-08 | 2046 | Mitigation | 0.9 | 30 | 0 | esc | 0.070418 | 2.9102e-12 | 0.074355 | 3.0729e-12 | 0.066806 | 2.7609e-12 | 0.063625 | 2.6294e-12
[120 empty] | 7.3.5.15 Identification and remediation of “at-risk species”WLDFRVegetation ContactBranch (Not overhanging, within 4ft) | WLDFR | HFTD - Distribution - Tier 3 - 5QU CoRE ¦ 2QU LoRE | Non-Red Flag Warning - Catastrophic Fires | Vegetation Contact | Branch (Not overhanging, within 4ft) | 2047 | 4.1327e-11 | 527.1275 | 2.1785e-08 | 2047 | Mitigation | 0.9 | 30 | 0 | esc | 0.070418 | 2.9102e-12 | 0.074355 | 3.0729e-12 | 0.066806 | 2.7609e-12 | 0.063625 | 2.6294e-12
[120 empty] | 7.3.5.15 Identification and remediation of “at-risk species”WLDFRVegetation ContactBranch (Not overhanging, within 4ft) | WLDFR | HFTD - Distribution - Tier 3 - 5QU CoRE ¦ 2QU LoRE | Non-Red Flag Warning - Catastrophic Fires | Vegetation Contact | Branch (Not overhanging, within 4ft) | 2048 | 4.1327e-11 | 527.1275 | 2.1785e-08 | 2048 | Mitigation | 0.9 | 30 | 0 | esc | 0.070418 | 2.9102e-12 | 0.074355 | 3.0729e-12 | 0.066806 | 2.7609e-12 | 0.063625 | 2.6294e-12
[120 empty] | 7.3.5.15 Identification and remediation of “at-risk species”WLDFRVegetation ContactBranch (Not overhanging, within 4ft) | WLDFR | HFTD - Distribution - Tier 3 - 5QU CoRE ¦ 2QU LoRE | Non-Red Flag Warning - Catastrophic Fires | Vegetation Contact | Branch (Not overhanging, within 4ft) | 2049 | 4.1327e-11 | 527.1275 | 2.1785e-08 | 2049 | Mitigation | 0.9 | 30 | 0 | esc | 0.070418 | 2.9102e-12 | 0.074355 | 3.0729e-12 | 0.066806 | 2.7609e-12 | 0.063625 | 2.6294e-12
[120 empty] | 7.3.5.15 Identification and remediation of “at-risk species”WLDFRVegetation ContactBranch (Not overhanging, within 4ft) | WLDFR | HFTD - Distribution - Tier 3 - 5QU CoRE ¦ 2QU LoRE | Non-Red Flag Warning - Catastrophic Fires | Vegetation Contact | Branch (Not overhanging, within 4ft) | 2050 | 4.1327e-11 | 527.1275 | 2.1785e-08 | 2050 | Mitigation | 0.9 | 30 | 0 | esc | 0 | 0 | 0.074355 | 3.0729e-12 | 0.066806 | 2.7609e-12 | 0.063625 | 2.6294e-12
[120 empty] | 7.3.5.15 Identification and remediation of “at-risk species”WLDFRVegetation ContactBranch (Not overhanging, within 4ft) | WLDFR | HFTD - Distribution - Tier 3 - 5QU CoRE ¦ 2QU LoRE | Non-Red Flag Warning - Catastrophic Fires | Vegetation Contact | Branch (Not overhanging, within 4ft) | 2051 | 4.1327e-11 | 527.1275 | 2.1785e-08 | 2051 | Mitigation | 0.9 | 30 | 0 | esc | 0 | 0 | 0 | 0 | 0.066806 | 2.7609e-12 | 0.063625 | 2.6294e-12
[120 empty] | 7.3.5.15 Identification and remediation of “at-risk species”WLDFRVegetation ContactBranch (Not overhanging, within 4ft) | WLDFR | HFTD - Distribution - Tier 3 - 5QU CoRE ¦ 2QU LoRE | Non-Red Flag Warning - Catastrophic Fires | Vegetation Contact | Branch (Not overhanging, within 4ft) | 2052 | 4.1327e-11 | 527.1275 | 2.1785e-08 | 2052 | Mitigation | 0.9 | 30 | 0 | esc | 0 | 0 | 0 | 0 | 0 | 0 | 0.063625 | 2.6294e-12
[120 empty] | 7.3.5.15 Identification and remediation of “at-risk species”WLDFRVegetation ContactBranch (OverHanging) | WLDFR | HFTD - Distribution - Tier 3 - 5QU CoRE ¦ 2QU LoRE | Non-Red Flag Warning - Catastrophic Fires | Vegetation Contact | Branch (OverHanging) | 2022 | 1.8475e-09 | 527.1275 | 9.7385e-07 | 2022 | Mitigation | 0.9 | 30 | 0 | esc | 0.070418 | 1.301e-10 | 0.074355 | 1.3737e-10 | 0.066806 | 1.2342e-10 | 0 | 0
[120 empty] | 7.3.5.15 Identification and remediation of “at-risk species”WLDFRVegetation ContactBranch (OverHanging) | WLDFR | HFTD - Distribution - Tier 3 - 5QU CoRE ¦ 2QU LoRE | Non-Red Flag Warning - Catastrophic Fires | Vegetation Contact | Branch (OverHanging) | 2023 | 1.8475e-09 | 527.1275 | 9.7385e-07 | 2023 | Mitigation | 0.9 | 30 | 0 | esc | 0.070418 | 1.301e-10 | 0.074355 | 1.3737e-10 | 0.066806 | 1.2342e-10 | 0.063625 | 1.1755e-10
[120 empty] | 7.3.5.15 Identification and remediation of “at-risk species”WLDFRVegetation ContactBranch (OverHanging) | WLDFR | HFTD - Distribution - Tier 3 - 5QU CoRE ¦ 2QU LoRE | Non-Red Flag Warning - Catastrophic Fires | Vegetation Contact | Branch (OverHanging) | 2024 | 1.8475e-09 | 527.1275 | 9.7385e-07 | 2024 | Mitigation | 0.9 | 30 | 0 | esc | 0.070418 | 1.301e-10 | 0.074355 | 1.3737e-10 | 0.066806 | 1.2342e-10 | 0.063625 | 1.1755e-10
[120 empty] | 7.3.5.15 Identification and remediation of “at-risk species”WLDFRVegetation ContactBranch (OverHanging) | WLDFR | HFTD - Distribution - Tier 3 - 5QU CoRE ¦ 2QU LoRE | Non-Red Flag Warning - Catastrophic Fires | Vegetation Contact | Branch (OverHanging) | 2025 | 1.8475e-09 | 527.1275 | 9.7385e-07 | 2025 | Mitigation | 0.9 | 30 | 0 | esc | 0.070418 | 1.301e-10 | 0.074355 | 1.3737e-10 | 0.066806 | 1.2342e-10 | 0.063625 | 1.1755e-10
[120 empty] | 7.3.5.15 Identification and remediation of “at-risk species”WLDFRVegetation ContactBranch (OverHanging) | WLDFR | HFTD - Distribution - Tier 3 - 5QU CoRE ¦ 2QU LoRE | Non-Red Flag Warning - Catastrophic Fires | Vegetation Contact | Branch (OverHanging) | 2026 | 1.8475e-09 | 527.1275 | 9.7385e-07 | 2026 | Mitigation | 0.9 | 30 | 0 | esc | 0.070418 | 1.301e-10 | 0.074355 | 1.3737e-10 | 0.066806 | 1.2342e-10 | 0.063625 | 1.1755e-10
[120 empty] | 7.3.5.15 Identification and remediation of “at-risk species”WLDFRVegetation ContactBranch (OverHanging) | WLDFR | HFTD - Distribution - Tier 3 - 5QU CoRE ¦ 2QU LoRE | Non-Red Flag Warning - Catastrophic Fires | Vegetation Contact | Branch (OverHanging) | 2027 | 1.8475e-09 | 527.1275 | 9.7385e-07 | 2027 | Mitigation | 0.9 | 30 | 0 | esc | 0.070418 | 1.301e-10 | 0.074355 | 1.3737e-10 | 0.066806 | 1.2342e-10 | 0.063625 | 1.1755e-10
[120 empty] | 7.3.5.15 Identification and remediation of “at-risk species”WLDFRVegetation ContactBranch (OverHanging) | WLDFR | HFTD - Distribution - Tier 3 - 5QU CoRE ¦ 2QU LoRE | Non-Red Flag Warning - Catastrophic Fires | Vegetation Contact | Branch (OverHanging) | 2028 | 1.8475e-09 | 527.1275 | 9.7385e-07 | 2028 | Mitigation | 0.9 | 30 | 0 | esc | 0.070418 | 1.301e-10 | 0.074355 | 1.3737e-10 | 0.066806 | 1.2342e-10 | 0.063625 | 1.1755e-10
[120 empty] | 7.3.5.15 Identification and remediation of “at-risk species”WLDFRVegetation ContactBranch (OverHanging) | WLDFR | HFTD - Distribution - Tier 3 - 5QU CoRE ¦ 2QU LoRE | Non-Red Flag Warning - Catastrophic Fires | Vegetation Contact | Branch (OverHanging) | 2029 | 1.8475e-09 | 527.1275 | 9.7385e-07 | 2029 | Mitigation | 0.9 | 30 | 0 | esc | 0.070418 | 1.301e-10 | 0.074355 | 1.3737e-10 | 0.066806 | 1.2342e-10 | 0.063625 | 1.1755e-10
[120 empty] | 7.3.5.15 Identification and remediation of “at-risk species”WLDFRVegetation ContactBranch (OverHanging) | WLDFR | HFTD - Distribution - Tier 3 - 5QU CoRE ¦ 2QU LoRE | Non-Red Flag Warning - Catastrophic Fires | Vegetation Contact | Branch (OverHanging) | 2030 | 1.8475e-09 | 527.1275 | 9.7385e-07 | 2030 | Mitigation | 0.9 | 30 | 0 | esc | 0.070418 | 1.301e-10 | 0.074355 | 1.3737e-10 | 0.066806 | 1.2342e-10 | 0.063625 | 1.1755e-10
[120 empty] | 7.3.5.15 Identification and remediation of “at-risk species”WLDFRVegetation ContactBranch (OverHanging) | WLDFR | HFTD - Distribution - Tier 3 - 5QU CoRE ¦ 2QU LoRE | Non-Red Flag Warning - Catastrophic Fires | Vegetation Contact | Branch (OverHanging) | 2031 | 1.8475e-09 | 527.1275 | 9.7385e-07 | 2031 | Mitigation | 0.9 | 30 | 0 | esc | 0.070418 | 1.301e-10 | 0.074355 | 1.3737e-10 | 0.066806 | 1.2342e-10 | 0.063625 | 1.1755e-10
[120 empty] | 7.3.5.15 Identification and remediation of “at-risk species”WLDFRVegetation ContactBranch (OverHanging) | WLDFR | HFTD - Distribution - Tier 3 - 5QU CoRE ¦ 2QU LoRE | Non-Red Flag Warning - Catastrophic Fires | Vegetation Contact | Branch (OverHanging) | 2032 | 1.8475e-09 | 527.1275 | 9.7385e-07 | 2032 | Mitigation | 0.9 | 30 | 0 | esc | 0.070418 | 1.301e-10 | 0.074355 | 1.3737e-10 | 0.066806 | 1.2342e-10 | 0.063625 | 1.1755e-10
[120 empty] | 7.3.5.15 Identification and remediation of “at-risk species”WLDFRVegetation ContactBranch (OverHanging) | WLDFR | HFTD - Distribution - Tier 3 - 5QU CoRE ¦ 2QU LoRE | Non-Red Flag Warning - Catastrophic Fires | Vegetation Contact | Branch (OverHanging) | 2033 | 1.8475e-09 | 527.1275 | 9.7385e-07 | 2033 | Mitigation | 0.9 | 30 | 0 | esc | 0.070418 | 1.301e-10 | 0.074355 | 1.3737e-10 | 0.066806 | 1.2342e-10 | 0.063625 | 1.1755e-10
[120 empty] | 7.3.5.15 Identification and remediation of “at-risk species”WLDFRVegetation ContactBranch (OverHanging) | WLDFR | HFTD - Distribution - Tier 3 - 5QU CoRE ¦ 2QU LoRE | Non-Red Flag Warning - Catastrophic Fires | Vegetation Contact | Branch (OverHanging) | 2034 | 1.8475e-09 | 527.1275 | 9.7385e-07 | 2034 | Mitigation | 0.9 | 30 | 0 | esc | 0.070418 | 1.301e-10 | 0.074355 | 1.3737e-10 | 0.066806 | 1.2342e-10 | 0.063625 | 1.1755e-10
[120 empty] | 7.3.5.15 Identification and remediation of “at-risk species”WLDFRVegetation ContactBranch (OverHanging) | WLDFR | HFTD - Distribution - Tier 3 - 5QU CoRE ¦ 2QU LoRE | Non-Red Flag Warning - Catastrophic Fires | Vegetation Contact | Branch (OverHanging) | 2035 | 1.8475e-09 | 527.1275 | 9.7385e-07 | 2035 | Mitigation | 0.9 | 30 | 0 | esc | 0.070418 | 1.301e-10 | 0.074355 | 1.3737e-10 | 0.066806 | 1.2342e-10 | 0.063625 | 1.1755e-10
[120 empty] | 7.3.5.15 Identification and remediation of “at-risk species”WLDFRVegetation ContactBranch (OverHanging) | WLDFR | HFTD - Distribution - Tier 3 - 5QU CoRE ¦ 2QU LoRE | Non-Red Flag Warning - Catastrophic Fires | Vegetation Contact | Branch (OverHanging) | 2036 | 1.8475e-09 | 527.1275 | 9.7385e-07 | 2036 | Mitigation | 0.9 | 30 | 0 | esc | 0.070418 | 1.301e-10 | 0.074355 | 1.3737e-10 | 0.066806 | 1.2342e-10 | 0.063625 | 1.1755e-10
[120 empty] | 7.3.5.15 Identification and remediation of “at-risk species”WLDFRVegetation ContactBranch (OverHanging) | WLDFR | HFTD - Distribution - Tier 3 - 5QU CoRE ¦ 2QU LoRE | Non-Red Flag Warning - Catastrophic Fires | Vegetation Contact | Branch (OverHanging) | 2037 | 1.8475e-09 | 527.1275 | 9.7385e-07 | 2037 | Mitigation | 0.9 | 30 | 0 | esc | 0.070418 | 1.301e-10 | 0.074355 | 1.3737e-10 | 0.066806 | 1.2342e-10 | 0.063625 | 1.1755e-10
[120 empty] | 7.3.5.15 Identification and remediation of “at-risk species”WLDFRVegetation ContactBranch (OverHanging) | WLDFR | HFTD - Distribution - Tier 3 - 5QU CoRE ¦ 2QU LoRE | Non-Red Flag Warning - Catastrophic Fires | Vegetation Contact | Branch (OverHanging) | 2038 | 1.8475e-09 | 527.1275 | 9.7385e-07 | 2038 | Mitigation | 0.9 | 30 | 0 | esc | 0.070418 | 1.301e-10 | 0.074355 | 1.3737e-10 | 0.066806 | 1.2342e-10 | 0.063625 | 1.1755e-10
[120 empty] | 7.3.5.15 Identification and remediation of “at-risk species”WLDFRVegetation ContactBranch (OverHanging) | WLDFR | HFTD - Distribution - Tier 3 - 5QU CoRE ¦ 2QU LoRE | Non-Red Flag Warning - Catastrophic Fires | Vegetation Contact | Branch (OverHanging) | 2039 | 1.8475e-09 | 527.1275 | 9.7385e-07 | 2039 | Mitigation | 0.9 | 30 | 0 | esc | 0.070418 | 1.301e-10 | 0.074355 | 1.3737e-10 | 0.066806 | 1.2342e-10 | 0.063625 | 1.1755e-10
[120 empty] | 7.3.5.15 Identification and remediation of “at-risk species”WLDFRVegetation ContactBranch (OverHanging) | WLDFR | HFTD - Distribution - Tier 3 - 5QU CoRE ¦ 2QU LoRE | Non-Red Flag Warning - Catastrophic Fires | Vegetation Contact | Branch (OverHanging) | 2040 | 1.8475e-09 | 527.1275 | 9.7385e-07 | 2040 | Mitigation | 0.9 | 30 | 0 | esc | 0.070418 | 1.301e-10 | 0.074355 | 1.3737e-10 | 0.066806 | 1.2342e-10 | 0.063625 | 1.1755e-10
[120 empty] | 7.3.5.15 Identification and remediation of “at-risk species”WLDFRVegetation ContactBranch (OverHanging) | WLDFR | HFTD - Distribution - Tier 3 - 5QU CoRE ¦ 2QU LoRE | Non-Red Flag Warning - Catastrophic Fires | Vegetation Contact | Branch (OverHanging) | 2041 | 1.8475e-09 | 527.1275 | 9.7385e-07 | 2041 | Mitigation | 0.9 | 30 | 0 | esc | 0.070418 | 1.301e-10 | 0.074355 | 1.3737e-10 | 0.066806 | 1.2342e-10 | 0.063625 | 1.1755e-10
[120 empty] | 7.3.5.15 Identification and remediation of “at-risk species”WLDFRVegetation ContactBranch (OverHanging) | WLDFR | HFTD - Distribution - Tier 3 - 5QU CoRE ¦ 2QU LoRE | Non-Red Flag Warning - Catastrophic Fires | Vegetation Contact | Branch (OverHanging) | 2042 | 1.8475e-09 | 527.1275 | 9.7385e-07 | 2042 | Mitigation | 0.9 | 30 | 0 | esc | 0.070418 | 1.301e-10 | 0.074355 | 1.3737e-10 | 0.066806 | 1.2342e-10 | 0.063625 | 1.1755e-10
[120 empty] | 7.3.5.15 Identification and remediation of “at-risk species”WLDFRVegetation ContactBranch (OverHanging) | WLDFR | HFTD - Distribution - Tier 3 - 5QU CoRE ¦ 2QU LoRE | Non-Red Flag Warning - Catastrophic Fires | Vegetation Contact | Branch (OverHanging) | 2043 | 1.8475e-09 | 527.1275 | 9.7385e-07 | 2043 | Mitigation | 0.9 | 30 | 0 | esc | 0.070418 | 1.301e-10 | 0.074355 | 1.3737e-10 | 0.066806 | 1.2342e-10 | 0.063625 | 1.1755e-10
[120 empty] | 7.3.5.15 Identification and remediation of “at-risk species”WLDFRVegetation ContactBranch (OverHanging) | WLDFR | HFTD - Distribution - Tier 3 - 5QU CoRE ¦ 2QU LoRE | Non-Red Flag Warning - Catastrophic Fires | Vegetation Contact | Branch (OverHanging) | 2044 | 1.8475e-09 | 527.1275 | 9.7385e-07 | 2044 | Mitigation | 0.9 | 30 | 0 | esc | 0.070418 | 1.301e-10 | 0.074355 | 1.3737e-10 | 0.066806 | 1.2342e-10 | 0.063625 | 1.1755e-10
[120 empty] | 7.3.5.15 Identification and remediation of “at-risk species”WLDFRVegetation ContactBranch (OverHanging) | WLDFR | HFTD - Distribution - Tier 3 - 5QU CoRE ¦ 2QU LoRE | Non-Red Flag Warning - Catastrophic Fires | Vegetation Contact | Branch (OverHanging) | 2045 | 1.8475e-09 | 527.1275 | 9.7385e-07 | 2045 | Mitigation | 0.9 | 30 | 0 | esc | 0.070418 | 1.301e-10 | 0.074355 | 1.3737e-10 | 0.066806 | 1.2342e-10 | 0.063625 | 1.1755e-10
[120 empty] | 7.3.5.15 Identification and remediation of “at-risk species”WLDFRVegetation ContactBranch (OverHanging) | WLDFR | HFTD - Distribution - Tier 3 - 5QU CoRE ¦ 2QU LoRE | Non-Red Flag Warning - Catastrophic Fires | Vegetation Contact | Branch (OverHanging) | 2046 | 1.8475e-09 | 527.1275 | 9.7385e-07 | 2046 | Mitigation | 0.9 | 30 | 0 | esc | 0.070418 | 1.301e-10 | 0.074355 | 1.3737e-10 | 0.066806 | 1.2342e-10 | 0.063625 | 1.1755e-10
[120 empty] | 7.3.5.15 Identification and remediation of “at-risk species”WLDFRVegetation ContactBranch (OverHanging) | WLDFR | HFTD - Distribution - Tier 3 - 5QU CoRE ¦ 2QU LoRE | Non-Red Flag Warning - Catastrophic Fires | Vegetation Contact | Branch (OverHanging) | 2047 | 1.8475e-09 | 527.1275 | 9.7385e-07 | 2047 | Mitigation | 0.9 | 30 | 0 | esc | 0.070418 | 1.301e-10 | 0.074355 | 1.3737e-10 | 0.066806 | 1.2342e-10 | 0.063625 | 1.1755e-10
[120 empty] | 7.3.5.15 Identification and remediation of “at-risk species”WLDFRVegetation ContactBranch (OverHanging) | WLDFR | HFTD - Distribution - Tier 3 - 5QU CoRE ¦ 2QU LoRE | Non-Red Flag Warning - Catastrophic Fires | Vegetation Contact | Branch (OverHanging) | 2048 | 1.8475e-09 | 527.1275 | 9.7385e-07 | 2048 | Mitigation | 0.9 | 30 | 0 | esc | 0.070418 | 1.301e-10 | 0.074355 | 1.3737e-10 | 0.066806 | 1.2342e-10 | 0.063625 | 1.1755e-10
[120 empty] | 7.3.5.15 Identification and remediation of “at-risk species”WLDFRVegetation ContactBranch (OverHanging) | WLDFR | HFTD - Distribution - Tier 3 - 5QU CoRE ¦ 2QU LoRE | Non-Red Flag Warning - Catastrophic Fires | Vegetation Contact | Branch (OverHanging) | 2049 | 1.8475e-09 | 527.1275 | 9.7385e-07 | 2049 | Mitigation | 0.9 | 30 | 0 | esc | 0.070418 | 1.301e-10 | 0.074355 | 1.3737e-10 | 0.066806 | 1.2342e-10 | 0.063625 | 1.1755e-10
[120 empty] | 7.3.5.15 Identification and remediation of “at-risk species”WLDFRVegetation ContactBranch (OverHanging) | WLDFR | HFTD - Distribution - Tier 3 - 5QU CoRE ¦ 2QU LoRE | Non-Red Flag Warning - Catastrophic Fires | Vegetation Contact | Branch (OverHanging) | 2050 | 1.8475e-09 | 527.1275 | 9.7385e-07 | 2050 | Mitigation | 0.9 | 30 | 0 | esc | 0 | 0 | 0.074355 | 1.3737e-10 | 0.066806 | 1.2342e-10 | 0.063625 | 1.1755e-10
[120 empty] | 7.3.5.15 Identification and remediation of “at-risk species”WLDFRVegetation ContactBranch (OverHanging) | WLDFR | HFTD - Distribution - Tier 3 - 5QU CoRE ¦ 2QU LoRE | Non-Red Flag Warning - Catastrophic Fires | Vegetation Contact | Branch (OverHanging) | 2051 | 1.8475e-09 | 527.1275 | 9.7385e-07 | 2051 | Mitigation | 0.9 | 30 | 0 | esc | 0 | 0 | 0 | 0 | 0.066806 | 1.2342e-10 | 0.063625 | 1.1755e-10
[120 empty] | 7.3.5.15 Identification and remediation of “at-risk species”WLDFRVegetation ContactBranch (OverHanging) | WLDFR | HFTD - Distribution - Tier 3 - 5QU CoRE ¦ 2QU LoRE | Non-Red Flag Warning - Catastrophic Fires | Vegetation Contact | Branch (OverHanging) | 2052 | 1.8475e-09 | 527.1275 | 9.7385e-07 | 2052 | Mitigation | 0.9 | 30 | 0 | esc | 0 | 0 | 0 | 0 | 0 | 0 | 0.063625 | 1.1755e-10
[120 empty] | 7.3.5.15 Identification and remediation of “at-risk species”WLDFRVegetation ContactFell into (Moderate-Severe defect) | WLDFR | HFTD - Distribution - Tier 3 - 5QU CoRE ¦ 2QU LoRE | Non-Red Flag Warning - Catastrophic Fires | Vegetation Contact | Fell into (Moderate-Severe defect) | 2022 | 8.7198e-10 | 527.1275 | 4.5965e-07 | 2022 | Mitigation | 0.95 | 1 | 0 | esc | 0 | 0 | 0 | 0 | 0.070518 | 6.149e-11 | 0 | 0
[120 empty] | 7.3.5.15 Identification and remediation of “at-risk species”WLDFRVegetation ContactFell into (Moderate-Severe defect) | WLDFR | HFTD - Distribution - Tier 3 - 5QU CoRE ¦ 2QU LoRE | Non-Red Flag Warning - Catastrophic Fires | Vegetation Contact | Fell into (Moderate-Severe defect) | 2023 | 8.7198e-10 | 527.1275 | 4.5965e-07 | 2023 | Mitigation | 0.95 | 1 | 0 | esc | 0 | 0 | 0 | 0 | 0 | 0 | 0.06716 | 5.8562e-11
[120 empty] | 7.3.5.15 Identification and remediation of “at-risk species”WLDFRVegetation ContactFell into (slight defect) | WLDFR | HFTD - Distribution - Tier 3 - 5QU CoRE ¦ 2QU LoRE | Non-Red Flag Warning - Catastrophic Fires | Vegetation Contact | Fell into (slight defect) | 2022 | 1.1248e-09 | 527.1275 | 5.9293e-07 | 2022 | Mitigation | 0.5 | 1 | 0 | esc | 0 | 0 | 0 | 0 | 0.037115 | 4.1747e-11 | 0 | 0
[120 empty] | 7.3.5.15 Identification and remediation of “at-risk species”WLDFRVegetation ContactFell into (slight defect) | WLDFR | HFTD - Distribution - Tier 3 - 5QU CoRE ¦ 2QU LoRE | Non-Red Flag Warning - Catastrophic Fires | Vegetation Contact | Fell into (slight defect) | 2023 | 1.1248e-09 | 527.1275 | 5.9293e-07 | 2023 | Mitigation | 0.5 | 1 | 0 | esc | 0 | 0 | 0 | 0 | 0 | 0 | 0.035347 | 3.9759e-11
[120 empty] | 7.3.5.15 Identification and remediation of “at-risk species”WLDFRVegetation ContactGrow Into | WLDFR | HFTD - Distribution - Tier 3 - 5QU CoRE ¦ 2QU LoRE | Non-Red Flag Warning - Catastrophic Fires | Vegetation Contact | Grow Into | 2022 | 9.7212e-11 | 527.1275 | 5.1243e-08 | 2022 | Mitigation | 0.5 | 1 | 0 | esc | 0 | 0 | 0 | 0 | 0.037115 | 3.608e-12 | 0 | 0
[120 empty] | 7.3.5.15 Identification and remediation of “at-risk species”WLDFRVegetation ContactGrow Into | WLDFR | HFTD - Distribution - Tier 3 - 5QU CoRE ¦ 2QU LoRE | Non-Red Flag Warning - Catastrophic Fires | Vegetation Contact | Grow Into | 2023 | 9.7212e-11 | 527.1275 | 5.1243e-08 | 2023 | Mitigation | 0.5 | 1 | 0 | esc | 0 | 0 | 0 | 0 | 0 | 0 | 0.035347 | 3.4362e-12
[120 empty] | 7.3.5.15 Identification and remediation of “at-risk species”WLDFRVegetation ContactBranch (Not overhanging, 4-12ft) | WLDFR | HFTD - Distribution - Tier 3 - 5QU CoRE ¦ 2QU LoRE | Non-Red Flag Warning - Destructive Fires | Vegetation Contact | Branch (Not overhanging, 4-12ft) | 2022 | 2.7697e-10 | 527.1275 | 1.46e-07 | 2022 | Mitigation | 0.5 | 30 | 0 | esc | 0.039121 | 1.0835e-11 | 0.041308 | 1.1441e-11 | 0.037115 | 1.028e-11 | 0 | 0
[120 empty] | 7.3.5.15 Identification and remediation of “at-risk species”WLDFRVegetation ContactBranch (Not overhanging, 4-12ft) | WLDFR | HFTD - Distribution - Tier 3 - 5QU CoRE ¦ 2QU LoRE | Non-Red Flag Warning - Destructive Fires | Vegetation Contact | Branch (Not overhanging, 4-12ft) | 2023 | 2.7697e-10 | 527.1275 | 1.46e-07 | 2023 | Mitigation | 0.5 | 30 | 0 | esc | 0.039121 | 1.0835e-11 | 0.041308 | 1.1441e-11 | 0.037115 | 1.028e-11 | 0.035347 | 9.7902e-12
[120 empty] | 7.3.5.15 Identification and remediation of “at-risk species”WLDFRVegetation ContactBranch (Not overhanging, 4-12ft) | WLDFR | HFTD - Distribution - Tier 3 - 5QU CoRE ¦ 2QU LoRE | Non-Red Flag Warning - Destructive Fires | Vegetation Contact | Branch (Not overhanging, 4-12ft) | 2024 | 2.7697e-10 | 527.1275 | 1.46e-07 | 2024 | Mitigation | 0.5 | 30 | 0 | esc | 0.039121 | 1.0835e-11 | 0.041308 | 1.1441e-11 | 0.037115 | 1.028e-11 | 0.035347 | 9.7902e-12
[120 empty] | 7.3.5.15 Identification and remediation of “at-risk species”WLDFRVegetation ContactBranch (Not overhanging, 4-12ft) | WLDFR | HFTD - Distribution - Tier 3 - 5QU CoRE ¦ 2QU LoRE | Non-Red Flag Warning - Destructive Fires | Vegetation Contact | Branch (Not overhanging, 4-12ft) | 2025 | 2.7697e-10 | 527.1275 | 1.46e-07 | 2025 | Mitigation | 0.5 | 30 | 0 | esc | 0.039121 | 1.0835e-11 | 0.041308 | 1.1441e-11 | 0.037115 | 1.028e-11 | 0.035347 | 9.7902e-12
[120 empty] | 7.3.5.15 Identification and remediation of “at-risk species”WLDFRVegetation ContactBranch (Not overhanging, 4-12ft) | WLDFR | HFTD - Distribution - Tier 3 - 5QU CoRE ¦ 2QU LoRE | Non-Red Flag Warning - Destructive Fires | Vegetation Contact | Branch (Not overhanging, 4-12ft) | 2026 | 2.7697e-10 | 527.1275 | 1.46e-07 | 2026 | Mitigation | 0.5 | 30 | 0 | esc | 0.039121 | 1.0835e-11 | 0.041308 | 1.1441e-11 | 0.037115 | 1.028e-11 | 0.035347 | 9.7902e-12
[120 empty] | 7.3.5.15 Identification and remediation of “at-risk species”WLDFRVegetation ContactBranch (Not overhanging, 4-12ft) | WLDFR | HFTD - Distribution - Tier 3 - 5QU CoRE ¦ 2QU LoRE | Non-Red Flag Warning - Destructive Fires | Vegetation Contact | Branch (Not overhanging, 4-12ft) | 2027 | 2.7697e-10 | 527.1275 | 1.46e-07 | 2027 | Mitigation | 0.5 | 30 | 0 | esc | 0.039121 | 1.0835e-11 | 0.041308 | 1.1441e-11 | 0.037115 | 1.028e-11 | 0.035347 | 9.7902e-12
[120 empty] | 7.3.5.15 Identification and remediation of “at-risk species”WLDFRVegetation ContactBranch (Not overhanging, 4-12ft) | WLDFR | HFTD - Distribution - Tier 3 - 5QU CoRE ¦ 2QU LoRE | Non-Red Flag Warning - Destructive Fires | Vegetation Contact | Branch (Not overhanging, 4-12ft) | 2028 | 2.7697e-10 | 527.1275 | 1.46e-07 | 2028 | Mitigation | 0.5 | 30 | 0 | esc | 0.039121 | 1.0835e-11 | 0.041308 | 1.1441e-11 | 0.037115 | 1.028e-11 | 0.035347 | 9.7902e-12
[120 empty] | 7.3.5.15 Identification and remediation of “at-risk species”WLDFRVegetation ContactBranch (Not overhanging, 4-12ft) | WLDFR | HFTD - Distribution - Tier 3 - 5QU CoRE ¦ 2QU LoRE | Non-Red Flag Warning - Destructive Fires | Vegetation Contact | Branch (Not overhanging, 4-12ft) | 2029 | 2.7697e-10 | 527.1275 | 1.46e-07 | 2029 | Mitigation | 0.5 | 30 | 0 | esc | 0.039121 | 1.0835e-11 | 0.041308 | 1.1441e-11 | 0.037115 | 1.028e-11 | 0.035347 | 9.7902e-12
[120 empty] | 7.3.5.15 Identification and remediation of “at-risk species”WLDFRVegetation ContactBranch (Not overhanging, 4-12ft) | WLDFR | HFTD - Distribution - Tier 3 - 5QU CoRE ¦ 2QU LoRE | Non-Red Flag Warning - Destructive Fires | Vegetation Contact | Branch (Not overhanging, 4-12ft) | 2030 | 2.7697e-10 | 527.1275 | 1.46e-07 | 2030 | Mitigation | 0.5 | 30 | 0 | esc | 0.039121 | 1.0835e-11 | 0.041308 | 1.1441e-11 | 0.037115 | 1.028e-11 | 0.035347 | 9.7902e-12
[120 empty] | 7.3.5.15 Identification and remediation of “at-risk species”WLDFRVegetation ContactBranch (Not overhanging, 4-12ft) | WLDFR | HFTD - Distribution - Tier 3 - 5QU CoRE ¦ 2QU LoRE | Non-Red Flag Warning - Destructive Fires | Vegetation Contact | Branch (Not overhanging, 4-12ft) | 2031 | 2.7697e-10 | 527.1275 | 1.46e-07 | 2031 | Mitigation | 0.5 | 30 | 0 | esc | 0.039121 | 1.0835e-11 | 0.041308 | 1.1441e-11 | 0.037115 | 1.028e-11 | 0.035347 | 9.7902e-12
[120 empty] | 7.3.5.15 Identification and remediation of “at-risk species”WLDFRVegetation ContactBranch (Not overhanging, 4-12ft) | WLDFR | HFTD - Distribution - Tier 3 - 5QU CoRE ¦ 2QU LoRE | Non-Red Flag Warning - Destructive Fires | Vegetation Contact | Branch (Not overhanging, 4-12ft) | 2032 | 2.7697e-10 | 527.1275 | 1.46e-07 | 2032 | Mitigation | 0.5 | 30 | 0 | esc | 0.039121 | 1.0835e-11 | 0.041308 | 1.1441e-11 | 0.037115 | 1.028e-11 | 0.035347 | 9.7902e-12
[120 empty] | 7.3.5.15 Identification and remediation of “at-risk species”WLDFRVegetation ContactBranch (Not overhanging, 4-12ft) | WLDFR | HFTD - Distribution - Tier 3 - 5QU CoRE ¦ 2QU LoRE | Non-Red Flag Warning - Destructive Fires | Vegetation Contact | Branch (Not overhanging, 4-12ft) | 2033 | 2.7697e-10 | 527.1275 | 1.46e-07 | 2033 | Mitigation | 0.5 | 30 | 0 | esc | 0.039121 | 1.0835e-11 | 0.041308 | 1.1441e-11 | 0.037115 | 1.028e-11 | 0.035347 | 9.7902e-12
[120 empty] | 7.3.5.15 Identification and remediation of “at-risk species”WLDFRVegetation ContactBranch (Not overhanging, 4-12ft) | WLDFR | HFTD - Distribution - Tier 3 - 5QU CoRE ¦ 2QU LoRE | Non-Red Flag Warning - Destructive Fires | Vegetation Contact | Branch (Not overhanging, 4-12ft) | 2034 | 2.7697e-10 | 527.1275 | 1.46e-07 | 2034 | Mitigation | 0.5 | 30 | 0 | esc | 0.039121 | 1.0835e-11 | 0.041308 | 1.1441e-11 | 0.037115 | 1.028e-11 | 0.035347 | 9.7902e-12
[120 empty] | 7.3.5.15 Identification and remediation of “at-risk species”WLDFRVegetation ContactBranch (Not overhanging, 4-12ft) | WLDFR | HFTD - Distribution - Tier 3 - 5QU CoRE ¦ 2QU LoRE | Non-Red Flag Warning - Destructive Fires | Vegetation Contact | Branch (Not overhanging, 4-12ft) | 2035 | 2.7697e-10 | 527.1275 | 1.46e-07 | 2035 | Mitigation | 0.5 | 30 | 0 | esc | 0.039121 | 1.0835e-11 | 0.041308 | 1.1441e-11 | 0.037115 | 1.028e-11 | 0.035347 | 9.7902e-12
[120 empty] | 7.3.5.15 Identification and remediation of “at-risk species”WLDFRVegetation ContactBranch (Not overhanging, 4-12ft) | WLDFR | HFTD - Distribution - Tier 3 - 5QU CoRE ¦ 2QU LoRE | Non-Red Flag Warning - Destructive Fires | Vegetation Contact | Branch (Not overhanging, 4-12ft) | 2036 | 2.7697e-10 | 527.1275 | 1.46e-07 | 2036 | Mitigation | 0.5 | 30 | 0 | esc | 0.039121 | 1.0835e-11 | 0.041308 | 1.1441e-11 | 0.037115 | 1.028e-11 | 0.035347 | 9.7902e-12
[120 empty] | 7.3.5.15 Identification and remediation of “at-risk species”WLDFRVegetation ContactBranch (Not overhanging, 4-12ft) | WLDFR | HFTD - Distribution - Tier 3 - 5QU CoRE ¦ 2QU LoRE | Non-Red Flag Warning - Destructive Fires | Vegetation Contact | Branch (Not overhanging, 4-12ft) | 2037 | 2.7697e-10 | 527.1275 | 1.46e-07 | 2037 | Mitigation | 0.5 | 30 | 0 | esc | 0.039121 | 1.0835e-11 | 0.041308 | 1.1441e-11 | 0.037115 | 1.028e-11 | 0.035347 | 9.7902e-12
[120 empty] | 7.3.5.15 Identification and remediation of “at-risk species”WLDFRVegetation ContactBranch (Not overhanging, 4-12ft) | WLDFR | HFTD - Distribution - Tier 3 - 5QU CoRE ¦ 2QU LoRE | Non-Red Flag Warning - Destructive Fires | Vegetation Contact | Branch (Not overhanging, 4-12ft) | 2038 | 2.7697e-10 | 527.1275 | 1.46e-07 | 2038 | Mitigation | 0.5 | 30 | 0 | esc | 0.039121 | 1.0835e-11 | 0.041308 | 1.1441e-11 | 0.037115 | 1.028e-11 | 0.035347 | 9.7902e-12
[120 empty] | 7.3.5.15 Identification and remediation of “at-risk species”WLDFRVegetation ContactBranch (Not overhanging, 4-12ft) | WLDFR | HFTD - Distribution - Tier 3 - 5QU CoRE ¦ 2QU LoRE | Non-Red Flag Warning - Destructive Fires | Vegetation Contact | Branch (Not overhanging, 4-12ft) | 2039 | 2.7697e-10 | 527.1275 | 1.46e-07 | 2039 | Mitigation | 0.5 | 30 | 0 | esc | 0.039121 | 1.0835e-11 | 0.041308 | 1.1441e-11 | 0.037115 | 1.028e-11 | 0.035347 | 9.7902e-12
[120 empty] | 7.3.5.15 Identification and remediation of “at-risk species”WLDFRVegetation ContactBranch (Not overhanging, 4-12ft) | WLDFR | HFTD - Distribution - Tier 3 - 5QU CoRE ¦ 2QU LoRE | Non-Red Flag Warning - Destructive Fires | Vegetation Contact | Branch (Not overhanging, 4-12ft) | 2040 | 2.7697e-10 | 527.1275 | 1.46e-07 | 2040 | Mitigation | 0.5 | 30 | 0 | esc | 0.039121 | 1.0835e-11 | 0.041308 | 1.1441e-11 | 0.037115 | 1.028e-11 | 0.035347 | 9.7902e-12
[120 empty] | 7.3.5.15 Identification and remediation of “at-risk species”WLDFRVegetation ContactBranch (Not overhanging, 4-12ft) | WLDFR | HFTD - Distribution - Tier 3 - 5QU CoRE ¦ 2QU LoRE | Non-Red Flag Warning - Destructive Fires | Vegetation Contact | Branch (Not overhanging, 4-12ft) | 2041 | 2.7697e-10 | 527.1275 | 1.46e-07 | 2041 | Mitigation | 0.5 | 30 | 0 | esc | 0.039121 | 1.0835e-11 | 0.041308 | 1.1441e-11 | 0.037115 | 1.028e-11 | 0.035347 | 9.7902e-12
[120 empty] | 7.3.5.15 Identification and remediation of “at-risk species”WLDFRVegetation ContactBranch (Not overhanging, 4-12ft) | WLDFR | HFTD - Distribution - Tier 3 - 5QU CoRE ¦ 2QU LoRE | Non-Red Flag Warning - Destructive Fires | Vegetation Contact | Branch (Not overhanging, 4-12ft) | 2042 | 2.7697e-10 | 527.1275 | 1.46e-07 | 2042 | Mitigation | 0.5 | 30 | 0 | esc | 0.039121 | 1.0835e-11 | 0.041308 | 1.1441e-11 | 0.037115 | 1.028e-11 | 0.035347 | 9.7902e-12
[120 empty] | 7.3.5.15 Identification and remediation of “at-risk species”WLDFRVegetation ContactBranch (Not overhanging, 4-12ft) | WLDFR | HFTD - Distribution - Tier 3 - 5QU CoRE ¦ 2QU LoRE | Non-Red Flag Warning - Destructive Fires | Vegetation Contact | Branch (Not overhanging, 4-12ft) | 2043 | 2.7697e-10 | 527.1275 | 1.46e-07 | 2043 | Mitigation | 0.5 | 30 | 0 | esc | 0.039121 | 1.0835e-11 | 0.041308 | 1.1441e-11 | 0.037115 | 1.028e-11 | 0.035347 | 9.7902e-12
[120 empty] | 7.3.5.15 Identification and remediation of “at-risk species”WLDFRVegetation ContactBranch (Not overhanging, 4-12ft) | WLDFR | HFTD - Distribution - Tier 3 - 5QU CoRE ¦ 2QU LoRE | Non-Red Flag Warning - Destructive Fires | Vegetation Contact | Branch (Not overhanging, 4-12ft) | 2044 | 2.7697e-10 | 527.1275 | 1.46e-07 | 2044 | Mitigation | 0.5 | 30 | 0 | esc | 0.039121 | 1.0835e-11 | 0.041308 | 1.1441e-11 | 0.037115 | 1.028e-11 | 0.035347 | 9.7902e-12
[120 empty] | 7.3.5.15 Identification and remediation of “at-risk species”WLDFRVegetation ContactBranch (Not overhanging, 4-12ft) | WLDFR | HFTD - Distribution - Tier 3 - 5QU CoRE ¦ 2QU LoRE | Non-Red Flag Warning - Destructive Fires | Vegetation Contact | Branch (Not overhanging, 4-12ft) | 2045 | 2.7697e-10 | 527.1275 | 1.46e-07 | 2045 | Mitigation | 0.5 | 30 | 0 | esc | 0.039121 | 1.0835e-11 | 0.041308 | 1.1441e-11 | 0.037115 | 1.028e-11 | 0.035347 | 9.7902e-12
[120 empty] | 7.3.5.15 Identification and remediation of “at-risk species”WLDFRVegetation ContactBranch (Not overhanging, 4-12ft) | WLDFR | HFTD - Distribution - Tier 3 - 5QU CoRE ¦ 2QU LoRE | Non-Red Flag Warning - Destructive Fires | Vegetation Contact | Branch (Not overhanging, 4-12ft) | 2046 | 2.7697e-10 | 527.1275 | 1.46e-07 | 2046 | Mitigation | 0.5 | 30 | 0 | esc | 0.039121 | 1.0835e-11 | 0.041308 | 1.1441e-11 | 0.037115 | 1.028e-11 | 0.035347 | 9.7902e-12
[120 empty] | 7.3.5.15 Identification and remediation of “at-risk species”WLDFRVegetation ContactBranch (Not overhanging, 4-12ft) | WLDFR | HFTD - Distribution - Tier 3 - 5QU CoRE ¦ 2QU LoRE | Non-Red Flag Warning - Destructive Fires | Vegetation Contact | Branch (Not overhanging, 4-12ft) | 2047 | 2.7697e-10 | 527.1275 | 1.46e-07 | 2047 | Mitigation | 0.5 | 30 | 0 | esc | 0.039121 | 1.0835e-11 | 0.041308 | 1.1441e-11 | 0.037115 | 1.028e-11 | 0.035347 | 9.7902e-12
[120 empty] | 7.3.5.15 Identification and remediation of “at-risk species”WLDFRVegetation ContactBranch (Not overhanging, 4-12ft) | WLDFR | HFTD - Distribution - Tier 3 - 5QU CoRE ¦ 2QU LoRE | Non-Red Flag Warning - Destructive Fires | Vegetation Contact | Branch (Not overhanging, 4-12ft) | 2048 | 2.7697e-10 | 527.1275 | 1.46e-07 | 2048 | Mitigation | 0.5 | 30 | 0 | esc | 0.039121 | 1.0835e-11 | 0.041308 | 1.1441e-11 | 0.037115 | 1.028e-11 | 0.035347 | 9.7902e-12
[120 empty] | 7.3.5.15 Identification and remediation of “at-risk species”WLDFRVegetation ContactBranch (Not overhanging, 4-12ft) | WLDFR | HFTD - Distribution - Tier 3 - 5QU CoRE ¦ 2QU LoRE | Non-Red Flag Warning - Destructive Fires | Vegetation Contact | Branch (Not overhanging, 4-12ft) | 2049 | 2.7697e-10 | 527.1275 | 1.46e-07 | 2049 | Mitigation | 0.5 | 30 | 0 | esc | 0.039121 | 1.0835e-11 | 0.041308 | 1.1441e-11 | 0.037115 | 1.028e-11 | 0.035347 | 9.7902e-12
[120 empty] | 7.3.5.15 Identification and remediation of “at-risk species”WLDFRVegetation ContactBranch (Not overhanging, 4-12ft) | WLDFR | HFTD - Distribution - Tier 3 - 5QU CoRE ¦ 2QU LoRE | Non-Red Flag Warning - Destructive Fires | Vegetation Contact | Branch (Not overhanging, 4-12ft) | 2050 | 2.7697e-10 | 527.1275 | 1.46e-07 | 2050 | Mitigation | 0.5 | 30 | 0 | esc | 0 | 0 | 0.041308 | 1.1441e-11 | 0.037115 | 1.028e-11 | 0.035347 | 9.7902e-12
[120 empty] | 7.3.5.15 Identification and remediation of “at-risk species”WLDFRVegetation ContactBranch (Not overhanging, 4-12ft) | WLDFR | HFTD - Distribution - Tier 3 - 5QU CoRE ¦ 2QU LoRE | Non-Red Flag Warning - Destructive Fires | Vegetation Contact | Branch (Not overhanging, 4-12ft) | 2051 | 2.7697e-10 | 527.1275 | 1.46e-07 | 2051 | Mitigation | 0.5 | 30 | 0 | esc | 0 | 0 | 0 | 0 | 0.037115 | 1.028e-11 | 0.035347 | 9.7902e-12
[120 empty] | 7.3.5.15 Identification and remediation of “at-risk species”WLDFRVegetation ContactBranch (Not overhanging, 4-12ft) | WLDFR | HFTD - Distribution - Tier 3 - 5QU CoRE ¦ 2QU LoRE | Non-Red Flag Warning - Destructive Fires | Vegetation Contact | Branch (Not overhanging, 4-12ft) | 2052 | 2.7697e-10 | 527.1275 | 1.46e-07 | 2052 | Mitigation | 0.5 | 30 | 0 | esc | 0 | 0 | 0 | 0 | 0 | 0 | 0.035347 | 9.7902e-12
[120 empty] | 7.3.5.15 Identification and remediation of “at-risk species”WLDFRVegetation ContactBranch (Not overhanging, within 4ft) | WLDFR | HFTD - Distribution - Tier 3 - 5QU CoRE ¦ 2QU LoRE | Non-Red Flag Warning - Destructive Fires | Vegetation Contact | Branch (Not overhanging, within 4ft) | 2022 | 1.2015e-10 | 527.1275 | 6.3332e-08 | 2022 | Mitigation | 0.9 | 30 | 0 | esc | 0.070418 | 8.4604e-12 | 0.074355 | 8.9335e-12 | 0.066806 | 8.0265e-12 | 0 | 0
[120 empty] | 7.3.5.15 Identification and remediation of “at-risk species”WLDFRVegetation ContactBranch (Not overhanging, within 4ft) | WLDFR | HFTD - Distribution - Tier 3 - 5QU CoRE ¦ 2QU LoRE | Non-Red Flag Warning - Destructive Fires | Vegetation Contact | Branch (Not overhanging, within 4ft) | 2023 | 1.2015e-10 | 527.1275 | 6.3332e-08 | 2023 | Mitigation | 0.9 | 30 | 0 | esc | 0.070418 | 8.4604e-12 | 0.074355 | 8.9335e-12 | 0.066806 | 8.0265e-12 | 0.063625 | 7.6443e-12
[120 empty] | 7.3.5.15 Identification and remediation of “at-risk species”WLDFRVegetation ContactBranch (Not overhanging, within 4ft) | WLDFR | HFTD - Distribution - Tier 3 - 5QU CoRE ¦ 2QU LoRE | Non-Red Flag Warning - Destructive Fires | Vegetation Contact | Branch (Not overhanging, within 4ft) | 2024 | 1.2015e-10 | 527.1275 | 6.3332e-08 | 2024 | Mitigation | 0.9 | 30 | 0 | esc | 0.070418 | 8.4604e-12 | 0.074355 | 8.9335e-12 | 0.066806 | 8.0265e-12 | 0.063625 | 7.6443e-12
[120 empty] | 7.3.5.15 Identification and remediation of “at-risk species”WLDFRVegetation ContactBranch (Not overhanging, within 4ft) | WLDFR | HFTD - Distribution - Tier 3 - 5QU CoRE ¦ 2QU LoRE | Non-Red Flag Warning - Destructive Fires | Vegetation Contact | Branch (Not overhanging, within 4ft) | 2025 | 1.2015e-10 | 527.1275 | 6.3332e-08 | 2025 | Mitigation | 0.9 | 30 | 0 | esc | 0.070418 | 8.4604e-12 | 0.074355 | 8.9335e-12 | 0.066806 | 8.0265e-12 | 0.063625 | 7.6443e-12
[120 empty] | 7.3.5.15 Identification and remediation of “at-risk species”WLDFRVegetation ContactBranch (Not overhanging, within 4ft) | WLDFR | HFTD - Distribution - Tier 3 - 5QU CoRE ¦ 2QU LoRE | Non-Red Flag Warning - Destructive Fires | Vegetation Contact | Branch (Not overhanging, within 4ft) | 2026 | 1.2015e-10 | 527.1275 | 6.3332e-08 | 2026 | Mitigation | 0.9 | 30 | 0 | esc | 0.070418 | 8.4604e-12 | 0.074355 | 8.9335e-12 | 0.066806 | 8.0265e-12 | 0.063625 | 7.6443e-12
[120 empty] | 7.3.5.15 Identification and remediation of “at-risk species”WLDFRVegetation ContactBranch (Not overhanging, within 4ft) | WLDFR | HFTD - Distribution - Tier 3 - 5QU CoRE ¦ 2QU LoRE | Non-Red Flag Warning - Destructive Fires | Vegetation Contact | Branch (Not overhanging, within 4ft) | 2027 | 1.2015e-10 | 527.1275 | 6.3332e-08 | 2027 | Mitigation | 0.9 | 30 | 0 | esc | 0.070418 | 8.4604e-12 | 0.074355 | 8.9335e-12 | 0.066806 | 8.0265e-12 | 0.063625 | 7.6443e-12
[120 empty] | 7.3.5.15 Identification and remediation of “at-risk species”WLDFRVegetation ContactBranch (Not overhanging, within 4ft) | WLDFR | HFTD - Distribution - Tier 3 - 5QU CoRE ¦ 2QU LoRE | Non-Red Flag Warning - Destructive Fires | Vegetation Contact | Branch (Not overhanging, within 4ft) | 2028 | 1.2015e-10 | 527.1275 | 6.3332e-08 | 2028 | Mitigation | 0.9 | 30 | 0 | esc | 0.070418 | 8.4604e-12 | 0.074355 | 8.9335e-12 | 0.066806 | 8.0265e-12 | 0.063625 | 7.6443e-12
[120 empty] | 7.3.5.15 Identification and remediation of “at-risk species”WLDFRVegetation ContactBranch (Not overhanging, within 4ft) | WLDFR | HFTD - Distribution - Tier 3 - 5QU CoRE ¦ 2QU LoRE | Non-Red Flag Warning - Destructive Fires | Vegetation Contact | Branch (Not overhanging, within 4ft) | 2029 | 1.2015e-10 | 527.1275 | 6.3332e-08 | 2029 | Mitigation | 0.9 | 30 | 0 | esc | 0.070418 | 8.4604e-12 | 0.074355 | 8.9335e-12 | 0.066806 | 8.0265e-12 | 0.063625 | 7.6443e-12
[120 empty] | 7.3.5.15 Identification and remediation of “at-risk species”WLDFRVegetation ContactBranch (Not overhanging, within 4ft) | WLDFR | HFTD - Distribution - Tier 3 - 5QU CoRE ¦ 2QU LoRE | Non-Red Flag Warning - Destructive Fires | Vegetation Contact | Branch (Not overhanging, within 4ft) | 2030 | 1.2015e-10 | 527.1275 | 6.3332e-08 | 2030 | Mitigation | 0.9 | 30 | 0 | esc | 0.070418 | 8.4604e-12 | 0.074355 | 8.9335e-12 | 0.066806 | 8.0265e-12 | 0.063625 | 7.6443e-12
[120 empty] | 7.3.5.15 Identification and remediation of “at-risk species”WLDFRVegetation ContactBranch (Not overhanging, within 4ft) | WLDFR | HFTD - Distribution - Tier 3 - 5QU CoRE ¦ 2QU LoRE | Non-Red Flag Warning - Destructive Fires | Vegetation Contact | Branch (Not overhanging, within 4ft) | 2031 | 1.2015e-10 | 527.1275 | 6.3332e-08 | 2031 | Mitigation | 0.9 | 30 | 0 | esc | 0.070418 | 8.4604e-12 | 0.074355 | 8.9335e-12 | 0.066806 | 8.0265e-12 | 0.063625 | 7.6443e-12
[120 empty] | 7.3.5.15 Identification and remediation of “at-risk species”WLDFRVegetation ContactBranch (Not overhanging, within 4ft) | WLDFR | HFTD - Distribution - Tier 3 - 5QU CoRE ¦ 2QU LoRE | Non-Red Flag Warning - Destructive Fires | Vegetation Contact | Branch (Not overhanging, within 4ft) | 2032 | 1.2015e-10 | 527.1275 | 6.3332e-08 | 2032 | Mitigation | 0.9 | 30 | 0 | esc | 0.070418 | 8.4604e-12 | 0.074355 | 8.9335e-12 | 0.066806 | 8.0265e-12 | 0.063625 | 7.6443e-12
[120 empty] | 7.3.5.15 Identification and remediation of “at-risk species”WLDFRVegetation ContactBranch (Not overhanging, within 4ft) | WLDFR | HFTD - Distribution - Tier 3 - 5QU CoRE ¦ 2QU LoRE | Non-Red Flag Warning - Destructive Fires | Vegetation Contact | Branch (Not overhanging, within 4ft) | 2033 | 1.2015e-10 | 527.1275 | 6.3332e-08 | 2033 | Mitigation | 0.9 | 30 | 0 | esc | 0.070418 | 8.4604e-12 | 0.074355 | 8.9335e-12 | 0.066806 | 8.0265e-12 | 0.063625 | 7.6443e-12
[120 empty] | 7.3.5.15 Identification and remediation of “at-risk species”WLDFRVegetation ContactBranch (Not overhanging, within 4ft) | WLDFR | HFTD - Distribution - Tier 3 - 5QU CoRE ¦ 2QU LoRE | Non-Red Flag Warning - Destructive Fires | Vegetation Contact | Branch (Not overhanging, within 4ft) | 2034 | 1.2015e-10 | 527.1275 | 6.3332e-08 | 2034 | Mitigation | 0.9 | 30 | 0 | esc | 0.070418 | 8.4604e-12 | 0.074355 | 8.9335e-12 | 0.066806 | 8.0265e-12 | 0.063625 | 7.6443e-12
[120 empty] | 7.3.5.15 Identification and remediation of “at-risk species”WLDFRVegetation ContactBranch (Not overhanging, within 4ft) | WLDFR | HFTD - Distribution - Tier 3 - 5QU CoRE ¦ 2QU LoRE | Non-Red Flag Warning - Destructive Fires | Vegetation Contact | Branch (Not overhanging, within 4ft) | 2035 | 1.2015e-10 | 527.1275 | 6.3332e-08 | 2035 | Mitigation | 0.9 | 30 | 0 | esc | 0.070418 | 8.4604e-12 | 0.074355 | 8.9335e-12 | 0.066806 | 8.0265e-12 | 0.063625 | 7.6443e-12
[120 empty] | 7.3.5.15 Identification and remediation of “at-risk species”WLDFRVegetation ContactBranch (Not overhanging, within 4ft) | WLDFR | HFTD - Distribution - Tier 3 - 5QU CoRE ¦ 2QU LoRE | Non-Red Flag Warning - Destructive Fires | Vegetation Contact | Branch (Not overhanging, within 4ft) | 2036 | 1.2015e-10 | 527.1275 | 6.3332e-08 | 2036 | Mitigation | 0.9 | 30 | 0 | esc | 0.070418 | 8.4604e-12 | 0.074355 | 8.9335e-12 | 0.066806 | 8.0265e-12 | 0.063625 | 7.6443e-12
[120 empty] | 7.3.5.15 Identification and remediation of “at-risk species”WLDFRVegetation ContactBranch (Not overhanging, within 4ft) | WLDFR | HFTD - Distribution - Tier 3 - 5QU CoRE ¦ 2QU LoRE | Non-Red Flag Warning - Destructive Fires | Vegetation Contact | Branch (Not overhanging, within 4ft) | 2037 | 1.2015e-10 | 527.1275 | 6.3332e-08 | 2037 | Mitigation | 0.9 | 30 | 0 | esc | 0.070418 | 8.4604e-12 | 0.074355 | 8.9335e-12 | 0.066806 | 8.0265e-12 | 0.063625 | 7.6443e-12
[120 empty] | 7.3.5.15 Identification and remediation of “at-risk species”WLDFRVegetation ContactBranch (Not overhanging, within 4ft) | WLDFR | HFTD - Distribution - Tier 3 - 5QU CoRE ¦ 2QU LoRE | Non-Red Flag Warning - Destructive Fires | Vegetation Contact | Branch (Not overhanging, within 4ft) | 2038 | 1.2015e-10 | 527.1275 | 6.3332e-08 | 2038 | Mitigation | 0.9 | 30 | 0 | esc | 0.070418 | 8.4604e-12 | 0.074355 | 8.9335e-12 | 0.066806 | 8.0265e-12 | 0.063625 | 7.6443e-12
[120 empty] | 7.3.5.15 Identification and remediation of “at-risk species”WLDFRVegetation ContactBranch (Not overhanging, within 4ft) | WLDFR | HFTD - Distribution - Tier 3 - 5QU CoRE ¦ 2QU LoRE | Non-Red Flag Warning - Destructive Fires | Vegetation Contact | Branch (Not overhanging, within 4ft) | 2039 | 1.2015e-10 | 527.1275 | 6.3332e-08 | 2039 | Mitigation | 0.9 | 30 | 0 | esc | 0.070418 | 8.4604e-12 | 0.074355 | 8.9335e-12 | 0.066806 | 8.0265e-12 | 0.063625 | 7.6443e-12
[120 empty] | 7.3.5.15 Identification and remediation of “at-risk species”WLDFRVegetation ContactBranch (Not overhanging, within 4ft) | WLDFR | HFTD - Distribution - Tier 3 - 5QU CoRE ¦ 2QU LoRE | Non-Red Flag Warning - Destructive Fires | Vegetation Contact | Branch (Not overhanging, within 4ft) | 2040 | 1.2015e-10 | 527.1275 | 6.3332e-08 | 2040 | Mitigation | 0.9 | 30 | 0 | esc | 0.070418 | 8.4604e-12 | 0.074355 | 8.9335e-12 | 0.066806 | 8.0265e-12 | 0.063625 | 7.6443e-12
[120 empty] | 7.3.5.15 Identification and remediation of “at-risk species”WLDFRVegetation ContactBranch (Not overhanging, within 4ft) | WLDFR | HFTD - Distribution - Tier 3 - 5QU CoRE ¦ 2QU LoRE | Non-Red Flag Warning - Destructive Fires | Vegetation Contact | Branch (Not overhanging, within 4ft) | 2041 | 1.2015e-10 | 527.1275 | 6.3332e-08 | 2041 | Mitigation | 0.9 | 30 | 0 | esc | 0.070418 | 8.4604e-12 | 0.074355 | 8.9335e-12 | 0.066806 | 8.0265e-12 | 0.063625 | 7.6443e-12
[120 empty] | 7.3.5.15 Identification and remediation of “at-risk species”WLDFRVegetation ContactBranch (Not overhanging, within 4ft) | WLDFR | HFTD - Distribution - Tier 3 - 5QU CoRE ¦ 2QU LoRE | Non-Red Flag Warning - Destructive Fires | Vegetation Contact | Branch (Not overhanging, within 4ft) | 2042 | 1.2015e-10 | 527.1275 | 6.3332e-08 | 2042 | Mitigation | 0.9 | 30 | 0 | esc | 0.070418 | 8.4604e-12 | 0.074355 | 8.9335e-12 | 0.066806 | 8.0265e-12 | 0.063625 | 7.6443e-12
[120 empty] | 7.3.5.15 Identification and remediation of “at-risk species”WLDFRVegetation ContactBranch (Not overhanging, within 4ft) | WLDFR | HFTD - Distribution - Tier 3 - 5QU CoRE ¦ 2QU LoRE | Non-Red Flag Warning - Destructive Fires | Vegetation Contact | Branch (Not overhanging, within 4ft) | 2043 | 1.2015e-10 | 527.1275 | 6.3332e-08 | 2043 | Mitigation | 0.9 | 30 | 0 | esc | 0.070418 | 8.4604e-12 | 0.074355 | 8.9335e-12 | 0.066806 | 8.0265e-12 | 0.063625 | 7.6443e-12
[120 empty] | 7.3.5.15 Identification and remediation of “at-risk species”WLDFRVegetation ContactBranch (Not overhanging, within 4ft) | WLDFR | HFTD - Distribution - Tier 3 - 5QU CoRE ¦ 2QU LoRE | Non-Red Flag Warning - Destructive Fires | Vegetation Contact | Branch (Not overhanging, within 4ft) | 2044 | 1.2015e-10 | 527.1275 | 6.3332e-08 | 2044 | Mitigation | 0.9 | 30 | 0 | esc | 0.070418 | 8.4604e-12 | 0.074355 | 8.9335e-12 | 0.066806 | 8.0265e-12 | 0.063625 | 7.6443e-12
[120 empty] | 7.3.5.15 Identification and remediation of “at-risk species”WLDFRVegetation ContactBranch (Not overhanging, within 4ft) | WLDFR | HFTD - Distribution - Tier 3 - 5QU CoRE ¦ 2QU LoRE | Non-Red Flag Warning - Destructive Fires | Vegetation Contact | Branch (Not overhanging, within 4ft) | 2045 | 1.2015e-10 | 527.1275 | 6.3332e-08 | 2045 | Mitigation | 0.9 | 30 | 0 | esc | 0.070418 | 8.4604e-12 | 0.074355 | 8.9335e-12 | 0.066806 | 8.0265e-12 | 0.063625 | 7.6443e-12
[120 empty] | 7.3.5.15 Identification and remediation of “at-risk species”WLDFRVegetation ContactBranch (Not overhanging, within 4ft) | WLDFR | HFTD - Distribution - Tier 3 - 5QU CoRE ¦ 2QU LoRE | Non-Red Flag Warning - Destructive Fires | Vegetation Contact | Branch (Not overhanging, within 4ft) | 2046 | 1.2015e-10 | 527.1275 | 6.3332e-08 | 2046 | Mitigation | 0.9 | 30 | 0 | esc | 0.070418 | 8.4604e-12 | 0.074355 | 8.9335e-12 | 0.066806 | 8.0265e-12 | 0.063625 | 7.6443e-12
[120 empty] | 7.3.5.15 Identification and remediation of “at-risk species”WLDFRVegetation ContactBranch (Not overhanging, within 4ft) | WLDFR | HFTD - Distribution - Tier 3 - 5QU CoRE ¦ 2QU LoRE | Non-Red Flag Warning - Destructive Fires | Vegetation Contact | Branch (Not overhanging, within 4ft) | 2047 | 1.2015e-10 | 527.1275 | 6.3332e-08 | 2047 | Mitigation | 0.9 | 30 | 0 | esc | 0.070418 | 8.4604e-12 | 0.074355 | 8.9335e-12 | 0.066806 | 8.0265e-12 | 0.063625 | 7.6443e-12
[120 empty] | 7.3.5.15 Identification and remediation of “at-risk species”WLDFRVegetation ContactBranch (Not overhanging, within 4ft) | WLDFR | HFTD - Distribution - Tier 3 - 5QU CoRE ¦ 2QU LoRE | Non-Red Flag Warning - Destructive Fires | Vegetation Contact | Branch (Not overhanging, within 4ft) | 2048 | 1.2015e-10 | 527.1275 | 6.3332e-08 | 2048 | Mitigation | 0.9 | 30 | 0 | esc | 0.070418 | 8.4604e-12 | 0.074355 | 8.9335e-12 | 0.066806 | 8.0265e-12 | 0.063625 | 7.6443e-12
[120 empty] | 7.3.5.15 Identification and remediation of “at-risk species”WLDFRVegetation ContactBranch (Not overhanging, within 4ft) | WLDFR | HFTD - Distribution - Tier 3 - 5QU CoRE ¦ 2QU LoRE | Non-Red Flag Warning - Destructive Fires | Vegetation Contact | Branch (Not overhanging, within 4ft) | 2049 | 1.2015e-10 | 527.1275 | 6.3332e-08 | 2049 | Mitigation | 0.9 | 30 | 0 | esc | 0.070418 | 8.4604e-12 | 0.074355 | 8.9335e-12 | 0.066806 | 8.0265e-12 | 0.063625 | 7.6443e-12
[120 empty] | 7.3.5.15 Identification and remediation of “at-risk species”WLDFRVegetation ContactBranch (Not overhanging, within 4ft) | WLDFR | HFTD - Distribution - Tier 3 - 5QU CoRE ¦ 2QU LoRE | Non-Red Flag Warning - Destructive Fires | Vegetation Contact | Branch (Not overhanging, within 4ft) | 2050 | 1.2015e-10 | 527.1275 | 6.3332e-08 | 2050 | Mitigation | 0.9 | 30 | 0 | esc | 0 | 0 | 0.074355 | 8.9335e-12 | 0.066806 | 8.0265e-12 | 0.063625 | 7.6443e-12
[120 empty] | 7.3.5.15 Identification and remediation of “at-risk species”WLDFRVegetation ContactBranch (Not overhanging, within 4ft) | WLDFR | HFTD - Distribution - Tier 3 - 5QU CoRE ¦ 2QU LoRE | Non-Red Flag Warning - Destructive Fires | Vegetation Contact | Branch (Not overhanging, within 4ft) | 2051 | 1.2015e-10 | 527.1275 | 6.3332e-08 | 2051 | Mitigation | 0.9 | 30 | 0 | esc | 0 | 0 | 0 | 0 | 0.066806 | 8.0265e-12 | 0.063625 | 7.6443e-12
[120 empty] | 7.3.5.15 Identification and remediation of “at-risk species”WLDFRVegetation ContactBranch (Not overhanging, within 4ft) | WLDFR | HFTD - Distribution - Tier 3 - 5QU CoRE ¦ 2QU LoRE | Non-Red Flag Warning - Destructive Fires | Vegetation Contact | Branch (Not overhanging, within 4ft) | 2052 | 1.2015e-10 | 527.1275 | 6.3332e-08 | 2052 | Mitigation | 0.9 | 30 | 0 | esc | 0 | 0 | 0 | 0 | 0 | 0 | 0.063625 | 7.6443e-12
[120 empty] | 7.3.5.15 Identification and remediation of “at-risk species”WLDFRVegetation ContactBranch (OverHanging) | WLDFR | HFTD - Distribution - Tier 3 - 5QU CoRE ¦ 2QU LoRE | Non-Red Flag Warning - Destructive Fires | Vegetation Contact | Branch (OverHanging) | 2022 | 5.3709e-09 | 527.1275 | 2.8312e-06 | 2022 | Mitigation | 0.9 | 30 | 0 | esc | 0.070418 | 3.7821e-10 | 0.074355 | 3.9936e-10 | 0.066806 | 3.5881e-10 | 0 | 0
[120 empty] | 7.3.5.15 Identification and remediation of “at-risk species”WLDFRVegetation ContactBranch (OverHanging) | WLDFR | HFTD - Distribution - Tier 3 - 5QU CoRE ¦ 2QU LoRE | Non-Red Flag Warning - Destructive Fires | Vegetation Contact | Branch (OverHanging) | 2023 | 5.3709e-09 | 527.1275 | 2.8312e-06 | 2023 | Mitigation | 0.9 | 30 | 0 | esc | 0.070418 | 3.7821e-10 | 0.074355 | 3.9936e-10 | 0.066806 | 3.5881e-10 | 0.063625 | 3.4172e-10
[120 empty] | 7.3.5.15 Identification and remediation of “at-risk species”WLDFRVegetation ContactBranch (OverHanging) | WLDFR | HFTD - Distribution - Tier 3 - 5QU CoRE ¦ 2QU LoRE | Non-Red Flag Warning - Destructive Fires | Vegetation Contact | Branch (OverHanging) | 2024 | 5.3709e-09 | 527.1275 | 2.8312e-06 | 2024 | Mitigation | 0.9 | 30 | 0 | esc | 0.070418 | 3.7821e-10 | 0.074355 | 3.9936e-10 | 0.066806 | 3.5881e-10 | 0.063625 | 3.4172e-10
[120 empty] | 7.3.5.15 Identification and remediation of “at-risk species”WLDFRVegetation ContactBranch (OverHanging) | WLDFR | HFTD - Distribution - Tier 3 - 5QU CoRE ¦ 2QU LoRE | Non-Red Flag Warning - Destructive Fires | Vegetation Contact | Branch (OverHanging) | 2025 | 5.3709e-09 | 527.1275 | 2.8312e-06 | 2025 | Mitigation | 0.9 | 30 | 0 | esc | 0.070418 | 3.7821e-10 | 0.074355 | 3.9936e-10 | 0.066806 | 3.5881e-10 | 0.063625 | 3.4172e-10
[120 empty] | 7.3.5.15 Identification and remediation of “at-risk species”WLDFRVegetation ContactBranch (OverHanging) | WLDFR | HFTD - Distribution - Tier 3 - 5QU CoRE ¦ 2QU LoRE | Non-Red Flag Warning - Destructive Fires | Vegetation Contact | Branch (OverHanging) | 2026 | 5.3709e-09 | 527.1275 | 2.8312e-06 | 2026 | Mitigation | 0.9 | 30 | 0 | esc | 0.070418 | 3.7821e-10 | 0.074355 | 3.9936e-10 | 0.066806 | 3.5881e-10 | 0.063625 | 3.4172e-10
[120 empty] | 7.3.5.15 Identification and remediation of “at-risk species”WLDFRVegetation ContactBranch (OverHanging) | WLDFR | HFTD - Distribution - Tier 3 - 5QU CoRE ¦ 2QU LoRE | Non-Red Flag Warning - Destructive Fires | Vegetation Contact | Branch (OverHanging) | 2027 | 5.3709e-09 | 527.1275 | 2.8312e-06 | 2027 | Mitigation | 0.9 | 30 | 0 | esc | 0.070418 | 3.7821e-10 | 0.074355 | 3.9936e-10 | 0.066806 | 3.5881e-10 | 0.063625 | 3.4172e-10
[120 empty] | 7.3.5.15 Identification and remediation of “at-risk species”WLDFRVegetation ContactBranch (OverHanging) | WLDFR | HFTD - Distribution - Tier 3 - 5QU CoRE ¦ 2QU LoRE | Non-Red Flag Warning - Destructive Fires | Vegetation Contact | Branch (OverHanging) | 2028 | 5.3709e-09 | 527.1275 | 2.8312e-06 | 2028 | Mitigation | 0.9 | 30 | 0 | esc | 0.070418 | 3.7821e-10 | 0.074355 | 3.9936e-10 | 0.066806 | 3.5881e-10 | 0.063625 | 3.4172e-10
[120 empty] | 7.3.5.15 Identification and remediation of “at-risk species”WLDFRVegetation ContactBranch (OverHanging) | WLDFR | HFTD - Distribution - Tier 3 - 5QU CoRE ¦ 2QU LoRE | Non-Red Flag Warning - Destructive Fires | Vegetation Contact | Branch (OverHanging) | 2029 | 5.3709e-09 | 527.1275 | 2.8312e-06 | 2029 | Mitigation | 0.9 | 30 | 0 | esc | 0.070418 | 3.7821e-10 | 0.074355 | 3.9936e-10 | 0.066806 | 3.5881e-10 | 0.063625 | 3.4172e-10
[120 empty] | 7.3.5.15 Identification and remediation of “at-risk species”WLDFRVegetation ContactBranch (OverHanging) | WLDFR | HFTD - Distribution - Tier 3 - 5QU CoRE ¦ 2QU LoRE | Non-Red Flag Warning - Destructive Fires | Vegetation Contact | Branch (OverHanging) | 2030 | 5.3709e-09 | 527.1275 | 2.8312e-06 | 2030 | Mitigation | 0.9 | 30 | 0 | esc | 0.070418 | 3.7821e-10 | 0.074355 | 3.9936e-10 | 0.066806 | 3.5881e-10 | 0.063625 | 3.4172e-10
[120 empty] | 7.3.5.15 Identification and remediation of “at-risk species”WLDFRVegetation ContactBranch (OverHanging) | WLDFR | HFTD - Distribution - Tier 3 - 5QU CoRE ¦ 2QU LoRE | Non-Red Flag Warning - Destructive Fires | Vegetation Contact | Branch (OverHanging) | 2031 | 5.3709e-09 | 527.1275 | 2.8312e-06 | 2031 | Mitigation | 0.9 | 30 | 0 | esc | 0.070418 | 3.7821e-10 | 0.074355 | 3.9936e-10 | 0.066806 | 3.5881e-10 | 0.063625 | 3.4172e-10
[120 empty] | 7.3.5.15 Identification and remediation of “at-risk species”WLDFRVegetation ContactBranch (OverHanging) | WLDFR | HFTD - Distribution - Tier 3 - 5QU CoRE ¦ 2QU LoRE | Non-Red Flag Warning - Destructive Fires | Vegetation Contact | Branch (OverHanging) | 2032 | 5.3709e-09 | 527.1275 | 2.8312e-06 | 2032 | Mitigation | 0.9 | 30 | 0 | esc | 0.070418 | 3.7821e-10 | 0.074355 | 3.9936e-10 | 0.066806 | 3.5881e-10 | 0.063625 | 3.4172e-10
[120 empty] | 7.3.5.15 Identification and remediation of “at-risk species”WLDFRVegetation ContactBranch (OverHanging) | WLDFR | HFTD - Distribution - Tier 3 - 5QU CoRE ¦ 2QU LoRE | Non-Red Flag Warning - Destructive Fires | Vegetation Contact | Branch (OverHanging) | 2033 | 5.3709e-09 | 527.1275 | 2.8312e-06 | 2033 | Mitigation | 0.9 | 30 | 0 | esc | 0.070418 | 3.7821e-10 | 0.074355 | 3.9936e-10 | 0.066806 | 3.5881e-10 | 0.063625 | 3.4172e-10
[120 empty] | 7.3.5.15 Identification and remediation of “at-risk species”WLDFRVegetation ContactBranch (OverHanging) | WLDFR | HFTD - Distribution - Tier 3 - 5QU CoRE ¦ 2QU LoRE | Non-Red Flag Warning - Destructive Fires | Vegetation Contact | Branch (OverHanging) | 2034 | 5.3709e-09 | 527.1275 | 2.8312e-06 | 2034 | Mitigation | 0.9 | 30 | 0 | esc | 0.070418 | 3.7821e-10 | 0.074355 | 3.9936e-10 | 0.066806 | 3.5881e-10 | 0.063625 | 3.4172e-10
[120 empty] | 7.3.5.15 Identification and remediation of “at-risk species”WLDFRVegetation ContactBranch (OverHanging) | WLDFR | HFTD - Distribution - Tier 3 - 5QU CoRE ¦ 2QU LoRE | Non-Red Flag Warning - Destructive Fires | Vegetation Contact | Branch (OverHanging) | 2035 | 5.3709e-09 | 527.1275 | 2.8312e-06 | 2035 | Mitigation | 0.9 | 30 | 0 | esc | 0.070418 | 3.7821e-10 | 0.074355 | 3.9936e-10 | 0.066806 | 3.5881e-10 | 0.063625 | 3.4172e-10
[120 empty] | 7.3.5.15 Identification and remediation of “at-risk species”WLDFRVegetation ContactBranch (OverHanging) | WLDFR | HFTD - Distribution - Tier 3 - 5QU CoRE ¦ 2QU LoRE | Non-Red Flag Warning - Destructive Fires | Vegetation Contact | Branch (OverHanging) | 2036 | 5.3709e-09 | 527.1275 | 2.8312e-06 | 2036 | Mitigation | 0.9 | 30 | 0 | esc | 0.070418 | 3.7821e-10 | 0.074355 | 3.9936e-10 | 0.066806 | 3.5881e-10 | 0.063625 | 3.4172e-10
[120 empty] | 7.3.5.15 Identification and remediation of “at-risk species”WLDFRVegetation ContactBranch (OverHanging) | WLDFR | HFTD - Distribution - Tier 3 - 5QU CoRE ¦ 2QU LoRE | Non-Red Flag Warning - Destructive Fires | Vegetation Contact | Branch (OverHanging) | 2037 | 5.3709e-09 | 527.1275 | 2.8312e-06 | 2037 | Mitigation | 0.9 | 30 | 0 | esc | 0.070418 | 3.7821e-10 | 0.074355 | 3.9936e-10 | 0.066806 | 3.5881e-10 | 0.063625 | 3.4172e-10
[120 empty] | 7.3.5.15 Identification and remediation of “at-risk species”WLDFRVegetation ContactBranch (OverHanging) | WLDFR | HFTD - Distribution - Tier 3 - 5QU CoRE ¦ 2QU LoRE | Non-Red Flag Warning - Destructive Fires | Vegetation Contact | Branch (OverHanging) | 2038 | 5.3709e-09 | 527.1275 | 2.8312e-06 | 2038 | Mitigation | 0.9 | 30 | 0 | esc | 0.070418 | 3.7821e-10 | 0.074355 | 3.9936e-10 | 0.066806 | 3.5881e-10 | 0.063625 | 3.4172e-10
[120 empty] | 7.3.5.15 Identification and remediation of “at-risk species”WLDFRVegetation ContactBranch (OverHanging) | WLDFR | HFTD - Distribution - Tier 3 - 5QU CoRE ¦ 2QU LoRE | Non-Red Flag Warning - Destructive Fires | Vegetation Contact | Branch (OverHanging) | 2039 | 5.3709e-09 | 527.1275 | 2.8312e-06 | 2039 | Mitigation | 0.9 | 30 | 0 | esc | 0.070418 | 3.7821e-10 | 0.074355 | 3.9936e-10 | 0.066806 | 3.5881e-10 | 0.063625 | 3.4172e-10
[120 empty] | 7.3.5.15 Identification and remediation of “at-risk species”WLDFRVegetation ContactBranch (OverHanging) | WLDFR | HFTD - Distribution - Tier 3 - 5QU CoRE ¦ 2QU LoRE | Non-Red Flag Warning - Destructive Fires | Vegetation Contact | Branch (OverHanging) | 2040 | 5.3709e-09 | 527.1275 | 2.8312e-06 | 2040 | Mitigation | 0.9 | 30 | 0 | esc | 0.070418 | 3.7821e-10 | 0.074355 | 3.9936e-10 | 0.066806 | 3.5881e-10 | 0.063625 | 3.4172e-10
[120 empty] | 7.3.5.15 Identification and remediation of “at-risk species”WLDFRVegetation ContactBranch (OverHanging) | WLDFR | HFTD - Distribution - Tier 3 - 5QU CoRE ¦ 2QU LoRE | Non-Red Flag Warning - Destructive Fires | Vegetation Contact | Branch (OverHanging) | 2041 | 5.3709e-09 | 527.1275 | 2.8312e-06 | 2041 | Mitigation | 0.9 | 30 | 0 | esc | 0.070418 | 3.7821e-10 | 0.074355 | 3.9936e-10 | 0.066806 | 3.5881e-10 | 0.063625 | 3.4172e-10
[120 empty] | 7.3.5.15 Identification and remediation of “at-risk species”WLDFRVegetation ContactBranch (OverHanging) | WLDFR | HFTD - Distribution - Tier 3 - 5QU CoRE ¦ 2QU LoRE | Non-Red Flag Warning - Destructive Fires | Vegetation Contact | Branch (OverHanging) | 2042 | 5.3709e-09 | 527.1275 | 2.8312e-06 | 2042 | Mitigation | 0.9 | 30 | 0 | esc | 0.070418 | 3.7821e-10 | 0.074355 | 3.9936e-10 | 0.066806 | 3.5881e-10 | 0.063625 | 3.4172e-10
[120 empty] | 7.3.5.15 Identification and remediation of “at-risk species”WLDFRVegetation ContactBranch (OverHanging) | WLDFR | HFTD - Distribution - Tier 3 - 5QU CoRE ¦ 2QU LoRE | Non-Red Flag Warning - Destructive Fires | Vegetation Contact | Branch (OverHanging) | 2043 | 5.3709e-09 | 527.1275 | 2.8312e-06 | 2043 | Mitigation | 0.9 | 30 | 0 | esc | 0.070418 | 3.7821e-10 | 0.074355 | 3.9936e-10 | 0.066806 | 3.5881e-10 | 0.063625 | 3.4172e-10
[120 empty] | 7.3.5.15 Identification and remediation of “at-risk species”WLDFRVegetation ContactBranch (OverHanging) | WLDFR | HFTD - Distribution - Tier 3 - 5QU CoRE ¦ 2QU LoRE | Non-Red Flag Warning - Destructive Fires | Vegetation Contact | Branch (OverHanging) | 2044 | 5.3709e-09 | 527.1275 | 2.8312e-06 | 2044 | Mitigation | 0.9 | 30 | 0 | esc | 0.070418 | 3.7821e-10 | 0.074355 | 3.9936e-10 | 0.066806 | 3.5881e-10 | 0.063625 | 3.4172e-10
[120 empty] | 7.3.5.15 Identification and remediation of “at-risk species”WLDFRVegetation ContactBranch (OverHanging) | WLDFR | HFTD - Distribution - Tier 3 - 5QU CoRE ¦ 2QU LoRE | Non-Red Flag Warning - Destructive Fires | Vegetation Contact | Branch (OverHanging) | 2045 | 5.3709e-09 | 527.1275 | 2.8312e-06 | 2045 | Mitigation | 0.9 | 30 | 0 | esc | 0.070418 | 3.7821e-10 | 0.074355 | 3.9936e-10 | 0.066806 | 3.5881e-10 | 0.063625 | 3.4172e-10
[120 empty] | 7.3.5.15 Identification and remediation of “at-risk species”WLDFRVegetation ContactBranch (OverHanging) | WLDFR | HFTD - Distribution - Tier 3 - 5QU CoRE ¦ 2QU LoRE | Non-Red Flag Warning - Destructive Fires | Vegetation Contact | Branch (OverHanging) | 2046 | 5.3709e-09 | 527.1275 | 2.8312e-06 | 2046 | Mitigation | 0.9 | 30 | 0 | esc | 0.070418 | 3.7821e-10 | 0.074355 | 3.9936e-10 | 0.066806 | 3.5881e-10 | 0.063625 | 3.4172e-10
[120 empty] | 7.3.5.15 Identification and remediation of “at-risk species”WLDFRVegetation ContactBranch (OverHanging) | WLDFR | HFTD - Distribution - Tier 3 - 5QU CoRE ¦ 2QU LoRE | Non-Red Flag Warning - Destructive Fires | Vegetation Contact | Branch (OverHanging) | 2047 | 5.3709e-09 | 527.1275 | 2.8312e-06 | 2047 | Mitigation | 0.9 | 30 | 0 | esc | 0.070418 | 3.7821e-10 | 0.074355 | 3.9936e-10 | 0.066806 | 3.5881e-10 | 0.063625 | 3.4172e-10
[120 empty] | 7.3.5.15 Identification and remediation of “at-risk species”WLDFRVegetation ContactBranch (OverHanging) | WLDFR | HFTD - Distribution - Tier 3 - 5QU CoRE ¦ 2QU LoRE | Non-Red Flag Warning - Destructive Fires | Vegetation Contact | Branch (OverHanging) | 2048 | 5.3709e-09 | 527.1275 | 2.8312e-06 | 2048 | Mitigation | 0.9 | 30 | 0 | esc | 0.070418 | 3.7821e-10 | 0.074355 | 3.9936e-10 | 0.066806 | 3.5881e-10 | 0.063625 | 3.4172e-10
[120 empty] | 7.3.5.15 Identification and remediation of “at-risk species”WLDFRVegetation ContactBranch (OverHanging) | WLDFR | HFTD - Distribution - Tier 3 - 5QU CoRE ¦ 2QU LoRE | Non-Red Flag Warning - Destructive Fires | Vegetation Contact | Branch (OverHanging) | 2049 | 5.3709e-09 | 527.1275 | 2.8312e-06 | 2049 | Mitigation | 0.9 | 30 | 0 | esc | 0.070418 | 3.7821e-10 | 0.074355 | 3.9936e-10 | 0.066806 | 3.5881e-10 | 0.063625 | 3.4172e-10
[120 empty] | 7.3.5.15 Identification and remediation of “at-risk species”WLDFRVegetation ContactBranch (OverHanging) | WLDFR | HFTD - Distribution - Tier 3 - 5QU CoRE ¦ 2QU LoRE | Non-Red Flag Warning - Destructive Fires | Vegetation Contact | Branch (OverHanging) | 2050 | 5.3709e-09 | 527.1275 | 2.8312e-06 | 2050 | Mitigation | 0.9 | 30 | 0 | esc | 0 | 0 | 0.074355 | 3.9936e-10 | 0.066806 | 3.5881e-10 | 0.063625 | 3.4172e-10
[120 empty] | 7.3.5.15 Identification and remediation of “at-risk species”WLDFRVegetation ContactBranch (OverHanging) | WLDFR | HFTD - Distribution - Tier 3 - 5QU CoRE ¦ 2QU LoRE | Non-Red Flag Warning - Destructive Fires | Vegetation Contact | Branch (OverHanging) | 2051 | 5.3709e-09 | 527.1275 | 2.8312e-06 | 2051 | Mitigation | 0.9 | 30 | 0 | esc | 0 | 0 | 0 | 0 | 0.066806 | 3.5881e-10 | 0.063625 | 3.4172e-10
[120 empty] | 7.3.5.15 Identification and remediation of “at-risk species”WLDFRVegetation ContactBranch (OverHanging) | WLDFR | HFTD - Distribution - Tier 3 - 5QU CoRE ¦ 2QU LoRE | Non-Red Flag Warning - Destructive Fires | Vegetation Contact | Branch (OverHanging) | 2052 | 5.3709e-09 | 527.1275 | 2.8312e-06 | 2052 | Mitigation | 0.9 | 30 | 0 | esc | 0 | 0 | 0 | 0 | 0 | 0 | 0.063625 | 3.4172e-10
[120 empty] | 7.3.5.15 Identification and remediation of “at-risk species”WLDFRVegetation ContactFell into (Moderate-Severe defect) | WLDFR | HFTD - Distribution - Tier 3 - 5QU CoRE ¦ 2QU LoRE | Non-Red Flag Warning - Destructive Fires | Vegetation Contact | Fell into (Moderate-Severe defect) | 2022 | 2.5498e-09 | 527.1275 | 1.3441e-06 | 2022 | Mitigation | 0.95 | 1 | 0 | esc | 0 | 0 | 0 | 0 | 0.070518 | 1.798e-10 | 0 | 0
[120 empty] | 7.3.5.15 Identification and remediation of “at-risk species”WLDFRVegetation ContactFell into (Moderate-Severe defect) | WLDFR | HFTD - Distribution - Tier 3 - 5QU CoRE ¦ 2QU LoRE | Non-Red Flag Warning - Destructive Fires | Vegetation Contact | Fell into (Moderate-Severe defect) | 2023 | 2.5498e-09 | 527.1275 | 1.3441e-06 | 2023 | Mitigation | 0.95 | 1 | 0 | esc | 0 | 0 | 0 | 0 | 0 | 0 | 0.06716 | 1.7124e-10
[120 empty] | 7.3.5.15 Identification and remediation of “at-risk species”WLDFRVegetation ContactFell into (slight defect) | WLDFR | HFTD - Distribution - Tier 3 - 5QU CoRE ¦ 2QU LoRE | Non-Red Flag Warning - Destructive Fires | Vegetation Contact | Fell into (slight defect) | 2022 | 3.2891e-09 | 527.1275 | 1.7338e-06 | 2022 | Mitigation | 0.5 | 1 | 0 | esc | 0 | 0 | 0 | 0 | 0.037115 | 1.2207e-10 | 0 | 0
[120 empty] | 7.3.5.15 Identification and remediation of “at-risk species”WLDFRVegetation ContactFell into (slight defect) | WLDFR | HFTD - Distribution - Tier 3 - 5QU CoRE ¦ 2QU LoRE | Non-Red Flag Warning - Destructive Fires | Vegetation Contact | Fell into (slight defect) | 2023 | 3.2891e-09 | 527.1275 | 1.7338e-06 | 2023 | Mitigation | 0.5 | 1 | 0 | esc | 0 | 0 | 0 | 0 | 0 | 0 | 0.035347 | 1.1626e-10
[120 empty] | 7.3.5.15 Identification and remediation of “at-risk species”WLDFRVegetation ContactGrow Into | WLDFR | HFTD - Distribution - Tier 3 - 5QU CoRE ¦ 2QU LoRE | Non-Red Flag Warning - Destructive Fires | Vegetation Contact | Grow Into | 2022 | 2.8426e-10 | 527.1275 | 1.4984e-07 | 2022 | Mitigation | 0.5 | 1 | 0 | esc | 0 | 0 | 0 | 0 | 0.037115 | 1.055e-11 | 0 | 0
[120 empty] | 7.3.5.15 Identification and remediation of “at-risk species”WLDFRVegetation ContactGrow Into | WLDFR | HFTD - Distribution - Tier 3 - 5QU CoRE ¦ 2QU LoRE | Non-Red Flag Warning - Destructive Fires | Vegetation Contact | Grow Into | 2023 | 2.8426e-10 | 527.1275 | 1.4984e-07 | 2023 | Mitigation | 0.5 | 1 | 0 | esc | 0 | 0 | 0 | 0 | 0 | 0 | 0.035347 | 1.0048e-11
[120 empty] | 7.3.5.15 Identification and remediation of “at-risk species”WLDFRVegetation ContactBranch (Not overhanging, 4-12ft) | WLDFR | HFTD - Distribution - Tier 3 - 5QU CoRE ¦ 2QU LoRE | Non-Red Flag Warning - Large Fires | Vegetation Contact | Branch (Not overhanging, 4-12ft) | 2022 | 4.0003e-08 | 527.1275 | 2.1087e-05 | 2022 | Mitigation | 0.5 | 30 | 0 | esc | 0.039121 | 1.565e-09 | 0.041308 | 1.6525e-09 | 0.037115 | 1.4847e-09 | 0 | 0
[120 empty] | 7.3.5.15 Identification and remediation of “at-risk species”WLDFRVegetation ContactBranch (Not overhanging, 4-12ft) | WLDFR | HFTD - Distribution - Tier 3 - 5QU CoRE ¦ 2QU LoRE | Non-Red Flag Warning - Large Fires | Vegetation Contact | Branch (Not overhanging, 4-12ft) | 2023 | 4.0003e-08 | 527.1275 | 2.1087e-05 | 2023 | Mitigation | 0.5 | 30 | 0 | esc | 0.039121 | 1.565e-09 | 0.041308 | 1.6525e-09 | 0.037115 | 1.4847e-09 | 0.035347 | 1.414e-09
[120 empty] | 7.3.5.15 Identification and remediation of “at-risk species”WLDFRVegetation ContactBranch (Not overhanging, 4-12ft) | WLDFR | HFTD - Distribution - Tier 3 - 5QU CoRE ¦ 2QU LoRE | Non-Red Flag Warning - Large Fires | Vegetation Contact | Branch (Not overhanging, 4-12ft) | 2024 | 4.0003e-08 | 527.1275 | 2.1087e-05 | 2024 | Mitigation | 0.5 | 30 | 0 | esc | 0.039121 | 1.565e-09 | 0.041308 | 1.6525e-09 | 0.037115 | 1.4847e-09 | 0.035347 | 1.414e-09
[120 empty] | 7.3.5.15 Identification and remediation of “at-risk species”WLDFRVegetation ContactBranch (Not overhanging, 4-12ft) | WLDFR | HFTD - Distribution - Tier 3 - 5QU CoRE ¦ 2QU LoRE | Non-Red Flag Warning - Large Fires | Vegetation Contact | Branch (Not overhanging, 4-12ft) | 2025 | 4.0003e-08 | 527.1275 | 2.1087e-05 | 2025 | Mitigation | 0.5 | 30 | 0 | esc | 0.039121 | 1.565e-09 | 0.041308 | 1.6525e-09 | 0.037115 | 1.4847e-09 | 0.035347 | 1.414e-09
[120 empty] | 7.3.5.15 Identification and remediation of “at-risk species”WLDFRVegetation ContactBranch (Not overhanging, 4-12ft) | WLDFR | HFTD - Distribution - Tier 3 - 5QU CoRE ¦ 2QU LoRE | Non-Red Flag Warning - Large Fires | Vegetation Contact | Branch (Not overhanging, 4-12ft) | 2026 | 4.0003e-08 | 527.1275 | 2.1087e-05 | 2026 | Mitigation | 0.5 | 30 | 0 | esc | 0.039121 | 1.565e-09 | 0.041308 | 1.6525e-09 | 0.037115 | 1.4847e-09 | 0.035347 | 1.414e-09
[120 empty] | 7.3.5.15 Identification and remediation of “at-risk species”WLDFRVegetation ContactBranch (Not overhanging, 4-12ft) | WLDFR | HFTD - Distribution - Tier 3 - 5QU CoRE ¦ 2QU LoRE | Non-Red Flag Warning - Large Fires | Vegetation Contact | Branch (Not overhanging, 4-12ft) | 2027 | 4.0003e-08 | 527.1275 | 2.1087e-05 | 2027 | Mitigation | 0.5 | 30 | 0 | esc | 0.039121 | 1.565e-09 | 0.041308 | 1.6525e-09 | 0.037115 | 1.4847e-09 | 0.035347 | 1.414e-09
[120 empty] | 7.3.5.15 Identification and remediation of “at-risk species”WLDFRVegetation ContactBranch (Not overhanging, 4-12ft) | WLDFR | HFTD - Distribution - Tier 3 - 5QU CoRE ¦ 2QU LoRE | Non-Red Flag Warning - Large Fires | Vegetation Contact | Branch (Not overhanging, 4-12ft) | 2028 | 4.0003e-08 | 527.1275 | 2.1087e-05 | 2028 | Mitigation | 0.5 | 30 | 0 | esc | 0.039121 | 1.565e-09 | 0.041308 | 1.6525e-09 | 0.037115 | 1.4847e-09 | 0.035347 | 1.414e-09
[120 empty] | 7.3.5.15 Identification and remediation of “at-risk species”WLDFRVegetation ContactBranch (Not overhanging, 4-12ft) | WLDFR | HFTD - Distribution - Tier 3 - 5QU CoRE ¦ 2QU LoRE | Non-Red Flag Warning - Large Fires | Vegetation Contact | Branch (Not overhanging, 4-12ft) | 2029 | 4.0003e-08 | 527.1275 | 2.1087e-05 | 2029 | Mitigation | 0.5 | 30 | 0 | esc | 0.039121 | 1.565e-09 | 0.041308 | 1.6525e-09 | 0.037115 | 1.4847e-09 | 0.035347 | 1.414e-09
[120 empty] | 7.3.5.15 Identification and remediation of “at-risk species”WLDFRVegetation ContactBranch (Not overhanging, 4-12ft) | WLDFR | HFTD - Distribution - Tier 3 - 5QU CoRE ¦ 2QU LoRE | Non-Red Flag Warning - Large Fires | Vegetation Contact | Branch (Not overhanging, 4-12ft) | 2030 | 4.0003e-08 | 527.1275 | 2.1087e-05 | 2030 | Mitigation | 0.5 | 30 | 0 | esc | 0.039121 | 1.565e-09 | 0.041308 | 1.6525e-09 | 0.037115 | 1.4847e-09 | 0.035347 | 1.414e-09
[120 empty] | 7.3.5.15 Identification and remediation of “at-risk species”WLDFRVegetation ContactBranch (Not overhanging, 4-12ft) | WLDFR | HFTD - Distribution - Tier 3 - 5QU CoRE ¦ 2QU LoRE | Non-Red Flag Warning - Large Fires | Vegetation Contact | Branch (Not overhanging, 4-12ft) | 2031 | 4.0003e-08 | 527.1275 | 2.1087e-05 | 2031 | Mitigation | 0.5 | 30 | 0 | esc | 0.039121 | 1.565e-09 | 0.041308 | 1.6525e-09 | 0.037115 | 1.4847e-09 | 0.035347 | 1.414e-09
[120 empty] | 7.3.5.15 Identification and remediation of “at-risk species”WLDFRVegetation ContactBranch (Not overhanging, 4-12ft) | WLDFR | HFTD - Distribution - Tier 3 - 5QU CoRE ¦ 2QU LoRE | Non-Red Flag Warning - Large Fires | Vegetation Contact | Branch (Not overhanging, 4-12ft) | 2032 | 4.0003e-08 | 527.1275 | 2.1087e-05 | 2032 | Mitigation | 0.5 | 30 | 0 | esc | 0.039121 | 1.565e-09 | 0.041308 | 1.6525e-09 | 0.037115 | 1.4847e-09 | 0.035347 | 1.414e-09
[120 empty] | 7.3.5.15 Identification and remediation of “at-risk species”WLDFRVegetation ContactBranch (Not overhanging, 4-12ft) | WLDFR | HFTD - Distribution - Tier 3 - 5QU CoRE ¦ 2QU LoRE | Non-Red Flag Warning - Large Fires | Vegetation Contact | Branch (Not overhanging, 4-12ft) | 2033 | 4.0003e-08 | 527.1275 | 2.1087e-05 | 2033 | Mitigation | 0.5 | 30 | 0 | esc | 0.039121 | 1.565e-09 | 0.041308 | 1.6525e-09 | 0.037115 | 1.4847e-09 | 0.035347 | 1.414e-09
[120 empty] | 7.3.5.15 Identification and remediation of “at-risk species”WLDFRVegetation ContactBranch (Not overhanging, 4-12ft) | WLDFR | HFTD - Distribution - Tier 3 - 5QU CoRE ¦ 2QU LoRE | Non-Red Flag Warning - Large Fires | Vegetation Contact | Branch (Not overhanging, 4-12ft) | 2034 | 4.0003e-08 | 527.1275 | 2.1087e-05 | 2034 | Mitigation | 0.5 | 30 | 0 | esc | 0.039121 | 1.565e-09 | 0.041308 | 1.6525e-09 | 0.037115 | 1.4847e-09 | 0.035347 | 1.414e-09
[120 empty] | 7.3.5.15 Identification and remediation of “at-risk species”WLDFRVegetation ContactBranch (Not overhanging, 4-12ft) | WLDFR | HFTD - Distribution - Tier 3 - 5QU CoRE ¦ 2QU LoRE | Non-Red Flag Warning - Large Fires | Vegetation Contact | Branch (Not overhanging, 4-12ft) | 2035 | 4.0003e-08 | 527.1275 | 2.1087e-05 | 2035 | Mitigation | 0.5 | 30 | 0 | esc | 0.039121 | 1.565e-09 | 0.041308 | 1.6525e-09 | 0.037115 | 1.4847e-09 | 0.035347 | 1.414e-09
[120 empty] | 7.3.5.15 Identification and remediation of “at-risk species”WLDFRVegetation ContactBranch (Not overhanging, 4-12ft) | WLDFR | HFTD - Distribution - Tier 3 - 5QU CoRE ¦ 2QU LoRE | Non-Red Flag Warning - Large Fires | Vegetation Contact | Branch (Not overhanging, 4-12ft) | 2036 | 4.0003e-08 | 527.1275 | 2.1087e-05 | 2036 | Mitigation | 0.5 | 30 | 0 | esc | 0.039121 | 1.565e-09 | 0.041308 | 1.6525e-09 | 0.037115 | 1.4847e-09 | 0.035347 | 1.414e-09
[120 empty] | 7.3.5.15 Identification and remediation of “at-risk species”WLDFRVegetation ContactBranch (Not overhanging, 4-12ft) | WLDFR | HFTD - Distribution - Tier 3 - 5QU CoRE ¦ 2QU LoRE | Non-Red Flag Warning - Large Fires | Vegetation Contact | Branch (Not overhanging, 4-12ft) | 2037 | 4.0003e-08 | 527.1275 | 2.1087e-05 | 2037 | Mitigation | 0.5 | 30 | 0 | esc | 0.039121 | 1.565e-09 | 0.041308 | 1.6525e-09 | 0.037115 | 1.4847e-09 | 0.035347 | 1.414e-09
[120 empty] | 7.3.5.15 Identification and remediation of “at-risk species”WLDFRVegetation ContactBranch (Not overhanging, 4-12ft) | WLDFR | HFTD - Distribution - Tier 3 - 5QU CoRE ¦ 2QU LoRE | Non-Red Flag Warning - Large Fires | Vegetation Contact | Branch (Not overhanging, 4-12ft) | 2038 | 4.0003e-08 | 527.1275 | 2.1087e-05 | 2038 | Mitigation | 0.5 | 30 | 0 | esc | 0.039121 | 1.565e-09 | 0.041308 | 1.6525e-09 | 0.037115 | 1.4847e-09 | 0.035347 | 1.414e-09
[120 empty] | 7.3.5.15 Identification and remediation of “at-risk species”WLDFRVegetation ContactBranch (Not overhanging, 4-12ft) | WLDFR | HFTD - Distribution - Tier 3 - 5QU CoRE ¦ 2QU LoRE | Non-Red Flag Warning - Large Fires | Vegetation Contact | Branch (Not overhanging, 4-12ft) | 2039 | 4.0003e-08 | 527.1275 | 2.1087e-05 | 2039 | Mitigation | 0.5 | 30 | 0 | esc | 0.039121 | 1.565e-09 | 0.041308 | 1.6525e-09 | 0.037115 | 1.4847e-09 | 0.035347 | 1.414e-09
[120 empty] | 7.3.5.15 Identification and remediation of “at-risk species”WLDFRVegetation ContactBranch (Not overhanging, 4-12ft) | WLDFR | HFTD - Distribution - Tier 3 - 5QU CoRE ¦ 2QU LoRE | Non-Red Flag Warning - Large Fires | Vegetation Contact | Branch (Not overhanging, 4-12ft) | 2040 | 4.0003e-08 | 527.1275 | 2.1087e-05 | 2040 | Mitigation | 0.5 | 30 | 0 | esc | 0.039121 | 1.565e-09 | 0.041308 | 1.6525e-09 | 0.037115 | 1.4847e-09 | 0.035347 | 1.414e-09
[120 empty] | 7.3.5.15 Identification and remediation of “at-risk species”WLDFRVegetation ContactBranch (Not overhanging, 4-12ft) | WLDFR | HFTD - Distribution - Tier 3 - 5QU CoRE ¦ 2QU LoRE | Non-Red Flag Warning - Large Fires | Vegetation Contact | Branch (Not overhanging, 4-12ft) | 2041 | 4.0003e-08 | 527.1275 | 2.1087e-05 | 2041 | Mitigation | 0.5 | 30 | 0 | esc | 0.039121 | 1.565e-09 | 0.041308 | 1.6525e-09 | 0.037115 | 1.4847e-09 | 0.035347 | 1.414e-09
[120 empty] | 7.3.5.15 Identification and remediation of “at-risk species”WLDFRVegetation ContactBranch (Not overhanging, 4-12ft) | WLDFR | HFTD - Distribution - Tier 3 - 5QU CoRE ¦ 2QU LoRE | Non-Red Flag Warning - Large Fires | Vegetation Contact | Branch (Not overhanging, 4-12ft) | 2042 | 4.0003e-08 | 527.1275 | 2.1087e-05 | 2042 | Mitigation | 0.5 | 30 | 0 | esc | 0.039121 | 1.565e-09 | 0.041308 | 1.6525e-09 | 0.037115 | 1.4847e-09 | 0.035347 | 1.414e-09
[120 empty] | 7.3.5.15 Identification and remediation of “at-risk species”WLDFRVegetation ContactBranch (Not overhanging, 4-12ft) | WLDFR | HFTD - Distribution - Tier 3 - 5QU CoRE ¦ 2QU LoRE | Non-Red Flag Warning - Large Fires | Vegetation Contact | Branch (Not overhanging, 4-12ft) | 2043 | 4.0003e-08 | 527.1275 | 2.1087e-05 | 2043 | Mitigation | 0.5 | 30 | 0 | esc | 0.039121 | 1.565e-09 | 0.041308 | 1.6525e-09 | 0.037115 | 1.4847e-09 | 0.035347 | 1.414e-09
[120 empty] | 7.3.5.15 Identification and remediation of “at-risk species”WLDFRVegetation ContactBranch (Not overhanging, 4-12ft) | WLDFR | HFTD - Distribution - Tier 3 - 5QU CoRE ¦ 2QU LoRE | Non-Red Flag Warning - Large Fires | Vegetation Contact | Branch (Not overhanging, 4-12ft) | 2044 | 4.0003e-08 | 527.1275 | 2.1087e-05 | 2044 | Mitigation | 0.5 | 30 | 0 | esc | 0.039121 | 1.565e-09 | 0.041308 | 1.6525e-09 | 0.037115 | 1.4847e-09 | 0.035347 | 1.414e-09
[120 empty] | 7.3.5.15 Identification and remediation of “at-risk species”WLDFRVegetation ContactBranch (Not overhanging, 4-12ft) | WLDFR | HFTD - Distribution - Tier 3 - 5QU CoRE ¦ 2QU LoRE | Non-Red Flag Warning - Large Fires | Vegetation Contact | Branch (Not overhanging, 4-12ft) | 2045 | 4.0003e-08 | 527.1275 | 2.1087e-05 | 2045 | Mitigation | 0.5 | 30 | 0 | esc | 0.039121 | 1.565e-09 | 0.041308 | 1.6525e-09 | 0.037115 | 1.4847e-09 | 0.035347 | 1.414e-09
[120 empty] | 7.3.5.15 Identification and remediation of “at-risk species”WLDFRVegetation ContactBranch (Not overhanging, 4-12ft) | WLDFR | HFTD - Distribution - Tier 3 - 5QU CoRE ¦ 2QU LoRE | Non-Red Flag Warning - Large Fires | Vegetation Contact | Branch (Not overhanging, 4-12ft) | 2046 | 4.0003e-08 | 527.1275 | 2.1087e-05 | 2046 | Mitigation | 0.5 | 30 | 0 | esc | 0.039121 | 1.565e-09 | 0.041308 | 1.6525e-09 | 0.037115 | 1.4847e-09 | 0.035347 | 1.414e-09
[120 empty] | 7.3.5.15 Identification and remediation of “at-risk species”WLDFRVegetation ContactBranch (Not overhanging, 4-12ft) | WLDFR | HFTD - Distribution - Tier 3 - 5QU CoRE ¦ 2QU LoRE | Non-Red Flag Warning - Large Fires | Vegetation Contact | Branch (Not overhanging, 4-12ft) | 2047 | 4.0003e-08 | 527.1275 | 2.1087e-05 | 2047 | Mitigation | 0.5 | 30 | 0 | esc | 0.039121 | 1.565e-09 | 0.041308 | 1.6525e-09 | 0.037115 | 1.4847e-09 | 0.035347 | 1.414e-09
[120 empty] | 7.3.5.15 Identification and remediation of “at-risk species”WLDFRVegetation ContactBranch (Not overhanging, 4-12ft) | WLDFR | HFTD - Distribution - Tier 3 - 5QU CoRE ¦ 2QU LoRE | Non-Red Flag Warning - Large Fires | Vegetation Contact | Branch (Not overhanging, 4-12ft) | 2048 | 4.0003e-08 | 527.1275 | 2.1087e-05 | 2048 | Mitigation | 0.5 | 30 | 0 | esc | 0.039121 | 1.565e-09 | 0.041308 | 1.6525e-09 | 0.037115 | 1.4847e-09 | 0.035347 | 1.414e-09
[120 empty] | 7.3.5.15 Identification and remediation of “at-risk species”WLDFRVegetation ContactBranch (Not overhanging, 4-12ft) | WLDFR | HFTD - Distribution - Tier 3 - 5QU CoRE ¦ 2QU LoRE | Non-Red Flag Warning - Large Fires | Vegetation Contact | Branch (Not overhanging, 4-12ft) | 2049 | 4.0003e-08 | 527.1275 | 2.1087e-05 | 2049 | Mitigation | 0.5 | 30 | 0 | esc | 0.039121 | 1.565e-09 | 0.041308 | 1.6525e-09 | 0.037115 | 1.4847e-09 | 0.035347 | 1.414e-09
[120 empty] | 7.3.5.15 Identification and remediation of “at-risk species”WLDFRVegetation ContactBranch (Not overhanging, 4-12ft) | WLDFR | HFTD - Distribution - Tier 3 - 5QU CoRE ¦ 2QU LoRE | Non-Red Flag Warning - Large Fires | Vegetation Contact | Branch (Not overhanging, 4-12ft) | 2050 | 4.0003e-08 | 527.1275 | 2.1087e-05 | 2050 | Mitigation | 0.5 | 30 | 0 | esc | 0 | 0 | 0.041308 | 1.6525e-09 | 0.037115 | 1.4847e-09 | 0.035347 | 1.414e-09
[120 empty] | 7.3.5.15 Identification and remediation of “at-risk species”WLDFRVegetation ContactBranch (Not overhanging, 4-12ft) | WLDFR | HFTD - Distribution - Tier 3 - 5QU CoRE ¦ 2QU LoRE | Non-Red Flag Warning - Large Fires | Vegetation Contact | Branch (Not overhanging, 4-12ft) | 2051 | 4.0003e-08 | 527.1275 | 2.1087e-05 | 2051 | Mitigation | 0.5 | 30 | 0 | esc | 0 | 0 | 0 | 0 | 0.037115 | 1.4847e-09 | 0.035347 | 1.414e-09
[120 empty] | 7.3.5.15 Identification and remediation of “at-risk species”WLDFRVegetation ContactBranch (Not overhanging, 4-12ft) | WLDFR | HFTD - Distribution - Tier 3 - 5QU CoRE ¦ 2QU LoRE | Non-Red Flag Warning - Large Fires | Vegetation Contact | Branch (Not overhanging, 4-12ft) | 2052 | 4.0003e-08 | 527.1275 | 2.1087e-05 | 2052 | Mitigation | 0.5 | 30 | 0 | esc | 0 | 0 | 0 | 0 | 0 | 0 | 0.035347 | 1.414e-09
[120 empty] | 7.3.5.15 Identification and remediation of “at-risk species”WLDFRVegetation ContactBranch (Not overhanging, within 4ft) | WLDFR | HFTD - Distribution - Tier 3 - 5QU CoRE ¦ 2QU LoRE | Non-Red Flag Warning - Large Fires | Vegetation Contact | Branch (Not overhanging, within 4ft) | 2022 | 1.7554e-08 | 527.1275 | 9.2534e-06 | 2022 | Mitigation | 0.9 | 30 | 0 | esc | 0.070418 | 1.2361e-09 | 0.074355 | 1.3053e-09 | 0.066806 | 1.1727e-09 | 0 | 0
[120 empty] | 7.3.5.15 Identification and remediation of “at-risk species”WLDFRVegetation ContactBranch (Not overhanging, within 4ft) | WLDFR | HFTD - Distribution - Tier 3 - 5QU CoRE ¦ 2QU LoRE | Non-Red Flag Warning - Large Fires | Vegetation Contact | Branch (Not overhanging, within 4ft) | 2023 | 1.7554e-08 | 527.1275 | 9.2534e-06 | 2023 | Mitigation | 0.9 | 30 | 0 | esc | 0.070418 | 1.2361e-09 | 0.074355 | 1.3053e-09 | 0.066806 | 1.1727e-09 | 0.063625 | 1.1169e-09
[120 empty] | 7.3.5.15 Identification and remediation of “at-risk species”WLDFRVegetation ContactBranch (Not overhanging, within 4ft) | WLDFR | HFTD - Distribution - Tier 3 - 5QU CoRE ¦ 2QU LoRE | Non-Red Flag Warning - Large Fires | Vegetation Contact | Branch (Not overhanging, within 4ft) | 2024 | 1.7554e-08 | 527.1275 | 9.2534e-06 | 2024 | Mitigation | 0.9 | 30 | 0 | esc | 0.070418 | 1.2361e-09 | 0.074355 | 1.3053e-09 | 0.066806 | 1.1727e-09 | 0.063625 | 1.1169e-09
[120 empty] | 7.3.5.15 Identification and remediation of “at-risk species”WLDFRVegetation ContactBranch (Not overhanging, within 4ft) | WLDFR | HFTD - Distribution - Tier 3 - 5QU CoRE ¦ 2QU LoRE | Non-Red Flag Warning - Large Fires | Vegetation Contact | Branch (Not overhanging, within 4ft) | 2025 | 1.7554e-08 | 527.1275 | 9.2534e-06 | 2025 | Mitigation | 0.9 | 30 | 0 | esc | 0.070418 | 1.2361e-09 | 0.074355 | 1.3053e-09 | 0.066806 | 1.1727e-09 | 0.063625 | 1.1169e-09
[120 empty] | 7.3.5.15 Identification and remediation of “at-risk species”WLDFRVegetation ContactBranch (Not overhanging, within 4ft) | WLDFR | HFTD - Distribution - Tier 3 - 5QU CoRE ¦ 2QU LoRE | Non-Red Flag Warning - Large Fires | Vegetation Contact | Branch (Not overhanging, within 4ft) | 2026 | 1.7554e-08 | 527.1275 | 9.2534e-06 | 2026 | Mitigation | 0.9 | 30 | 0 | esc | 0.070418 | 1.2361e-09 | 0.074355 | 1.3053e-09 | 0.066806 | 1.1727e-09 | 0.063625 | 1.1169e-09
[120 empty] | 7.3.5.15 Identification and remediation of “at-risk species”WLDFRVegetation ContactBranch (Not overhanging, within 4ft) | WLDFR | HFTD - Distribution - Tier 3 - 5QU CoRE ¦ 2QU LoRE | Non-Red Flag Warning - Large Fires | Vegetation Contact | Branch (Not overhanging, within 4ft) | 2027 | 1.7554e-08 | 527.1275 | 9.2534e-06 | 2027 | Mitigation | 0.9 | 30 | 0 | esc | 0.070418 | 1.2361e-09 | 0.074355 | 1.3053e-09 | 0.066806 | 1.1727e-09 | 0.063625 | 1.1169e-09
[120 empty] | 7.3.5.15 Identification and remediation of “at-risk species”WLDFRVegetation ContactBranch (Not overhanging, within 4ft) | WLDFR | HFTD - Distribution - Tier 3 - 5QU CoRE ¦ 2QU LoRE | Non-Red Flag Warning - Large Fires | Vegetation Contact | Branch (Not overhanging, within 4ft) | 2028 | 1.7554e-08 | 527.1275 | 9.2534e-06 | 2028 | Mitigation | 0.9 | 30 | 0 | esc | 0.070418 | 1.2361e-09 | 0.074355 | 1.3053e-09 | 0.066806 | 1.1727e-09 | 0.063625 | 1.1169e-09
[120 empty] | 7.3.5.15 Identification and remediation of “at-risk species”WLDFRVegetation ContactBranch (Not overhanging, within 4ft) | WLDFR | HFTD - Distribution - Tier 3 - 5QU CoRE ¦ 2QU LoRE | Non-Red Flag Warning - Large Fires | Vegetation Contact | Branch (Not overhanging, within 4ft) | 2029 | 1.7554e-08 | 527.1275 | 9.2534e-06 | 2029 | Mitigation | 0.9 | 30 | 0 | esc | 0.070418 | 1.2361e-09 | 0.074355 | 1.3053e-09 | 0.066806 | 1.1727e-09 | 0.063625 | 1.1169e-09
[120 empty] | 7.3.5.15 Identification and remediation of “at-risk species”WLDFRVegetation ContactBranch (Not overhanging, within 4ft) | WLDFR | HFTD - Distribution - Tier 3 - 5QU CoRE ¦ 2QU LoRE | Non-Red Flag Warning - Large Fires | Vegetation Contact | Branch (Not overhanging, within 4ft) | 2030 | 1.7554e-08 | 527.1275 | 9.2534e-06 | 2030 | Mitigation | 0.9 | 30 | 0 | esc | 0.070418 | 1.2361e-09 | 0.074355 | 1.3053e-09 | 0.066806 | 1.1727e-09 | 0.063625 | 1.1169e-09
[120 empty] | 7.3.5.15 Identification and remediation of “at-risk species”WLDFRVegetation ContactBranch (Not overhanging, within 4ft) | WLDFR | HFTD - Distribution - Tier 3 - 5QU CoRE ¦ 2QU LoRE | Non-Red Flag Warning - Large Fires | Vegetation Contact | Branch (Not overhanging, within 4ft) | 2031 | 1.7554e-08 | 527.1275 | 9.2534e-06 | 2031 | Mitigation | 0.9 | 30 | 0 | esc | 0.070418 | 1.2361e-09 | 0.074355 | 1.3053e-09 | 0.066806 | 1.1727e-09 | 0.063625 | 1.1169e-09
[120 empty] | 7.3.5.15 Identification and remediation of “at-risk species”WLDFRVegetation ContactBranch (Not overhanging, within 4ft) | WLDFR | HFTD - Distribution - Tier 3 - 5QU CoRE ¦ 2QU LoRE | Non-Red Flag Warning - Large Fires | Vegetation Contact | Branch (Not overhanging, within 4ft) | 2032 | 1.7554e-08 | 527.1275 | 9.2534e-06 | 2032 | Mitigation | 0.9 | 30 | 0 | esc | 0.070418 | 1.2361e-09 | 0.074355 | 1.3053e-09 | 0.066806 | 1.1727e-09 | 0.063625 | 1.1169e-09
[120 empty] | 7.3.5.15 Identification and remediation of “at-risk species”WLDFRVegetation ContactBranch (Not overhanging, within 4ft) | WLDFR | HFTD - Distribution - Tier 3 - 5QU CoRE ¦ 2QU LoRE | Non-Red Flag Warning - Large Fires | Vegetation Contact | Branch (Not overhanging, within 4ft) | 2033 | 1.7554e-08 | 527.1275 | 9.2534e-06 | 2033 | Mitigation | 0.9 | 30 | 0 | esc | 0.070418 | 1.2361e-09 | 0.074355 | 1.3053e-09 | 0.066806 | 1.1727e-09 | 0.063625 | 1.1169e-09
[120 empty] | 7.3.5.15 Identification and remediation of “at-risk species”WLDFRVegetation ContactBranch (Not overhanging, within 4ft) | WLDFR | HFTD - Distribution - Tier 3 - 5QU CoRE ¦ 2QU LoRE | Non-Red Flag Warning - Large Fires | Vegetation Contact | Branch (Not overhanging, within 4ft) | 2034 | 1.7554e-08 | 527.1275 | 9.2534e-06 | 2034 | Mitigation | 0.9 | 30 | 0 | esc | 0.070418 | 1.2361e-09 | 0.074355 | 1.3053e-09 | 0.066806 | 1.1727e-09 | 0.063625 | 1.1169e-09
[120 empty] | 7.3.5.15 Identification and remediation of “at-risk species”WLDFRVegetation ContactBranch (Not overhanging, within 4ft) | WLDFR | HFTD - Distribution - Tier 3 - 5QU CoRE ¦ 2QU LoRE | Non-Red Flag Warning - Large Fires | Vegetation Contact | Branch (Not overhanging, within 4ft) | 2035 | 1.7554e-08 | 527.1275 | 9.2534e-06 | 2035 | Mitigation | 0.9 | 30 | 0 | esc | 0.070418 | 1.2361e-09 | 0.074355 | 1.3053e-09 | 0.066806 | 1.1727e-09 | 0.063625 | 1.1169e-09
[120 empty] | 7.3.5.15 Identification and remediation of “at-risk species”WLDFRVegetation ContactBranch (Not overhanging, within 4ft) | WLDFR | HFTD - Distribution - Tier 3 - 5QU CoRE ¦ 2QU LoRE | Non-Red Flag Warning - Large Fires | Vegetation Contact | Branch (Not overhanging, within 4ft) | 2036 | 1.7554e-08 | 527.1275 | 9.2534e-06 | 2036 | Mitigation | 0.9 | 30 | 0 | esc | 0.070418 | 1.2361e-09 | 0.074355 | 1.3053e-09 | 0.066806 | 1.1727e-09 | 0.063625 | 1.1169e-09
[120 empty] | 7.3.5.15 Identification and remediation of “at-risk species”WLDFRVegetation ContactBranch (Not overhanging, within 4ft) | WLDFR | HFTD - Distribution - Tier 3 - 5QU CoRE ¦ 2QU LoRE | Non-Red Flag Warning - Large Fires | Vegetation Contact | Branch (Not overhanging, within 4ft) | 2037 | 1.7554e-08 | 527.1275 | 9.2534e-06 | 2037 | Mitigation | 0.9 | 30 | 0 | esc | 0.070418 | 1.2361e-09 | 0.074355 | 1.3053e-09 | 0.066806 | 1.1727e-09 | 0.063625 | 1.1169e-09
[120 empty] | 7.3.5.15 Identification and remediation of “at-risk species”WLDFRVegetation ContactBranch (Not overhanging, within 4ft) | WLDFR | HFTD - Distribution - Tier 3 - 5QU CoRE ¦ 2QU LoRE | Non-Red Flag Warning - Large Fires | Vegetation Contact | Branch (Not overhanging, within 4ft) | 2038 | 1.7554e-08 | 527.1275 | 9.2534e-06 | 2038 | Mitigation | 0.9 | 30 | 0 | esc | 0.070418 | 1.2361e-09 | 0.074355 | 1.3053e-09 | 0.066806 | 1.1727e-09 | 0.063625 | 1.1169e-09
[120 empty] | 7.3.5.15 Identification and remediation of “at-risk species”WLDFRVegetation ContactBranch (Not overhanging, within 4ft) | WLDFR | HFTD - Distribution - Tier 3 - 5QU CoRE ¦ 2QU LoRE | Non-Red Flag Warning - Large Fires | Vegetation Contact | Branch (Not overhanging, within 4ft) | 2039 | 1.7554e-08 | 527.1275 | 9.2534e-06 | 2039 | Mitigation | 0.9 | 30 | 0 | esc | 0.070418 | 1.2361e-09 | 0.074355 | 1.3053e-09 | 0.066806 | 1.1727e-09 | 0.063625 | 1.1169e-09
[120 empty] | 7.3.5.15 Identification and remediation of “at-risk species”WLDFRVegetation ContactBranch (Not overhanging, within 4ft) | WLDFR | HFTD - Distribution - Tier 3 - 5QU CoRE ¦ 2QU LoRE | Non-Red Flag Warning - Large Fires | Vegetation Contact | Branch (Not overhanging, within 4ft) | 2040 | 1.7554e-08 | 527.1275 | 9.2534e-06 | 2040 | Mitigation | 0.9 | 30 | 0 | esc | 0.070418 | 1.2361e-09 | 0.074355 | 1.3053e-09 | 0.066806 | 1.1727e-09 | 0.063625 | 1.1169e-09
[120 empty] | 7.3.5.15 Identification and remediation of “at-risk species”WLDFRVegetation ContactBranch (Not overhanging, within 4ft) | WLDFR | HFTD - Distribution - Tier 3 - 5QU CoRE ¦ 2QU LoRE | Non-Red Flag Warning - Large Fires | Vegetation Contact | Branch (Not overhanging, within 4ft) | 2041 | 1.7554e-08 | 527.1275 | 9.2534e-06 | 2041 | Mitigation | 0.9 | 30 | 0 | esc | 0.070418 | 1.2361e-09 | 0.074355 | 1.3053e-09 | 0.066806 | 1.1727e-09 | 0.063625 | 1.1169e-09
[120 empty] | 7.3.5.15 Identification and remediation of “at-risk species”WLDFRVegetation ContactBranch (Not overhanging, within 4ft) | WLDFR | HFTD - Distribution - Tier 3 - 5QU CoRE ¦ 2QU LoRE | Non-Red Flag Warning - Large Fires | Vegetation Contact | Branch (Not overhanging, within 4ft) | 2042 | 1.7554e-08 | 527.1275 | 9.2534e-06 | 2042 | Mitigation | 0.9 | 30 | 0 | esc | 0.070418 | 1.2361e-09 | 0.074355 | 1.3053e-09 | 0.066806 | 1.1727e-09 | 0.063625 | 1.1169e-09
[120 empty] | 7.3.5.15 Identification and remediation of “at-risk species”WLDFRVegetation ContactBranch (Not overhanging, within 4ft) | WLDFR | HFTD - Distribution - Tier 3 - 5QU CoRE ¦ 2QU LoRE | Non-Red Flag Warning - Large Fires | Vegetation Contact | Branch (Not overhanging, within 4ft) | 2043 | 1.7554e-08 | 527.1275 | 9.2534e-06 | 2043 | Mitigation | 0.9 | 30 | 0 | esc | 0.070418 | 1.2361e-09 | 0.074355 | 1.3053e-09 | 0.066806 | 1.1727e-09 | 0.063625 | 1.1169e-09
[120 empty] | 7.3.5.15 Identification and remediation of “at-risk species”WLDFRVegetation ContactBranch (Not overhanging, within 4ft) | WLDFR | HFTD - Distribution - Tier 3 - 5QU CoRE ¦ 2QU LoRE | Non-Red Flag Warning - Large Fires | Vegetation Contact | Branch (Not overhanging, within 4ft) | 2044 | 1.7554e-08 | 527.1275 | 9.2534e-06 | 2044 | Mitigation | 0.9 | 30 | 0 | esc | 0.070418 | 1.2361e-09 | 0.074355 | 1.3053e-09 | 0.066806 | 1.1727e-09 | 0.063625 | 1.1169e-09
[120 empty] | 7.3.5.15 Identification and remediation of “at-risk species”WLDFRVegetation ContactBranch (Not overhanging, within 4ft) | WLDFR | HFTD - Distribution - Tier 3 - 5QU CoRE ¦ 2QU LoRE | Non-Red Flag Warning - Large Fires | Vegetation Contact | Branch (Not overhanging, within 4ft) | 2045 | 1.7554e-08 | 527.1275 | 9.2534e-06 | 2045 | Mitigation | 0.9 | 30 | 0 | esc | 0.070418 | 1.2361e-09 | 0.074355 | 1.3053e-09 | 0.066806 | 1.1727e-09 | 0.063625 | 1.1169e-09
[120 empty] | 7.3.5.15 Identification and remediation of “at-risk species”WLDFRVegetation ContactBranch (Not overhanging, within 4ft) | WLDFR | HFTD - Distribution - Tier 3 - 5QU CoRE ¦ 2QU LoRE | Non-Red Flag Warning - Large Fires | Vegetation Contact | Branch (Not overhanging, within 4ft) | 2046 | 1.7554e-08 | 527.1275 | 9.2534e-06 | 2046 | Mitigation | 0.9 | 30 | 0 | esc | 0.070418 | 1.2361e-09 | 0.074355 | 1.3053e-09 | 0.066806 | 1.1727e-09 | 0.063625 | 1.1169e-09
[120 empty] | 7.3.5.15 Identification and remediation of “at-risk species”WLDFRVegetation ContactBranch (Not overhanging, within 4ft) | WLDFR | HFTD - Distribution - Tier 3 - 5QU CoRE ¦ 2QU LoRE | Non-Red Flag Warning - Large Fires | Vegetation Contact | Branch (Not overhanging, within 4ft) | 2047 | 1.7554e-08 | 527.1275 | 9.2534e-06 | 2047 | Mitigation | 0.9 | 30 | 0 | esc | 0.070418 | 1.2361e-09 | 0.074355 | 1.3053e-09 | 0.066806 | 1.1727e-09 | 0.063625 | 1.1169e-09
[120 empty] | 7.3.5.15 Identification and remediation of “at-risk species”WLDFRVegetation ContactBranch (Not overhanging, within 4ft) | WLDFR | HFTD - Distribution - Tier 3 - 5QU CoRE ¦ 2QU LoRE | Non-Red Flag Warning - Large Fires | Vegetation Contact | Branch (Not overhanging, within 4ft) | 2048 | 1.7554e-08 | 527.1275 | 9.2534e-06 | 2048 | Mitigation | 0.9 | 30 | 0 | esc | 0.070418 | 1.2361e-09 | 0.074355 | 1.3053e-09 | 0.066806 | 1.1727e-09 | 0.063625 | 1.1169e-09
[120 empty] | 7.3.5.15 Identification and remediation of “at-risk species”WLDFRVegetation ContactBranch (Not overhanging, within 4ft) | WLDFR | HFTD - Distribution - Tier 3 - 5QU CoRE ¦ 2QU LoRE | Non-Red Flag Warning - Large Fires | Vegetation Contact | Branch (Not overhanging, within 4ft) | 2049 | 1.7554e-08 | 527.1275 | 9.2534e-06 | 2049 | Mitigation | 0.9 | 30 | 0 | esc | 0.070418 | 1.2361e-09 | 0.074355 | 1.3053e-09 | 0.066806 | 1.1727e-09 | 0.063625 | 1.1169e-09
[120 empty] | 7.3.5.15 Identification and remediation of “at-risk species”WLDFRVegetation ContactBranch (Not overhanging, within 4ft) | WLDFR | HFTD - Distribution - Tier 3 - 5QU CoRE ¦ 2QU LoRE | Non-Red Flag Warning - Large Fires | Vegetation Contact | Branch (Not overhanging, within 4ft) | 2050 | 1.7554e-08 | 527.1275 | 9.2534e-06 | 2050 | Mitigation | 0.9 | 30 | 0 | esc | 0 | 0 | 0.074355 | 1.3053e-09 | 0.066806 | 1.1727e-09 | 0.063625 | 1.1169e-09
[120 empty] | 7.3.5.15 Identification and remediation of “at-risk species”WLDFRVegetation ContactBranch (Not overhanging, within 4ft) | WLDFR | HFTD - Distribution - Tier 3 - 5QU CoRE ¦ 2QU LoRE | Non-Red Flag Warning - Large Fires | Vegetation Contact | Branch (Not overhanging, within 4ft) | 2051 | 1.7554e-08 | 527.1275 | 9.2534e-06 | 2051 | Mitigation | 0.9 | 30 | 0 | esc | 0 | 0 | 0 | 0 | 0.066806 | 1.1727e-09 | 0.063625 | 1.1169e-09
[120 empty] | 7.3.5.15 Identification and remediation of “at-risk species”WLDFRVegetation ContactBranch (Not overhanging, within 4ft) | WLDFR | HFTD - Distribution - Tier 3 - 5QU CoRE ¦ 2QU LoRE | Non-Red Flag Warning - Large Fires | Vegetation Contact | Branch (Not overhanging, within 4ft) | 2052 | 1.7554e-08 | 527.1275 | 9.2534e-06 | 2052 | Mitigation | 0.9 | 30 | 0 | esc | 0 | 0 | 0 | 0 | 0 | 0 | 0.063625 | 1.1169e-09
[120 empty] | 7.3.5.15 Identification and remediation of “at-risk species”WLDFRVegetation ContactBranch (OverHanging) | WLDFR | HFTD - Distribution - Tier 3 - 5QU CoRE ¦ 2QU LoRE | Non-Red Flag Warning - Large Fires | Vegetation Contact | Branch (OverHanging) | 2022 | 7.8556e-07 | 527.1275 | 0.00041409 | 2022 | Mitigation | 0.9 | 30 | 0 | esc | 0.070418 | 5.5317e-08 | 0.074355 | 5.841e-08 | 0.066806 | 5.248e-08 | 0 | 0
[120 empty] | 7.3.5.15 Identification and remediation of “at-risk species”WLDFRVegetation ContactBranch (OverHanging) | WLDFR | HFTD - Distribution - Tier 3 - 5QU CoRE ¦ 2QU LoRE | Non-Red Flag Warning - Large Fires | Vegetation Contact | Branch (OverHanging) | 2023 | 7.8556e-07 | 527.1275 | 0.00041409 | 2023 | Mitigation | 0.9 | 30 | 0 | esc | 0.070418 | 5.5317e-08 | 0.074355 | 5.841e-08 | 0.066806 | 5.248e-08 | 0.063625 | 4.9981e-08
[120 empty] | 7.3.5.15 Identification and remediation of “at-risk species”WLDFRVegetation ContactBranch (OverHanging) | WLDFR | HFTD - Distribution - Tier 3 - 5QU CoRE ¦ 2QU LoRE | Non-Red Flag Warning - Large Fires | Vegetation Contact | Branch (OverHanging) | 2024 | 7.8556e-07 | 527.1275 | 0.00041409 | 2024 | Mitigation | 0.9 | 30 | 0 | esc | 0.070418 | 5.5317e-08 | 0.074355 | 5.841e-08 | 0.066806 | 5.248e-08 | 0.063625 | 4.9981e-08
[120 empty] | 7.3.5.15 Identification and remediation of “at-risk species”WLDFRVegetation ContactBranch (OverHanging) | WLDFR | HFTD - Distribution - Tier 3 - 5QU CoRE ¦ 2QU LoRE | Non-Red Flag Warning - Large Fires | Vegetation Contact | Branch (OverHanging) | 2025 | 7.8556e-07 | 527.1275 | 0.00041409 | 2025 | Mitigation | 0.9 | 30 | 0 | esc | 0.070418 | 5.5317e-08 | 0.074355 | 5.841e-08 | 0.066806 | 5.248e-08 | 0.063625 | 4.9981e-08
[120 empty] | 7.3.5.15 Identification and remediation of “at-risk species”WLDFRVegetation ContactBranch (OverHanging) | WLDFR | HFTD - Distribution - Tier 3 - 5QU CoRE ¦ 2QU LoRE | Non-Red Flag Warning - Large Fires | Vegetation Contact | Branch (OverHanging) | 2026 | 7.8556e-07 | 527.1275 | 0.00041409 | 2026 | Mitigation | 0.9 | 30 | 0 | esc | 0.070418 | 5.5317e-08 | 0.074355 | 5.841e-08 | 0.066806 | 5.248e-08 | 0.063625 | 4.9981e-08
[120 empty] | 7.3.5.15 Identification and remediation of “at-risk species”WLDFRVegetation ContactBranch (OverHanging) | WLDFR | HFTD - Distribution - Tier 3 - 5QU CoRE ¦ 2QU LoRE | Non-Red Flag Warning - Large Fires | Vegetation Contact | Branch (OverHanging) | 2027 | 7.8556e-07 | 527.1275 | 0.00041409 | 2027 | Mitigation | 0.9 | 30 | 0 | esc | 0.070418 | 5.5317e-08 | 0.074355 | 5.841e-08 | 0.066806 | 5.248e-08 | 0.063625 | 4.9981e-08
[120 empty] | 7.3.5.15 Identification and remediation of “at-risk species”WLDFRVegetation ContactBranch (OverHanging) | WLDFR | HFTD - Distribution - Tier 3 - 5QU CoRE ¦ 2QU LoRE | Non-Red Flag Warning - Large Fires | Vegetation Contact | Branch (OverHanging) | 2028 | 7.8556e-07 | 527.1275 | 0.00041409 | 2028 | Mitigation | 0.9 | 30 | 0 | esc | 0.070418 | 5.5317e-08 | 0.074355 | 5.841e-08 | 0.066806 | 5.248e-08 | 0.063625 | 4.9981e-08
[120 empty] | 7.3.5.15 Identification and remediation of “at-risk species”WLDFRVegetation ContactBranch (OverHanging) | WLDFR | HFTD - Distribution - Tier 3 - 5QU CoRE ¦ 2QU LoRE | Non-Red Flag Warning - Large Fires | Vegetation Contact | Branch (OverHanging) | 2029 | 7.8556e-07 | 527.1275 | 0.00041409 | 2029 | Mitigation | 0.9 | 30 | 0 | esc | 0.070418 | 5.5317e-08 | 0.074355 | 5.841e-08 | 0.066806 | 5.248e-08 | 0.063625 | 4.9981e-08
[120 empty] | 7.3.5.15 Identification and remediation of “at-risk species”WLDFRVegetation ContactBranch (OverHanging) | WLDFR | HFTD - Distribution - Tier 3 - 5QU CoRE ¦ 2QU LoRE | Non-Red Flag Warning - Large Fires | Vegetation Contact | Branch (OverHanging) | 2030 | 7.8556e-07 | 527.1275 | 0.00041409 | 2030 | Mitigation | 0.9 | 30 | 0 | esc | 0.070418 | 5.5317e-08 | 0.074355 | 5.841e-08 | 0.066806 | 5.248e-08 | 0.063625 | 4.9981e-08
[120 empty] | 7.3.5.15 Identification and remediation of “at-risk species”WLDFRVegetation ContactBranch (OverHanging) | WLDFR | HFTD - Distribution - Tier 3 - 5QU CoRE ¦ 2QU LoRE | Non-Red Flag Warning - Large Fires | Vegetation Contact | Branch (OverHanging) | 2031 | 7.8556e-07 | 527.1275 | 0.00041409 | 2031 | Mitigation | 0.9 | 30 | 0 | esc | 0.070418 | 5.5317e-08 | 0.074355 | 5.841e-08 | 0.066806 | 5.248e-08 | 0.063625 | 4.9981e-08
[120 empty] | 7.3.5.15 Identification and remediation of “at-risk species”WLDFRVegetation ContactBranch (OverHanging) | WLDFR | HFTD - Distribution - Tier 3 - 5QU CoRE ¦ 2QU LoRE | Non-Red Flag Warning - Large Fires | Vegetation Contact | Branch (OverHanging) | 2032 | 7.8556e-07 | 527.1275 | 0.00041409 | 2032 | Mitigation | 0.9 | 30 | 0 | esc | 0.070418 | 5.5317e-08 | 0.074355 | 5.841e-08 | 0.066806 | 5.248e-08 | 0.063625 | 4.9981e-08
[120 empty] | 7.3.5.15 Identification and remediation of “at-risk species”WLDFRVegetation ContactBranch (OverHanging) | WLDFR | HFTD - Distribution - Tier 3 - 5QU CoRE ¦ 2QU LoRE | Non-Red Flag Warning - Large Fires | Vegetation Contact | Branch (OverHanging) | 2033 | 7.8556e-07 | 527.1275 | 0.00041409 | 2033 | Mitigation | 0.9 | 30 | 0 | esc | 0.070418 | 5.5317e-08 | 0.074355 | 5.841e-08 | 0.066806 | 5.248e-08 | 0.063625 | 4.9981e-08
[120 empty] | 7.3.5.15 Identification and remediation of “at-risk species”WLDFRVegetation ContactBranch (OverHanging) | WLDFR | HFTD - Distribution - Tier 3 - 5QU CoRE ¦ 2QU LoRE | Non-Red Flag Warning - Large Fires | Vegetation Contact | Branch (OverHanging) | 2034 | 7.8556e-07 | 527.1275 | 0.00041409 | 2034 | Mitigation | 0.9 | 30 | 0 | esc | 0.070418 | 5.5317e-08 | 0.074355 | 5.841e-08 | 0.066806 | 5.248e-08 | 0.063625 | 4.9981e-08
[120 empty] | 7.3.5.15 Identification and remediation of “at-risk species”WLDFRVegetation ContactBranch (OverHanging) | WLDFR | HFTD - Distribution - Tier 3 - 5QU CoRE ¦ 2QU LoRE | Non-Red Flag Warning - Large Fires | Vegetation Contact | Branch (OverHanging) | 2035 | 7.8556e-07 | 527.1275 | 0.00041409 | 2035 | Mitigation | 0.9 | 30 | 0 | esc | 0.070418 | 5.5317e-08 | 0.074355 | 5.841e-08 | 0.066806 | 5.248e-08 | 0.063625 | 4.9981e-08
[120 empty] | 7.3.5.15 Identification and remediation of “at-risk species”WLDFRVegetation ContactBranch (OverHanging) | WLDFR | HFTD - Distribution - Tier 3 - 5QU CoRE ¦ 2QU LoRE | Non-Red Flag Warning - Large Fires | Vegetation Contact | Branch (OverHanging) | 2036 | 7.8556e-07 | 527.1275 | 0.00041409 | 2036 | Mitigation | 0.9 | 30 | 0 | esc | 0.070418 | 5.5317e-08 | 0.074355 | 5.841e-08 | 0.066806 | 5.248e-08 | 0.063625 | 4.9981e-08
[120 empty] | 7.3.5.15 Identification and remediation of “at-risk species”WLDFRVegetation ContactBranch (OverHanging) | WLDFR | HFTD - Distribution - Tier 3 - 5QU CoRE ¦ 2QU LoRE | Non-Red Flag Warning - Large Fires | Vegetation Contact | Branch (OverHanging) | 2037 | 7.8556e-07 | 527.1275 | 0.00041409 | 2037 | Mitigation | 0.9 | 30 | 0 | esc | 0.070418 | 5.5317e-08 | 0.074355 | 5.841e-08 | 0.066806 | 5.248e-08 | 0.063625 | 4.9981e-08
[120 empty] | 7.3.5.15 Identification and remediation of “at-risk species”WLDFRVegetation ContactBranch (OverHanging) | WLDFR | HFTD - Distribution - Tier 3 - 5QU CoRE ¦ 2QU LoRE | Non-Red Flag Warning - Large Fires | Vegetation Contact | Branch (OverHanging) | 2038 | 7.8556e-07 | 527.1275 | 0.00041409 | 2038 | Mitigation | 0.9 | 30 | 0 | esc | 0.070418 | 5.5317e-08 | 0.074355 | 5.841e-08 | 0.066806 | 5.248e-08 | 0.063625 | 4.9981e-08
[120 empty] | 7.3.5.15 Identification and remediation of “at-risk species”WLDFRVegetation ContactBranch (OverHanging) | WLDFR | HFTD - Distribution - Tier 3 - 5QU CoRE ¦ 2QU LoRE | Non-Red Flag Warning - Large Fires | Vegetation Contact | Branch (OverHanging) | 2039 | 7.8556e-07 | 527.1275 | 0.00041409 | 2039 | Mitigation | 0.9 | 30 | 0 | esc | 0.070418 | 5.5317e-08 | 0.074355 | 5.841e-08 | 0.066806 | 5.248e-08 | 0.063625 | 4.9981e-08
[120 empty] | 7.3.5.15 Identification and remediation of “at-risk species”WLDFRVegetation ContactBranch (OverHanging) | WLDFR | HFTD - Distribution - Tier 3 - 5QU CoRE ¦ 2QU LoRE | Non-Red Flag Warning - Large Fires | Vegetation Contact | Branch (OverHanging) | 2040 | 7.8556e-07 | 527.1275 | 0.00041409 | 2040 | Mitigation | 0.9 | 30 | 0 | esc | 0.070418 | 5.5317e-08 | 0.074355 | 5.841e-08 | 0.066806 | 5.248e-08 | 0.063625 | 4.9981e-08
[120 empty] | 7.3.5.15 Identification and remediation of “at-risk species”WLDFRVegetation ContactBranch (OverHanging) | WLDFR | HFTD - Distribution - Tier 3 - 5QU CoRE ¦ 2QU LoRE | Non-Red Flag Warning - Large Fires | Vegetation Contact | Branch (OverHanging) | 2041 | 7.8556e-07 | 527.1275 | 0.00041409 | 2041 | Mitigation | 0.9 | 30 | 0 | esc | 0.070418 | 5.5317e-08 | 0.074355 | 5.841e-08 | 0.066806 | 5.248e-08 | 0.063625 | 4.9981e-08
[120 empty] | 7.3.5.15 Identification and remediation of “at-risk species”WLDFRVegetation ContactBranch (OverHanging) | WLDFR | HFTD - Distribution - Tier 3 - 5QU CoRE ¦ 2QU LoRE | Non-Red Flag Warning - Large Fires | Vegetation Contact | Branch (OverHanging) | 2042 | 7.8556e-07 | 527.1275 | 0.00041409 | 2042 | Mitigation | 0.9 | 30 | 0 | esc | 0.070418 | 5.5317e-08 | 0.074355 | 5.841e-08 | 0.066806 | 5.248e-08 | 0.063625 | 4.9981e-08
[120 empty] | 7.3.5.15 Identification and remediation of “at-risk species”WLDFRVegetation ContactBranch (OverHanging) | WLDFR | HFTD - Distribution - Tier 3 - 5QU CoRE ¦ 2QU LoRE | Non-Red Flag Warning - Large Fires | Vegetation Contact | Branch (OverHanging) | 2043 | 7.8556e-07 | 527.1275 | 0.00041409 | 2043 | Mitigation | 0.9 | 30 | 0 | esc | 0.070418 | 5.5317e-08 | 0.074355 | 5.841e-08 | 0.066806 | 5.248e-08 | 0.063625 | 4.9981e-08
[120 empty] | 7.3.5.15 Identification and remediation of “at-risk species”WLDFRVegetation ContactBranch (OverHanging) | WLDFR | HFTD - Distribution - Tier 3 - 5QU CoRE ¦ 2QU LoRE | Non-Red Flag Warning - Large Fires | Vegetation Contact | Branch (OverHanging) | 2044 | 7.8556e-07 | 527.1275 | 0.00041409 | 2044 | Mitigation | 0.9 | 30 | 0 | esc | 0.070418 | 5.5317e-08 | 0.074355 | 5.841e-08 | 0.066806 | 5.248e-08 | 0.063625 | 4.9981e-08
[120 empty] | 7.3.5.15 Identification and remediation of “at-risk species”WLDFRVegetation ContactBranch (OverHanging) | WLDFR | HFTD - Distribution - Tier 3 - 5QU CoRE ¦ 2QU LoRE | Non-Red Flag Warning - Large Fires | Vegetation Contact | Branch (OverHanging) | 2045 | 7.8556e-07 | 527.1275 | 0.00041409 | 2045 | Mitigation | 0.9 | 30 | 0 | esc | 0.070418 | 5.5317e-08 | 0.074355 | 5.841e-08 | 0.066806 | 5.248e-08 | 0.063625 | 4.9981e-08
[120 empty] | 7.3.5.15 Identification and remediation of “at-risk species”WLDFRVegetation ContactBranch (OverHanging) | WLDFR | HFTD - Distribution - Tier 3 - 5QU CoRE ¦ 2QU LoRE | Non-Red Flag Warning - Large Fires | Vegetation Contact | Branch (OverHanging) | 2046 | 7.8556e-07 | 527.1275 | 0.00041409 | 2046 | Mitigation | 0.9 | 30 | 0 | esc | 0.070418 | 5.5317e-08 | 0.074355 | 5.841e-08 | 0.066806 | 5.248e-08 | 0.063625 | 4.9981e-08
[120 empty] | 7.3.5.15 Identification and remediation of “at-risk species”WLDFRVegetation ContactBranch (OverHanging) | WLDFR | HFTD - Distribution - Tier 3 - 5QU CoRE ¦ 2QU LoRE | Non-Red Flag Warning - Large Fires | Vegetation Contact | Branch (OverHanging) | 2047 | 7.8556e-07 | 527.1275 | 0.00041409 | 2047 | Mitigation | 0.9 | 30 | 0 | esc | 0.070418 | 5.5317e-08 | 0.074355 | 5.841e-08 | 0.066806 | 5.248e-08 | 0.063625 | 4.9981e-08
[120 empty] | 7.3.5.15 Identification and remediation of “at-risk species”WLDFRVegetation ContactBranch (OverHanging) | WLDFR | HFTD - Distribution - Tier 3 - 5QU CoRE ¦ 2QU LoRE | Non-Red Flag Warning - Large Fires | Vegetation Contact | Branch (OverHanging) | 2048 | 7.8556e-07 | 527.1275 | 0.00041409 | 2048 | Mitigation | 0.9 | 30 | 0 | esc | 0.070418 | 5.5317e-08 | 0.074355 | 5.841e-08 | 0.066806 | 5.248e-08 | 0.063625 | 4.9981e-08
[120 empty] | 7.3.5.15 Identification and remediation of “at-risk species”WLDFRVegetation ContactBranch (OverHanging) | WLDFR | HFTD - Distribution - Tier 3 - 5QU CoRE ¦ 2QU LoRE | Non-Red Flag Warning - Large Fires | Vegetation Contact | Branch (OverHanging) | 2049 | 7.8556e-07 | 527.1275 | 0.00041409 | 2049 | Mitigation | 0.9 | 30 | 0 | esc | 0.070418 | 5.5317e-08 | 0.074355 | 5.841e-08 | 0.066806 | 5.248e-08 | 0.063625 | 4.9981e-08
[120 empty] | 7.3.5.15 Identification and remediation of “at-risk species”WLDFRVegetation ContactBranch (OverHanging) | WLDFR | HFTD - Distribution - Tier 3 - 5QU CoRE ¦ 2QU LoRE | Non-Red Flag Warning - Large Fires | Vegetation Contact | Branch (OverHanging) | 2050 | 7.8556e-07 | 527.1275 | 0.00041409 | 2050 | Mitigation | 0.9 | 30 | 0 | esc | 0 | 0 | 0.074355 | 5.841e-08 | 0.066806 | 5.248e-08 | 0.063625 | 4.9981e-08
[120 empty] | 7.3.5.15 Identification and remediation of “at-risk species”WLDFRVegetation ContactBranch (OverHanging) | WLDFR | HFTD - Distribution - Tier 3 - 5QU CoRE ¦ 2QU LoRE | Non-Red Flag Warning - Large Fires | Vegetation Contact | Branch (OverHanging) | 2051 | 7.8556e-07 | 527.1275 | 0.00041409 | 2051 | Mitigation | 0.9 | 30 | 0 | esc | 0 | 0 | 0 | 0 | 0.066806 | 5.248e-08 | 0.063625 | 4.9981e-08
[120 empty] | 7.3.5.15 Identification and remediation of “at-risk species”WLDFRVegetation ContactBranch (OverHanging) | WLDFR | HFTD - Distribution - Tier 3 - 5QU CoRE ¦ 2QU LoRE | Non-Red Flag Warning - Large Fires | Vegetation Contact | Branch (OverHanging) | 2052 | 7.8556e-07 | 527.1275 | 0.00041409 | 2052 | Mitigation | 0.9 | 30 | 0 | esc | 0 | 0 | 0 | 0 | 0 | 0 | 0.063625 | 4.9981e-08
[120 empty] | 7.3.5.15 Identification and remediation of “at-risk species”WLDFRVegetation ContactFell into (Moderate-Severe defect) | WLDFR | HFTD - Distribution - Tier 3 - 5QU CoRE ¦ 2QU LoRE | Non-Red Flag Warning - Large Fires | Vegetation Contact | Fell into (Moderate-Severe defect) | 2022 | 3.6411e-07 | 527.1275 | 0.00019193 | 2022 | Mitigation | 0.95 | 1 | 0 | esc | 0 | 0 | 0 | 0 | 0.070518 | 2.5676e-08 | 0 | 0
[120 empty] | 7.3.5.15 Identification and remediation of “at-risk species”WLDFRVegetation ContactFell into (Moderate-Severe defect) | WLDFR | HFTD - Distribution - Tier 3 - 5QU CoRE ¦ 2QU LoRE | Non-Red Flag Warning - Large Fires | Vegetation Contact | Fell into (Moderate-Severe defect) | 2023 | 3.6411e-07 | 527.1275 | 0.00019193 | 2023 | Mitigation | 0.95 | 1 | 0 | esc | 0 | 0 | 0 | 0 | 0 | 0 | 0.06716 | 2.4454e-08
[120 empty] | 7.3.5.15 Identification and remediation of “at-risk species”WLDFRVegetation ContactFell into (slight defect) | WLDFR | HFTD - Distribution - Tier 3 - 5QU CoRE ¦ 2QU LoRE | Non-Red Flag Warning - Large Fires | Vegetation Contact | Fell into (slight defect) | 2022 | 4.697e-07 | 527.1275 | 0.00024759 | 2022 | Mitigation | 0.5 | 1 | 0 | esc | 0 | 0 | 0 | 0 | 0.037115 | 1.7433e-08 | 0 | 0
[120 empty] | 7.3.5.15 Identification and remediation of “at-risk species”WLDFRVegetation ContactFell into (slight defect) | WLDFR | HFTD - Distribution - Tier 3 - 5QU CoRE ¦ 2QU LoRE | Non-Red Flag Warning - Large Fires | Vegetation Contact | Fell into (slight defect) | 2023 | 4.697e-07 | 527.1275 | 0.00024759 | 2023 | Mitigation | 0.5 | 1 | 0 | esc | 0 | 0 | 0 | 0 | 0 | 0 | 0.035347 | 1.6603e-08
[120 empty] | 7.3.5.15 Identification and remediation of “at-risk species”WLDFRVegetation ContactGrow Into | WLDFR | HFTD - Distribution - Tier 3 - 5QU CoRE ¦ 2QU LoRE | Non-Red Flag Warning - Large Fires | Vegetation Contact | Grow Into | 2022 | 4.0586e-08 | 527.1275 | 2.1394e-05 | 2022 | Mitigation | 0.5 | 1 | 0 | esc | 0 | 0 | 0 | 0 | 0.037115 | 1.5063e-09 | 0 | 0
[120 empty] | 7.3.5.15 Identification and remediation of “at-risk species”WLDFRVegetation ContactGrow Into | WLDFR | HFTD - Distribution - Tier 3 - 5QU CoRE ¦ 2QU LoRE | Non-Red Flag Warning - Large Fires | Vegetation Contact | Grow Into | 2023 | 4.0586e-08 | 527.1275 | 2.1394e-05 | 2023 | Mitigation | 0.5 | 1 | 0 | esc | 0 | 0 | 0 | 0 | 0 | 0 | 0.035347 | 1.4346e-09
[120 empty] | 7.3.5.15 Identification and remediation of “at-risk species”WLDFRVegetation ContactBranch (Not overhanging, 4-12ft) | WLDFR | HFTD - Distribution - Tier 3 - 5QU CoRE ¦ 2QU LoRE | Non-Red Flag Warning - Small Fires | Vegetation Contact | Branch (Not overhanging, 4-12ft) | 2022 | 1.72e-05 | 527.1275 | 0.0090667 | 2022 | Mitigation | 0.5 | 30 | 0 | esc | 0.039121 | 6.7289e-07 | 0.041308 | 7.1051e-07 | 0.037115 | 6.3838e-07 | 0 | 0
[120 empty] | 7.3.5.15 Identification and remediation of “at-risk species”WLDFRVegetation ContactBranch (Not overhanging, 4-12ft) | WLDFR | HFTD - Distribution - Tier 3 - 5QU CoRE ¦ 2QU LoRE | Non-Red Flag Warning - Small Fires | Vegetation Contact | Branch (Not overhanging, 4-12ft) | 2023 | 1.72e-05 | 527.1275 | 0.0090667 | 2023 | Mitigation | 0.5 | 30 | 0 | esc | 0.039121 | 6.7289e-07 | 0.041308 | 7.1051e-07 | 0.037115 | 6.3838e-07 | 0.035347 | 6.0798e-07
[120 empty] | 7.3.5.15 Identification and remediation of “at-risk species”WLDFRVegetation ContactBranch (Not overhanging, 4-12ft) | WLDFR | HFTD - Distribution - Tier 3 - 5QU CoRE ¦ 2QU LoRE | Non-Red Flag Warning - Small Fires | Vegetation Contact | Branch (Not overhanging, 4-12ft) | 2024 | 1.72e-05 | 527.1275 | 0.0090667 | 2024 | Mitigation | 0.5 | 30 | 0 | esc | 0.039121 | 6.7289e-07 | 0.041308 | 7.1051e-07 | 0.037115 | 6.3838e-07 | 0.035347 | 6.0798e-07
[120 empty] | 7.3.5.15 Identification and remediation of “at-risk species”WLDFRVegetation ContactBranch (Not overhanging, 4-12ft) | WLDFR | HFTD - Distribution - Tier 3 - 5QU CoRE ¦ 2QU LoRE | Non-Red Flag Warning - Small Fires | Vegetation Contact | Branch (Not overhanging, 4-12ft) | 2025 | 1.72e-05 | 527.1275 | 0.0090667 | 2025 | Mitigation | 0.5 | 30 | 0 | esc | 0.039121 | 6.7289e-07 | 0.041308 | 7.1051e-07 | 0.037115 | 6.3838e-07 | 0.035347 | 6.0798e-07
[120 empty] | 7.3.5.15 Identification and remediation of “at-risk species”WLDFRVegetation ContactBranch (Not overhanging, 4-12ft) | WLDFR | HFTD - Distribution - Tier 3 - 5QU CoRE ¦ 2QU LoRE | Non-Red Flag Warning - Small Fires | Vegetation Contact | Branch (Not overhanging, 4-12ft) | 2026 | 1.72e-05 | 527.1275 | 0.0090667 | 2026 | Mitigation | 0.5 | 30 | 0 | esc | 0.039121 | 6.7289e-07 | 0.041308 | 7.1051e-07 | 0.037115 | 6.3838e-07 | 0.035347 | 6.0798e-07
[120 empty] | 7.3.5.15 Identification and remediation of “at-risk species”WLDFRVegetation ContactBranch (Not overhanging, 4-12ft) | WLDFR | HFTD - Distribution - Tier 3 - 5QU CoRE ¦ 2QU LoRE | Non-Red Flag Warning - Small Fires | Vegetation Contact | Branch (Not overhanging, 4-12ft) | 2027 | 1.72e-05 | 527.1275 | 0.0090667 | 2027 | Mitigation | 0.5 | 30 | 0 | esc | 0.039121 | 6.7289e-07 | 0.041308 | 7.1051e-07 | 0.037115 | 6.3838e-07 | 0.035347 | 6.0798e-07
[120 empty] | 7.3.5.15 Identification and remediation of “at-risk species”WLDFRVegetation ContactBranch (Not overhanging, 4-12ft) | WLDFR | HFTD - Distribution - Tier 3 - 5QU CoRE ¦ 2QU LoRE | Non-Red Flag Warning - Small Fires | Vegetation Contact | Branch (Not overhanging, 4-12ft) | 2028 | 1.72e-05 | 527.1275 | 0.0090667 | 2028 | Mitigation | 0.5 | 30 | 0 | esc | 0.039121 | 6.7289e-07 | 0.041308 | 7.1051e-07 | 0.037115 | 6.3838e-07 | 0.035347 | 6.0798e-07
[120 empty] | 7.3.5.15 Identification and remediation of “at-risk species”WLDFRVegetation ContactBranch (Not overhanging, 4-12ft) | WLDFR | HFTD - Distribution - Tier 3 - 5QU CoRE ¦ 2QU LoRE | Non-Red Flag Warning - Small Fires | Vegetation Contact | Branch (Not overhanging, 4-12ft) | 2029 | 1.72e-05 | 527.1275 | 0.0090667 | 2029 | Mitigation | 0.5 | 30 | 0 | esc | 0.039121 | 6.7289e-07 | 0.041308 | 7.1051e-07 | 0.037115 | 6.3838e-07 | 0.035347 | 6.0798e-07
[120 empty] | 7.3.5.15 Identification and remediation of “at-risk species”WLDFRVegetation ContactBranch (Not overhanging, 4-12ft) | WLDFR | HFTD - Distribution - Tier 3 - 5QU CoRE ¦ 2QU LoRE | Non-Red Flag Warning - Small Fires | Vegetation Contact | Branch (Not overhanging, 4-12ft) | 2030 | 1.72e-05 | 527.1275 | 0.0090667 | 2030 | Mitigation | 0.5 | 30 | 0 | esc | 0.039121 | 6.7289e-07 | 0.041308 | 7.1051e-07 | 0.037115 | 6.3838e-07 | 0.035347 | 6.0798e-07
[120 empty] | 7.3.5.15 Identification and remediation of “at-risk species”WLDFRVegetation ContactBranch (Not overhanging, 4-12ft) | WLDFR | HFTD - Distribution - Tier 3 - 5QU CoRE ¦ 2QU LoRE | Non-Red Flag Warning - Small Fires | Vegetation Contact | Branch (Not overhanging, 4-12ft) | 2031 | 1.72e-05 | 527.1275 | 0.0090667 | 2031 | Mitigation | 0.5 | 30 | 0 | esc | 0.039121 | 6.7289e-07 | 0.041308 | 7.1051e-07 | 0.037115 | 6.3838e-07 | 0.035347 | 6.0798e-07
[120 empty] | 7.3.5.15 Identification and remediation of “at-risk species”WLDFRVegetation ContactBranch (Not overhanging, 4-12ft) | WLDFR | HFTD - Distribution - Tier 3 - 5QU CoRE ¦ 2QU LoRE | Non-Red Flag Warning - Small Fires | Vegetation Contact | Branch (Not overhanging, 4-12ft) | 2032 | 1.72e-05 | 527.1275 | 0.0090667 | 2032 | Mitigation | 0.5 | 30 | 0 | esc | 0.039121 | 6.7289e-07 | 0.041308 | 7.1051e-07 | 0.037115 | 6.3838e-07 | 0.035347 | 6.0798e-07
[120 empty] | 7.3.5.15 Identification and remediation of “at-risk species”WLDFRVegetation ContactBranch (Not overhanging, 4-12ft) | WLDFR | HFTD - Distribution - Tier 3 - 5QU CoRE ¦ 2QU LoRE | Non-Red Flag Warning - Small Fires | Vegetation Contact | Branch (Not overhanging, 4-12ft) | 2033 | 1.72e-05 | 527.1275 | 0.0090667 | 2033 | Mitigation | 0.5 | 30 | 0 | esc | 0.039121 | 6.7289e-07 | 0.041308 | 7.1051e-07 | 0.037115 | 6.3838e-07 | 0.035347 | 6.0798e-07
[120 empty] | 7.3.5.15 Identification and remediation of “at-risk species”WLDFRVegetation ContactBranch (Not overhanging, 4-12ft) | WLDFR | HFTD - Distribution - Tier 3 - 5QU CoRE ¦ 2QU LoRE | Non-Red Flag Warning - Small Fires | Vegetation Contact | Branch (Not overhanging, 4-12ft) | 2034 | 1.72e-05 | 527.1275 | 0.0090667 | 2034 | Mitigation | 0.5 | 30 | 0 | esc | 0.039121 | 6.7289e-07 | 0.041308 | 7.1051e-07 | 0.037115 | 6.3838e-07 | 0.035347 | 6.0798e-07
[120 empty] | 7.3.5.15 Identification and remediation of “at-risk species”WLDFRVegetation ContactBranch (Not overhanging, 4-12ft) | WLDFR | HFTD - Distribution - Tier 3 - 5QU CoRE ¦ 2QU LoRE | Non-Red Flag Warning - Small Fires | Vegetation Contact | Branch (Not overhanging, 4-12ft) | 2035 | 1.72e-05 | 527.1275 | 0.0090667 | 2035 | Mitigation | 0.5 | 30 | 0 | esc | 0.039121 | 6.7289e-07 | 0.041308 | 7.1051e-07 | 0.037115 | 6.3838e-07 | 0.035347 | 6.0798e-07
[120 empty] | 7.3.5.15 Identification and remediation of “at-risk species”WLDFRVegetation ContactBranch (Not overhanging, 4-12ft) | WLDFR | HFTD - Distribution - Tier 3 - 5QU CoRE ¦ 2QU LoRE | Non-Red Flag Warning - Small Fires | Vegetation Contact | Branch (Not overhanging, 4-12ft) | 2036 | 1.72e-05 | 527.1275 | 0.0090667 | 2036 | Mitigation | 0.5 | 30 | 0 | esc | 0.039121 | 6.7289e-07 | 0.041308 | 7.1051e-07 | 0.037115 | 6.3838e-07 | 0.035347 | 6.0798e-07
[120 empty] | 7.3.5.15 Identification and remediation of “at-risk species”WLDFRVegetation ContactBranch (Not overhanging, 4-12ft) | WLDFR | HFTD - Distribution - Tier 3 - 5QU CoRE ¦ 2QU LoRE | Non-Red Flag Warning - Small Fires | Vegetation Contact | Branch (Not overhanging, 4-12ft) | 2037 | 1.72e-05 | 527.1275 | 0.0090667 | 2037 | Mitigation | 0.5 | 30 | 0 | esc | 0.039121 | 6.7289e-07 | 0.041308 | 7.1051e-07 | 0.037115 | 6.3838e-07 | 0.035347 | 6.0798e-07
[120 empty] | 7.3.5.15 Identification and remediation of “at-risk species”WLDFRVegetation ContactBranch (Not overhanging, 4-12ft) | WLDFR | HFTD - Distribution - Tier 3 - 5QU CoRE ¦ 2QU LoRE | Non-Red Flag Warning - Small Fires | Vegetation Contact | Branch (Not overhanging, 4-12ft) | 2038 | 1.72e-05 | 527.1275 | 0.0090667 | 2038 | Mitigation | 0.5 | 30 | 0 | esc | 0.039121 | 6.7289e-07 | 0.041308 | 7.1051e-07 | 0.037115 | 6.3838e-07 | 0.035347 | 6.0798e-07
[120 empty] | 7.3.5.15 Identification and remediation of “at-risk species”WLDFRVegetation ContactBranch (Not overhanging, 4-12ft) | WLDFR | HFTD - Distribution - Tier 3 - 5QU CoRE ¦ 2QU LoRE | Non-Red Flag Warning - Small Fires | Vegetation Contact | Branch (Not overhanging, 4-12ft) | 2039 | 1.72e-05 | 527.1275 | 0.0090667 | 2039 | Mitigation | 0.5 | 30 | 0 | esc | 0.039121 | 6.7289e-07 | 0.041308 | 7.1051e-07 | 0.037115 | 6.3838e-07 | 0.035347 | 6.0798e-07
[120 empty] | 7.3.5.15 Identification and remediation of “at-risk species”WLDFRVegetation ContactBranch (Not overhanging, 4-12ft) | WLDFR | HFTD - Distribution - Tier 3 - 5QU CoRE ¦ 2QU LoRE | Non-Red Flag Warning - Small Fires | Vegetation Contact | Branch (Not overhanging, 4-12ft) | 2040 | 1.72e-05 | 527.1275 | 0.0090667 | 2040 | Mitigation | 0.5 | 30 | 0 | esc | 0.039121 | 6.7289e-07 | 0.041308 | 7.1051e-07 | 0.037115 | 6.3838e-07 | 0.035347 | 6.0798e-07
[120 empty] | 7.3.5.15 Identification and remediation of “at-risk species”WLDFRVegetation ContactBranch (Not overhanging, 4-12ft) | WLDFR | HFTD - Distribution - Tier 3 - 5QU CoRE ¦ 2QU LoRE | Non-Red Flag Warning - Small Fires | Vegetation Contact | Branch (Not overhanging, 4-12ft) | 2041 | 1.72e-05 | 527.1275 | 0.0090667 | 2041 | Mitigation | 0.5 | 30 | 0 | esc | 0.039121 | 6.7289e-07 | 0.041308 | 7.1051e-07 | 0.037115 | 6.3838e-07 | 0.035347 | 6.0798e-07
[120 empty] | 7.3.5.15 Identification and remediation of “at-risk species”WLDFRVegetation ContactBranch (Not overhanging, 4-12ft) | WLDFR | HFTD - Distribution - Tier 3 - 5QU CoRE ¦ 2QU LoRE | Non-Red Flag Warning - Small Fires | Vegetation Contact | Branch (Not overhanging, 4-12ft) | 2042 | 1.72e-05 | 527.1275 | 0.0090667 | 2042 | Mitigation | 0.5 | 30 | 0 | esc | 0.039121 | 6.7289e-07 | 0.041308 | 7.1051e-07 | 0.037115 | 6.3838e-07 | 0.035347 | 6.0798e-07
[120 empty] | 7.3.5.15 Identification and remediation of “at-risk species”WLDFRVegetation ContactBranch (Not overhanging, 4-12ft) | WLDFR | HFTD - Distribution - Tier 3 - 5QU CoRE ¦ 2QU LoRE | Non-Red Flag Warning - Small Fires | Vegetation Contact | Branch (Not overhanging, 4-12ft) | 2043 | 1.72e-05 | 527.1275 | 0.0090667 | 2043 | Mitigation | 0.5 | 30 | 0 | esc | 0.039121 | 6.7289e-07 | 0.041308 | 7.1051e-07 | 0.037115 | 6.3838e-07 | 0.035347 | 6.0798e-07
[120 empty] | 7.3.5.15 Identification and remediation of “at-risk species”WLDFRVegetation ContactBranch (Not overhanging, 4-12ft) | WLDFR | HFTD - Distribution - Tier 3 - 5QU CoRE ¦ 2QU LoRE | Non-Red Flag Warning - Small Fires | Vegetation Contact | Branch (Not overhanging, 4-12ft) | 2044 | 1.72e-05 | 527.1275 | 0.0090667 | 2044 | Mitigation | 0.5 | 30 | 0 | esc | 0.039121 | 6.7289e-07 | 0.041308 | 7.1051e-07 | 0.037115 | 6.3838e-07 | 0.035347 | 6.0798e-07
[120 empty] | 7.3.5.15 Identification and remediation of “at-risk species”WLDFRVegetation ContactBranch (Not overhanging, 4-12ft) | WLDFR | HFTD - Distribution - Tier 3 - 5QU CoRE ¦ 2QU LoRE | Non-Red Flag Warning - Small Fires | Vegetation Contact | Branch (Not overhanging, 4-12ft) | 2045 | 1.72e-05 | 527.1275 | 0.0090667 | 2045 | Mitigation | 0.5 | 30 | 0 | esc | 0.039121 | 6.7289e-07 | 0.041308 | 7.1051e-07 | 0.037115 | 6.3838e-07 | 0.035347 | 6.0798e-07
[120 empty] | 7.3.5.15 Identification and remediation of “at-risk species”WLDFRVegetation ContactBranch (Not overhanging, 4-12ft) | WLDFR | HFTD - Distribution - Tier 3 - 5QU CoRE ¦ 2QU LoRE | Non-Red Flag Warning - Small Fires | Vegetation Contact | Branch (Not overhanging, 4-12ft) | 2046 | 1.72e-05 | 527.1275 | 0.0090667 | 2046 | Mitigation | 0.5 | 30 | 0 | esc | 0.039121 | 6.7289e-07 | 0.041308 | 7.1051e-07 | 0.037115 | 6.3838e-07 | 0.035347 | 6.0798e-07
[120 empty] | 7.3.5.15 Identification and remediation of “at-risk species”WLDFRVegetation ContactBranch (Not overhanging, 4-12ft) | WLDFR | HFTD - Distribution - Tier 3 - 5QU CoRE ¦ 2QU LoRE | Non-Red Flag Warning - Small Fires | Vegetation Contact | Branch (Not overhanging, 4-12ft) | 2047 | 1.72e-05 | 527.1275 | 0.0090667 | 2047 | Mitigation | 0.5 | 30 | 0 | esc | 0.039121 | 6.7289e-07 | 0.041308 | 7.1051e-07 | 0.037115 | 6.3838e-07 | 0.035347 | 6.0798e-07
[120 empty] | 7.3.5.15 Identification and remediation of “at-risk species”WLDFRVegetation ContactBranch (Not overhanging, 4-12ft) | WLDFR | HFTD - Distribution - Tier 3 - 5QU CoRE ¦ 2QU LoRE | Non-Red Flag Warning - Small Fires | Vegetation Contact | Branch (Not overhanging, 4-12ft) | 2048 | 1.72e-05 | 527.1275 | 0.0090667 | 2048 | Mitigation | 0.5 | 30 | 0 | esc | 0.039121 | 6.7289e-07 | 0.041308 | 7.1051e-07 | 0.037115 | 6.3838e-07 | 0.035347 | 6.0798e-07
[120 empty] | 7.3.5.15 Identification and remediation of “at-risk species”WLDFRVegetation ContactBranch (Not overhanging, 4-12ft) | WLDFR | HFTD - Distribution - Tier 3 - 5QU CoRE ¦ 2QU LoRE | Non-Red Flag Warning - Small Fires | Vegetation Contact | Branch (Not overhanging, 4-12ft) | 2049 | 1.72e-05 | 527.1275 | 0.0090667 | 2049 | Mitigation | 0.5 | 30 | 0 | esc | 0.039121 | 6.7289e-07 | 0.041308 | 7.1051e-07 | 0.037115 | 6.3838e-07 | 0.035347 | 6.0798e-07
[120 empty] | 7.3.5.15 Identification and remediation of “at-risk species”WLDFRVegetation ContactBranch (Not overhanging, 4-12ft) | WLDFR | HFTD - Distribution - Tier 3 - 5QU CoRE ¦ 2QU LoRE | Non-Red Flag Warning - Small Fires | Vegetation Contact | Branch (Not overhanging, 4-12ft) | 2050 | 1.72e-05 | 527.1275 | 0.0090667 | 2050 | Mitigation | 0.5 | 30 | 0 | esc | 0 | 0 | 0.041308 | 7.1051e-07 | 0.037115 | 6.3838e-07 | 0.035347 | 6.0798e-07
[120 empty] | 7.3.5.15 Identification and remediation of “at-risk species”WLDFRVegetation ContactBranch (Not overhanging, 4-12ft) | WLDFR | HFTD - Distribution - Tier 3 - 5QU CoRE ¦ 2QU LoRE | Non-Red Flag Warning - Small Fires | Vegetation Contact | Branch (Not overhanging, 4-12ft) | 2051 | 1.72e-05 | 527.1275 | 0.0090667 | 2051 | Mitigation | 0.5 | 30 | 0 | esc | 0 | 0 | 0 | 0 | 0.037115 | 6.3838e-07 | 0.035347 | 6.0798e-07
[120 empty] | 7.3.5.15 Identification and remediation of “at-risk species”WLDFRVegetation ContactBranch (Not overhanging, 4-12ft) | WLDFR | HFTD - Distribution - Tier 3 - 5QU CoRE ¦ 2QU LoRE | Non-Red Flag Warning - Small Fires | Vegetation Contact | Branch (Not overhanging, 4-12ft) | 2052 | 1.72e-05 | 527.1275 | 0.0090667 | 2052 | Mitigation | 0.5 | 30 | 0 | esc | 0 | 0 | 0 | 0 | 0 | 0 | 0.035347 | 6.0798e-07
[120 empty] | 7.3.5.15 Identification and remediation of “at-risk species”WLDFRVegetation ContactBranch (Not overhanging, within 4ft) | WLDFR | HFTD - Distribution - Tier 3 - 5QU CoRE ¦ 2QU LoRE | Non-Red Flag Warning - Small Fires | Vegetation Contact | Branch (Not overhanging, within 4ft) | 2022 | 7.5446e-06 | 527.1275 | 0.0039769 | 2022 | Mitigation | 0.9 | 30 | 0 | esc | 0.070418 | 5.3127e-07 | 0.074355 | 5.6098e-07 | 0.066806 | 5.0402e-07 | 0 | 0
[120 empty] | 7.3.5.15 Identification and remediation of “at-risk species”WLDFRVegetation ContactBranch (Not overhanging, within 4ft) | WLDFR | HFTD - Distribution - Tier 3 - 5QU CoRE ¦ 2QU LoRE | Non-Red Flag Warning - Small Fires | Vegetation Contact | Branch (Not overhanging, within 4ft) | 2023 | 7.5446e-06 | 527.1275 | 0.0039769 | 2023 | Mitigation | 0.9 | 30 | 0 | esc | 0.070418 | 5.3127e-07 | 0.074355 | 5.6098e-07 | 0.066806 | 5.0402e-07 | 0.063625 | 4.8002e-07
[120 empty] | 7.3.5.15 Identification and remediation of “at-risk species”WLDFRVegetation ContactBranch (Not overhanging, within 4ft) | WLDFR | HFTD - Distribution - Tier 3 - 5QU CoRE ¦ 2QU LoRE | Non-Red Flag Warning - Small Fires | Vegetation Contact | Branch (Not overhanging, within 4ft) | 2024 | 7.5446e-06 | 527.1275 | 0.0039769 | 2024 | Mitigation | 0.9 | 30 | 0 | esc | 0.070418 | 5.3127e-07 | 0.074355 | 5.6098e-07 | 0.066806 | 5.0402e-07 | 0.063625 | 4.8002e-07
[120 empty] | 7.3.5.15 Identification and remediation of “at-risk species”WLDFRVegetation ContactBranch (Not overhanging, within 4ft) | WLDFR | HFTD - Distribution - Tier 3 - 5QU CoRE ¦ 2QU LoRE | Non-Red Flag Warning - Small Fires | Vegetation Contact | Branch (Not overhanging, within 4ft) | 2025 | 7.5446e-06 | 527.1275 | 0.0039769 | 2025 | Mitigation | 0.9 | 30 | 0 | esc | 0.070418 | 5.3127e-07 | 0.074355 | 5.6098e-07 | 0.066806 | 5.0402e-07 | 0.063625 | 4.8002e-07
[120 empty] | 7.3.5.15 Identification and remediation of “at-risk species”WLDFRVegetation ContactBranch (Not overhanging, within 4ft) | WLDFR | HFTD - Distribution - Tier 3 - 5QU CoRE ¦ 2QU LoRE | Non-Red Flag Warning - Small Fires | Vegetation Contact | Branch (Not overhanging, within 4ft) | 2026 | 7.5446e-06 | 527.1275 | 0.0039769 | 2026 | Mitigation | 0.9 | 30 | 0 | esc | 0.070418 | 5.3127e-07 | 0.074355 | 5.6098e-07 | 0.066806 | 5.0402e-07 | 0.063625 | 4.8002e-07
[120 empty] | 7.3.5.15 Identification and remediation of “at-risk species”WLDFRVegetation ContactBranch (Not overhanging, within 4ft) | WLDFR | HFTD - Distribution - Tier 3 - 5QU CoRE ¦ 2QU LoRE | Non-Red Flag Warning - Small Fires | Vegetation Contact | Branch (Not overhanging, within 4ft) | 2027 | 7.5446e-06 | 527.1275 | 0.0039769 | 2027 | Mitigation | 0.9 | 30 | 0 | esc | 0.070418 | 5.3127e-07 | 0.074355 | 5.6098e-07 | 0.066806 | 5.0402e-07 | 0.063625 | 4.8002e-07
[120 empty] | 7.3.5.15 Identification and remediation of “at-risk species”WLDFRVegetation ContactBranch (Not overhanging, within 4ft) | WLDFR | HFTD - Distribution - Tier 3 - 5QU CoRE ¦ 2QU LoRE | Non-Red Flag Warning - Small Fires | Vegetation Contact | Branch (Not overhanging, within 4ft) | 2028 | 7.5446e-06 | 527.1275 | 0.0039769 | 2028 | Mitigation | 0.9 | 30 | 0 | esc | 0.070418 | 5.3127e-07 | 0.074355 | 5.6098e-07 | 0.066806 | 5.0402e-07 | 0.063625 | 4.8002e-07
[120 empty] | 7.3.5.15 Identification and remediation of “at-risk species”WLDFRVegetation ContactBranch (Not overhanging, within 4ft) | WLDFR | HFTD - Distribution - Tier 3 - 5QU CoRE ¦ 2QU LoRE | Non-Red Flag Warning - Small Fires | Vegetation Contact | Branch (Not overhanging, within 4ft) | 2029 | 7.5446e-06 | 527.1275 | 0.0039769 | 2029 | Mitigation | 0.9 | 30 | 0 | esc | 0.070418 | 5.3127e-07 | 0.074355 | 5.6098e-07 | 0.066806 | 5.0402e-07 | 0.063625 | 4.8002e-07
[120 empty] | 7.3.5.15 Identification and remediation of “at-risk species”WLDFRVegetation ContactBranch (Not overhanging, within 4ft) | WLDFR | HFTD - Distribution - Tier 3 - 5QU CoRE ¦ 2QU LoRE | Non-Red Flag Warning - Small Fires | Vegetation Contact | Branch (Not overhanging, within 4ft) | 2030 | 7.5446e-06 | 527.1275 | 0.0039769 | 2030 | Mitigation | 0.9 | 30 | 0 | esc | 0.070418 | 5.3127e-07 | 0.074355 | 5.6098e-07 | 0.066806 | 5.0402e-07 | 0.063625 | 4.8002e-07
[120 empty] | 7.3.5.15 Identification and remediation of “at-risk species”WLDFRVegetation ContactBranch (Not overhanging, within 4ft) | WLDFR | HFTD - Distribution - Tier 3 - 5QU CoRE ¦ 2QU LoRE | Non-Red Flag Warning - Small Fires | Vegetation Contact | Branch (Not overhanging, within 4ft) | 2031 | 7.5446e-06 | 527.1275 | 0.0039769 | 2031 | Mitigation | 0.9 | 30 | 0 | esc | 0.070418 | 5.3127e-07 | 0.074355 | 5.6098e-07 | 0.066806 | 5.0402e-07 | 0.063625 | 4.8002e-07
[120 empty] | 7.3.5.15 Identification and remediation of “at-risk species”WLDFRVegetation ContactBranch (Not overhanging, within 4ft) | WLDFR | HFTD - Distribution - Tier 3 - 5QU CoRE ¦ 2QU LoRE | Non-Red Flag Warning - Small Fires | Vegetation Contact | Branch (Not overhanging, within 4ft) | 2032 | 7.5446e-06 | 527.1275 | 0.0039769 | 2032 | Mitigation | 0.9 | 30 | 0 | esc | 0.070418 | 5.3127e-07 | 0.074355 | 5.6098e-07 | 0.066806 | 5.0402e-07 | 0.063625 | 4.8002e-07
[120 empty] | 7.3.5.15 Identification and remediation of “at-risk species”WLDFRVegetation ContactBranch (Not overhanging, within 4ft) | WLDFR | HFTD - Distribution - Tier 3 - 5QU CoRE ¦ 2QU LoRE | Non-Red Flag Warning - Small Fires | Vegetation Contact | Branch (Not overhanging, within 4ft) | 2033 | 7.5446e-06 | 527.1275 | 0.0039769 | 2033 | Mitigation | 0.9 | 30 | 0 | esc | 0.070418 | 5.3127e-07 | 0.074355 | 5.6098e-07 | 0.066806 | 5.0402e-07 | 0.063625 | 4.8002e-07
[120 empty] | 7.3.5.15 Identification and remediation of “at-risk species”WLDFRVegetation ContactBranch (Not overhanging, within 4ft) | WLDFR | HFTD - Distribution - Tier 3 - 5QU CoRE ¦ 2QU LoRE | Non-Red Flag Warning - Small Fires | Vegetation Contact | Branch (Not overhanging, within 4ft) | 2034 | 7.5446e-06 | 527.1275 | 0.0039769 | 2034 | Mitigation | 0.9 | 30 | 0 | esc | 0.070418 | 5.3127e-07 | 0.074355 | 5.6098e-07 | 0.066806 | 5.0402e-07 | 0.063625 | 4.8002e-07
[120 empty] | 7.3.5.15 Identification and remediation of “at-risk species”WLDFRVegetation ContactBranch (Not overhanging, within 4ft) | WLDFR | HFTD - Distribution - Tier 3 - 5QU CoRE ¦ 2QU LoRE | Non-Red Flag Warning - Small Fires | Vegetation Contact | Branch (Not overhanging, within 4ft) | 2035 | 7.5446e-06 | 527.1275 | 0.0039769 | 2035 | Mitigation | 0.9 | 30 | 0 | esc | 0.070418 | 5.3127e-07 | 0.074355 | 5.6098e-07 | 0.066806 | 5.0402e-07 | 0.063625 | 4.8002e-07
[120 empty] | 7.3.5.15 Identification and remediation of “at-risk species”WLDFRVegetation ContactBranch (Not overhanging, within 4ft) | WLDFR | HFTD - Distribution - Tier 3 - 5QU CoRE ¦ 2QU LoRE | Non-Red Flag Warning - Small Fires | Vegetation Contact | Branch (Not overhanging, within 4ft) | 2036 | 7.5446e-06 | 527.1275 | 0.0039769 | 2036 | Mitigation | 0.9 | 30 | 0 | esc | 0.070418 | 5.3127e-07 | 0.074355 | 5.6098e-07 | 0.066806 | 5.0402e-07 | 0.063625 | 4.8002e-07
[120 empty] | 7.3.5.15 Identification and remediation of “at-risk species”WLDFRVegetation ContactBranch (Not overhanging, within 4ft) | WLDFR | HFTD - Distribution - Tier 3 - 5QU CoRE ¦ 2QU LoRE | Non-Red Flag Warning - Small Fires | Vegetation Contact | Branch (Not overhanging, within 4ft) | 2037 | 7.5446e-06 | 527.1275 | 0.0039769 | 2037 | Mitigation | 0.9 | 30 | 0 | esc | 0.070418 | 5.3127e-07 | 0.074355 | 5.6098e-07 | 0.066806 | 5.0402e-07 | 0.063625 | 4.8002e-07
[120 empty] | 7.3.5.15 Identification and remediation of “at-risk species”WLDFRVegetation ContactBranch (Not overhanging, within 4ft) | WLDFR | HFTD - Distribution - Tier 3 - 5QU CoRE ¦ 2QU LoRE | Non-Red Flag Warning - Small Fires | Vegetation Contact | Branch (Not overhanging, within 4ft) | 2038 | 7.5446e-06 | 527.1275 | 0.0039769 | 2038 | Mitigation | 0.9 | 30 | 0 | esc | 0.070418 | 5.3127e-07 | 0.074355 | 5.6098e-07 | 0.066806 | 5.0402e-07 | 0.063625 | 4.8002e-07
[120 empty] | 7.3.5.15 Identification and remediation of “at-risk species”WLDFRVegetation ContactBranch (Not overhanging, within 4ft) | WLDFR | HFTD - Distribution - Tier 3 - 5QU CoRE ¦ 2QU LoRE | Non-Red Flag Warning - Small Fires | Vegetation Contact | Branch (Not overhanging, within 4ft) | 2039 | 7.5446e-06 | 527.1275 | 0.0039769 | 2039 | Mitigation | 0.9 | 30 | 0 | esc | 0.070418 | 5.3127e-07 | 0.074355 | 5.6098e-07 | 0.066806 | 5.0402e-07 | 0.063625 | 4.8002e-07
[120 empty] | 7.3.5.15 Identification and remediation of “at-risk species”WLDFRVegetation ContactBranch (Not overhanging, within 4ft) | WLDFR | HFTD - Distribution - Tier 3 - 5QU CoRE ¦ 2QU LoRE | Non-Red Flag Warning - Small Fires | Vegetation Contact | Branch (Not overhanging, within 4ft) | 2040 | 7.5446e-06 | 527.1275 | 0.0039769 | 2040 | Mitigation | 0.9 | 30 | 0 | esc | 0.070418 | 5.3127e-07 | 0.074355 | 5.6098e-07 | 0.066806 | 5.0402e-07 | 0.063625 | 4.8002e-07
[120 empty] | 7.3.5.15 Identification and remediation of “at-risk species”WLDFRVegetation ContactBranch (Not overhanging, within 4ft) | WLDFR | HFTD - Distribution - Tier 3 - 5QU CoRE ¦ 2QU LoRE | Non-Red Flag Warning - Small Fires | Vegetation Contact | Branch (Not overhanging, within 4ft) | 2041 | 7.5446e-06 | 527.1275 | 0.0039769 | 2041 | Mitigation | 0.9 | 30 | 0 | esc | 0.070418 | 5.3127e-07 | 0.074355 | 5.6098e-07 | 0.066806 | 5.0402e-07 | 0.063625 | 4.8002e-07
[120 empty] | 7.3.5.15 Identification and remediation of “at-risk species”WLDFRVegetation ContactBranch (Not overhanging, within 4ft) | WLDFR | HFTD - Distribution - Tier 3 - 5QU CoRE ¦ 2QU LoRE | Non-Red Flag Warning - Small Fires | Vegetation Contact | Branch (Not overhanging, within 4ft) | 2042 | 7.5446e-06 | 527.1275 | 0.0039769 | 2042 | Mitigation | 0.9 | 30 | 0 | esc | 0.070418 | 5.3127e-07 | 0.074355 | 5.6098e-07 | 0.066806 | 5.0402e-07 | 0.063625 | 4.8002e-07
[120 empty] | 7.3.5.15 Identification and remediation of “at-risk species”WLDFRVegetation ContactBranch (Not overhanging, within 4ft) | WLDFR | HFTD - Distribution - Tier 3 - 5QU CoRE ¦ 2QU LoRE | Non-Red Flag Warning - Small Fires | Vegetation Contact | Branch (Not overhanging, within 4ft) | 2043 | 7.5446e-06 | 527.1275 | 0.0039769 | 2043 | Mitigation | 0.9 | 30 | 0 | esc | 0.070418 | 5.3127e-07 | 0.074355 | 5.6098e-07 | 0.066806 | 5.0402e-07 | 0.063625 | 4.8002e-07
[120 empty] | 7.3.5.15 Identification and remediation of “at-risk species”WLDFRVegetation ContactBranch (Not overhanging, within 4ft) | WLDFR | HFTD - Distribution - Tier 3 - 5QU CoRE ¦ 2QU LoRE | Non-Red Flag Warning - Small Fires | Vegetation Contact | Branch (Not overhanging, within 4ft) | 2044 | 7.5446e-06 | 527.1275 | 0.0039769 | 2044 | Mitigation | 0.9 | 30 | 0 | esc | 0.070418 | 5.3127e-07 | 0.074355 | 5.6098e-07 | 0.066806 | 5.0402e-07 | 0.063625 | 4.8002e-07
[120 empty] | 7.3.5.15 Identification and remediation of “at-risk species”WLDFRVegetation ContactBranch (Not overhanging, within 4ft) | WLDFR | HFTD - Distribution - Tier 3 - 5QU CoRE ¦ 2QU LoRE | Non-Red Flag Warning - Small Fires | Vegetation Contact | Branch (Not overhanging, within 4ft) | 2045 | 7.5446e-06 | 527.1275 | 0.0039769 | 2045 | Mitigation | 0.9 | 30 | 0 | esc | 0.070418 | 5.3127e-07 | 0.074355 | 5.6098e-07 | 0.066806 | 5.0402e-07 | 0.063625 | 4.8002e-07
[120 empty] | 7.3.5.15 Identification and remediation of “at-risk species”WLDFRVegetation ContactBranch (Not overhanging, within 4ft) | WLDFR | HFTD - Distribution - Tier 3 - 5QU CoRE ¦ 2QU LoRE | Non-Red Flag Warning - Small Fires | Vegetation Contact | Branch (Not overhanging, within 4ft) | 2046 | 7.5446e-06 | 527.1275 | 0.0039769 | 2046 | Mitigation | 0.9 | 30 | 0 | esc | 0.070418 | 5.3127e-07 | 0.074355 | 5.6098e-07 | 0.066806 | 5.0402e-07 | 0.063625 | 4.8002e-07
[120 empty] | 7.3.5.15 Identification and remediation of “at-risk species”WLDFRVegetation ContactBranch (Not overhanging, within 4ft) | WLDFR | HFTD - Distribution - Tier 3 - 5QU CoRE ¦ 2QU LoRE | Non-Red Flag Warning - Small Fires | Vegetation Contact | Branch (Not overhanging, within 4ft) | 2047 | 7.5446e-06 | 527.1275 | 0.0039769 | 2047 | Mitigation | 0.9 | 30 | 0 | esc | 0.070418 | 5.3127e-07 | 0.074355 | 5.6098e-07 | 0.066806 | 5.0402e-07 | 0.063625 | 4.8002e-07
[120 empty] | 7.3.5.15 Identification and remediation of “at-risk species”WLDFRVegetation ContactBranch (Not overhanging, within 4ft) | WLDFR | HFTD - Distribution - Tier 3 - 5QU CoRE ¦ 2QU LoRE | Non-Red Flag Warning - Small Fires | Vegetation Contact | Branch (Not overhanging, within 4ft) | 2048 | 7.5446e-06 | 527.1275 | 0.0039769 | 2048 | Mitigation | 0.9 | 30 | 0 | esc | 0.070418 | 5.3127e-07 | 0.074355 | 5.6098e-07 | 0.066806 | 5.0402e-07 | 0.063625 | 4.8002e-07
[120 empty] | 7.3.5.15 Identification and remediation of “at-risk species”WLDFRVegetation ContactBranch (Not overhanging, within 4ft) | WLDFR | HFTD - Distribution - Tier 3 - 5QU CoRE ¦ 2QU LoRE | Non-Red Flag Warning - Small Fires | Vegetation Contact | Branch (Not overhanging, within 4ft) | 2049 | 7.5446e-06 | 527.1275 | 0.0039769 | 2049 | Mitigation | 0.9 | 30 | 0 | esc | 0.070418 | 5.3127e-07 | 0.074355 | 5.6098e-07 | 0.066806 | 5.0402e-07 | 0.063625 | 4.8002e-07
[120 empty] | 7.3.5.15 Identification and remediation of “at-risk species”WLDFRVegetation ContactBranch (Not overhanging, within 4ft) | WLDFR | HFTD - Distribution - Tier 3 - 5QU CoRE ¦ 2QU LoRE | Non-Red Flag Warning - Small Fires | Vegetation Contact | Branch (Not overhanging, within 4ft) | 2050 | 7.5446e-06 | 527.1275 | 0.0039769 | 2050 | Mitigation | 0.9 | 30 | 0 | esc | 0 | 0 | 0.074355 | 5.6098e-07 | 0.066806 | 5.0402e-07 | 0.063625 | 4.8002e-07
[120 empty] | 7.3.5.15 Identification and remediation of “at-risk species”WLDFRVegetation ContactBranch (Not overhanging, within 4ft) | WLDFR | HFTD - Distribution - Tier 3 - 5QU CoRE ¦ 2QU LoRE | Non-Red Flag Warning - Small Fires | Vegetation Contact | Branch (Not overhanging, within 4ft) | 2051 | 7.5446e-06 | 527.1275 | 0.0039769 | 2051 | Mitigation | 0.9 | 30 | 0 | esc | 0 | 0 | 0 | 0 | 0.066806 | 5.0402e-07 | 0.063625 | 4.8002e-07
[120 empty] | 7.3.5.15 Identification and remediation of “at-risk species”WLDFRVegetation ContactBranch (Not overhanging, within 4ft) | WLDFR | HFTD - Distribution - Tier 3 - 5QU CoRE ¦ 2QU LoRE | Non-Red Flag Warning - Small Fires | Vegetation Contact | Branch (Not overhanging, within 4ft) | 2052 | 7.5446e-06 | 527.1275 | 0.0039769 | 2052 | Mitigation | 0.9 | 30 | 0 | esc | 0 | 0 | 0 | 0 | 0 | 0 | 0.063625 | 4.8002e-07
[120 empty] | 7.3.5.15 Identification and remediation of “at-risk species”WLDFRVegetation ContactBranch (OverHanging) | WLDFR | HFTD - Distribution - Tier 3 - 5QU CoRE ¦ 2QU LoRE | Non-Red Flag Warning - Small Fires | Vegetation Contact | Branch (OverHanging) | 2022 | 0.0003376 | 527.1275 | 0.17796 | 2022 | Mitigation | 0.9 | 30 | 0 | esc | 0.070418 | 2.3773e-05 | 0.074355 | 2.5102e-05 | 0.066806 | 2.2554e-05 | 0 | 0
[120 empty] | 7.3.5.15 Identification and remediation of “at-risk species”WLDFRVegetation ContactBranch (OverHanging) | WLDFR | HFTD - Distribution - Tier 3 - 5QU CoRE ¦ 2QU LoRE | Non-Red Flag Warning - Small Fires | Vegetation Contact | Branch (OverHanging) | 2023 | 0.0003376 | 527.1275 | 0.17796 | 2023 | Mitigation | 0.9 | 30 | 0 | esc | 0.070418 | 2.3773e-05 | 0.074355 | 2.5102e-05 | 0.066806 | 2.2554e-05 | 0.063625 | 2.148e-05
[120 empty] | 7.3.5.15 Identification and remediation of “at-risk species”WLDFRVegetation ContactBranch (OverHanging) | WLDFR | HFTD - Distribution - Tier 3 - 5QU CoRE ¦ 2QU LoRE | Non-Red Flag Warning - Small Fires | Vegetation Contact | Branch (OverHanging) | 2024 | 0.0003376 | 527.1275 | 0.17796 | 2024 | Mitigation | 0.9 | 30 | 0 | esc | 0.070418 | 2.3773e-05 | 0.074355 | 2.5102e-05 | 0.066806 | 2.2554e-05 | 0.063625 | 2.148e-05
[120 empty] | 7.3.5.15 Identification and remediation of “at-risk species”WLDFRVegetation ContactBranch (OverHanging) | WLDFR | HFTD - Distribution - Tier 3 - 5QU CoRE ¦ 2QU LoRE | Non-Red Flag Warning - Small Fires | Vegetation Contact | Branch (OverHanging) | 2025 | 0.0003376 | 527.1275 | 0.17796 | 2025 | Mitigation | 0.9 | 30 | 0 | esc | 0.070418 | 2.3773e-05 | 0.074355 | 2.5102e-05 | 0.066806 | 2.2554e-05 | 0.063625 | 2.148e-05
[120 empty] | 7.3.5.15 Identification and remediation of “at-risk species”WLDFRVegetation ContactBranch (OverHanging) | WLDFR | HFTD - Distribution - Tier 3 - 5QU CoRE ¦ 2QU LoRE | Non-Red Flag Warning - Small Fires | Vegetation Contact | Branch (OverHanging) | 2026 | 0.0003376 | 527.1275 | 0.17796 | 2026 | Mitigation | 0.9 | 30 | 0 | esc | 0.070418 | 2.3773e-05 | 0.074355 | 2.5102e-05 | 0.066806 | 2.2554e-05 | 0.063625 | 2.148e-05
[120 empty] | 7.3.5.15 Identification and remediation of “at-risk species”WLDFRVegetation ContactBranch (OverHanging) | WLDFR | HFTD - Distribution - Tier 3 - 5QU CoRE ¦ 2QU LoRE | Non-Red Flag Warning - Small Fires | Vegetation Contact | Branch (OverHanging) | 2027 | 0.0003376 | 527.1275 | 0.17796 | 2027 | Mitigation | 0.9 | 30 | 0 | esc | 0.070418 | 2.3773e-05 | 0.074355 | 2.5102e-05 | 0.066806 | 2.2554e-05 | 0.063625 | 2.148e-05
[120 empty] | 7.3.5.15 Identification and remediation of “at-risk species”WLDFRVegetation ContactBranch (OverHanging) | WLDFR | HFTD - Distribution - Tier 3 - 5QU CoRE ¦ 2QU LoRE | Non-Red Flag Warning - Small Fires | Vegetation Contact | Branch (OverHanging) | 2028 | 0.0003376 | 527.1275 | 0.17796 | 2028 | Mitigation | 0.9 | 30 | 0 | esc | 0.070418 | 2.3773e-05 | 0.074355 | 2.5102e-05 | 0.066806 | 2.2554e-05 | 0.063625 | 2.148e-05
[120 empty] | 7.3.5.15 Identification and remediation of “at-risk species”WLDFRVegetation ContactBranch (OverHanging) | WLDFR | HFTD - Distribution - Tier 3 - 5QU CoRE ¦ 2QU LoRE | Non-Red Flag Warning - Small Fires | Vegetation Contact | Branch (OverHanging) | 2029 | 0.0003376 | 527.1275 | 0.17796 | 2029 | Mitigation | 0.9 | 30 | 0 | esc | 0.070418 | 2.3773e-05 | 0.074355 | 2.5102e-05 | 0.066806 | 2.2554e-05 | 0.063625 | 2.148e-05
[120 empty] | 7.3.5.15 Identification and remediation of “at-risk species”WLDFRVegetation ContactBranch (OverHanging) | WLDFR | HFTD - Distribution - Tier 3 - 5QU CoRE ¦ 2QU LoRE | Non-Red Flag Warning - Small Fires | Vegetation Contact | Branch (OverHanging) | 2030 | 0.0003376 | 527.1275 | 0.17796 | 2030 | Mitigation | 0.9 | 30 | 0 | esc | 0.070418 | 2.3773e-05 | 0.074355 | 2.5102e-05 | 0.066806 | 2.2554e-05 | 0.063625 | 2.148e-05
[120 empty] | 7.3.5.15 Identification and remediation of “at-risk species”WLDFRVegetation ContactBranch (OverHanging) | WLDFR | HFTD - Distribution - Tier 3 - 5QU CoRE ¦ 2QU LoRE | Non-Red Flag Warning - Small Fires | Vegetation Contact | Branch (OverHanging) | 2031 | 0.0003376 | 527.1275 | 0.17796 | 2031 | Mitigation | 0.9 | 30 | 0 | esc | 0.070418 | 2.3773e-05 | 0.074355 | 2.5102e-05 | 0.066806 | 2.2554e-05 | 0.063625 | 2.148e-05
[120 empty] | 7.3.5.15 Identification and remediation of “at-risk species”WLDFRVegetation ContactBranch (OverHanging) | WLDFR | HFTD - Distribution - Tier 3 - 5QU CoRE ¦ 2QU LoRE | Non-Red Flag Warning - Small Fires | Vegetation Contact | Branch (OverHanging) | 2032 | 0.0003376 | 527.1275 | 0.17796 | 2032 | Mitigation | 0.9 | 30 | 0 | esc | 0.070418 | 2.3773e-05 | 0.074355 | 2.5102e-05 | 0.066806 | 2.2554e-05 | 0.063625 | 2.148e-05
[120 empty] | 7.3.5.15 Identification and remediation of “at-risk species”WLDFRVegetation ContactBranch (OverHanging) | WLDFR | HFTD - Distribution - Tier 3 - 5QU CoRE ¦ 2QU LoRE | Non-Red Flag Warning - Small Fires | Vegetation Contact | Branch (OverHanging) | 2033 | 0.0003376 | 527.1275 | 0.17796 | 2033 | Mitigation | 0.9 | 30 | 0 | esc | 0.070418 | 2.3773e-05 | 0.074355 | 2.5102e-05 | 0.066806 | 2.2554e-05 | 0.063625 | 2.148e-05
[120 empty] | 7.3.5.15 Identification and remediation of “at-risk species”WLDFRVegetation ContactBranch (OverHanging) | WLDFR | HFTD - Distribution - Tier 3 - 5QU CoRE ¦ 2QU LoRE | Non-Red Flag Warning - Small Fires | Vegetation Contact | Branch (OverHanging) | 2034 | 0.0003376 | 527.1275 | 0.17796 | 2034 | Mitigation | 0.9 | 30 | 0 | esc | 0.070418 | 2.3773e-05 | 0.074355 | 2.5102e-05 | 0.066806 | 2.2554e-05 | 0.063625 | 2.148e-05
[120 empty] | 7.3.5.15 Identification and remediation of “at-risk species”WLDFRVegetation ContactBranch (OverHanging) | WLDFR | HFTD - Distribution - Tier 3 - 5QU CoRE ¦ 2QU LoRE | Non-Red Flag Warning - Small Fires | Vegetation Contact | Branch (OverHanging) | 2035 | 0.0003376 | 527.1275 | 0.17796 | 2035 | Mitigation | 0.9 | 30 | 0 | esc | 0.070418 | 2.3773e-05 | 0.074355 | 2.5102e-05 | 0.066806 | 2.2554e-05 | 0.063625 | 2.148e-05
[120 empty] | 7.3.5.15 Identification and remediation of “at-risk species”WLDFRVegetation ContactBranch (OverHanging) | WLDFR | HFTD - Distribution - Tier 3 - 5QU CoRE ¦ 2QU LoRE | Non-Red Flag Warning - Small Fires | Vegetation Contact | Branch (OverHanging) | 2036 | 0.0003376 | 527.1275 | 0.17796 | 2036 | Mitigation | 0.9 | 30 | 0 | esc | 0.070418 | 2.3773e-05 | 0.074355 | 2.5102e-05 | 0.066806 | 2.2554e-05 | 0.063625 | 2.148e-05
[120 empty] | 7.3.5.15 Identification and remediation of “at-risk species”WLDFRVegetation ContactBranch (OverHanging) | WLDFR | HFTD - Distribution - Tier 3 - 5QU CoRE ¦ 2QU LoRE | Non-Red Flag Warning - Small Fires | Vegetation Contact | Branch (OverHanging) | 2037 | 0.0003376 | 527.1275 | 0.17796 | 2037 | Mitigation | 0.9 | 30 | 0 | esc | 0.070418 | 2.3773e-05 | 0.074355 | 2.5102e-05 | 0.066806 | 2.2554e-05 | 0.063625 | 2.148e-05
[120 empty] | 7.3.5.15 Identification and remediation of “at-risk species”WLDFRVegetation ContactBranch (OverHanging) | WLDFR | HFTD - Distribution - Tier 3 - 5QU CoRE ¦ 2QU LoRE | Non-Red Flag Warning - Small Fires | Vegetation Contact | Branch (OverHanging) | 2038 | 0.0003376 | 527.1275 | 0.17796 | 2038 | Mitigation | 0.9 | 30 | 0 | esc | 0.070418 | 2.3773e-05 | 0.074355 | 2.5102e-05 | 0.066806 | 2.2554e-05 | 0.063625 | 2.148e-05
[120 empty] | 7.3.5.15 Identification and remediation of “at-risk species”WLDFRVegetation ContactBranch (OverHanging) | WLDFR | HFTD - Distribution - Tier 3 - 5QU CoRE ¦ 2QU LoRE | Non-Red Flag Warning - Small Fires | Vegetation Contact | Branch (OverHanging) | 2039 | 0.0003376 | 527.1275 | 0.17796 | 2039 | Mitigation | 0.9 | 30 | 0 | esc | 0.070418 | 2.3773e-05 | 0.074355 | 2.5102e-05 | 0.066806 | 2.2554e-05 | 0.063625 | 2.148e-05
[120 empty] | 7.3.5.15 Identification and remediation of “at-risk species”WLDFRVegetation ContactBranch (OverHanging) | WLDFR | HFTD - Distribution - Tier 3 - 5QU CoRE ¦ 2QU LoRE | Non-Red Flag Warning - Small Fires | Vegetation Contact | Branch (OverHanging) | 2040 | 0.0003376 | 527.1275 | 0.17796 | 2040 | Mitigation | 0.9 | 30 | 0 | esc | 0.070418 | 2.3773e-05 | 0.074355 | 2.5102e-05 | 0.066806 | 2.2554e-05 | 0.063625 | 2.148e-05
[120 empty] | 7.3.5.15 Identification and remediation of “at-risk species”WLDFRVegetation ContactBranch (OverHanging) | WLDFR | HFTD - Distribution - Tier 3 - 5QU CoRE ¦ 2QU LoRE | Non-Red Flag Warning - Small Fires | Vegetation Contact | Branch (OverHanging) | 2041 | 0.0003376 | 527.1275 | 0.17796 | 2041 | Mitigation | 0.9 | 30 | 0 | esc | 0.070418 | 2.3773e-05 | 0.074355 | 2.5102e-05 | 0.066806 | 2.2554e-05 | 0.063625 | 2.148e-05
[120 empty] | 7.3.5.15 Identification and remediation of “at-risk species”WLDFRVegetation ContactBranch (OverHanging) | WLDFR | HFTD - Distribution - Tier 3 - 5QU CoRE ¦ 2QU LoRE | Non-Red Flag Warning - Small Fires | Vegetation Contact | Branch (OverHanging) | 2042 | 0.0003376 | 527.1275 | 0.17796 | 2042 | Mitigation | 0.9 | 30 | 0 | esc | 0.070418 | 2.3773e-05 | 0.074355 | 2.5102e-05 | 0.066806 | 2.2554e-05 | 0.063625 | 2.148e-05
[120 empty] | 7.3.5.15 Identification and remediation of “at-risk species”WLDFRVegetation ContactBranch (OverHanging) | WLDFR | HFTD - Distribution - Tier 3 - 5QU CoRE ¦ 2QU LoRE | Non-Red Flag Warning - Small Fires | Vegetation Contact | Branch (OverHanging) | 2043 | 0.0003376 | 527.1275 | 0.17796 | 2043 | Mitigation | 0.9 | 30 | 0 | esc | 0.070418 | 2.3773e-05 | 0.074355 | 2.5102e-05 | 0.066806 | 2.2554e-05 | 0.063625 | 2.148e-05
[120 empty] | 7.3.5.15 Identification and remediation of “at-risk species”WLDFRVegetation ContactBranch (OverHanging) | WLDFR | HFTD - Distribution - Tier 3 - 5QU CoRE ¦ 2QU LoRE | Non-Red Flag Warning - Small Fires | Vegetation Contact | Branch (OverHanging) | 2044 | 0.0003376 | 527.1275 | 0.17796 | 2044 | Mitigation | 0.9 | 30 | 0 | esc | 0.070418 | 2.3773e-05 | 0.074355 | 2.5102e-05 | 0.066806 | 2.2554e-05 | 0.063625 | 2.148e-05
[120 empty] | 7.3.5.15 Identification and remediation of “at-risk species”WLDFRVegetation ContactBranch (OverHanging) | WLDFR | HFTD - Distribution - Tier 3 - 5QU CoRE ¦ 2QU LoRE | Non-Red Flag Warning - Small Fires | Vegetation Contact | Branch (OverHanging) | 2045 | 0.0003376 | 527.1275 | 0.17796 | 2045 | Mitigation | 0.9 | 30 | 0 | esc | 0.070418 | 2.3773e-05 | 0.074355 | 2.5102e-05 | 0.066806 | 2.2554e-05 | 0.063625 | 2.148e-05
[120 empty] | 7.3.5.15 Identification and remediation of “at-risk species”WLDFRVegetation ContactBranch (OverHanging) | WLDFR | HFTD - Distribution - Tier 3 - 5QU CoRE ¦ 2QU LoRE | Non-Red Flag Warning - Small Fires | Vegetation Contact | Branch (OverHanging) | 2046 | 0.0003376 | 527.1275 | 0.17796 | 2046 | Mitigation | 0.9 | 30 | 0 | esc | 0.070418 | 2.3773e-05 | 0.074355 | 2.5102e-05 | 0.066806 | 2.2554e-05 | 0.063625 | 2.148e-05
[120 empty] | 7.3.5.15 Identification and remediation of “at-risk species”WLDFRVegetation ContactBranch (OverHanging) | WLDFR | HFTD - Distribution - Tier 3 - 5QU CoRE ¦ 2QU LoRE | Non-Red Flag Warning - Small Fires | Vegetation Contact | Branch (OverHanging) | 2047 | 0.0003376 | 527.1275 | 0.17796 | 2047 | Mitigation | 0.9 | 30 | 0 | esc | 0.070418 | 2.3773e-05 | 0.074355 | 2.5102e-05 | 0.066806 | 2.2554e-05 | 0.063625 | 2.148e-05
[120 empty] | 7.3.5.15 Identification and remediation of “at-risk species”WLDFRVegetation ContactBranch (OverHanging) | WLDFR | HFTD - Distribution - Tier 3 - 5QU CoRE ¦ 2QU LoRE | Non-Red Flag Warning - Small Fires | Vegetation Contact | Branch (OverHanging) | 2048 | 0.0003376 | 527.1275 | 0.17796 | 2048 | Mitigation | 0.9 | 30 | 0 | esc | 0.070418 | 2.3773e-05 | 0.074355 | 2.5102e-05 | 0.066806 | 2.2554e-05 | 0.063625 | 2.148e-05
[120 empty] | 7.3.5.15 Identification and remediation of “at-risk species”WLDFRVegetation ContactBranch (OverHanging) | WLDFR | HFTD - Distribution - Tier 3 - 5QU CoRE ¦ 2QU LoRE | Non-Red Flag Warning - Small Fires | Vegetation Contact | Branch (OverHanging) | 2049 | 0.0003376 | 527.1275 | 0.17796 | 2049 | Mitigation | 0.9 | 30 | 0 | esc | 0.070418 | 2.3773e-05 | 0.074355 | 2.5102e-05 | 0.066806 | 2.2554e-05 | 0.063625 | 2.148e-05
[120 empty] | 7.3.5.15 Identification and remediation of “at-risk species”WLDFRVegetation ContactBranch (OverHanging) | WLDFR | HFTD - Distribution - Tier 3 - 5QU CoRE ¦ 2QU LoRE | Non-Red Flag Warning - Small Fires | Vegetation Contact | Branch (OverHanging) | 2050 | 0.0003376 | 527.1275 | 0.17796 | 2050 | Mitigation | 0.9 | 30 | 0 | esc | 0 | 0 | 0.074355 | 2.5102e-05 | 0.066806 | 2.2554e-05 | 0.063625 | 2.148e-05
[120 empty] | 7.3.5.15 Identification and remediation of “at-risk species”WLDFRVegetation ContactBranch (OverHanging) | WLDFR | HFTD - Distribution - Tier 3 - 5QU CoRE ¦ 2QU LoRE | Non-Red Flag Warning - Small Fires | Vegetation Contact | Branch (OverHanging) | 2051 | 0.0003376 | 527.1275 | 0.17796 | 2051 | Mitigation | 0.9 | 30 | 0 | esc | 0 | 0 | 0 | 0 | 0.066806 | 2.2554e-05 | 0.063625 | 2.148e-05
[120 empty] | 7.3.5.15 Identification and remediation of “at-risk species”WLDFRVegetation ContactBranch (OverHanging) | WLDFR | HFTD - Distribution - Tier 3 - 5QU CoRE ¦ 2QU LoRE | Non-Red Flag Warning - Small Fires | Vegetation Contact | Branch (OverHanging) | 2052 | 0.0003376 | 527.1275 | 0.17796 | 2052 | Mitigation | 0.9 | 30 | 0 | esc | 0 | 0 | 0 | 0 | 0 | 0 | 0.063625 | 2.148e-05
[120 empty] | 7.3.5.15 Identification and remediation of “at-risk species”WLDFRVegetation ContactFell into (Moderate-Severe defect) | WLDFR | HFTD - Distribution - Tier 3 - 5QU CoRE ¦ 2QU LoRE | Non-Red Flag Warning - Small Fires | Vegetation Contact | Fell into (Moderate-Severe defect) | 2022 | 0.00015662 | 527.1275 | 0.082558 | 2022 | Mitigation | 0.95 | 1 | 0 | esc | 0 | 0 | 0 | 0 | 0.070518 | 1.1044e-05 | 0 | 0
[120 empty] | 7.3.5.15 Identification and remediation of “at-risk species”WLDFRVegetation ContactFell into (Moderate-Severe defect) | WLDFR | HFTD - Distribution - Tier 3 - 5QU CoRE ¦ 2QU LoRE | Non-Red Flag Warning - Small Fires | Vegetation Contact | Fell into (Moderate-Severe defect) | 2023 | 0.00015662 | 527.1275 | 0.082558 | 2023 | Mitigation | 0.95 | 1 | 0 | esc | 0 | 0 | 0 | 0 | 0 | 0 | 0.06716 | 1.0518e-05
[120 empty] | 7.3.5.15 Identification and remediation of “at-risk species”WLDFRVegetation ContactFell into (slight defect) | WLDFR | HFTD - Distribution - Tier 3 - 5QU CoRE ¦ 2QU LoRE | Non-Red Flag Warning - Small Fires | Vegetation Contact | Fell into (slight defect) | 2022 | 0.00020204 | 527.1275 | 0.1065 | 2022 | Mitigation | 0.5 | 1 | 0 | esc | 0 | 0 | 0 | 0 | 0.037115 | 7.4986e-06 | 0 | 0
[120 empty] | 7.3.5.15 Identification and remediation of “at-risk species”WLDFRVegetation ContactFell into (slight defect) | WLDFR | HFTD - Distribution - Tier 3 - 5QU CoRE ¦ 2QU LoRE | Non-Red Flag Warning - Small Fires | Vegetation Contact | Fell into (slight defect) | 2023 | 0.00020204 | 527.1275 | 0.1065 | 2023 | Mitigation | 0.5 | 1 | 0 | esc | 0 | 0 | 0 | 0 | 0 | 0 | 0.035347 | 7.1415e-06
[120 empty] | 7.3.5.15 Identification and remediation of “at-risk species”WLDFRVegetation ContactGrow Into | WLDFR | HFTD - Distribution - Tier 3 - 5QU CoRE ¦ 2QU LoRE | Non-Red Flag Warning - Small Fires | Vegetation Contact | Grow Into | 2022 | 1.7458e-05 | 527.1275 | 0.0092025 | 2022 | Mitigation | 0.5 | 1 | 0 | esc | 0 | 0 | 0 | 0 | 0.037115 | 6.4794e-07 | 0 | 0
[120 empty] | 7.3.5.15 Identification and remediation of “at-risk species”WLDFRVegetation ContactGrow Into | WLDFR | HFTD - Distribution - Tier 3 - 5QU CoRE ¦ 2QU LoRE | Non-Red Flag Warning - Small Fires | Vegetation Contact | Grow Into | 2023 | 1.7458e-05 | 527.1275 | 0.0092025 | 2023 | Mitigation | 0.5 | 1 | 0 | esc | 0 | 0 | 0 | 0 | 0 | 0 | 0.035347 | 6.1709e-07
[120 empty] | 7.3.5.15 Identification and remediation of “at-risk species”WLDFRVegetation ContactBranch (Not overhanging, 4-12ft) | WLDFR | HFTD - Distribution - Tier 3 - 5QU CoRE ¦ 2QU LoRE | Red Flag Warning - Catastrophic Fires | Vegetation Contact | Branch (Not overhanging, 4-12ft) | 2022 | 1.5536e-08 | 527.1275 | 8.1894e-06 | 2022 | Mitigation | 0.5 | 30 | 0 | esc | 0.039121 | 6.0778e-10 | 0.041308 | 6.4176e-10 | 0.037115 | 5.7661e-10 | 0 | 0
[120 empty] | 7.3.5.15 Identification and remediation of “at-risk species”WLDFRVegetation ContactBranch (Not overhanging, 4-12ft) | WLDFR | HFTD - Distribution - Tier 3 - 5QU CoRE ¦ 2QU LoRE | Red Flag Warning - Catastrophic Fires | Vegetation Contact | Branch (Not overhanging, 4-12ft) | 2023 | 1.5536e-08 | 527.1275 | 8.1894e-06 | 2023 | Mitigation | 0.5 | 30 | 0 | esc | 0.039121 | 6.0778e-10 | 0.041308 | 6.4176e-10 | 0.037115 | 5.7661e-10 | 0.035347 | 5.4915e-10
[120 empty] | 7.3.5.15 Identification and remediation of “at-risk species”WLDFRVegetation ContactBranch (Not overhanging, 4-12ft) | WLDFR | HFTD - Distribution - Tier 3 - 5QU CoRE ¦ 2QU LoRE | Red Flag Warning - Catastrophic Fires | Vegetation Contact | Branch (Not overhanging, 4-12ft) | 2024 | 1.5536e-08 | 527.1275 | 8.1894e-06 | 2024 | Mitigation | 0.5 | 30 | 0 | esc | 0.039121 | 6.0778e-10 | 0.041308 | 6.4176e-10 | 0.037115 | 5.7661e-10 | 0.035347 | 5.4915e-10
[120 empty] | 7.3.5.15 Identification and remediation of “at-risk species”WLDFRVegetation ContactBranch (Not overhanging, 4-12ft) | WLDFR | HFTD - Distribution - Tier 3 - 5QU CoRE ¦ 2QU LoRE | Red Flag Warning - Catastrophic Fires | Vegetation Contact | Branch (Not overhanging, 4-12ft) | 2025 | 1.5536e-08 | 527.1275 | 8.1894e-06 | 2025 | Mitigation | 0.5 | 30 | 0 | esc | 0.039121 | 6.0778e-10 | 0.041308 | 6.4176e-10 | 0.037115 | 5.7661e-10 | 0.035347 | 5.4915e-10
[120 empty] | 7.3.5.15 Identification and remediation of “at-risk species”WLDFRVegetation ContactBranch (Not overhanging, 4-12ft) | WLDFR | HFTD - Distribution - Tier 3 - 5QU CoRE ¦ 2QU LoRE | Red Flag Warning - Catastrophic Fires | Vegetation Contact | Branch (Not overhanging, 4-12ft) | 2026 | 1.5536e-08 | 527.1275 | 8.1894e-06 | 2026 | Mitigation | 0.5 | 30 | 0 | esc | 0.039121 | 6.0778e-10 | 0.041308 | 6.4176e-10 | 0.037115 | 5.7661e-10 | 0.035347 | 5.4915e-10
[120 empty] | 7.3.5.15 Identification and remediation of “at-risk species”WLDFRVegetation ContactBranch (Not overhanging, 4-12ft) | WLDFR | HFTD - Distribution - Tier 3 - 5QU CoRE ¦ 2QU LoRE | Red Flag Warning - Catastrophic Fires | Vegetation Contact | Branch (Not overhanging, 4-12ft) | 2027 | 1.5536e-08 | 527.1275 | 8.1894e-06 | 2027 | Mitigation | 0.5 | 30 | 0 | esc | 0.039121 | 6.0778e-10 | 0.041308 | 6.4176e-10 | 0.037115 | 5.7661e-10 | 0.035347 | 5.4915e-10
[120 empty] | 7.3.5.15 Identification and remediation of “at-risk species”WLDFRVegetation ContactBranch (Not overhanging, 4-12ft) | WLDFR | HFTD - Distribution - Tier 3 - 5QU CoRE ¦ 2QU LoRE | Red Flag Warning - Catastrophic Fires | Vegetation Contact | Branch (Not overhanging, 4-12ft) | 2028 | 1.5536e-08 | 527.1275 | 8.1894e-06 | 2028 | Mitigation | 0.5 | 30 | 0 | esc | 0.039121 | 6.0778e-10 | 0.041308 | 6.4176e-10 | 0.037115 | 5.7661e-10 | 0.035347 | 5.4915e-10
[120 empty] | 7.3.5.15 Identification and remediation of “at-risk species”WLDFRVegetation ContactBranch (Not overhanging, 4-12ft) | WLDFR | HFTD - Distribution - Tier 3 - 5QU CoRE ¦ 2QU LoRE | Red Flag Warning - Catastrophic Fires | Vegetation Contact | Branch (Not overhanging, 4-12ft) | 2029 | 1.5536e-08 | 527.1275 | 8.1894e-06 | 2029 | Mitigation | 0.5 | 30 | 0 | esc | 0.039121 | 6.0778e-10 | 0.041308 | 6.4176e-10 | 0.037115 | 5.7661e-10 | 0.035347 | 5.4915e-10
[120 empty] | 7.3.5.15 Identification and remediation of “at-risk species”WLDFRVegetation ContactBranch (Not overhanging, 4-12ft) | WLDFR | HFTD - Distribution - Tier 3 - 5QU CoRE ¦ 2QU LoRE | Red Flag Warning - Catastrophic Fires | Vegetation Contact | Branch (Not overhanging, 4-12ft) | 2030 | 1.5536e-08 | 527.1275 | 8.1894e-06 | 2030 | Mitigation | 0.5 | 30 | 0 | esc | 0.039121 | 6.0778e-10 | 0.041308 | 6.4176e-10 | 0.037115 | 5.7661e-10 | 0.035347 | 5.4915e-10
[120 empty] | 7.3.5.15 Identification and remediation of “at-risk species”WLDFRVegetation ContactBranch (Not overhanging, 4-12ft) | WLDFR | HFTD - Distribution - Tier 3 - 5QU CoRE ¦ 2QU LoRE | Red Flag Warning - Catastrophic Fires | Vegetation Contact | Branch (Not overhanging, 4-12ft) | 2031 | 1.5536e-08 | 527.1275 | 8.1894e-06 | 2031 | Mitigation | 0.5 | 30 | 0 | esc | 0.039121 | 6.0778e-10 | 0.041308 | 6.4176e-10 | 0.037115 | 5.7661e-10 | 0.035347 | 5.4915e-10
[120 empty] | 7.3.5.15 Identification and remediation of “at-risk species”WLDFRVegetation ContactBranch (Not overhanging, 4-12ft) | WLDFR | HFTD - Distribution - Tier 3 - 5QU CoRE ¦ 2QU LoRE | Red Flag Warning - Catastrophic Fires | Vegetation Contact | Branch (Not overhanging, 4-12ft) | 2032 | 1.5536e-08 | 527.1275 | 8.1894e-06 | 2032 | Mitigation | 0.5 | 30 | 0 | esc | 0.039121 | 6.0778e-10 | 0.041308 | 6.4176e-10 | 0.037115 | 5.7661e-10 | 0.035347 | 5.4915e-10
[120 empty] | 7.3.5.15 Identification and remediation of “at-risk species”WLDFRVegetation ContactBranch (Not overhanging, 4-12ft) | WLDFR | HFTD - Distribution - Tier 3 - 5QU CoRE ¦ 2QU LoRE | Red Flag Warning - Catastrophic Fires | Vegetation Contact | Branch (Not overhanging, 4-12ft) | 2033 | 1.5536e-08 | 527.1275 | 8.1894e-06 | 2033 | Mitigation | 0.5 | 30 | 0 | esc | 0.039121 | 6.0778e-10 | 0.041308 | 6.4176e-10 | 0.037115 | 5.7661e-10 | 0.035347 | 5.4915e-10
[120 empty] | 7.3.5.15 Identification and remediation of “at-risk species”WLDFRVegetation ContactBranch (Not overhanging, 4-12ft) | WLDFR | HFTD - Distribution - Tier 3 - 5QU CoRE ¦ 2QU LoRE | Red Flag Warning - Catastrophic Fires | Vegetation Contact | Branch (Not overhanging, 4-12ft) | 2034 | 1.5536e-08 | 527.1275 | 8.1894e-06 | 2034 | Mitigation | 0.5 | 30 | 0 | esc | 0.039121 | 6.0778e-10 | 0.041308 | 6.4176e-10 | 0.037115 | 5.7661e-10 | 0.035347 | 5.4915e-10
[120 empty] | 7.3.5.15 Identification and remediation of “at-risk species”WLDFRVegetation ContactBranch (Not overhanging, 4-12ft) | WLDFR | HFTD - Distribution - Tier 3 - 5QU CoRE ¦ 2QU LoRE | Red Flag Warning - Catastrophic Fires | Vegetation Contact | Branch (Not overhanging, 4-12ft) | 2035 | 1.5536e-08 | 527.1275 | 8.1894e-06 | 2035 | Mitigation | 0.5 | 30 | 0 | esc | 0.039121 | 6.0778e-10 | 0.041308 | 6.4176e-10 | 0.037115 | 5.7661e-10 | 0.035347 | 5.4915e-10
[120 empty] | 7.3.5.15 Identification and remediation of “at-risk species”WLDFRVegetation ContactBranch (Not overhanging, 4-12ft) | WLDFR | HFTD - Distribution - Tier 3 - 5QU CoRE ¦ 2QU LoRE | Red Flag Warning - Catastrophic Fires | Vegetation Contact | Branch (Not overhanging, 4-12ft) | 2036 | 1.5536e-08 | 527.1275 | 8.1894e-06 | 2036 | Mitigation | 0.5 | 30 | 0 | esc | 0.039121 | 6.0778e-10 | 0.041308 | 6.4176e-10 | 0.037115 | 5.7661e-10 | 0.035347 | 5.4915e-10
[120 empty] | 7.3.5.15 Identification and remediation of “at-risk species”WLDFRVegetation ContactBranch (Not overhanging, 4-12ft) | WLDFR | HFTD - Distribution - Tier 3 - 5QU CoRE ¦ 2QU LoRE | Red Flag Warning - Catastrophic Fires | Vegetation Contact | Branch (Not overhanging, 4-12ft) | 2037 | 1.5536e-08 | 527.1275 | 8.1894e-06 | 2037 | Mitigation | 0.5 | 30 | 0 | esc | 0.039121 | 6.0778e-10 | 0.041308 | 6.4176e-10 | 0.037115 | 5.7661e-10 | 0.035347 | 5.4915e-10
[120 empty] | 7.3.5.15 Identification and remediation of “at-risk species”WLDFRVegetation ContactBranch (Not overhanging, 4-12ft) | WLDFR | HFTD - Distribution - Tier 3 - 5QU CoRE ¦ 2QU LoRE | Red Flag Warning - Catastrophic Fires | Vegetation Contact | Branch (Not overhanging, 4-12ft) | 2038 | 1.5536e-08 | 527.1275 | 8.1894e-06 | 2038 | Mitigation | 0.5 | 30 | 0 | esc | 0.039121 | 6.0778e-10 | 0.041308 | 6.4176e-10 | 0.037115 | 5.7661e-10 | 0.035347 | 5.4915e-10
[120 empty] | 7.3.5.15 Identification and remediation of “at-risk species”WLDFRVegetation ContactBranch (Not overhanging, 4-12ft) | WLDFR | HFTD - Distribution - Tier 3 - 5QU CoRE ¦ 2QU LoRE | Red Flag Warning - Catastrophic Fires | Vegetation Contact | Branch (Not overhanging, 4-12ft) | 2039 | 1.5536e-08 | 527.1275 | 8.1894e-06 | 2039 | Mitigation | 0.5 | 30 | 0 | esc | 0.039121 | 6.0778e-10 | 0.041308 | 6.4176e-10 | 0.037115 | 5.7661e-10 | 0.035347 | 5.4915e-10
[120 empty] | 7.3.5.15 Identification and remediation of “at-risk species”WLDFRVegetation ContactBranch (Not overhanging, 4-12ft) | WLDFR | HFTD - Distribution - Tier 3 - 5QU CoRE ¦ 2QU LoRE | Red Flag Warning - Catastrophic Fires | Vegetation Contact | Branch (Not overhanging, 4-12ft) | 2040 | 1.5536e-08 | 527.1275 | 8.1894e-06 | 2040 | Mitigation | 0.5 | 30 | 0 | esc | 0.039121 | 6.0778e-10 | 0.041308 | 6.4176e-10 | 0.037115 | 5.7661e-10 | 0.035347 | 5.4915e-10
[120 empty] | 7.3.5.15 Identification and remediation of “at-risk species”WLDFRVegetation ContactBranch (Not overhanging, 4-12ft) | WLDFR | HFTD - Distribution - Tier 3 - 5QU CoRE ¦ 2QU LoRE | Red Flag Warning - Catastrophic Fires | Vegetation Contact | Branch (Not overhanging, 4-12ft) | 2041 | 1.5536e-08 | 527.1275 | 8.1894e-06 | 2041 | Mitigation | 0.5 | 30 | 0 | esc | 0.039121 | 6.0778e-10 | 0.041308 | 6.4176e-10 | 0.037115 | 5.7661e-10 | 0.035347 | 5.4915e-10
[120 empty] | 7.3.5.15 Identification and remediation of “at-risk species”WLDFRVegetation ContactBranch (Not overhanging, 4-12ft) | WLDFR | HFTD - Distribution - Tier 3 - 5QU CoRE ¦ 2QU LoRE | Red Flag Warning - Catastrophic Fires | Vegetation Contact | Branch (Not overhanging, 4-12ft) | 2042 | 1.5536e-08 | 527.1275 | 8.1894e-06 | 2042 | Mitigation | 0.5 | 30 | 0 | esc | 0.039121 | 6.0778e-10 | 0.041308 | 6.4176e-10 | 0.037115 | 5.7661e-10 | 0.035347 | 5.4915e-10
[120 empty] | 7.3.5.15 Identification and remediation of “at-risk species”WLDFRVegetation ContactBranch (Not overhanging, 4-12ft) | WLDFR | HFTD - Distribution - Tier 3 - 5QU CoRE ¦ 2QU LoRE | Red Flag Warning - Catastrophic Fires | Vegetation Contact | Branch (Not overhanging, 4-12ft) | 2043 | 1.5536e-08 | 527.1275 | 8.1894e-06 | 2043 | Mitigation | 0.5 | 30 | 0 | esc | 0.039121 | 6.0778e-10 | 0.041308 | 6.4176e-10 | 0.037115 | 5.7661e-10 | 0.035347 | 5.4915e-10
[120 empty] | 7.3.5.15 Identification and remediation of “at-risk species”WLDFRVegetation ContactBranch (Not overhanging, 4-12ft) | WLDFR | HFTD - Distribution - Tier 3 - 5QU CoRE ¦ 2QU LoRE | Red Flag Warning - Catastrophic Fires | Vegetation Contact | Branch (Not overhanging, 4-12ft) | 2044 | 1.5536e-08 | 527.1275 | 8.1894e-06 | 2044 | Mitigation | 0.5 | 30 | 0 | esc | 0.039121 | 6.0778e-10 | 0.041308 | 6.4176e-10 | 0.037115 | 5.7661e-10 | 0.035347 | 5.4915e-10
[120 empty] | 7.3.5.15 Identification and remediation of “at-risk species”WLDFRVegetation ContactBranch (Not overhanging, 4-12ft) | WLDFR | HFTD - Distribution - Tier 3 - 5QU CoRE ¦ 2QU LoRE | Red Flag Warning - Catastrophic Fires | Vegetation Contact | Branch (Not overhanging, 4-12ft) | 2045 | 1.5536e-08 | 527.1275 | 8.1894e-06 | 2045 | Mitigation | 0.5 | 30 | 0 | esc | 0.039121 | 6.0778e-10 | 0.041308 | 6.4176e-10 | 0.037115 | 5.7661e-10 | 0.035347 | 5.4915e-10
[120 empty] | 7.3.5.15 Identification and remediation of “at-risk species”WLDFRVegetation ContactBranch (Not overhanging, 4-12ft) | WLDFR | HFTD - Distribution - Tier 3 - 5QU CoRE ¦ 2QU LoRE | Red Flag Warning - Catastrophic Fires | Vegetation Contact | Branch (Not overhanging, 4-12ft) | 2046 | 1.5536e-08 | 527.1275 | 8.1894e-06 | 2046 | Mitigation | 0.5 | 30 | 0 | esc | 0.039121 | 6.0778e-10 | 0.041308 | 6.4176e-10 | 0.037115 | 5.7661e-10 | 0.035347 | 5.4915e-10
[120 empty] | 7.3.5.15 Identification and remediation of “at-risk species”WLDFRVegetation ContactBranch (Not overhanging, 4-12ft) | WLDFR | HFTD - Distribution - Tier 3 - 5QU CoRE ¦ 2QU LoRE | Red Flag Warning - Catastrophic Fires | Vegetation Contact | Branch (Not overhanging, 4-12ft) | 2047 | 1.5536e-08 | 527.1275 | 8.1894e-06 | 2047 | Mitigation | 0.5 | 30 | 0 | esc | 0.039121 | 6.0778e-10 | 0.041308 | 6.4176e-10 | 0.037115 | 5.7661e-10 | 0.035347 | 5.4915e-10
[120 empty] | 7.3.5.15 Identification and remediation of “at-risk species”WLDFRVegetation ContactBranch (Not overhanging, 4-12ft) | WLDFR | HFTD - Distribution - Tier 3 - 5QU CoRE ¦ 2QU LoRE | Red Flag Warning - Catastrophic Fires | Vegetation Contact | Branch (Not overhanging, 4-12ft) | 2048 | 1.5536e-08 | 527.1275 | 8.1894e-06 | 2048 | Mitigation | 0.5 | 30 | 0 | esc | 0.039121 | 6.0778e-10 | 0.041308 | 6.4176e-10 | 0.037115 | 5.7661e-10 | 0.035347 | 5.4915e-10
[120 empty] | 7.3.5.15 Identification and remediation of “at-risk species”WLDFRVegetation ContactBranch (Not overhanging, 4-12ft) | WLDFR | HFTD - Distribution - Tier 3 - 5QU CoRE ¦ 2QU LoRE | Red Flag Warning - Catastrophic Fires | Vegetation Contact | Branch (Not overhanging, 4-12ft) | 2049 | 1.5536e-08 | 527.1275 | 8.1894e-06 | 2049 | Mitigation | 0.5 | 30 | 0 | esc | 0.039121 | 6.0778e-10 | 0.041308 | 6.4176e-10 | 0.037115 | 5.7661e-10 | 0.035347 | 5.4915e-10
[120 empty] | 7.3.5.15 Identification and remediation of “at-risk species”WLDFRVegetation ContactBranch (Not overhanging, 4-12ft) | WLDFR | HFTD - Distribution - Tier 3 - 5QU CoRE ¦ 2QU LoRE | Red Flag Warning - Catastrophic Fires | Vegetation Contact | Branch (Not overhanging, 4-12ft) | 2050 | 1.5536e-08 | 527.1275 | 8.1894e-06 | 2050 | Mitigation | 0.5 | 30 | 0 | esc | 0 | 0 | 0.041308 | 6.4176e-10 | 0.037115 | 5.7661e-10 | 0.035347 | 5.4915e-10
[120 empty] | 7.3.5.15 Identification and remediation of “at-risk species”WLDFRVegetation ContactBranch (Not overhanging, 4-12ft) | WLDFR | HFTD - Distribution - Tier 3 - 5QU CoRE ¦ 2QU LoRE | Red Flag Warning - Catastrophic Fires | Vegetation Contact | Branch (Not overhanging, 4-12ft) | 2051 | 1.5536e-08 | 527.1275 | 8.1894e-06 | 2051 | Mitigation | 0.5 | 30 | 0 | esc | 0 | 0 | 0 | 0 | 0.037115 | 5.7661e-10 | 0.035347 | 5.4915e-10
[120 empty] | 7.3.5.15 Identification and remediation of “at-risk species”WLDFRVegetation ContactBranch (Not overhanging, 4-12ft) | WLDFR | HFTD - Distribution - Tier 3 - 5QU CoRE ¦ 2QU LoRE | Red Flag Warning - Catastrophic Fires | Vegetation Contact | Branch (Not overhanging, 4-12ft) | 2052 | 1.5536e-08 | 527.1275 | 8.1894e-06 | 2052 | Mitigation | 0.5 | 30 | 0 | esc | 0 | 0 | 0 | 0 | 0 | 0 | 0.035347 | 5.4915e-10
[120 empty] | 7.3.5.15 Identification and remediation of “at-risk species”WLDFRVegetation ContactBranch (Not overhanging, within 4ft) | WLDFR | HFTD - Distribution - Tier 3 - 5QU CoRE ¦ 2QU LoRE | Red Flag Warning - Catastrophic Fires | Vegetation Contact | Branch (Not overhanging, within 4ft) | 2022 | 3.862e-09 | 527.1275 | 2.0358e-06 | 2022 | Mitigation | 0.9 | 30 | 0 | esc | 0.070418 | 2.7196e-10 | 0.074355 | 2.8716e-10 | 0.066806 | 2.5801e-10 | 0 | 0
[120 empty] | 7.3.5.15 Identification and remediation of “at-risk species”WLDFRVegetation ContactBranch (Not overhanging, within 4ft) | WLDFR | HFTD - Distribution - Tier 3 - 5QU CoRE ¦ 2QU LoRE | Red Flag Warning - Catastrophic Fires | Vegetation Contact | Branch (Not overhanging, within 4ft) | 2023 | 3.862e-09 | 527.1275 | 2.0358e-06 | 2023 | Mitigation | 0.9 | 30 | 0 | esc | 0.070418 | 2.7196e-10 | 0.074355 | 2.8716e-10 | 0.066806 | 2.5801e-10 | 0.063625 | 2.4572e-10
[120 empty] | 7.3.5.15 Identification and remediation of “at-risk species”WLDFRVegetation ContactBranch (Not overhanging, within 4ft) | WLDFR | HFTD - Distribution - Tier 3 - 5QU CoRE ¦ 2QU LoRE | Red Flag Warning - Catastrophic Fires | Vegetation Contact | Branch (Not overhanging, within 4ft) | 2024 | 3.862e-09 | 527.1275 | 2.0358e-06 | 2024 | Mitigation | 0.9 | 30 | 0 | esc | 0.070418 | 2.7196e-10 | 0.074355 | 2.8716e-10 | 0.066806 | 2.5801e-10 | 0.063625 | 2.4572e-10
[120 empty] | 7.3.5.15 Identification and remediation of “at-risk species”WLDFRVegetation ContactBranch (Not overhanging, within 4ft) | WLDFR | HFTD - Distribution - Tier 3 - 5QU CoRE ¦ 2QU LoRE | Red Flag Warning - Catastrophic Fires | Vegetation Contact | Branch (Not overhanging, within 4ft) | 2025 | 3.862e-09 | 527.1275 | 2.0358e-06 | 2025 | Mitigation | 0.9 | 30 | 0 | esc | 0.070418 | 2.7196e-10 | 0.074355 | 2.8716e-10 | 0.066806 | 2.5801e-10 | 0.063625 | 2.4572e-10
[120 empty] | 7.3.5.15 Identification and remediation of “at-risk species”WLDFRVegetation ContactBranch (Not overhanging, within 4ft) | WLDFR | HFTD - Distribution - Tier 3 - 5QU CoRE ¦ 2QU LoRE | Red Flag Warning - Catastrophic Fires | Vegetation Contact | Branch (Not overhanging, within 4ft) | 2026 | 3.862e-09 | 527.1275 | 2.0358e-06 | 2026 | Mitigation | 0.9 | 30 | 0 | esc | 0.070418 | 2.7196e-10 | 0.074355 | 2.8716e-10 | 0.066806 | 2.5801e-10 | 0.063625 | 2.4572e-10
[120 empty] | 7.3.5.15 Identification and remediation of “at-risk species”WLDFRVegetation ContactBranch (Not overhanging, within 4ft) | WLDFR | HFTD - Distribution - Tier 3 - 5QU CoRE ¦ 2QU LoRE | Red Flag Warning - Catastrophic Fires | Vegetation Contact | Branch (Not overhanging, within 4ft) | 2027 | 3.862e-09 | 527.1275 | 2.0358e-06 | 2027 | Mitigation | 0.9 | 30 | 0 | esc | 0.070418 | 2.7196e-10 | 0.074355 | 2.8716e-10 | 0.066806 | 2.5801e-10 | 0.063625 | 2.4572e-10
[120 empty] | 7.3.5.15 Identification and remediation of “at-risk species”WLDFRVegetation ContactBranch (Not overhanging, within 4ft) | WLDFR | HFTD - Distribution - Tier 3 - 5QU CoRE ¦ 2QU LoRE | Red Flag Warning - Catastrophic Fires | Vegetation Contact | Branch (Not overhanging, within 4ft) | 2028 | 3.862e-09 | 527.1275 | 2.0358e-06 | 2028 | Mitigation | 0.9 | 30 | 0 | esc | 0.070418 | 2.7196e-10 | 0.074355 | 2.8716e-10 | 0.066806 | 2.5801e-10 | 0.063625 | 2.4572e-10
[120 empty] | 7.3.5.15 Identification and remediation of “at-risk species”WLDFRVegetation ContactBranch (Not overhanging, within 4ft) | WLDFR | HFTD - Distribution - Tier 3 - 5QU CoRE ¦ 2QU LoRE | Red Flag Warning - Catastrophic Fires | Vegetation Contact | Branch (Not overhanging, within 4ft) | 2029 | 3.862e-09 | 527.1275 | 2.0358e-06 | 2029 | Mitigation | 0.9 | 30 | 0 | esc | 0.070418 | 2.7196e-10 | 0.074355 | 2.8716e-10 | 0.066806 | 2.5801e-10 | 0.063625 | 2.4572e-10
[120 empty] | 7.3.5.15 Identification and remediation of “at-risk species”WLDFRVegetation ContactBranch (Not overhanging, within 4ft) | WLDFR | HFTD - Distribution - Tier 3 - 5QU CoRE ¦ 2QU LoRE | Red Flag Warning - Catastrophic Fires | Vegetation Contact | Branch (Not overhanging, within 4ft) | 2030 | 3.862e-09 | 527.1275 | 2.0358e-06 | 2030 | Mitigation | 0.9 | 30 | 0 | esc | 0.070418 | 2.7196e-10 | 0.074355 | 2.8716e-10 | 0.066806 | 2.5801e-10 | 0.063625 | 2.4572e-10
[120 empty] | 7.3.5.15 Identification and remediation of “at-risk species”WLDFRVegetation ContactBranch (Not overhanging, within 4ft) | WLDFR | HFTD - Distribution - Tier 3 - 5QU CoRE ¦ 2QU LoRE | Red Flag Warning - Catastrophic Fires | Vegetation Contact | Branch (Not overhanging, within 4ft) | 2031 | 3.862e-09 | 527.1275 | 2.0358e-06 | 2031 | Mitigation | 0.9 | 30 | 0 | esc | 0.070418 | 2.7196e-10 | 0.074355 | 2.8716e-10 | 0.066806 | 2.5801e-10 | 0.063625 | 2.4572e-10
[120 empty] | 7.3.5.15 Identification and remediation of “at-risk species”WLDFRVegetation ContactBranch (Not overhanging, within 4ft) | WLDFR | HFTD - Distribution - Tier 3 - 5QU CoRE ¦ 2QU LoRE | Red Flag Warning - Catastrophic Fires | Vegetation Contact | Branch (Not overhanging, within 4ft) | 2032 | 3.862e-09 | 527.1275 | 2.0358e-06 | 2032 | Mitigation | 0.9 | 30 | 0 | esc | 0.070418 | 2.7196e-10 | 0.074355 | 2.8716e-10 | 0.066806 | 2.5801e-10 | 0.063625 | 2.4572e-10
[120 empty] | 7.3.5.15 Identification and remediation of “at-risk species”WLDFRVegetation ContactBranch (Not overhanging, within 4ft) | WLDFR | HFTD - Distribution - Tier 3 - 5QU CoRE ¦ 2QU LoRE | Red Flag Warning - Catastrophic Fires | Vegetation Contact | Branch (Not overhanging, within 4ft) | 2033 | 3.862e-09 | 527.1275 | 2.0358e-06 | 2033 | Mitigation | 0.9 | 30 | 0 | esc | 0.070418 | 2.7196e-10 | 0.074355 | 2.8716e-10 | 0.066806 | 2.5801e-10 | 0.063625 | 2.4572e-10
[120 empty] | 7.3.5.15 Identification and remediation of “at-risk species”WLDFRVegetation ContactBranch (Not overhanging, within 4ft) | WLDFR | HFTD - Distribution - Tier 3 - 5QU CoRE ¦ 2QU LoRE | Red Flag Warning - Catastrophic Fires | Vegetation Contact | Branch (Not overhanging, within 4ft) | 2034 | 3.862e-09 | 527.1275 | 2.0358e-06 | 2034 | Mitigation | 0.9 | 30 | 0 | esc | 0.070418 | 2.7196e-10 | 0.074355 | 2.8716e-10 | 0.066806 | 2.5801e-10 | 0.063625 | 2.4572e-10
[120 empty] | 7.3.5.15 Identification and remediation of “at-risk species”WLDFRVegetation ContactBranch (Not overhanging, within 4ft) | WLDFR | HFTD - Distribution - Tier 3 - 5QU CoRE ¦ 2QU LoRE | Red Flag Warning - Catastrophic Fires | Vegetation Contact | Branch (Not overhanging, within 4ft) | 2035 | 3.862e-09 | 527.1275 | 2.0358e-06 | 2035 | Mitigation | 0.9 | 30 | 0 | esc | 0.070418 | 2.7196e-10 | 0.074355 | 2.8716e-10 | 0.066806 | 2.5801e-10 | 0.063625 | 2.4572e-10
[120 empty] | 7.3.5.15 Identification and remediation of “at-risk species”WLDFRVegetation ContactBranch (Not overhanging, within 4ft) | WLDFR | HFTD - Distribution - Tier 3 - 5QU CoRE ¦ 2QU LoRE | Red Flag Warning - Catastrophic Fires | Vegetation Contact | Branch (Not overhanging, within 4ft) | 2036 | 3.862e-09 | 527.1275 | 2.0358e-06 | 2036 | Mitigation | 0.9 | 30 | 0 | esc | 0.070418 | 2.7196e-10 | 0.074355 | 2.8716e-10 | 0.066806 | 2.5801e-10 | 0.063625 | 2.4572e-10
[120 empty] | 7.3.5.15 Identification and remediation of “at-risk species”WLDFRVegetation ContactBranch (Not overhanging, within 4ft) | WLDFR | HFTD - Distribution - Tier 3 - 5QU CoRE ¦ 2QU LoRE | Red Flag Warning - Catastrophic Fires | Vegetation Contact | Branch (Not overhanging, within 4ft) | 2037 | 3.862e-09 | 527.1275 | 2.0358e-06 | 2037 | Mitigation | 0.9 | 30 | 0 | esc | 0.070418 | 2.7196e-10 | 0.074355 | 2.8716e-10 | 0.066806 | 2.5801e-10 | 0.063625 | 2.4572e-10
[120 empty] | 7.3.5.15 Identification and remediation of “at-risk species”WLDFRVegetation ContactBranch (Not overhanging, within 4ft) | WLDFR | HFTD - Distribution - Tier 3 - 5QU CoRE ¦ 2QU LoRE | Red Flag Warning - Catastrophic Fires | Vegetation Contact | Branch (Not overhanging, within 4ft) | 2038 | 3.862e-09 | 527.1275 | 2.0358e-06 | 2038 | Mitigation | 0.9 | 30 | 0 | esc | 0.070418 | 2.7196e-10 | 0.074355 | 2.8716e-10 | 0.066806 | 2.5801e-10 | 0.063625 | 2.4572e-10
[120 empty] | 7.3.5.15 Identification and remediation of “at-risk species”WLDFRVegetation ContactBranch (Not overhanging, within 4ft) | WLDFR | HFTD - Distribution - Tier 3 - 5QU CoRE ¦ 2QU LoRE | Red Flag Warning - Catastrophic Fires | Vegetation Contact | Branch (Not overhanging, within 4ft) | 2039 | 3.862e-09 | 527.1275 | 2.0358e-06 | 2039 | Mitigation | 0.9 | 30 | 0 | esc | 0.070418 | 2.7196e-10 | 0.074355 | 2.8716e-10 | 0.066806 | 2.5801e-10 | 0.063625 | 2.4572e-10
[120 empty] | 7.3.5.15 Identification and remediation of “at-risk species”WLDFRVegetation ContactBranch (Not overhanging, within 4ft) | WLDFR | HFTD - Distribution - Tier 3 - 5QU CoRE ¦ 2QU LoRE | Red Flag Warning - Catastrophic Fires | Vegetation Contact | Branch (Not overhanging, within 4ft) | 2040 | 3.862e-09 | 527.1275 | 2.0358e-06 | 2040 | Mitigation | 0.9 | 30 | 0 | esc | 0.070418 | 2.7196e-10 | 0.074355 | 2.8716e-10 | 0.066806 | 2.5801e-10 | 0.063625 | 2.4572e-10
[120 empty] | 7.3.5.15 Identification and remediation of “at-risk species”WLDFRVegetation ContactBranch (Not overhanging, within 4ft) | WLDFR | HFTD - Distribution - Tier 3 - 5QU CoRE ¦ 2QU LoRE | Red Flag Warning - Catastrophic Fires | Vegetation Contact | Branch (Not overhanging, within 4ft) | 2041 | 3.862e-09 | 527.1275 | 2.0358e-06 | 2041 | Mitigation | 0.9 | 30 | 0 | esc | 0.070418 | 2.7196e-10 | 0.074355 | 2.8716e-10 | 0.066806 | 2.5801e-10 | 0.063625 | 2.4572e-10
[120 empty] | 7.3.5.15 Identification and remediation of “at-risk species”WLDFRVegetation ContactBranch (Not overhanging, within 4ft) | WLDFR | HFTD - Distribution - Tier 3 - 5QU CoRE ¦ 2QU LoRE | Red Flag Warning - Catastrophic Fires | Vegetation Contact | Branch (Not overhanging, within 4ft) | 2042 | 3.862e-09 | 527.1275 | 2.0358e-06 | 2042 | Mitigation | 0.9 | 30 | 0 | esc | 0.070418 | 2.7196e-10 | 0.074355 | 2.8716e-10 | 0.066806 | 2.5801e-10 | 0.063625 | 2.4572e-10
[120 empty] | 7.3.5.15 Identification and remediation of “at-risk species”WLDFRVegetation ContactBranch (Not overhanging, within 4ft) | WLDFR | HFTD - Distribution - Tier 3 - 5QU CoRE ¦ 2QU LoRE | Red Flag Warning - Catastrophic Fires | Vegetation Contact | Branch (Not overhanging, within 4ft) | 2043 | 3.862e-09 | 527.1275 | 2.0358e-06 | 2043 | Mitigation | 0.9 | 30 | 0 | esc | 0.070418 | 2.7196e-10 | 0.074355 | 2.8716e-10 | 0.066806 | 2.5801e-10 | 0.063625 | 2.4572e-10
[120 empty] | 7.3.5.15 Identification and remediation of “at-risk species”WLDFRVegetation ContactBranch (Not overhanging, within 4ft) | WLDFR | HFTD - Distribution - Tier 3 - 5QU CoRE ¦ 2QU LoRE | Red Flag Warning - Catastrophic Fires | Vegetation Contact | Branch (Not overhanging, within 4ft) | 2044 | 3.862e-09 | 527.1275 | 2.0358e-06 | 2044 | Mitigation | 0.9 | 30 | 0 | esc | 0.070418 | 2.7196e-10 | 0.074355 | 2.8716e-10 | 0.066806 | 2.5801e-10 | 0.063625 | 2.4572e-10
[120 empty] | 7.3.5.15 Identification and remediation of “at-risk species”WLDFRVegetation ContactBranch (Not overhanging, within 4ft) | WLDFR | HFTD - Distribution - Tier 3 - 5QU CoRE ¦ 2QU LoRE | Red Flag Warning - Catastrophic Fires | Vegetation Contact | Branch (Not overhanging, within 4ft) | 2045 | 3.862e-09 | 527.1275 | 2.0358e-06 | 2045 | Mitigation | 0.9 | 30 | 0 | esc | 0.070418 | 2.7196e-10 | 0.074355 | 2.8716e-10 | 0.066806 | 2.5801e-10 | 0.063625 | 2.4572e-10
[120 empty] | 7.3.5.15 Identification and remediation of “at-risk species”WLDFRVegetation ContactBranch (Not overhanging, within 4ft) | WLDFR | HFTD - Distribution - Tier 3 - 5QU CoRE ¦ 2QU LoRE | Red Flag Warning - Catastrophic Fires | Vegetation Contact | Branch (Not overhanging, within 4ft) | 2046 | 3.862e-09 | 527.1275 | 2.0358e-06 | 2046 | Mitigation | 0.9 | 30 | 0 | esc | 0.070418 | 2.7196e-10 | 0.074355 | 2.8716e-10 | 0.066806 | 2.5801e-10 | 0.063625 | 2.4572e-10
[120 empty] | 7.3.5.15 Identification and remediation of “at-risk species”WLDFRVegetation ContactBranch (Not overhanging, within 4ft) | WLDFR | HFTD - Distribution - Tier 3 - 5QU CoRE ¦ 2QU LoRE | Red Flag Warning - Catastrophic Fires | Vegetation Contact | Branch (Not overhanging, within 4ft) | 2047 | 3.862e-09 | 527.1275 | 2.0358e-06 | 2047 | Mitigation | 0.9 | 30 | 0 | esc | 0.070418 | 2.7196e-10 | 0.074355 | 2.8716e-10 | 0.066806 | 2.5801e-10 | 0.063625 | 2.4572e-10
[120 empty] | 7.3.5.15 Identification and remediation of “at-risk species”WLDFRVegetation ContactBranch (Not overhanging, within 4ft) | WLDFR | HFTD - Distribution - Tier 3 - 5QU CoRE ¦ 2QU LoRE | Red Flag Warning - Catastrophic Fires | Vegetation Contact | Branch (Not overhanging, within 4ft) | 2048 | 3.862e-09 | 527.1275 | 2.0358e-06 | 2048 | Mitigation | 0.9 | 30 | 0 | esc | 0.070418 | 2.7196e-10 | 0.074355 | 2.8716e-10 | 0.066806 | 2.5801e-10 | 0.063625 | 2.4572e-10
[120 empty] | 7.3.5.15 Identification and remediation of “at-risk species”WLDFRVegetation ContactBranch (Not overhanging, within 4ft) | WLDFR | HFTD - Distribution - Tier 3 - 5QU CoRE ¦ 2QU LoRE | Red Flag Warning - Catastrophic Fires | Vegetation Contact | Branch (Not overhanging, within 4ft) | 2049 | 3.862e-09 | 527.1275 | 2.0358e-06 | 2049 | Mitigation | 0.9 | 30 | 0 | esc | 0.070418 | 2.7196e-10 | 0.074355 | 2.8716e-10 | 0.066806 | 2.5801e-10 | 0.063625 | 2.4572e-10
[120 empty] | 7.3.5.15 Identification and remediation of “at-risk species”WLDFRVegetation ContactBranch (Not overhanging, within 4ft) | WLDFR | HFTD - Distribution - Tier 3 - 5QU CoRE ¦ 2QU LoRE | Red Flag Warning - Catastrophic Fires | Vegetation Contact | Branch (Not overhanging, within 4ft) | 2050 | 3.862e-09 | 527.1275 | 2.0358e-06 | 2050 | Mitigation | 0.9 | 30 | 0 | esc | 0 | 0 | 0.074355 | 2.8716e-10 | 0.066806 | 2.5801e-10 | 0.063625 | 2.4572e-10
[120 empty] | 7.3.5.15 Identification and remediation of “at-risk species”WLDFRVegetation ContactBranch (Not overhanging, within 4ft) | WLDFR | HFTD - Distribution - Tier 3 - 5QU CoRE ¦ 2QU LoRE | Red Flag Warning - Catastrophic Fires | Vegetation Contact | Branch (Not overhanging, within 4ft) | 2051 | 3.862e-09 | 527.1275 | 2.0358e-06 | 2051 | Mitigation | 0.9 | 30 | 0 | esc | 0 | 0 | 0 | 0 | 0.066806 | 2.5801e-10 | 0.063625 | 2.4572e-10
[120 empty] | 7.3.5.15 Identification and remediation of “at-risk species”WLDFRVegetation ContactBranch (Not overhanging, within 4ft) | WLDFR | HFTD - Distribution - Tier 3 - 5QU CoRE ¦ 2QU LoRE | Red Flag Warning - Catastrophic Fires | Vegetation Contact | Branch (Not overhanging, within 4ft) | 2052 | 3.862e-09 | 527.1275 | 2.0358e-06 | 2052 | Mitigation | 0.9 | 30 | 0 | esc | 0 | 0 | 0 | 0 | 0 | 0 | 0.063625 | 2.4572e-10
[120 empty] | 7.3.5.15 Identification and remediation of “at-risk species”WLDFRVegetation ContactBranch (OverHanging) | WLDFR | HFTD - Distribution - Tier 3 - 5QU CoRE ¦ 2QU LoRE | Red Flag Warning - Catastrophic Fires | Vegetation Contact | Branch (OverHanging) | 2022 | 2.2873e-07 | 527.1275 | 0.00012057 | 2022 | Mitigation | 0.9 | 30 | 0 | esc | 0.070418 | 1.6107e-08 | 0.074355 | 1.7007e-08 | 0.066806 | 1.528e-08 | 0 | 0
[120 empty] | 7.3.5.15 Identification and remediation of “at-risk species”WLDFRVegetation ContactBranch (OverHanging) | WLDFR | HFTD - Distribution - Tier 3 - 5QU CoRE ¦ 2QU LoRE | Red Flag Warning - Catastrophic Fires | Vegetation Contact | Branch (OverHanging) | 2023 | 2.2873e-07 | 527.1275 | 0.00012057 | 2023 | Mitigation | 0.9 | 30 | 0 | esc | 0.070418 | 1.6107e-08 | 0.074355 | 1.7007e-08 | 0.066806 | 1.528e-08 | 0.063625 | 1.4553e-08
[120 empty] | 7.3.5.15 Identification and remediation of “at-risk species”WLDFRVegetation ContactBranch (OverHanging) | WLDFR | HFTD - Distribution - Tier 3 - 5QU CoRE ¦ 2QU LoRE | Red Flag Warning - Catastrophic Fires | Vegetation Contact | Branch (OverHanging) | 2024 | 2.2873e-07 | 527.1275 | 0.00012057 | 2024 | Mitigation | 0.9 | 30 | 0 | esc | 0.070418 | 1.6107e-08 | 0.074355 | 1.7007e-08 | 0.066806 | 1.528e-08 | 0.063625 | 1.4553e-08
[120 empty] | 7.3.5.15 Identification and remediation of “at-risk species”WLDFRVegetation ContactBranch (OverHanging) | WLDFR | HFTD - Distribution - Tier 3 - 5QU CoRE ¦ 2QU LoRE | Red Flag Warning - Catastrophic Fires | Vegetation Contact | Branch (OverHanging) | 2025 | 2.2873e-07 | 527.1275 | 0.00012057 | 2025 | Mitigation | 0.9 | 30 | 0 | esc | 0.070418 | 1.6107e-08 | 0.074355 | 1.7007e-08 | 0.066806 | 1.528e-08 | 0.063625 | 1.4553e-08
[120 empty] | 7.3.5.15 Identification and remediation of “at-risk species”WLDFRVegetation ContactBranch (OverHanging) | WLDFR | HFTD - Distribution - Tier 3 - 5QU CoRE ¦ 2QU LoRE | Red Flag Warning - Catastrophic Fires | Vegetation Contact | Branch (OverHanging) | 2026 | 2.2873e-07 | 527.1275 | 0.00012057 | 2026 | Mitigation | 0.9 | 30 | 0 | esc | 0.070418 | 1.6107e-08 | 0.074355 | 1.7007e-08 | 0.066806 | 1.528e-08 | 0.063625 | 1.4553e-08
[120 empty] | 7.3.5.15 Identification and remediation of “at-risk species”WLDFRVegetation ContactBranch (OverHanging) | WLDFR | HFTD - Distribution - Tier 3 - 5QU CoRE ¦ 2QU LoRE | Red Flag Warning - Catastrophic Fires | Vegetation Contact | Branch (OverHanging) | 2027 | 2.2873e-07 | 527.1275 | 0.00012057 | 2027 | Mitigation | 0.9 | 30 | 0 | esc | 0.070418 | 1.6107e-08 | 0.074355 | 1.7007e-08 | 0.066806 | 1.528e-08 | 0.063625 | 1.4553e-08
[120 empty] | 7.3.5.15 Identification and remediation of “at-risk species”WLDFRVegetation ContactBranch (OverHanging) | WLDFR | HFTD - Distribution - Tier 3 - 5QU CoRE ¦ 2QU LoRE | Red Flag Warning - Catastrophic Fires | Vegetation Contact | Branch (OverHanging) | 2028 | 2.2873e-07 | 527.1275 | 0.00012057 | 2028 | Mitigation | 0.9 | 30 | 0 | esc | 0.070418 | 1.6107e-08 | 0.074355 | 1.7007e-08 | 0.066806 | 1.528e-08 | 0.063625 | 1.4553e-08
[120 empty] | 7.3.5.15 Identification and remediation of “at-risk species”WLDFRVegetation ContactBranch (OverHanging) | WLDFR | HFTD - Distribution - Tier 3 - 5QU CoRE ¦ 2QU LoRE | Red Flag Warning - Catastrophic Fires | Vegetation Contact | Branch (OverHanging) | 2029 | 2.2873e-07 | 527.1275 | 0.00012057 | 2029 | Mitigation | 0.9 | 30 | 0 | esc | 0.070418 | 1.6107e-08 | 0.074355 | 1.7007e-08 | 0.066806 | 1.528e-08 | 0.063625 | 1.4553e-08
[120 empty] | 7.3.5.15 Identification and remediation of “at-risk species”WLDFRVegetation ContactBranch (OverHanging) | WLDFR | HFTD - Distribution - Tier 3 - 5QU CoRE ¦ 2QU LoRE | Red Flag Warning - Catastrophic Fires | Vegetation Contact | Branch (OverHanging) | 2030 | 2.2873e-07 | 527.1275 | 0.00012057 | 2030 | Mitigation | 0.9 | 30 | 0 | esc | 0.070418 | 1.6107e-08 | 0.074355 | 1.7007e-08 | 0.066806 | 1.528e-08 | 0.063625 | 1.4553e-08
[120 empty] | 7.3.5.15 Identification and remediation of “at-risk species”WLDFRVegetation ContactBranch (OverHanging) | WLDFR | HFTD - Distribution - Tier 3 - 5QU CoRE ¦ 2QU LoRE | Red Flag Warning - Catastrophic Fires | Vegetation Contact | Branch (OverHanging) | 2031 | 2.2873e-07 | 527.1275 | 0.00012057 | 2031 | Mitigation | 0.9 | 30 | 0 | esc | 0.070418 | 1.6107e-08 | 0.074355 | 1.7007e-08 | 0.066806 | 1.528e-08 | 0.063625 | 1.4553e-08
[120 empty] | 7.3.5.15 Identification and remediation of “at-risk species”WLDFRVegetation ContactBranch (OverHanging) | WLDFR | HFTD - Distribution - Tier 3 - 5QU CoRE ¦ 2QU LoRE | Red Flag Warning - Catastrophic Fires | Vegetation Contact | Branch (OverHanging) | 2032 | 2.2873e-07 | 527.1275 | 0.00012057 | 2032 | Mitigation | 0.9 | 30 | 0 | esc | 0.070418 | 1.6107e-08 | 0.074355 | 1.7007e-08 | 0.066806 | 1.528e-08 | 0.063625 | 1.4553e-08
[120 empty] | 7.3.5.15 Identification and remediation of “at-risk species”WLDFRVegetation ContactBranch (OverHanging) | WLDFR | HFTD - Distribution - Tier 3 - 5QU CoRE ¦ 2QU LoRE | Red Flag Warning - Catastrophic Fires | Vegetation Contact | Branch (OverHanging) | 2033 | 2.2873e-07 | 527.1275 | 0.00012057 | 2033 | Mitigation | 0.9 | 30 | 0 | esc | 0.070418 | 1.6107e-08 | 0.074355 | 1.7007e-08 | 0.066806 | 1.528e-08 | 0.063625 | 1.4553e-08
[120 empty] | 7.3.5.15 Identification and remediation of “at-risk species”WLDFRVegetation ContactBranch (OverHanging) | WLDFR | HFTD - Distribution - Tier 3 - 5QU CoRE ¦ 2QU LoRE | Red Flag Warning - Catastrophic Fires | Vegetation Contact | Branch (OverHanging) | 2034 | 2.2873e-07 | 527.1275 | 0.00012057 | 2034 | Mitigation | 0.9 | 30 | 0 | esc | 0.070418 | 1.6107e-08 | 0.074355 | 1.7007e-08 | 0.066806 | 1.528e-08 | 0.063625 | 1.4553e-08
[120 empty] | 7.3.5.15 Identification and remediation of “at-risk species”WLDFRVegetation ContactBranch (OverHanging) | WLDFR | HFTD - Distribution - Tier 3 - 5QU CoRE ¦ 2QU LoRE | Red Flag Warning - Catastrophic Fires | Vegetation Contact | Branch (OverHanging) | 2035 | 2.2873e-07 | 527.1275 | 0.00012057 | 2035 | Mitigation | 0.9 | 30 | 0 | esc | 0.070418 | 1.6107e-08 | 0.074355 | 1.7007e-08 | 0.066806 | 1.528e-08 | 0.063625 | 1.4553e-08
[120 empty] | 7.3.5.15 Identification and remediation of “at-risk species”WLDFRVegetation ContactBranch (OverHanging) | WLDFR | HFTD - Distribution - Tier 3 - 5QU CoRE ¦ 2QU LoRE | Red Flag Warning - Catastrophic Fires | Vegetation Contact | Branch (OverHanging) | 2036 | 2.2873e-07 | 527.1275 | 0.00012057 | 2036 | Mitigation | 0.9 | 30 | 0 | esc | 0.070418 | 1.6107e-08 | 0.074355 | 1.7007e-08 | 0.066806 | 1.528e-08 | 0.063625 | 1.4553e-08
[120 empty] | 7.3.5.15 Identification and remediation of “at-risk species”WLDFRVegetation ContactBranch (OverHanging) | WLDFR | HFTD - Distribution - Tier 3 - 5QU CoRE ¦ 2QU LoRE | Red Flag Warning - Catastrophic Fires | Vegetation Contact | Branch (OverHanging) | 2037 | 2.2873e-07 | 527.1275 | 0.00012057 | 2037 | Mitigation | 0.9 | 30 | 0 | esc | 0.070418 | 1.6107e-08 | 0.074355 | 1.7007e-08 | 0.066806 | 1.528e-08 | 0.063625 | 1.4553e-08
[120 empty] | 7.3.5.15 Identification and remediation of “at-risk species”WLDFRVegetation ContactBranch (OverHanging) | WLDFR | HFTD - Distribution - Tier 3 - 5QU CoRE ¦ 2QU LoRE | Red Flag Warning - Catastrophic Fires | Vegetation Contact | Branch (OverHanging) | 2038 | 2.2873e-07 | 527.1275 | 0.00012057 | 2038 | Mitigation | 0.9 | 30 | 0 | esc | 0.070418 | 1.6107e-08 | 0.074355 | 1.7007e-08 | 0.066806 | 1.528e-08 | 0.063625 | 1.4553e-08
[120 empty] | 7.3.5.15 Identification and remediation of “at-risk species”WLDFRVegetation ContactBranch (OverHanging) | WLDFR | HFTD - Distribution - Tier 3 - 5QU CoRE ¦ 2QU LoRE | Red Flag Warning - Catastrophic Fires | Vegetation Contact | Branch (OverHanging) | 2039 | 2.2873e-07 | 527.1275 | 0.00012057 | 2039 | Mitigation | 0.9 | 30 | 0 | esc | 0.070418 | 1.6107e-08 | 0.074355 | 1.7007e-08 | 0.066806 | 1.528e-08 | 0.063625 | 1.4553e-08
[120 empty] | 7.3.5.15 Identification and remediation of “at-risk species”WLDFRVegetation ContactBranch (OverHanging) | WLDFR | HFTD - Distribution - Tier 3 - 5QU CoRE ¦ 2QU LoRE | Red Flag Warning - Catastrophic Fires | Vegetation Contact | Branch (OverHanging) | 2040 | 2.2873e-07 | 527.1275 | 0.00012057 | 2040 | Mitigation | 0.9 | 30 | 0 | esc | 0.070418 | 1.6107e-08 | 0.074355 | 1.7007e-08 | 0.066806 | 1.528e-08 | 0.063625 | 1.4553e-08
[120 empty] | 7.3.5.15 Identification and remediation of “at-risk species”WLDFRVegetation ContactBranch (OverHanging) | WLDFR | HFTD - Distribution - Tier 3 - 5QU CoRE ¦ 2QU LoRE | Red Flag Warning - Catastrophic Fires | Vegetation Contact | Branch (OverHanging) | 2041 | 2.2873e-07 | 527.1275 | 0.00012057 | 2041 | Mitigation | 0.9 | 30 | 0 | esc | 0.070418 | 1.6107e-08 | 0.074355 | 1.7007e-08 | 0.066806 | 1.528e-08 | 0.063625 | 1.4553e-08
[120 empty] | 7.3.5.15 Identification and remediation of “at-risk species”WLDFRVegetation ContactBranch (OverHanging) | WLDFR | HFTD - Distribution - Tier 3 - 5QU CoRE ¦ 2QU LoRE | Red Flag Warning - Catastrophic Fires | Vegetation Contact | Branch (OverHanging) | 2042 | 2.2873e-07 | 527.1275 | 0.00012057 | 2042 | Mitigation | 0.9 | 30 | 0 | esc | 0.070418 | 1.6107e-08 | 0.074355 | 1.7007e-08 | 0.066806 | 1.528e-08 | 0.063625 | 1.4553e-08
[120 empty] | 7.3.5.15 Identification and remediation of “at-risk species”WLDFRVegetation ContactBranch (OverHanging) | WLDFR | HFTD - Distribution - Tier 3 - 5QU CoRE ¦ 2QU LoRE | Red Flag Warning - Catastrophic Fires | Vegetation Contact | Branch (OverHanging) | 2043 | 2.2873e-07 | 527.1275 | 0.00012057 | 2043 | Mitigation | 0.9 | 30 | 0 | esc | 0.070418 | 1.6107e-08 | 0.074355 | 1.7007e-08 | 0.066806 | 1.528e-08 | 0.063625 | 1.4553e-08
[120 empty] | 7.3.5.15 Identification and remediation of “at-risk species”WLDFRVegetation ContactBranch (OverHanging) | WLDFR | HFTD - Distribution - Tier 3 - 5QU CoRE ¦ 2QU LoRE | Red Flag Warning - Catastrophic Fires | Vegetation Contact | Branch (OverHanging) | 2044 | 2.2873e-07 | 527.1275 | 0.00012057 | 2044 | Mitigation | 0.9 | 30 | 0 | esc | 0.070418 | 1.6107e-08 | 0.074355 | 1.7007e-08 | 0.066806 | 1.528e-08 | 0.063625 | 1.4553e-08
[120 empty] | 7.3.5.15 Identification and remediation of “at-risk species”WLDFRVegetation ContactBranch (OverHanging) | WLDFR | HFTD - Distribution - Tier 3 - 5QU CoRE ¦ 2QU LoRE | Red Flag Warning - Catastrophic Fires | Vegetation Contact | Branch (OverHanging) | 2045 | 2.2873e-07 | 527.1275 | 0.00012057 | 2045 | Mitigation | 0.9 | 30 | 0 | esc | 0.070418 | 1.6107e-08 | 0.074355 | 1.7007e-08 | 0.066806 | 1.528e-08 | 0.063625 | 1.4553e-08
[120 empty] | 7.3.5.15 Identification and remediation of “at-risk species”WLDFRVegetation ContactBranch (OverHanging) | WLDFR | HFTD - Distribution - Tier 3 - 5QU CoRE ¦ 2QU LoRE | Red Flag Warning - Catastrophic Fires | Vegetation Contact | Branch (OverHanging) | 2046 | 2.2873e-07 | 527.1275 | 0.00012057 | 2046 | Mitigation | 0.9 | 30 | 0 | esc | 0.070418 | 1.6107e-08 | 0.074355 | 1.7007e-08 | 0.066806 | 1.528e-08 | 0.063625 | 1.4553e-08
[120 empty] | 7.3.5.15 Identification and remediation of “at-risk species”WLDFRVegetation ContactBranch (OverHanging) | WLDFR | HFTD - Distribution - Tier 3 - 5QU CoRE ¦ 2QU LoRE | Red Flag Warning - Catastrophic Fires | Vegetation Contact | Branch (OverHanging) | 2047 | 2.2873e-07 | 527.1275 | 0.00012057 | 2047 | Mitigation | 0.9 | 30 | 0 | esc | 0.070418 | 1.6107e-08 | 0.074355 | 1.7007e-08 | 0.066806 | 1.528e-08 | 0.063625 | 1.4553e-08
[120 empty] | 7.3.5.15 Identification and remediation of “at-risk species”WLDFRVegetation ContactBranch (OverHanging) | WLDFR | HFTD - Distribution - Tier 3 - 5QU CoRE ¦ 2QU LoRE | Red Flag Warning - Catastrophic Fires | Vegetation Contact | Branch (OverHanging) | 2048 | 2.2873e-07 | 527.1275 | 0.00012057 | 2048 | Mitigation | 0.9 | 30 | 0 | esc | 0.070418 | 1.6107e-08 | 0.074355 | 1.7007e-08 | 0.066806 | 1.528e-08 | 0.063625 | 1.4553e-08
[120 empty] | 7.3.5.15 Identification and remediation of “at-risk species”WLDFRVegetation ContactBranch (OverHanging) | WLDFR | HFTD - Distribution - Tier 3 - 5QU CoRE ¦ 2QU LoRE | Red Flag Warning - Catastrophic Fires | Vegetation Contact | Branch (OverHanging) | 2049 | 2.2873e-07 | 527.1275 | 0.00012057 | 2049 | Mitigation | 0.9 | 30 | 0 | esc | 0.070418 | 1.6107e-08 | 0.074355 | 1.7007e-08 | 0.066806 | 1.528e-08 | 0.063625 | 1.4553e-08
[120 empty] | 7.3.5.15 Identification and remediation of “at-risk species”WLDFRVegetation ContactBranch (OverHanging) | WLDFR | HFTD - Distribution - Tier 3 - 5QU CoRE ¦ 2QU LoRE | Red Flag Warning - Catastrophic Fires | Vegetation Contact | Branch (OverHanging) | 2050 | 2.2873e-07 | 527.1275 | 0.00012057 | 2050 | Mitigation | 0.9 | 30 | 0 | esc | 0 | 0 | 0.074355 | 1.7007e-08 | 0.066806 | 1.528e-08 | 0.063625 | 1.4553e-08
[120 empty] | 7.3.5.15 Identification and remediation of “at-risk species”WLDFRVegetation ContactBranch (OverHanging) | WLDFR | HFTD - Distribution - Tier 3 - 5QU CoRE ¦ 2QU LoRE | Red Flag Warning - Catastrophic Fires | Vegetation Contact | Branch (OverHanging) | 2051 | 2.2873e-07 | 527.1275 | 0.00012057 | 2051 | Mitigation | 0.9 | 30 | 0 | esc | 0 | 0 | 0 | 0 | 0.066806 | 1.528e-08 | 0.063625 | 1.4553e-08
[120 empty] | 7.3.5.15 Identification and remediation of “at-risk species”WLDFRVegetation ContactBranch (OverHanging) | WLDFR | HFTD - Distribution - Tier 3 - 5QU CoRE ¦ 2QU LoRE | Red Flag Warning - Catastrophic Fires | Vegetation Contact | Branch (OverHanging) | 2052 | 2.2873e-07 | 527.1275 | 0.00012057 | 2052 | Mitigation | 0.9 | 30 | 0 | esc | 0 | 0 | 0 | 0 | 0 | 0 | 0.063625 | 1.4553e-08
[120 empty] | 7.3.5.15 Identification and remediation of “at-risk species”WLDFRVegetation ContactFell into (Moderate-Severe defect) | WLDFR | HFTD - Distribution - Tier 3 - 5QU CoRE ¦ 2QU LoRE | Red Flag Warning - Catastrophic Fires | Vegetation Contact | Fell into (Moderate-Severe defect) | 2022 | 6.8535e-08 | 527.1275 | 3.6127e-05 | 2022 | Mitigation | 0.95 | 1 | 0 | esc | 0 | 0 | 0 | 0 | 0.070518 | 4.8329e-09 | 0 | 0
[120 empty] | 7.3.5.15 Identification and remediation of “at-risk species”WLDFRVegetation ContactFell into (Moderate-Severe defect) | WLDFR | HFTD - Distribution - Tier 3 - 5QU CoRE ¦ 2QU LoRE | Red Flag Warning - Catastrophic Fires | Vegetation Contact | Fell into (Moderate-Severe defect) | 2023 | 6.8535e-08 | 527.1275 | 3.6127e-05 | 2023 | Mitigation | 0.95 | 1 | 0 | esc | 0 | 0 | 0 | 0 | 0 | 0 | 0.06716 | 4.6028e-09
[120 empty] | 7.3.5.15 Identification and remediation of “at-risk species”WLDFRVegetation ContactFell into (slight defect) | WLDFR | HFTD - Distribution - Tier 3 - 5QU CoRE ¦ 2QU LoRE | Red Flag Warning - Catastrophic Fires | Vegetation Contact | Fell into (slight defect) | 2022 | 7.5936e-08 | 527.1275 | 4.0028e-05 | 2022 | Mitigation | 0.5 | 1 | 0 | esc | 0 | 0 | 0 | 0 | 0.037115 | 2.8183e-09 | 0 | 0
[120 empty] | 7.3.5.15 Identification and remediation of “at-risk species”WLDFRVegetation ContactFell into (slight defect) | WLDFR | HFTD - Distribution - Tier 3 - 5QU CoRE ¦ 2QU LoRE | Red Flag Warning - Catastrophic Fires | Vegetation Contact | Fell into (slight defect) | 2023 | 7.5936e-08 | 527.1275 | 4.0028e-05 | 2023 | Mitigation | 0.5 | 1 | 0 | esc | 0 | 0 | 0 | 0 | 0 | 0 | 0.035347 | 2.6841e-09
[120 empty] | 7.3.5.15 Identification and remediation of “at-risk species”WLDFRVegetation ContactGrow Into | WLDFR | HFTD - Distribution - Tier 3 - 5QU CoRE ¦ 2QU LoRE | Red Flag Warning - Catastrophic Fires | Vegetation Contact | Grow Into | 2022 | 7.9835e-09 | 527.1275 | 4.2083e-06 | 2022 | Mitigation | 0.5 | 1 | 0 | esc | 0 | 0 | 0 | 0 | 0.037115 | 2.9631e-10 | 0 | 0
[120 empty] | 7.3.5.15 Identification and remediation of “at-risk species”WLDFRVegetation ContactGrow Into | WLDFR | HFTD - Distribution - Tier 3 - 5QU CoRE ¦ 2QU LoRE | Red Flag Warning - Catastrophic Fires | Vegetation Contact | Grow Into | 2023 | 7.9835e-09 | 527.1275 | 4.2083e-06 | 2023 | Mitigation | 0.5 | 1 | 0 | esc | 0 | 0 | 0 | 0 | 0 | 0 | 0.035347 | 2.822e-10
[120 empty] | 7.3.5.15 Identification and remediation of “at-risk species”WLDFRVegetation ContactBranch (Not overhanging, 4-12ft) | WLDFR | HFTD - Distribution - Tier 3 - 5QU CoRE ¦ 2QU LoRE | Red Flag Warning - Destructive Fires | Vegetation Contact | Branch (Not overhanging, 4-12ft) | 2022 | 2.2774e-09 | 527.1275 | 1.2005e-06 | 2022 | Mitigation | 0.5 | 30 | 0 | esc | 0.039121 | 8.9094e-11 | 0.041308 | 9.4075e-11 | 0.037115 | 8.4524e-11 | 0 | 0
[120 empty] | 7.3.5.15 Identification and remediation of “at-risk species”WLDFRVegetation ContactBranch (Not overhanging, 4-12ft) | WLDFR | HFTD - Distribution - Tier 3 - 5QU CoRE ¦ 2QU LoRE | Red Flag Warning - Destructive Fires | Vegetation Contact | Branch (Not overhanging, 4-12ft) | 2023 | 2.2774e-09 | 527.1275 | 1.2005e-06 | 2023 | Mitigation | 0.5 | 30 | 0 | esc | 0.039121 | 8.9094e-11 | 0.041308 | 9.4075e-11 | 0.037115 | 8.4524e-11 | 0.035347 | 8.0499e-11
[120 empty] | 7.3.5.15 Identification and remediation of “at-risk species”WLDFRVegetation ContactBranch (Not overhanging, 4-12ft) | WLDFR | HFTD - Distribution - Tier 3 - 5QU CoRE ¦ 2QU LoRE | Red Flag Warning - Destructive Fires | Vegetation Contact | Branch (Not overhanging, 4-12ft) | 2024 | 2.2774e-09 | 527.1275 | 1.2005e-06 | 2024 | Mitigation | 0.5 | 30 | 0 | esc | 0.039121 | 8.9094e-11 | 0.041308 | 9.4075e-11 | 0.037115 | 8.4524e-11 | 0.035347 | 8.0499e-11
[120 empty] | 7.3.5.15 Identification and remediation of “at-risk species”WLDFRVegetation ContactBranch (Not overhanging, 4-12ft) | WLDFR | HFTD - Distribution - Tier 3 - 5QU CoRE ¦ 2QU LoRE | Red Flag Warning - Destructive Fires | Vegetation Contact | Branch (Not overhanging, 4-12ft) | 2025 | 2.2774e-09 | 527.1275 | 1.2005e-06 | 2025 | Mitigation | 0.5 | 30 | 0 | esc | 0.039121 | 8.9094e-11 | 0.041308 | 9.4075e-11 | 0.037115 | 8.4524e-11 | 0.035347 | 8.0499e-11
[120 empty] | 7.3.5.15 Identification and remediation of “at-risk species”WLDFRVegetation ContactBranch (Not overhanging, 4-12ft) | WLDFR | HFTD - Distribution - Tier 3 - 5QU CoRE ¦ 2QU LoRE | Red Flag Warning - Destructive Fires | Vegetation Contact | Branch (Not overhanging, 4-12ft) | 2026 | 2.2774e-09 | 527.1275 | 1.2005e-06 | 2026 | Mitigation | 0.5 | 30 | 0 | esc | 0.039121 | 8.9094e-11 | 0.041308 | 9.4075e-11 | 0.037115 | 8.4524e-11 | 0.035347 | 8.0499e-11
[120 empty] | 7.3.5.15 Identification and remediation of “at-risk species”WLDFRVegetation ContactBranch (Not overhanging, 4-12ft) | WLDFR | HFTD - Distribution - Tier 3 - 5QU CoRE ¦ 2QU LoRE | Red Flag Warning - Destructive Fires | Vegetation Contact | Branch (Not overhanging, 4-12ft) | 2027 | 2.2774e-09 | 527.1275 | 1.2005e-06 | 2027 | Mitigation | 0.5 | 30 | 0 | esc | 0.039121 | 8.9094e-11 | 0.041308 | 9.4075e-11 | 0.037115 | 8.4524e-11 | 0.035347 | 8.0499e-11
[120 empty] | 7.3.5.15 Identification and remediation of “at-risk species”WLDFRVegetation ContactBranch (Not overhanging, 4-12ft) | WLDFR | HFTD - Distribution - Tier 3 - 5QU CoRE ¦ 2QU LoRE | Red Flag Warning - Destructive Fires | Vegetation Contact | Branch (Not overhanging, 4-12ft) | 2028 | 2.2774e-09 | 527.1275 | 1.2005e-06 | 2028 | Mitigation | 0.5 | 30 | 0 | esc | 0.039121 | 8.9094e-11 | 0.041308 | 9.4075e-11 | 0.037115 | 8.4524e-11 | 0.035347 | 8.0499e-11
[120 empty] | 7.3.5.15 Identification and remediation of “at-risk species”WLDFRVegetation ContactBranch (Not overhanging, 4-12ft) | WLDFR | HFTD - Distribution - Tier 3 - 5QU CoRE ¦ 2QU LoRE | Red Flag Warning - Destructive Fires | Vegetation Contact | Branch (Not overhanging, 4-12ft) | 2029 | 2.2774e-09 | 527.1275 | 1.2005e-06 | 2029 | Mitigation | 0.5 | 30 | 0 | esc | 0.039121 | 8.9094e-11 | 0.041308 | 9.4075e-11 | 0.037115 | 8.4524e-11 | 0.035347 | 8.0499e-11
[120 empty] | 7.3.5.15 Identification and remediation of “at-risk species”WLDFRVegetation ContactBranch (Not overhanging, 4-12ft) | WLDFR | HFTD - Distribution - Tier 3 - 5QU CoRE ¦ 2QU LoRE | Red Flag Warning - Destructive Fires | Vegetation Contact | Branch (Not overhanging, 4-12ft) | 2030 | 2.2774e-09 | 527.1275 | 1.2005e-06 | 2030 | Mitigation | 0.5 | 30 | 0 | esc | 0.039121 | 8.9094e-11 | 0.041308 | 9.4075e-11 | 0.037115 | 8.4524e-11 | 0.035347 | 8.0499e-11
[120 empty] | 7.3.5.15 Identification and remediation of “at-risk species”WLDFRVegetation ContactBranch (Not overhanging, 4-12ft) | WLDFR | HFTD - Distribution - Tier 3 - 5QU CoRE ¦ 2QU LoRE | Red Flag Warning - Destructive Fires | Vegetation Contact | Branch (Not overhanging, 4-12ft) | 2031 | 2.2774e-09 | 527.1275 | 1.2005e-06 | 2031 | Mitigation | 0.5 | 30 | 0 | esc | 0.039121 | 8.9094e-11 | 0.041308 | 9.4075e-11 | 0.037115 | 8.4524e-11 | 0.035347 | 8.0499e-11
[120 empty] | 7.3.5.15 Identification and remediation of “at-risk species”WLDFRVegetation ContactBranch (Not overhanging, 4-12ft) | WLDFR | HFTD - Distribution - Tier 3 - 5QU CoRE ¦ 2QU LoRE | Red Flag Warning - Destructive Fires | Vegetation Contact | Branch (Not overhanging, 4-12ft) | 2032 | 2.2774e-09 | 527.1275 | 1.2005e-06 | 2032 | Mitigation | 0.5 | 30 | 0 | esc | 0.039121 | 8.9094e-11 | 0.041308 | 9.4075e-11 | 0.037115 | 8.4524e-11 | 0.035347 | 8.0499e-11
[120 empty] | 7.3.5.15 Identification and remediation of “at-risk species”WLDFRVegetation ContactBranch (Not overhanging, 4-12ft) | WLDFR | HFTD - Distribution - Tier 3 - 5QU CoRE ¦ 2QU LoRE | Red Flag Warning - Destructive Fires | Vegetation Contact | Branch (Not overhanging, 4-12ft) | 2033 | 2.2774e-09 | 527.1275 | 1.2005e-06 | 2033 | Mitigation | 0.5 | 30 | 0 | esc | 0.039121 | 8.9094e-11 | 0.041308 | 9.4075e-11 | 0.037115 | 8.4524e-11 | 0.035347 | 8.0499e-11
[120 empty] | 7.3.5.15 Identification and remediation of “at-risk species”WLDFRVegetation ContactBranch (Not overhanging, 4-12ft) | WLDFR | HFTD - Distribution - Tier 3 - 5QU CoRE ¦ 2QU LoRE | Red Flag Warning - Destructive Fires | Vegetation Contact | Branch (Not overhanging, 4-12ft) | 2034 | 2.2774e-09 | 527.1275 | 1.2005e-06 | 2034 | Mitigation | 0.5 | 30 | 0 | esc | 0.039121 | 8.9094e-11 | 0.041308 | 9.4075e-11 | 0.037115 | 8.4524e-11 | 0.035347 | 8.0499e-11
[120 empty] | 7.3.5.15 Identification and remediation of “at-risk species”WLDFRVegetation ContactBranch (Not overhanging, 4-12ft) | WLDFR | HFTD - Distribution - Tier 3 - 5QU CoRE ¦ 2QU LoRE | Red Flag Warning - Destructive Fires | Vegetation Contact | Branch (Not overhanging, 4-12ft) | 2035 | 2.2774e-09 | 527.1275 | 1.2005e-06 | 2035 | Mitigation | 0.5 | 30 | 0 | esc | 0.039121 | 8.9094e-11 | 0.041308 | 9.4075e-11 | 0.037115 | 8.4524e-11 | 0.035347 | 8.0499e-11
[120 empty] | 7.3.5.15 Identification and remediation of “at-risk species”WLDFRVegetation ContactBranch (Not overhanging, 4-12ft) | WLDFR | HFTD - Distribution - Tier 3 - 5QU CoRE ¦ 2QU LoRE | Red Flag Warning - Destructive Fires | Vegetation Contact | Branch (Not overhanging, 4-12ft) | 2036 | 2.2774e-09 | 527.1275 | 1.2005e-06 | 2036 | Mitigation | 0.5 | 30 | 0 | esc | 0.039121 | 8.9094e-11 | 0.041308 | 9.4075e-11 | 0.037115 | 8.4524e-11 | 0.035347 | 8.0499e-11
[120 empty] | 7.3.5.15 Identification and remediation of “at-risk species”WLDFRVegetation ContactBranch (Not overhanging, 4-12ft) | WLDFR | HFTD - Distribution - Tier 3 - 5QU CoRE ¦ 2QU LoRE | Red Flag Warning - Destructive Fires | Vegetation Contact | Branch (Not overhanging, 4-12ft) | 2037 | 2.2774e-09 | 527.1275 | 1.2005e-06 | 2037 | Mitigation | 0.5 | 30 | 0 | esc | 0.039121 | 8.9094e-11 | 0.041308 | 9.4075e-11 | 0.037115 | 8.4524e-11 | 0.035347 | 8.0499e-11
[120 empty] | 7.3.5.15 Identification and remediation of “at-risk species”WLDFRVegetation ContactBranch (Not overhanging, 4-12ft) | WLDFR | HFTD - Distribution - Tier 3 - 5QU CoRE ¦ 2QU LoRE | Red Flag Warning - Destructive Fires | Vegetation Contact | Branch (Not overhanging, 4-12ft) | 2038 | 2.2774e-09 | 527.1275 | 1.2005e-06 | 2038 | Mitigation | 0.5 | 30 | 0 | esc | 0.039121 | 8.9094e-11 | 0.041308 | 9.4075e-11 | 0.037115 | 8.4524e-11 | 0.035347 | 8.0499e-11
[120 empty] | 7.3.5.15 Identification and remediation of “at-risk species”WLDFRVegetation ContactBranch (Not overhanging, 4-12ft) | WLDFR | HFTD - Distribution - Tier 3 - 5QU CoRE ¦ 2QU LoRE | Red Flag Warning - Destructive Fires | Vegetation Contact | Branch (Not overhanging, 4-12ft) | 2039 | 2.2774e-09 | 527.1275 | 1.2005e-06 | 2039 | Mitigation | 0.5 | 30 | 0 | esc | 0.039121 | 8.9094e-11 | 0.041308 | 9.4075e-11 | 0.037115 | 8.4524e-11 | 0.035347 | 8.0499e-11
[120 empty] | 7.3.5.15 Identification and remediation of “at-risk species”WLDFRVegetation ContactBranch (Not overhanging, 4-12ft) | WLDFR | HFTD - Distribution - Tier 3 - 5QU CoRE ¦ 2QU LoRE | Red Flag Warning - Destructive Fires | Vegetation Contact | Branch (Not overhanging, 4-12ft) | 2040 | 2.2774e-09 | 527.1275 | 1.2005e-06 | 2040 | Mitigation | 0.5 | 30 | 0 | esc | 0.039121 | 8.9094e-11 | 0.041308 | 9.4075e-11 | 0.037115 | 8.4524e-11 | 0.035347 | 8.0499e-11
[120 empty] | 7.3.5.15 Identification and remediation of “at-risk species”WLDFRVegetation ContactBranch (Not overhanging, 4-12ft) | WLDFR | HFTD - Distribution - Tier 3 - 5QU CoRE ¦ 2QU LoRE | Red Flag Warning - Destructive Fires | Vegetation Contact | Branch (Not overhanging, 4-12ft) | 2041 | 2.2774e-09 | 527.1275 | 1.2005e-06 | 2041 | Mitigation | 0.5 | 30 | 0 | esc | 0.039121 | 8.9094e-11 | 0.041308 | 9.4075e-11 | 0.037115 | 8.4524e-11 | 0.035347 | 8.0499e-11
[120 empty] | 7.3.5.15 Identification and remediation of “at-risk species”WLDFRVegetation ContactBranch (Not overhanging, 4-12ft) | WLDFR | HFTD - Distribution - Tier 3 - 5QU CoRE ¦ 2QU LoRE | Red Flag Warning - Destructive Fires | Vegetation Contact | Branch (Not overhanging, 4-12ft) | 2042 | 2.2774e-09 | 527.1275 | 1.2005e-06 | 2042 | Mitigation | 0.5 | 30 | 0 | esc | 0.039121 | 8.9094e-11 | 0.041308 | 9.4075e-11 | 0.037115 | 8.4524e-11 | 0.035347 | 8.0499e-11
[120 empty] | 7.3.5.15 Identification and remediation of “at-risk species”WLDFRVegetation ContactBranch (Not overhanging, 4-12ft) | WLDFR | HFTD - Distribution - Tier 3 - 5QU CoRE ¦ 2QU LoRE | Red Flag Warning - Destructive Fires | Vegetation Contact | Branch (Not overhanging, 4-12ft) | 2043 | 2.2774e-09 | 527.1275 | 1.2005e-06 | 2043 | Mitigation | 0.5 | 30 | 0 | esc | 0.039121 | 8.9094e-11 | 0.041308 | 9.4075e-11 | 0.037115 | 8.4524e-11 | 0.035347 | 8.0499e-11
[120 empty] | 7.3.5.15 Identification and remediation of “at-risk species”WLDFRVegetation ContactBranch (Not overhanging, 4-12ft) | WLDFR | HFTD - Distribution - Tier 3 - 5QU CoRE ¦ 2QU LoRE | Red Flag Warning - Destructive Fires | Vegetation Contact | Branch (Not overhanging, 4-12ft) | 2044 | 2.2774e-09 | 527.1275 | 1.2005e-06 | 2044 | Mitigation | 0.5 | 30 | 0 | esc | 0.039121 | 8.9094e-11 | 0.041308 | 9.4075e-11 | 0.037115 | 8.4524e-11 | 0.035347 | 8.0499e-11
[120 empty] | 7.3.5.15 Identification and remediation of “at-risk species”WLDFRVegetation ContactBranch (Not overhanging, 4-12ft) | WLDFR | HFTD - Distribution - Tier 3 - 5QU CoRE ¦ 2QU LoRE | Red Flag Warning - Destructive Fires | Vegetation Contact | Branch (Not overhanging, 4-12ft) | 2045 | 2.2774e-09 | 527.1275 | 1.2005e-06 | 2045 | Mitigation | 0.5 | 30 | 0 | esc | 0.039121 | 8.9094e-11 | 0.041308 | 9.4075e-11 | 0.037115 | 8.4524e-11 | 0.035347 | 8.0499e-11
[120 empty] | 7.3.5.15 Identification and remediation of “at-risk species”WLDFRVegetation ContactBranch (Not overhanging, 4-12ft) | WLDFR | HFTD - Distribution - Tier 3 - 5QU CoRE ¦ 2QU LoRE | Red Flag Warning - Destructive Fires | Vegetation Contact | Branch (Not overhanging, 4-12ft) | 2046 | 2.2774e-09 | 527.1275 | 1.2005e-06 | 2046 | Mitigation | 0.5 | 30 | 0 | esc | 0.039121 | 8.9094e-11 | 0.041308 | 9.4075e-11 | 0.037115 | 8.4524e-11 | 0.035347 | 8.0499e-11
[120 empty] | 7.3.5.15 Identification and remediation of “at-risk species”WLDFRVegetation ContactBranch (Not overhanging, 4-12ft) | WLDFR | HFTD - Distribution - Tier 3 - 5QU CoRE ¦ 2QU LoRE | Red Flag Warning - Destructive Fires | Vegetation Contact | Branch (Not overhanging, 4-12ft) | 2047 | 2.2774e-09 | 527.1275 | 1.2005e-06 | 2047 | Mitigation | 0.5 | 30 | 0 | esc | 0.039121 | 8.9094e-11 | 0.041308 | 9.4075e-11 | 0.037115 | 8.4524e-11 | 0.035347 | 8.0499e-11
[120 empty] | 7.3.5.15 Identification and remediation of “at-risk species”WLDFRVegetation ContactBranch (Not overhanging, 4-12ft) | WLDFR | HFTD - Distribution - Tier 3 - 5QU CoRE ¦ 2QU LoRE | Red Flag Warning - Destructive Fires | Vegetation Contact | Branch (Not overhanging, 4-12ft) | 2048 | 2.2774e-09 | 527.1275 | 1.2005e-06 | 2048 | Mitigation | 0.5 | 30 | 0 | esc | 0.039121 | 8.9094e-11 | 0.041308 | 9.4075e-11 | 0.037115 | 8.4524e-11 | 0.035347 | 8.0499e-11
[120 empty] | 7.3.5.15 Identification and remediation of “at-risk species”WLDFRVegetation ContactBranch (Not overhanging, 4-12ft) | WLDFR | HFTD - Distribution - Tier 3 - 5QU CoRE ¦ 2QU LoRE | Red Flag Warning - Destructive Fires | Vegetation Contact | Branch (Not overhanging, 4-12ft) | 2049 | 2.2774e-09 | 527.1275 | 1.2005e-06 | 2049 | Mitigation | 0.5 | 30 | 0 | esc | 0.039121 | 8.9094e-11 | 0.041308 | 9.4075e-11 | 0.037115 | 8.4524e-11 | 0.035347 | 8.0499e-11
[120 empty] | 7.3.5.15 Identification and remediation of “at-risk species”WLDFRVegetation ContactBranch (Not overhanging, 4-12ft) | WLDFR | HFTD - Distribution - Tier 3 - 5QU CoRE ¦ 2QU LoRE | Red Flag Warning - Destructive Fires | Vegetation Contact | Branch (Not overhanging, 4-12ft) | 2050 | 2.2774e-09 | 527.1275 | 1.2005e-06 | 2050 | Mitigation | 0.5 | 30 | 0 | esc | 0 | 0 | 0.041308 | 9.4075e-11 | 0.037115 | 8.4524e-11 | 0.035347 | 8.0499e-11
[120 empty] | 7.3.5.15 Identification and remediation of “at-risk species”WLDFRVegetation ContactBranch (Not overhanging, 4-12ft) | WLDFR | HFTD - Distribution - Tier 3 - 5QU CoRE ¦ 2QU LoRE | Red Flag Warning - Destructive Fires | Vegetation Contact | Branch (Not overhanging, 4-12ft) | 2051 | 2.2774e-09 | 527.1275 | 1.2005e-06 | 2051 | Mitigation | 0.5 | 30 | 0 | esc | 0 | 0 | 0 | 0 | 0.037115 | 8.4524e-11 | 0.035347 | 8.0499e-11
[120 empty] | 7.3.5.15 Identification and remediation of “at-risk species”WLDFRVegetation ContactBranch (Not overhanging, 4-12ft) | WLDFR | HFTD - Distribution - Tier 3 - 5QU CoRE ¦ 2QU LoRE | Red Flag Warning - Destructive Fires | Vegetation Contact | Branch (Not overhanging, 4-12ft) | 2052 | 2.2774e-09 | 527.1275 | 1.2005e-06 | 2052 | Mitigation | 0.5 | 30 | 0 | esc | 0 | 0 | 0 | 0 | 0 | 0 | 0.035347 | 8.0499e-11
[120 empty] | 7.3.5.15 Identification and remediation of “at-risk species”WLDFRVegetation ContactBranch (Not overhanging, within 4ft) | WLDFR | HFTD - Distribution - Tier 3 - 5QU CoRE ¦ 2QU LoRE | Red Flag Warning - Destructive Fires | Vegetation Contact | Branch (Not overhanging, within 4ft) | 2022 | 5.6459e-10 | 527.1275 | 2.9761e-07 | 2022 | Mitigation | 0.9 | 30 | 0 | esc | 0.070418 | 3.9758e-11 | 0.074355 | 4.198e-11 | 0.066806 | 3.7718e-11 | 0 | 0
[120 empty] | 7.3.5.15 Identification and remediation of “at-risk species”WLDFRVegetation ContactBranch (Not overhanging, within 4ft) | WLDFR | HFTD - Distribution - Tier 3 - 5QU CoRE ¦ 2QU LoRE | Red Flag Warning - Destructive Fires | Vegetation Contact | Branch (Not overhanging, within 4ft) | 2023 | 5.6459e-10 | 527.1275 | 2.9761e-07 | 2023 | Mitigation | 0.9 | 30 | 0 | esc | 0.070418 | 3.9758e-11 | 0.074355 | 4.198e-11 | 0.066806 | 3.7718e-11 | 0.063625 | 3.5922e-11
[120 empty] | 7.3.5.15 Identification and remediation of “at-risk species”WLDFRVegetation ContactBranch (Not overhanging, within 4ft) | WLDFR | HFTD - Distribution - Tier 3 - 5QU CoRE ¦ 2QU LoRE | Red Flag Warning - Destructive Fires | Vegetation Contact | Branch (Not overhanging, within 4ft) | 2024 | 5.6459e-10 | 527.1275 | 2.9761e-07 | 2024 | Mitigation | 0.9 | 30 | 0 | esc | 0.070418 | 3.9758e-11 | 0.074355 | 4.198e-11 | 0.066806 | 3.7718e-11 | 0.063625 | 3.5922e-11
[120 empty] | 7.3.5.15 Identification and remediation of “at-risk species”WLDFRVegetation ContactBranch (Not overhanging, within 4ft) | WLDFR | HFTD - Distribution - Tier 3 - 5QU CoRE ¦ 2QU LoRE | Red Flag Warning - Destructive Fires | Vegetation Contact | Branch (Not overhanging, within 4ft) | 2025 | 5.6459e-10 | 527.1275 | 2.9761e-07 | 2025 | Mitigation | 0.9 | 30 | 0 | esc | 0.070418 | 3.9758e-11 | 0.074355 | 4.198e-11 | 0.066806 | 3.7718e-11 | 0.063625 | 3.5922e-11
[120 empty] | 7.3.5.15 Identification and remediation of “at-risk species”WLDFRVegetation ContactBranch (Not overhanging, within 4ft) | WLDFR | HFTD - Distribution - Tier 3 - 5QU CoRE ¦ 2QU LoRE | Red Flag Warning - Destructive Fires | Vegetation Contact | Branch (Not overhanging, within 4ft) | 2026 | 5.6459e-10 | 527.1275 | 2.9761e-07 | 2026 | Mitigation | 0.9 | 30 | 0 | esc | 0.070418 | 3.9758e-11 | 0.074355 | 4.198e-11 | 0.066806 | 3.7718e-11 | 0.063625 | 3.5922e-11
[120 empty] | 7.3.5.15 Identification and remediation of “at-risk species”WLDFRVegetation ContactBranch (Not overhanging, within 4ft) | WLDFR | HFTD - Distribution - Tier 3 - 5QU CoRE ¦ 2QU LoRE | Red Flag Warning - Destructive Fires | Vegetation Contact | Branch (Not overhanging, within 4ft) | 2027 | 5.6459e-10 | 527.1275 | 2.9761e-07 | 2027 | Mitigation | 0.9 | 30 | 0 | esc | 0.070418 | 3.9758e-11 | 0.074355 | 4.198e-11 | 0.066806 | 3.7718e-11 | 0.063625 | 3.5922e-11
[120 empty] | 7.3.5.15 Identification and remediation of “at-risk species”WLDFRVegetation ContactBranch (Not overhanging, within 4ft) | WLDFR | HFTD - Distribution - Tier 3 - 5QU CoRE ¦ 2QU LoRE | Red Flag Warning - Destructive Fires | Vegetation Contact | Branch (Not overhanging, within 4ft) | 2028 | 5.6459e-10 | 527.1275 | 2.9761e-07 | 2028 | Mitigation | 0.9 | 30 | 0 | esc | 0.070418 | 3.9758e-11 | 0.074355 | 4.198e-11 | 0.066806 | 3.7718e-11 | 0.063625 | 3.5922e-11
[120 empty] | 7.3.5.15 Identification and remediation of “at-risk species”WLDFRVegetation ContactBranch (Not overhanging, within 4ft) | WLDFR | HFTD - Distribution - Tier 3 - 5QU CoRE ¦ 2QU LoRE | Red Flag Warning - Destructive Fires | Vegetation Contact | Branch (Not overhanging, within 4ft) | 2029 | 5.6459e-10 | 527.1275 | 2.9761e-07 | 2029 | Mitigation | 0.9 | 30 | 0 | esc | 0.070418 | 3.9758e-11 | 0.074355 | 4.198e-11 | 0.066806 | 3.7718e-11 | 0.063625 | 3.5922e-11
[120 empty] | 7.3.5.15 Identification and remediation of “at-risk species”WLDFRVegetation ContactBranch (Not overhanging, within 4ft) | WLDFR | HFTD - Distribution - Tier 3 - 5QU CoRE ¦ 2QU LoRE | Red Flag Warning - Destructive Fires | Vegetation Contact | Branch (Not overhanging, within 4ft) | 2030 | 5.6459e-10 | 527.1275 | 2.9761e-07 | 2030 | Mitigation | 0.9 | 30 | 0 | esc | 0.070418 | 3.9758e-11 | 0.074355 | 4.198e-11 | 0.066806 | 3.7718e-11 | 0.063625 | 3.5922e-11
[120 empty] | 7.3.5.15 Identification and remediation of “at-risk species”WLDFRVegetation ContactBranch (Not overhanging, within 4ft) | WLDFR | HFTD - Distribution - Tier 3 - 5QU CoRE ¦ 2QU LoRE | Red Flag Warning - Destructive Fires | Vegetation Contact | Branch (Not overhanging, within 4ft) | 2031 | 5.6459e-10 | 527.1275 | 2.9761e-07 | 2031 | Mitigation | 0.9 | 30 | 0 | esc | 0.070418 | 3.9758e-11 | 0.074355 | 4.198e-11 | 0.066806 | 3.7718e-11 | 0.063625 | 3.5922e-11
[120 empty] | 7.3.5.15 Identification and remediation of “at-risk species”WLDFRVegetation ContactBranch (Not overhanging, within 4ft) | WLDFR | HFTD - Distribution - Tier 3 - 5QU CoRE ¦ 2QU LoRE | Red Flag Warning - Destructive Fires | Vegetation Contact | Branch (Not overhanging, within 4ft) | 2032 | 5.6459e-10 | 527.1275 | 2.9761e-07 | 2032 | Mitigation | 0.9 | 30 | 0 | esc | 0.070418 | 3.9758e-11 | 0.074355 | 4.198e-11 | 0.066806 | 3.7718e-11 | 0.063625 | 3.5922e-11
[120 empty] | 7.3.5.15 Identification and remediation of “at-risk species”WLDFRVegetation ContactBranch (Not overhanging, within 4ft) | WLDFR | HFTD - Distribution - Tier 3 - 5QU CoRE ¦ 2QU LoRE | Red Flag Warning - Destructive Fires | Vegetation Contact | Branch (Not overhanging, within 4ft) | 2033 | 5.6459e-10 | 527.1275 | 2.9761e-07 | 2033 | Mitigation | 0.9 | 30 | 0 | esc | 0.070418 | 3.9758e-11 | 0.074355 | 4.198e-11 | 0.066806 | 3.7718e-11 | 0.063625 | 3.5922e-11
[120 empty] | 7.3.5.15 Identification and remediation of “at-risk species”WLDFRVegetation ContactBranch (Not overhanging, within 4ft) | WLDFR | HFTD - Distribution - Tier 3 - 5QU CoRE ¦ 2QU LoRE | Red Flag Warning - Destructive Fires | Vegetation Contact | Branch (Not overhanging, within 4ft) | 2034 | 5.6459e-10 | 527.1275 | 2.9761e-07 | 2034 | Mitigation | 0.9 | 30 | 0 | esc | 0.070418 | 3.9758e-11 | 0.074355 | 4.198e-11 | 0.066806 | 3.7718e-11 | 0.063625 | 3.5922e-11
[120 empty] | 7.3.5.15 Identification and remediation of “at-risk species”WLDFRVegetation ContactBranch (Not overhanging, within 4ft) | WLDFR | HFTD - Distribution - Tier 3 - 5QU CoRE ¦ 2QU LoRE | Red Flag Warning - Destructive Fires | Vegetation Contact | Branch (Not overhanging, within 4ft) | 2035 | 5.6459e-10 | 527.1275 | 2.9761e-07 | 2035 | Mitigation | 0.9 | 30 | 0 | esc | 0.070418 | 3.9758e-11 | 0.074355 | 4.198e-11 | 0.066806 | 3.7718e-11 | 0.063625 | 3.5922e-11
[120 empty] | 7.3.5.15 Identification and remediation of “at-risk species”WLDFRVegetation ContactBranch (Not overhanging, within 4ft) | WLDFR | HFTD - Distribution - Tier 3 - 5QU CoRE ¦ 2QU LoRE | Red Flag Warning - Destructive Fires | Vegetation Contact | Branch (Not overhanging, within 4ft) | 2036 | 5.6459e-10 | 527.1275 | 2.9761e-07 | 2036 | Mitigation | 0.9 | 30 | 0 | esc | 0.070418 | 3.9758e-11 | 0.074355 | 4.198e-11 | 0.066806 | 3.7718e-11 | 0.063625 | 3.5922e-11
[120 empty] | 7.3.5.15 Identification and remediation of “at-risk species”WLDFRVegetation ContactBranch (Not overhanging, within 4ft) | WLDFR | HFTD - Distribution - Tier 3 - 5QU CoRE ¦ 2QU LoRE | Red Flag Warning - Destructive Fires | Vegetation Contact | Branch (Not overhanging, within 4ft) | 2037 | 5.6459e-10 | 527.1275 | 2.9761e-07 | 2037 | Mitigation | 0.9 | 30 | 0 | esc | 0.070418 | 3.9758e-11 | 0.074355 | 4.198e-11 | 0.066806 | 3.7718e-11 | 0.063625 | 3.5922e-11
[120 empty] | 7.3.5.15 Identification and remediation of “at-risk species”WLDFRVegetation ContactBranch (Not overhanging, within 4ft) | WLDFR | HFTD - Distribution - Tier 3 - 5QU CoRE ¦ 2QU LoRE | Red Flag Warning - Destructive Fires | Vegetation Contact | Branch (Not overhanging, within 4ft) | 2038 | 5.6459e-10 | 527.1275 | 2.9761e-07 | 2038 | Mitigation | 0.9 | 30 | 0 | esc | 0.070418 | 3.9758e-11 | 0.074355 | 4.198e-11 | 0.066806 | 3.7718e-11 | 0.063625 | 3.5922e-11
[120 empty] | 7.3.5.15 Identification and remediation of “at-risk species”WLDFRVegetation ContactBranch (Not overhanging, within 4ft) | WLDFR | HFTD - Distribution - Tier 3 - 5QU CoRE ¦ 2QU LoRE | Red Flag Warning - Destructive Fires | Vegetation Contact | Branch (Not overhanging, within 4ft) | 2039 | 5.6459e-10 | 527.1275 | 2.9761e-07 | 2039 | Mitigation | 0.9 | 30 | 0 | esc | 0.070418 | 3.9758e-11 | 0.074355 | 4.198e-11 | 0.066806 | 3.7718e-11 | 0.063625 | 3.5922e-11
[120 empty] | 7.3.5.15 Identification and remediation of “at-risk species”WLDFRVegetation ContactBranch (Not overhanging, within 4ft) | WLDFR | HFTD - Distribution - Tier 3 - 5QU CoRE ¦ 2QU LoRE | Red Flag Warning - Destructive Fires | Vegetation Contact | Branch (Not overhanging, within 4ft) | 2040 | 5.6459e-10 | 527.1275 | 2.9761e-07 | 2040 | Mitigation | 0.9 | 30 | 0 | esc | 0.070418 | 3.9758e-11 | 0.074355 | 4.198e-11 | 0.066806 | 3.7718e-11 | 0.063625 | 3.5922e-11
[120 empty] | 7.3.5.15 Identification and remediation of “at-risk species”WLDFRVegetation ContactBranch (Not overhanging, within 4ft) | WLDFR | HFTD - Distribution - Tier 3 - 5QU CoRE ¦ 2QU LoRE | Red Flag Warning - Destructive Fires | Vegetation Contact | Branch (Not overhanging, within 4ft) | 2041 | 5.6459e-10 | 527.1275 | 2.9761e-07 | 2041 | Mitigation | 0.9 | 30 | 0 | esc | 0.070418 | 3.9758e-11 | 0.074355 | 4.198e-11 | 0.066806 | 3.7718e-11 | 0.063625 | 3.5922e-11
[120 empty] | 7.3.5.15 Identification and remediation of “at-risk species”WLDFRVegetation ContactBranch (Not overhanging, within 4ft) | WLDFR | HFTD - Distribution - Tier 3 - 5QU CoRE ¦ 2QU LoRE | Red Flag Warning - Destructive Fires | Vegetation Contact | Branch (Not overhanging, within 4ft) | 2042 | 5.6459e-10 | 527.1275 | 2.9761e-07 | 2042 | Mitigation | 0.9 | 30 | 0 | esc | 0.070418 | 3.9758e-11 | 0.074355 | 4.198e-11 | 0.066806 | 3.7718e-11 | 0.063625 | 3.5922e-11
[120 empty] | 7.3.5.15 Identification and remediation of “at-risk species”WLDFRVegetation ContactBranch (Not overhanging, within 4ft) | WLDFR | HFTD - Distribution - Tier 3 - 5QU CoRE ¦ 2QU LoRE | Red Flag Warning - Destructive Fires | Vegetation Contact | Branch (Not overhanging, within 4ft) | 2043 | 5.6459e-10 | 527.1275 | 2.9761e-07 | 2043 | Mitigation | 0.9 | 30 | 0 | esc | 0.070418 | 3.9758e-11 | 0.074355 | 4.198e-11 | 0.066806 | 3.7718e-11 | 0.063625 | 3.5922e-11
[120 empty] | 7.3.5.15 Identification and remediation of “at-risk species”WLDFRVegetation ContactBranch (Not overhanging, within 4ft) | WLDFR | HFTD - Distribution - Tier 3 - 5QU CoRE ¦ 2QU LoRE | Red Flag Warning - Destructive Fires | Vegetation Contact | Branch (Not overhanging, within 4ft) | 2044 | 5.6459e-10 | 527.1275 | 2.9761e-07 | 2044 | Mitigation | 0.9 | 30 | 0 | esc | 0.070418 | 3.9758e-11 | 0.074355 | 4.198e-11 | 0.066806 | 3.7718e-11 | 0.063625 | 3.5922e-11
[120 empty] | 7.3.5.15 Identification and remediation of “at-risk species”WLDFRVegetation ContactBranch (Not overhanging, within 4ft) | WLDFR | HFTD - Distribution - Tier 3 - 5QU CoRE ¦ 2QU LoRE | Red Flag Warning - Destructive Fires | Vegetation Contact | Branch (Not overhanging, within 4ft) | 2045 | 5.6459e-10 | 527.1275 | 2.9761e-07 | 2045 | Mitigation | 0.9 | 30 | 0 | esc | 0.070418 | 3.9758e-11 | 0.074355 | 4.198e-11 | 0.066806 | 3.7718e-11 | 0.063625 | 3.5922e-11
[120 empty] | 7.3.5.15 Identification and remediation of “at-risk species”WLDFRVegetation ContactBranch (Not overhanging, within 4ft) | WLDFR | HFTD - Distribution - Tier 3 - 5QU CoRE ¦ 2QU LoRE | Red Flag Warning - Destructive Fires | Vegetation Contact | Branch (Not overhanging, within 4ft) | 2046 | 5.6459e-10 | 527.1275 | 2.9761e-07 | 2046 | Mitigation | 0.9 | 30 | 0 | esc | 0.070418 | 3.9758e-11 | 0.074355 | 4.198e-11 | 0.066806 | 3.7718e-11 | 0.063625 | 3.5922e-11
[120 empty] | 7.3.5.15 Identification and remediation of “at-risk species”WLDFRVegetation ContactBranch (Not overhanging, within 4ft) | WLDFR | HFTD - Distribution - Tier 3 - 5QU CoRE ¦ 2QU LoRE | Red Flag Warning - Destructive Fires | Vegetation Contact | Branch (Not overhanging, within 4ft) | 2047 | 5.6459e-10 | 527.1275 | 2.9761e-07 | 2047 | Mitigation | 0.9 | 30 | 0 | esc | 0.070418 | 3.9758e-11 | 0.074355 | 4.198e-11 | 0.066806 | 3.7718e-11 | 0.063625 | 3.5922e-11
[120 empty] | 7.3.5.15 Identification and remediation of “at-risk species”WLDFRVegetation ContactBranch (Not overhanging, within 4ft) | WLDFR | HFTD - Distribution - Tier 3 - 5QU CoRE ¦ 2QU LoRE | Red Flag Warning - Destructive Fires | Vegetation Contact | Branch (Not overhanging, within 4ft) | 2048 | 5.6459e-10 | 527.1275 | 2.9761e-07 | 2048 | Mitigation | 0.9 | 30 | 0 | esc | 0.070418 | 3.9758e-11 | 0.074355 | 4.198e-11 | 0.066806 | 3.7718e-11 | 0.063625 | 3.5922e-11
[120 empty] | 7.3.5.15 Identification and remediation of “at-risk species”WLDFRVegetation ContactBranch (Not overhanging, within 4ft) | WLDFR | HFTD - Distribution - Tier 3 - 5QU CoRE ¦ 2QU LoRE | Red Flag Warning - Destructive Fires | Vegetation Contact | Branch (Not overhanging, within 4ft) | 2049 | 5.6459e-10 | 527.1275 | 2.9761e-07 | 2049 | Mitigation | 0.9 | 30 | 0 | esc | 0.070418 | 3.9758e-11 | 0.074355 | 4.198e-11 | 0.066806 | 3.7718e-11 | 0.063625 | 3.5922e-11
[120 empty] | 7.3.5.15 Identification and remediation of “at-risk species”WLDFRVegetation ContactBranch (Not overhanging, within 4ft) | WLDFR | HFTD - Distribution - Tier 3 - 5QU CoRE ¦ 2QU LoRE | Red Flag Warning - Destructive Fires | Vegetation Contact | Branch (Not overhanging, within 4ft) | 2050 | 5.6459e-10 | 527.1275 | 2.9761e-07 | 2050 | Mitigation | 0.9 | 30 | 0 | esc | 0 | 0 | 0.074355 | 4.198e-11 | 0.066806 | 3.7718e-11 | 0.063625 | 3.5922e-11
[120 empty] | 7.3.5.15 Identification and remediation of “at-risk species”WLDFRVegetation ContactBranch (Not overhanging, within 4ft) | WLDFR | HFTD - Distribution - Tier 3 - 5QU CoRE ¦ 2QU LoRE | Red Flag Warning - Destructive Fires | Vegetation Contact | Branch (Not overhanging, within 4ft) | 2051 | 5.6459e-10 | 527.1275 | 2.9761e-07 | 2051 | Mitigation | 0.9 | 30 | 0 | esc | 0 | 0 | 0 | 0 | 0.066806 | 3.7718e-11 | 0.063625 | 3.5922e-11
[120 empty] | 7.3.5.15 Identification and remediation of “at-risk species”WLDFRVegetation ContactBranch (Not overhanging, within 4ft) | WLDFR | HFTD - Distribution - Tier 3 - 5QU CoRE ¦ 2QU LoRE | Red Flag Warning - Destructive Fires | Vegetation Contact | Branch (Not overhanging, within 4ft) | 2052 | 5.6459e-10 | 527.1275 | 2.9761e-07 | 2052 | Mitigation | 0.9 | 30 | 0 | esc | 0 | 0 | 0 | 0 | 0 | 0 | 0.063625 | 3.5922e-11
[120 empty] | 7.3.5.15 Identification and remediation of “at-risk species”WLDFRVegetation ContactBranch (OverHanging) | WLDFR | HFTD - Distribution - Tier 3 - 5QU CoRE ¦ 2QU LoRE | Red Flag Warning - Destructive Fires | Vegetation Contact | Branch (OverHanging) | 2022 | 3.3437e-08 | 527.1275 | 1.7626e-05 | 2022 | Mitigation | 0.9 | 30 | 0 | esc | 0.070418 | 2.3546e-09 | 0.074355 | 2.4862e-09 | 0.066806 | 2.2338e-09 | 0 | 0
[120 empty] | 7.3.5.15 Identification and remediation of “at-risk species”WLDFRVegetation ContactBranch (OverHanging) | WLDFR | HFTD - Distribution - Tier 3 - 5QU CoRE ¦ 2QU LoRE | Red Flag Warning - Destructive Fires | Vegetation Contact | Branch (OverHanging) | 2023 | 3.3437e-08 | 527.1275 | 1.7626e-05 | 2023 | Mitigation | 0.9 | 30 | 0 | esc | 0.070418 | 2.3546e-09 | 0.074355 | 2.4862e-09 | 0.066806 | 2.2338e-09 | 0.063625 | 2.1275e-09
[120 empty] | 7.3.5.15 Identification and remediation of “at-risk species”WLDFRVegetation ContactBranch (OverHanging) | WLDFR | HFTD - Distribution - Tier 3 - 5QU CoRE ¦ 2QU LoRE | Red Flag Warning - Destructive Fires | Vegetation Contact | Branch (OverHanging) | 2024 | 3.3437e-08 | 527.1275 | 1.7626e-05 | 2024 | Mitigation | 0.9 | 30 | 0 | esc | 0.070418 | 2.3546e-09 | 0.074355 | 2.4862e-09 | 0.066806 | 2.2338e-09 | 0.063625 | 2.1275e-09
[120 empty] | 7.3.5.15 Identification and remediation of “at-risk species”WLDFRVegetation ContactBranch (OverHanging) | WLDFR | HFTD - Distribution - Tier 3 - 5QU CoRE ¦ 2QU LoRE | Red Flag Warning - Destructive Fires | Vegetation Contact | Branch (OverHanging) | 2025 | 3.3437e-08 | 527.1275 | 1.7626e-05 | 2025 | Mitigation | 0.9 | 30 | 0 | esc | 0.070418 | 2.3546e-09 | 0.074355 | 2.4862e-09 | 0.066806 | 2.2338e-09 | 0.063625 | 2.1275e-09
[120 empty] | 7.3.5.15 Identification and remediation of “at-risk species”WLDFRVegetation ContactBranch (OverHanging) | WLDFR | HFTD - Distribution - Tier 3 - 5QU CoRE ¦ 2QU LoRE | Red Flag Warning - Destructive Fires | Vegetation Contact | Branch (OverHanging) | 2026 | 3.3437e-08 | 527.1275 | 1.7626e-05 | 2026 | Mitigation | 0.9 | 30 | 0 | esc | 0.070418 | 2.3546e-09 | 0.074355 | 2.4862e-09 | 0.066806 | 2.2338e-09 | 0.063625 | 2.1275e-09
[120 empty] | 7.3.5.15 Identification and remediation of “at-risk species”WLDFRVegetation ContactBranch (OverHanging) | WLDFR | HFTD - Distribution - Tier 3 - 5QU CoRE ¦ 2QU LoRE | Red Flag Warning - Destructive Fires | Vegetation Contact | Branch (OverHanging) | 2027 | 3.3437e-08 | 527.1275 | 1.7626e-05 | 2027 | Mitigation | 0.9 | 30 | 0 | esc | 0.070418 | 2.3546e-09 | 0.074355 | 2.4862e-09 | 0.066806 | 2.2338e-09 | 0.063625 | 2.1275e-09
[120 empty] | 7.3.5.15 Identification and remediation of “at-risk species”WLDFRVegetation ContactBranch (OverHanging) | WLDFR | HFTD - Distribution - Tier 3 - 5QU CoRE ¦ 2QU LoRE | Red Flag Warning - Destructive Fires | Vegetation Contact | Branch (OverHanging) | 2028 | 3.3437e-08 | 527.1275 | 1.7626e-05 | 2028 | Mitigation | 0.9 | 30 | 0 | esc | 0.070418 | 2.3546e-09 | 0.074355 | 2.4862e-09 | 0.066806 | 2.2338e-09 | 0.063625 | 2.1275e-09
[120 empty] | 7.3.5.15 Identification and remediation of “at-risk species”WLDFRVegetation ContactBranch (OverHanging) | WLDFR | HFTD - Distribution - Tier 3 - 5QU CoRE ¦ 2QU LoRE | Red Flag Warning - Destructive Fires | Vegetation Contact | Branch (OverHanging) | 2029 | 3.3437e-08 | 527.1275 | 1.7626e-05 | 2029 | Mitigation | 0.9 | 30 | 0 | esc | 0.070418 | 2.3546e-09 | 0.074355 | 2.4862e-09 | 0.066806 | 2.2338e-09 | 0.063625 | 2.1275e-09
[120 empty] | 7.3.5.15 Identification and remediation of “at-risk species”WLDFRVegetation ContactBranch (OverHanging) | WLDFR | HFTD - Distribution - Tier 3 - 5QU CoRE ¦ 2QU LoRE | Red Flag Warning - Destructive Fires | Vegetation Contact | Branch (OverHanging) | 2030 | 3.3437e-08 | 527.1275 | 1.7626e-05 | 2030 | Mitigation | 0.9 | 30 | 0 | esc | 0.070418 | 2.3546e-09 | 0.074355 | 2.4862e-09 | 0.066806 | 2.2338e-09 | 0.063625 | 2.1275e-09
[120 empty] | 7.3.5.15 Identification and remediation of “at-risk species”WLDFRVegetation ContactBranch (OverHanging) | WLDFR | HFTD - Distribution - Tier 3 - 5QU CoRE ¦ 2QU LoRE | Red Flag Warning - Destructive Fires | Vegetation Contact | Branch (OverHanging) | 2031 | 3.3437e-08 | 527.1275 | 1.7626e-05 | 2031 | Mitigation | 0.9 | 30 | 0 | esc | 0.070418 | 2.3546e-09 | 0.074355 | 2.4862e-09 | 0.066806 | 2.2338e-09 | 0.063625 | 2.1275e-09
[120 empty] | 7.3.5.15 Identification and remediation of “at-risk species”WLDFRVegetation ContactBranch (OverHanging) | WLDFR | HFTD - Distribution - Tier 3 - 5QU CoRE ¦ 2QU LoRE | Red Flag Warning - Destructive Fires | Vegetation Contact | Branch (OverHanging) | 2032 | 3.3437e-08 | 527.1275 | 1.7626e-05 | 2032 | Mitigation | 0.9 | 30 | 0 | esc | 0.070418 | 2.3546e-09 | 0.074355 | 2.4862e-09 | 0.066806 | 2.2338e-09 | 0.063625 | 2.1275e-09
[120 empty] | 7.3.5.15 Identification and remediation of “at-risk species”WLDFRVegetation ContactBranch (OverHanging) | WLDFR | HFTD - Distribution - Tier 3 - 5QU CoRE ¦ 2QU LoRE | Red Flag Warning - Destructive Fires | Vegetation Contact | Branch (OverHanging) | 2033 | 3.3437e-08 | 527.1275 | 1.7626e-05 | 2033 | Mitigation | 0.9 | 30 | 0 | esc | 0.070418 | 2.3546e-09 | 0.074355 | 2.4862e-09 | 0.066806 | 2.2338e-09 | 0.063625 | 2.1275e-09
[120 empty] | 7.3.5.15 Identification and remediation of “at-risk species”WLDFRVegetation ContactBranch (OverHanging) | WLDFR | HFTD - Distribution - Tier 3 - 5QU CoRE ¦ 2QU LoRE | Red Flag Warning - Destructive Fires | Vegetation Contact | Branch (OverHanging) | 2034 | 3.3437e-08 | 527.1275 | 1.7626e-05 | 2034 | Mitigation | 0.9 | 30 | 0 | esc | 0.070418 | 2.3546e-09 | 0.074355 | 2.4862e-09 | 0.066806 | 2.2338e-09 | 0.063625 | 2.1275e-09
[120 empty] | 7.3.5.15 Identification and remediation of “at-risk species”WLDFRVegetation ContactBranch (OverHanging) | WLDFR | HFTD - Distribution - Tier 3 - 5QU CoRE ¦ 2QU LoRE | Red Flag Warning - Destructive Fires | Vegetation Contact | Branch (OverHanging) | 2035 | 3.3437e-08 | 527.1275 | 1.7626e-05 | 2035 | Mitigation | 0.9 | 30 | 0 | esc | 0.070418 | 2.3546e-09 | 0.074355 | 2.4862e-09 | 0.066806 | 2.2338e-09 | 0.063625 | 2.1275e-09
[120 empty] | 7.3.5.15 Identification and remediation of “at-risk species”WLDFRVegetation ContactBranch (OverHanging) | WLDFR | HFTD - Distribution - Tier 3 - 5QU CoRE ¦ 2QU LoRE | Red Flag Warning - Destructive Fires | Vegetation Contact | Branch (OverHanging) | 2036 | 3.3437e-08 | 527.1275 | 1.7626e-05 | 2036 | Mitigation | 0.9 | 30 | 0 | esc | 0.070418 | 2.3546e-09 | 0.074355 | 2.4862e-09 | 0.066806 | 2.2338e-09 | 0.063625 | 2.1275e-09
[120 empty] | 7.3.5.15 Identification and remediation of “at-risk species”WLDFRVegetation ContactBranch (OverHanging) | WLDFR | HFTD - Distribution - Tier 3 - 5QU CoRE ¦ 2QU LoRE | Red Flag Warning - Destructive Fires | Vegetation Contact | Branch (OverHanging) | 2037 | 3.3437e-08 | 527.1275 | 1.7626e-05 | 2037 | Mitigation | 0.9 | 30 | 0 | esc | 0.070418 | 2.3546e-09 | 0.074355 | 2.4862e-09 | 0.066806 | 2.2338e-09 | 0.063625 | 2.1275e-09
[120 empty] | 7.3.5.15 Identification and remediation of “at-risk species”WLDFRVegetation ContactBranch (OverHanging) | WLDFR | HFTD - Distribution - Tier 3 - 5QU CoRE ¦ 2QU LoRE | Red Flag Warning - Destructive Fires | Vegetation Contact | Branch (OverHanging) | 2038 | 3.3437e-08 | 527.1275 | 1.7626e-05 | 2038 | Mitigation | 0.9 | 30 | 0 | esc | 0.070418 | 2.3546e-09 | 0.074355 | 2.4862e-09 | 0.066806 | 2.2338e-09 | 0.063625 | 2.1275e-09
[120 empty] | 7.3.5.15 Identification and remediation of “at-risk species”WLDFRVegetation ContactBranch (OverHanging) | WLDFR | HFTD - Distribution - Tier 3 - 5QU CoRE ¦ 2QU LoRE | Red Flag Warning - Destructive Fires | Vegetation Contact | Branch (OverHanging) | 2039 | 3.3437e-08 | 527.1275 | 1.7626e-05 | 2039 | Mitigation | 0.9 | 30 | 0 | esc | 0.070418 | 2.3546e-09 | 0.074355 | 2.4862e-09 | 0.066806 | 2.2338e-09 | 0.063625 | 2.1275e-09
[120 empty] | 7.3.5.15 Identification and remediation of “at-risk species”WLDFRVegetation ContactBranch (OverHanging) | WLDFR | HFTD - Distribution - Tier 3 - 5QU CoRE ¦ 2QU LoRE | Red Flag Warning - Destructive Fires | Vegetation Contact | Branch (OverHanging) | 2040 | 3.3437e-08 | 527.1275 | 1.7626e-05 | 2040 | Mitigation | 0.9 | 30 | 0 | esc | 0.070418 | 2.3546e-09 | 0.074355 | 2.4862e-09 | 0.066806 | 2.2338e-09 | 0.063625 | 2.1275e-09
[120 empty] | 7.3.5.15 Identification and remediation of “at-risk species”WLDFRVegetation ContactBranch (OverHanging) | WLDFR | HFTD - Distribution - Tier 3 - 5QU CoRE ¦ 2QU LoRE | Red Flag Warning - Destructive Fires | Vegetation Contact | Branch (OverHanging) | 2041 | 3.3437e-08 | 527.1275 | 1.7626e-05 | 2041 | Mitigation | 0.9 | 30 | 0 | esc | 0.070418 | 2.3546e-09 | 0.074355 | 2.4862e-09 | 0.066806 | 2.2338e-09 | 0.063625 | 2.1275e-09
[120 empty] | 7.3.5.15 Identification and remediation of “at-risk species”WLDFRVegetation ContactBranch (OverHanging) | WLDFR | HFTD - Distribution - Tier 3 - 5QU CoRE ¦ 2QU LoRE | Red Flag Warning - Destructive Fires | Vegetation Contact | Branch (OverHanging) | 2042 | 3.3437e-08 | 527.1275 | 1.7626e-05 | 2042 | Mitigation | 0.9 | 30 | 0 | esc | 0.070418 | 2.3546e-09 | 0.074355 | 2.4862e-09 | 0.066806 | 2.2338e-09 | 0.063625 | 2.1275e-09
[120 empty] | 7.3.5.15 Identification and remediation of “at-risk species”WLDFRVegetation ContactBranch (OverHanging) | WLDFR | HFTD - Distribution - Tier 3 - 5QU CoRE ¦ 2QU LoRE | Red Flag Warning - Destructive Fires | Vegetation Contact | Branch (OverHanging) | 2043 | 3.3437e-08 | 527.1275 | 1.7626e-05 | 2043 | Mitigation | 0.9 | 30 | 0 | esc | 0.070418 | 2.3546e-09 | 0.074355 | 2.4862e-09 | 0.066806 | 2.2338e-09 | 0.063625 | 2.1275e-09
[120 empty] | 7.3.5.15 Identification and remediation of “at-risk species”WLDFRVegetation ContactBranch (OverHanging) | WLDFR | HFTD - Distribution - Tier 3 - 5QU CoRE ¦ 2QU LoRE | Red Flag Warning - Destructive Fires | Vegetation Contact | Branch (OverHanging) | 2044 | 3.3437e-08 | 527.1275 | 1.7626e-05 | 2044 | Mitigation | 0.9 | 30 | 0 | esc | 0.070418 | 2.3546e-09 | 0.074355 | 2.4862e-09 | 0.066806 | 2.2338e-09 | 0.063625 | 2.1275e-09
[120 empty] | 7.3.5.15 Identification and remediation of “at-risk species”WLDFRVegetation ContactBranch (OverHanging) | WLDFR | HFTD - Distribution - Tier 3 - 5QU CoRE ¦ 2QU LoRE | Red Flag Warning - Destructive Fires | Vegetation Contact | Branch (OverHanging) | 2045 | 3.3437e-08 | 527.1275 | 1.7626e-05 | 2045 | Mitigation | 0.9 | 30 | 0 | esc | 0.070418 | 2.3546e-09 | 0.074355 | 2.4862e-09 | 0.066806 | 2.2338e-09 | 0.063625 | 2.1275e-09
[120 empty] | 7.3.5.15 Identification and remediation of “at-risk species”WLDFRVegetation ContactBranch (OverHanging) | WLDFR | HFTD - Distribution - Tier 3 - 5QU CoRE ¦ 2QU LoRE | Red Flag Warning - Destructive Fires | Vegetation Contact | Branch (OverHanging) | 2046 | 3.3437e-08 | 527.1275 | 1.7626e-05 | 2046 | Mitigation | 0.9 | 30 | 0 | esc | 0.070418 | 2.3546e-09 | 0.074355 | 2.4862e-09 | 0.066806 | 2.2338e-09 | 0.063625 | 2.1275e-09
[120 empty] | 7.3.5.15 Identification and remediation of “at-risk species”WLDFRVegetation ContactBranch (OverHanging) | WLDFR | HFTD - Distribution - Tier 3 - 5QU CoRE ¦ 2QU LoRE | Red Flag Warning - Destructive Fires | Vegetation Contact | Branch (OverHanging) | 2047 | 3.3437e-08 | 527.1275 | 1.7626e-05 | 2047 | Mitigation | 0.9 | 30 | 0 | esc | 0.070418 | 2.3546e-09 | 0.074355 | 2.4862e-09 | 0.066806 | 2.2338e-09 | 0.063625 | 2.1275e-09
[120 empty] | 7.3.5.15 Identification and remediation of “at-risk species”WLDFRVegetation ContactBranch (OverHanging) | WLDFR | HFTD - Distribution - Tier 3 - 5QU CoRE ¦ 2QU LoRE | Red Flag Warning - Destructive Fires | Vegetation Contact | Branch (OverHanging) | 2048 | 3.3437e-08 | 527.1275 | 1.7626e-05 | 2048 | Mitigation | 0.9 | 30 | 0 | esc | 0.070418 | 2.3546e-09 | 0.074355 | 2.4862e-09 | 0.066806 | 2.2338e-09 | 0.063625 | 2.1275e-09
[120 empty] | 7.3.5.15 Identification and remediation of “at-risk species”WLDFRVegetation ContactBranch (OverHanging) | WLDFR | HFTD - Distribution - Tier 3 - 5QU CoRE ¦ 2QU LoRE | Red Flag Warning - Destructive Fires | Vegetation Contact | Branch (OverHanging) | 2049 | 3.3437e-08 | 527.1275 | 1.7626e-05 | 2049 | Mitigation | 0.9 | 30 | 0 | esc | 0.070418 | 2.3546e-09 | 0.074355 | 2.4862e-09 | 0.066806 | 2.2338e-09 | 0.063625 | 2.1275e-09
[120 empty] | 7.3.5.15 Identification and remediation of “at-risk species”WLDFRVegetation ContactBranch (OverHanging) | WLDFR | HFTD - Distribution - Tier 3 - 5QU CoRE ¦ 2QU LoRE | Red Flag Warning - Destructive Fires | Vegetation Contact | Branch (OverHanging) | 2050 | 3.3437e-08 | 527.1275 | 1.7626e-05 | 2050 | Mitigation | 0.9 | 30 | 0 | esc | 0 | 0 | 0.074355 | 2.4862e-09 | 0.066806 | 2.2338e-09 | 0.063625 | 2.1275e-09
[120 empty] | 7.3.5.15 Identification and remediation of “at-risk species”WLDFRVegetation ContactBranch (OverHanging) | WLDFR | HFTD - Distribution - Tier 3 - 5QU CoRE ¦ 2QU LoRE | Red Flag Warning - Destructive Fires | Vegetation Contact | Branch (OverHanging) | 2051 | 3.3437e-08 | 527.1275 | 1.7626e-05 | 2051 | Mitigation | 0.9 | 30 | 0 | esc | 0 | 0 | 0 | 0 | 0.066806 | 2.2338e-09 | 0.063625 | 2.1275e-09
[120 empty] | 7.3.5.15 Identification and remediation of “at-risk species”WLDFRVegetation ContactBranch (OverHanging) | WLDFR | HFTD - Distribution - Tier 3 - 5QU CoRE ¦ 2QU LoRE | Red Flag Warning - Destructive Fires | Vegetation Contact | Branch (OverHanging) | 2052 | 3.3437e-08 | 527.1275 | 1.7626e-05 | 2052 | Mitigation | 0.9 | 30 | 0 | esc | 0 | 0 | 0 | 0 | 0 | 0 | 0.063625 | 2.1275e-09
[120 empty] | 7.3.5.15 Identification and remediation of “at-risk species”WLDFRVegetation ContactFell into (Moderate-Severe defect) | WLDFR | HFTD - Distribution - Tier 3 - 5QU CoRE ¦ 2QU LoRE | Red Flag Warning - Destructive Fires | Vegetation Contact | Fell into (Moderate-Severe defect) | 2022 | 1.0077e-08 | 527.1275 | 5.3121e-06 | 2022 | Mitigation | 0.95 | 1 | 0 | esc | 0 | 0 | 0 | 0 | 0.070518 | 7.1064e-10 | 0 | 0
[120 empty] | 7.3.5.15 Identification and remediation of “at-risk species”WLDFRVegetation ContactFell into (Moderate-Severe defect) | WLDFR | HFTD - Distribution - Tier 3 - 5QU CoRE ¦ 2QU LoRE | Red Flag Warning - Destructive Fires | Vegetation Contact | Fell into (Moderate-Severe defect) | 2023 | 1.0077e-08 | 527.1275 | 5.3121e-06 | 2023 | Mitigation | 0.95 | 1 | 0 | esc | 0 | 0 | 0 | 0 | 0 | 0 | 0.06716 | 6.768e-10
[120 empty] | 7.3.5.15 Identification and remediation of “at-risk species”WLDFRVegetation ContactFell into (slight defect) | WLDFR | HFTD - Distribution - Tier 3 - 5QU CoRE ¦ 2QU LoRE | Red Flag Warning - Destructive Fires | Vegetation Contact | Fell into (slight defect) | 2022 | 1.1166e-08 | 527.1275 | 5.8858e-06 | 2022 | Mitigation | 0.5 | 1 | 0 | esc | 0 | 0 | 0 | 0 | 0.037115 | 4.1441e-10 | 0 | 0
[120 empty] | 7.3.5.15 Identification and remediation of “at-risk species”WLDFRVegetation ContactFell into (slight defect) | WLDFR | HFTD - Distribution - Tier 3 - 5QU CoRE ¦ 2QU LoRE | Red Flag Warning - Destructive Fires | Vegetation Contact | Fell into (slight defect) | 2023 | 1.1166e-08 | 527.1275 | 5.8858e-06 | 2023 | Mitigation | 0.5 | 1 | 0 | esc | 0 | 0 | 0 | 0 | 0 | 0 | 0.035347 | 3.9468e-10
[120 empty] | 7.3.5.15 Identification and remediation of “at-risk species”WLDFRVegetation ContactGrow Into | WLDFR | HFTD - Distribution - Tier 3 - 5QU CoRE ¦ 2QU LoRE | Red Flag Warning - Destructive Fires | Vegetation Contact | Grow Into | 2022 | 1.1739e-09 | 527.1275 | 6.1879e-07 | 2022 | Mitigation | 0.5 | 1 | 0 | esc | 0 | 0 | 0 | 0 | 0.037115 | 4.3569e-11 | 0 | 0
[120 empty] | 7.3.5.15 Identification and remediation of “at-risk species”WLDFRVegetation ContactGrow Into | WLDFR | HFTD - Distribution - Tier 3 - 5QU CoRE ¦ 2QU LoRE | Red Flag Warning - Destructive Fires | Vegetation Contact | Grow Into | 2023 | 1.1739e-09 | 527.1275 | 6.1879e-07 | 2023 | Mitigation | 0.5 | 1 | 0 | esc | 0 | 0 | 0 | 0 | 0 | 0 | 0.035347 | 4.1494e-11
[120 empty] | 7.3.5.15 Identification and remediation of “at-risk species”WLDFRVegetation ContactBranch (Not overhanging, 4-12ft) | WLDFR | HFTD - Distribution - Tier 3 - 5QU CoRE ¦ 2QU LoRE | Red Flag Warning - Large Fires | Vegetation Contact | Branch (Not overhanging, 4-12ft) | 2022 | 1.7983e-07 | 527.1275 | 9.4793e-05 | 2022 | Mitigation | 0.5 | 30 | 0 | esc | 0.039121 | 7.0351e-09 | 0.041308 | 7.4285e-09 | 0.037115 | 6.6743e-09 | 0 | 0
[120 empty] | 7.3.5.15 Identification and remediation of “at-risk species”WLDFRVegetation ContactBranch (Not overhanging, 4-12ft) | WLDFR | HFTD - Distribution - Tier 3 - 5QU CoRE ¦ 2QU LoRE | Red Flag Warning - Large Fires | Vegetation Contact | Branch (Not overhanging, 4-12ft) | 2023 | 1.7983e-07 | 527.1275 | 9.4793e-05 | 2023 | Mitigation | 0.5 | 30 | 0 | esc | 0.039121 | 7.0351e-09 | 0.041308 | 7.4285e-09 | 0.037115 | 6.6743e-09 | 0.035347 | 6.3565e-09
[120 empty] | 7.3.5.15 Identification and remediation of “at-risk species”WLDFRVegetation ContactBranch (Not overhanging, 4-12ft) | WLDFR | HFTD - Distribution - Tier 3 - 5QU CoRE ¦ 2QU LoRE | Red Flag Warning - Large Fires | Vegetation Contact | Branch (Not overhanging, 4-12ft) | 2024 | 1.7983e-07 | 527.1275 | 9.4793e-05 | 2024 | Mitigation | 0.5 | 30 | 0 | esc | 0.039121 | 7.0351e-09 | 0.041308 | 7.4285e-09 | 0.037115 | 6.6743e-09 | 0.035347 | 6.3565e-09
[120 empty] | 7.3.5.15 Identification and remediation of “at-risk species”WLDFRVegetation ContactBranch (Not overhanging, 4-12ft) | WLDFR | HFTD - Distribution - Tier 3 - 5QU CoRE ¦ 2QU LoRE | Red Flag Warning - Large Fires | Vegetation Contact | Branch (Not overhanging, 4-12ft) | 2025 | 1.7983e-07 | 527.1275 | 9.4793e-05 | 2025 | Mitigation | 0.5 | 30 | 0 | esc | 0.039121 | 7.0351e-09 | 0.041308 | 7.4285e-09 | 0.037115 | 6.6743e-09 | 0.035347 | 6.3565e-09
[120 empty] | 7.3.5.15 Identification and remediation of “at-risk species”WLDFRVegetation ContactBranch (Not overhanging, 4-12ft) | WLDFR | HFTD - Distribution - Tier 3 - 5QU CoRE ¦ 2QU LoRE | Red Flag Warning - Large Fires | Vegetation Contact | Branch (Not overhanging, 4-12ft) | 2026 | 1.7983e-07 | 527.1275 | 9.4793e-05 | 2026 | Mitigation | 0.5 | 30 | 0 | esc | 0.039121 | 7.0351e-09 | 0.041308 | 7.4285e-09 | 0.037115 | 6.6743e-09 | 0.035347 | 6.3565e-09
[120 empty] | 7.3.5.15 Identification and remediation of “at-risk species”WLDFRVegetation ContactBranch (Not overhanging, 4-12ft) | WLDFR | HFTD - Distribution - Tier 3 - 5QU CoRE ¦ 2QU LoRE | Red Flag Warning - Large Fires | Vegetation Contact | Branch (Not overhanging, 4-12ft) | 2027 | 1.7983e-07 | 527.1275 | 9.4793e-05 | 2027 | Mitigation | 0.5 | 30 | 0 | esc | 0.039121 | 7.0351e-09 | 0.041308 | 7.4285e-09 | 0.037115 | 6.6743e-09 | 0.035347 | 6.3565e-09
[120 empty] | 7.3.5.15 Identification and remediation of “at-risk species”WLDFRVegetation ContactBranch (Not overhanging, 4-12ft) | WLDFR | HFTD - Distribution - Tier 3 - 5QU CoRE ¦ 2QU LoRE | Red Flag Warning - Large Fires | Vegetation Contact | Branch (Not overhanging, 4-12ft) | 2028 | 1.7983e-07 | 527.1275 | 9.4793e-05 | 2028 | Mitigation | 0.5 | 30 | 0 | esc | 0.039121 | 7.0351e-09 | 0.041308 | 7.4285e-09 | 0.037115 | 6.6743e-09 | 0.035347 | 6.3565e-09
[120 empty] | 7.3.5.15 Identification and remediation of “at-risk species”WLDFRVegetation ContactBranch (Not overhanging, 4-12ft) | WLDFR | HFTD - Distribution - Tier 3 - 5QU CoRE ¦ 2QU LoRE | Red Flag Warning - Large Fires | Vegetation Contact | Branch (Not overhanging, 4-12ft) | 2029 | 1.7983e-07 | 527.1275 | 9.4793e-05 | 2029 | Mitigation | 0.5 | 30 | 0 | esc | 0.039121 | 7.0351e-09 | 0.041308 | 7.4285e-09 | 0.037115 | 6.6743e-09 | 0.035347 | 6.3565e-09
[120 empty] | 7.3.5.15 Identification and remediation of “at-risk species”WLDFRVegetation ContactBranch (Not overhanging, 4-12ft) | WLDFR | HFTD - Distribution - Tier 3 - 5QU CoRE ¦ 2QU LoRE | Red Flag Warning - Large Fires | Vegetation Contact | Branch (Not overhanging, 4-12ft) | 2030 | 1.7983e-07 | 527.1275 | 9.4793e-05 | 2030 | Mitigation | 0.5 | 30 | 0 | esc | 0.039121 | 7.0351e-09 | 0.041308 | 7.4285e-09 | 0.037115 | 6.6743e-09 | 0.035347 | 6.3565e-09
[120 empty] | 7.3.5.15 Identification and remediation of “at-risk species”WLDFRVegetation ContactBranch (Not overhanging, 4-12ft) | WLDFR | HFTD - Distribution - Tier 3 - 5QU CoRE ¦ 2QU LoRE | Red Flag Warning - Large Fires | Vegetation Contact | Branch (Not overhanging, 4-12ft) | 2031 | 1.7983e-07 | 527.1275 | 9.4793e-05 | 2031 | Mitigation | 0.5 | 30 | 0 | esc | 0.039121 | 7.0351e-09 | 0.041308 | 7.4285e-09 | 0.037115 | 6.6743e-09 | 0.035347 | 6.3565e-09
[120 empty] | 7.3.5.15 Identification and remediation of “at-risk species”WLDFRVegetation ContactBranch (Not overhanging, 4-12ft) | WLDFR | HFTD - Distribution - Tier 3 - 5QU CoRE ¦ 2QU LoRE | Red Flag Warning - Large Fires | Vegetation Contact | Branch (Not overhanging, 4-12ft) | 2032 | 1.7983e-07 | 527.1275 | 9.4793e-05 | 2032 | Mitigation | 0.5 | 30 | 0 | esc | 0.039121 | 7.0351e-09 | 0.041308 | 7.4285e-09 | 0.037115 | 6.6743e-09 | 0.035347 | 6.3565e-09
[120 empty] | 7.3.5.15 Identification and remediation of “at-risk species”WLDFRVegetation ContactBranch (Not overhanging, 4-12ft) | WLDFR | HFTD - Distribution - Tier 3 - 5QU CoRE ¦ 2QU LoRE | Red Flag Warning - Large Fires | Vegetation Contact | Branch (Not overhanging, 4-12ft) | 2033 | 1.7983e-07 | 527.1275 | 9.4793e-05 | 2033 | Mitigation | 0.5 | 30 | 0 | esc | 0.039121 | 7.0351e-09 | 0.041308 | 7.4285e-09 | 0.037115 | 6.6743e-09 | 0.035347 | 6.3565e-09
[120 empty] | 7.3.5.15 Identification and remediation of “at-risk species”WLDFRVegetation ContactBranch (Not overhanging, 4-12ft) | WLDFR | HFTD - Distribution - Tier 3 - 5QU CoRE ¦ 2QU LoRE | Red Flag Warning - Large Fires | Vegetation Contact | Branch (Not overhanging, 4-12ft) | 2034 | 1.7983e-07 | 527.1275 | 9.4793e-05 | 2034 | Mitigation | 0.5 | 30 | 0 | esc | 0.039121 | 7.0351e-09 | 0.041308 | 7.4285e-09 | 0.037115 | 6.6743e-09 | 0.035347 | 6.3565e-09
[120 empty] | 7.3.5.15 Identification and remediation of “at-risk species”WLDFRVegetation ContactBranch (Not overhanging, 4-12ft) | WLDFR | HFTD - Distribution - Tier 3 - 5QU CoRE ¦ 2QU LoRE | Red Flag Warning - Large Fires | Vegetation Contact | Branch (Not overhanging, 4-12ft) | 2035 | 1.7983e-07 | 527.1275 | 9.4793e-05 | 2035 | Mitigation | 0.5 | 30 | 0 | esc | 0.039121 | 7.0351e-09 | 0.041308 | 7.4285e-09 | 0.037115 | 6.6743e-09 | 0.035347 | 6.3565e-09
[120 empty] | 7.3.5.15 Identification and remediation of “at-risk species”WLDFRVegetation ContactBranch (Not overhanging, 4-12ft) | WLDFR | HFTD - Distribution - Tier 3 - 5QU CoRE ¦ 2QU LoRE | Red Flag Warning - Large Fires | Vegetation Contact | Branch (Not overhanging, 4-12ft) | 2036 | 1.7983e-07 | 527.1275 | 9.4793e-05 | 2036 | Mitigation | 0.5 | 30 | 0 | esc | 0.039121 | 7.0351e-09 | 0.041308 | 7.4285e-09 | 0.037115 | 6.6743e-09 | 0.035347 | 6.3565e-09
[120 empty] | 7.3.5.15 Identification and remediation of “at-risk species”WLDFRVegetation ContactBranch (Not overhanging, 4-12ft) | WLDFR | HFTD - Distribution - Tier 3 - 5QU CoRE ¦ 2QU LoRE | Red Flag Warning - Large Fires | Vegetation Contact | Branch (Not overhanging, 4-12ft) | 2037 | 1.7983e-07 | 527.1275 | 9.4793e-05 | 2037 | Mitigation | 0.5 | 30 | 0 | esc | 0.039121 | 7.0351e-09 | 0.041308 | 7.4285e-09 | 0.037115 | 6.6743e-09 | 0.035347 | 6.3565e-09
[120 empty] | 7.3.5.15 Identification and remediation of “at-risk species”WLDFRVegetation ContactBranch (Not overhanging, 4-12ft) | WLDFR | HFTD - Distribution - Tier 3 - 5QU CoRE ¦ 2QU LoRE | Red Flag Warning - Large Fires | Vegetation Contact | Branch (Not overhanging, 4-12ft) | 2038 | 1.7983e-07 | 527.1275 | 9.4793e-05 | 2038 | Mitigation | 0.5 | 30 | 0 | esc | 0.039121 | 7.0351e-09 | 0.041308 | 7.4285e-09 | 0.037115 | 6.6743e-09 | 0.035347 | 6.3565e-09
[120 empty] | 7.3.5.15 Identification and remediation of “at-risk species”WLDFRVegetation ContactBranch (Not overhanging, 4-12ft) | WLDFR | HFTD - Distribution - Tier 3 - 5QU CoRE ¦ 2QU LoRE | Red Flag Warning - Large Fires | Vegetation Contact | Branch (Not overhanging, 4-12ft) | 2039 | 1.7983e-07 | 527.1275 | 9.4793e-05 | 2039 | Mitigation | 0.5 | 30 | 0 | esc | 0.039121 | 7.0351e-09 | 0.041308 | 7.4285e-09 | 0.037115 | 6.6743e-09 | 0.035347 | 6.3565e-09
[120 empty] | 7.3.5.15 Identification and remediation of “at-risk species”WLDFRVegetation ContactBranch (Not overhanging, 4-12ft) | WLDFR | HFTD - Distribution - Tier 3 - 5QU CoRE ¦ 2QU LoRE | Red Flag Warning - Large Fires | Vegetation Contact | Branch (Not overhanging, 4-12ft) | 2040 | 1.7983e-07 | 527.1275 | 9.4793e-05 | 2040 | Mitigation | 0.5 | 30 | 0 | esc | 0.039121 | 7.0351e-09 | 0.041308 | 7.4285e-09 | 0.037115 | 6.6743e-09 | 0.035347 | 6.3565e-09
[120 empty] | 7.3.5.15 Identification and remediation of “at-risk species”WLDFRVegetation ContactBranch (Not overhanging, 4-12ft) | WLDFR | HFTD - Distribution - Tier 3 - 5QU CoRE ¦ 2QU LoRE | Red Flag Warning - Large Fires | Vegetation Contact | Branch (Not overhanging, 4-12ft) | 2041 | 1.7983e-07 | 527.1275 | 9.4793e-05 | 2041 | Mitigation | 0.5 | 30 | 0 | esc | 0.039121 | 7.0351e-09 | 0.041308 | 7.4285e-09 | 0.037115 | 6.6743e-09 | 0.035347 | 6.3565e-09
[120 empty] | 7.3.5.15 Identification and remediation of “at-risk species”WLDFRVegetation ContactBranch (Not overhanging, 4-12ft) | WLDFR | HFTD - Distribution - Tier 3 - 5QU CoRE ¦ 2QU LoRE | Red Flag Warning - Large Fires | Vegetation Contact | Branch (Not overhanging, 4-12ft) | 2042 | 1.7983e-07 | 527.1275 | 9.4793e-05 | 2042 | Mitigation | 0.5 | 30 | 0 | esc | 0.039121 | 7.0351e-09 | 0.041308 | 7.4285e-09 | 0.037115 | 6.6743e-09 | 0.035347 | 6.3565e-09
[120 empty] | 7.3.5.15 Identification and remediation of “at-risk species”WLDFRVegetation ContactBranch (Not overhanging, 4-12ft) | WLDFR | HFTD - Distribution - Tier 3 - 5QU CoRE ¦ 2QU LoRE | Red Flag Warning - Large Fires | Vegetation Contact | Branch (Not overhanging, 4-12ft) | 2043 | 1.7983e-07 | 527.1275 | 9.4793e-05 | 2043 | Mitigation | 0.5 | 30 | 0 | esc | 0.039121 | 7.0351e-09 | 0.041308 | 7.4285e-09 | 0.037115 | 6.6743e-09 | 0.035347 | 6.3565e-09
[120 empty] | 7.3.5.15 Identification and remediation of “at-risk species”WLDFRVegetation ContactBranch (Not overhanging, 4-12ft) | WLDFR | HFTD - Distribution - Tier 3 - 5QU CoRE ¦ 2QU LoRE | Red Flag Warning - Large Fires | Vegetation Contact | Branch (Not overhanging, 4-12ft) | 2044 | 1.7983e-07 | 527.1275 | 9.4793e-05 | 2044 | Mitigation | 0.5 | 30 | 0 | esc | 0.039121 | 7.0351e-09 | 0.041308 | 7.4285e-09 | 0.037115 | 6.6743e-09 | 0.035347 | 6.3565e-09
[120 empty] | 7.3.5.15 Identification and remediation of “at-risk species”WLDFRVegetation ContactBranch (Not overhanging, 4-12ft) | WLDFR | HFTD - Distribution - Tier 3 - 5QU CoRE ¦ 2QU LoRE | Red Flag Warning - Large Fires | Vegetation Contact | Branch (Not overhanging, 4-12ft) | 2045 | 1.7983e-07 | 527.1275 | 9.4793e-05 | 2045 | Mitigation | 0.5 | 30 | 0 | esc | 0.039121 | 7.0351e-09 | 0.041308 | 7.4285e-09 | 0.037115 | 6.6743e-09 | 0.035347 | 6.3565e-09
[120 empty] | 7.3.5.15 Identification and remediation of “at-risk species”WLDFRVegetation ContactBranch (Not overhanging, 4-12ft) | WLDFR | HFTD - Distribution - Tier 3 - 5QU CoRE ¦ 2QU LoRE | Red Flag Warning - Large Fires | Vegetation Contact | Branch (Not overhanging, 4-12ft) | 2046 | 1.7983e-07 | 527.1275 | 9.4793e-05 | 2046 | Mitigation | 0.5 | 30 | 0 | esc | 0.039121 | 7.0351e-09 | 0.041308 | 7.4285e-09 | 0.037115 | 6.6743e-09 | 0.035347 | 6.3565e-09
[120 empty] | 7.3.5.15 Identification and remediation of “at-risk species”WLDFRVegetation ContactBranch (Not overhanging, 4-12ft) | WLDFR | HFTD - Distribution - Tier 3 - 5QU CoRE ¦ 2QU LoRE | Red Flag Warning - Large Fires | Vegetation Contact | Branch (Not overhanging, 4-12ft) | 2047 | 1.7983e-07 | 527.1275 | 9.4793e-05 | 2047 | Mitigation | 0.5 | 30 | 0 | esc | 0.039121 | 7.0351e-09 | 0.041308 | 7.4285e-09 | 0.037115 | 6.6743e-09 | 0.035347 | 6.3565e-09
[120 empty] | 7.3.5.15 Identification and remediation of “at-risk species”WLDFRVegetation ContactBranch (Not overhanging, 4-12ft) | WLDFR | HFTD - Distribution - Tier 3 - 5QU CoRE ¦ 2QU LoRE | Red Flag Warning - Large Fires | Vegetation Contact | Branch (Not overhanging, 4-12ft) | 2048 | 1.7983e-07 | 527.1275 | 9.4793e-05 | 2048 | Mitigation | 0.5 | 30 | 0 | esc | 0.039121 | 7.0351e-09 | 0.041308 | 7.4285e-09 | 0.037115 | 6.6743e-09 | 0.035347 | 6.3565e-09
[120 empty] | 7.3.5.15 Identification and remediation of “at-risk species”WLDFRVegetation ContactBranch (Not overhanging, 4-12ft) | WLDFR | HFTD - Distribution - Tier 3 - 5QU CoRE ¦ 2QU LoRE | Red Flag Warning - Large Fires | Vegetation Contact | Branch (Not overhanging, 4-12ft) | 2049 | 1.7983e-07 | 527.1275 | 9.4793e-05 | 2049 | Mitigation | 0.5 | 30 | 0 | esc | 0.039121 | 7.0351e-09 | 0.041308 | 7.4285e-09 | 0.037115 | 6.6743e-09 | 0.035347 | 6.3565e-09
[120 empty] | 7.3.5.15 Identification and remediation of “at-risk species”WLDFRVegetation ContactBranch (Not overhanging, 4-12ft) | WLDFR | HFTD - Distribution - Tier 3 - 5QU CoRE ¦ 2QU LoRE | Red Flag Warning - Large Fires | Vegetation Contact | Branch (Not overhanging, 4-12ft) | 2050 | 1.7983e-07 | 527.1275 | 9.4793e-05 | 2050 | Mitigation | 0.5 | 30 | 0 | esc | 0 | 0 | 0.041308 | 7.4285e-09 | 0.037115 | 6.6743e-09 | 0.035347 | 6.3565e-09
[120 empty] | 7.3.5.15 Identification and remediation of “at-risk species”WLDFRVegetation ContactBranch (Not overhanging, 4-12ft) | WLDFR | HFTD - Distribution - Tier 3 - 5QU CoRE ¦ 2QU LoRE | Red Flag Warning - Large Fires | Vegetation Contact | Branch (Not overhanging, 4-12ft) | 2051 | 1.7983e-07 | 527.1275 | 9.4793e-05 | 2051 | Mitigation | 0.5 | 30 | 0 | esc | 0 | 0 | 0 | 0 | 0.037115 | 6.6743e-09 | 0.035347 | 6.3565e-09
[120 empty] | 7.3.5.15 Identification and remediation of “at-risk species”WLDFRVegetation ContactBranch (Not overhanging, 4-12ft) | WLDFR | HFTD - Distribution - Tier 3 - 5QU CoRE ¦ 2QU LoRE | Red Flag Warning - Large Fires | Vegetation Contact | Branch (Not overhanging, 4-12ft) | 2052 | 1.7983e-07 | 527.1275 | 9.4793e-05 | 2052 | Mitigation | 0.5 | 30 | 0 | esc | 0 | 0 | 0 | 0 | 0 | 0 | 0.035347 | 6.3565e-09
[120 empty] | 7.3.5.15 Identification and remediation of “at-risk species”WLDFRVegetation ContactBranch (Not overhanging, within 4ft) | WLDFR | HFTD - Distribution - Tier 3 - 5QU CoRE ¦ 2QU LoRE | Red Flag Warning - Large Fires | Vegetation Contact | Branch (Not overhanging, within 4ft) | 2022 | 4.51e-08 | 527.1275 | 2.3774e-05 | 2022 | Mitigation | 0.9 | 30 | 0 | esc | 0.070418 | 3.1759e-09 | 0.074355 | 3.3534e-09 | 0.066806 | 3.013e-09 | 0 | 0
[120 empty] | 7.3.5.15 Identification and remediation of “at-risk species”WLDFRVegetation ContactBranch (Not overhanging, within 4ft) | WLDFR | HFTD - Distribution - Tier 3 - 5QU CoRE ¦ 2QU LoRE | Red Flag Warning - Large Fires | Vegetation Contact | Branch (Not overhanging, within 4ft) | 2023 | 4.51e-08 | 527.1275 | 2.3774e-05 | 2023 | Mitigation | 0.9 | 30 | 0 | esc | 0.070418 | 3.1759e-09 | 0.074355 | 3.3534e-09 | 0.066806 | 3.013e-09 | 0.063625 | 2.8695e-09
[120 empty] | 7.3.5.15 Identification and remediation of “at-risk species”WLDFRVegetation ContactBranch (Not overhanging, within 4ft) | WLDFR | HFTD - Distribution - Tier 3 - 5QU CoRE ¦ 2QU LoRE | Red Flag Warning - Large Fires | Vegetation Contact | Branch (Not overhanging, within 4ft) | 2024 | 4.51e-08 | 527.1275 | 2.3774e-05 | 2024 | Mitigation | 0.9 | 30 | 0 | esc | 0.070418 | 3.1759e-09 | 0.074355 | 3.3534e-09 | 0.066806 | 3.013e-09 | 0.063625 | 2.8695e-09
[120 empty] | 7.3.5.15 Identification and remediation of “at-risk species”WLDFRVegetation ContactBranch (Not overhanging, within 4ft) | WLDFR | HFTD - Distribution - Tier 3 - 5QU CoRE ¦ 2QU LoRE | Red Flag Warning - Large Fires | Vegetation Contact | Branch (Not overhanging, within 4ft) | 2025 | 4.51e-08 | 527.1275 | 2.3774e-05 | 2025 | Mitigation | 0.9 | 30 | 0 | esc | 0.070418 | 3.1759e-09 | 0.074355 | 3.3534e-09 | 0.066806 | 3.013e-09 | 0.063625 | 2.8695e-09
[120 empty] | 7.3.5.15 Identification and remediation of “at-risk species”WLDFRVegetation ContactBranch (Not overhanging, within 4ft) | WLDFR | HFTD - Distribution - Tier 3 - 5QU CoRE ¦ 2QU LoRE | Red Flag Warning - Large Fires | Vegetation Contact | Branch (Not overhanging, within 4ft) | 2026 | 4.51e-08 | 527.1275 | 2.3774e-05 | 2026 | Mitigation | 0.9 | 30 | 0 | esc | 0.070418 | 3.1759e-09 | 0.074355 | 3.3534e-09 | 0.066806 | 3.013e-09 | 0.063625 | 2.8695e-09
[120 empty] | 7.3.5.15 Identification and remediation of “at-risk species”WLDFRVegetation ContactBranch (Not overhanging, within 4ft) | WLDFR | HFTD - Distribution - Tier 3 - 5QU CoRE ¦ 2QU LoRE | Red Flag Warning - Large Fires | Vegetation Contact | Branch (Not overhanging, within 4ft) | 2027 | 4.51e-08 | 527.1275 | 2.3774e-05 | 2027 | Mitigation | 0.9 | 30 | 0 | esc | 0.070418 | 3.1759e-09 | 0.074355 | 3.3534e-09 | 0.066806 | 3.013e-09 | 0.063625 | 2.8695e-09
[120 empty] | 7.3.5.15 Identification and remediation of “at-risk species”WLDFRVegetation ContactBranch (Not overhanging, within 4ft) | WLDFR | HFTD - Distribution - Tier 3 - 5QU CoRE ¦ 2QU LoRE | Red Flag Warning - Large Fires | Vegetation Contact | Branch (Not overhanging, within 4ft) | 2028 | 4.51e-08 | 527.1275 | 2.3774e-05 | 2028 | Mitigation | 0.9 | 30 | 0 | esc | 0.070418 | 3.1759e-09 | 0.074355 | 3.3534e-09 | 0.066806 | 3.013e-09 | 0.063625 | 2.8695e-09
[120 empty] | 7.3.5.15 Identification and remediation of “at-risk species”WLDFRVegetation ContactBranch (Not overhanging, within 4ft) | WLDFR | HFTD - Distribution - Tier 3 - 5QU CoRE ¦ 2QU LoRE | Red Flag Warning - Large Fires | Vegetation Contact | Branch (Not overhanging, within 4ft) | 2029 | 4.51e-08 | 527.1275 | 2.3774e-05 | 2029 | Mitigation | 0.9 | 30 | 0 | esc | 0.070418 | 3.1759e-09 | 0.074355 | 3.3534e-09 | 0.066806 | 3.013e-09 | 0.063625 | 2.8695e-09
[120 empty] | 7.3.5.15 Identification and remediation of “at-risk species”WLDFRVegetation ContactBranch (Not overhanging, within 4ft) | WLDFR | HFTD - Distribution - Tier 3 - 5QU CoRE ¦ 2QU LoRE | Red Flag Warning - Large Fires | Vegetation Contact | Branch (Not overhanging, within 4ft) | 2030 | 4.51e-08 | 527.1275 | 2.3774e-05 | 2030 | Mitigation | 0.9 | 30 | 0 | esc | 0.070418 | 3.1759e-09 | 0.074355 | 3.3534e-09 | 0.066806 | 3.013e-09 | 0.063625 | 2.8695e-09
[120 empty] | 7.3.5.15 Identification and remediation of “at-risk species”WLDFRVegetation ContactBranch (Not overhanging, within 4ft) | WLDFR | HFTD - Distribution - Tier 3 - 5QU CoRE ¦ 2QU LoRE | Red Flag Warning - Large Fires | Vegetation Contact | Branch (Not overhanging, within 4ft) | 2031 | 4.51e-08 | 527.1275 | 2.3774e-05 | 2031 | Mitigation | 0.9 | 30 | 0 | esc | 0.070418 | 3.1759e-09 | 0.074355 | 3.3534e-09 | 0.066806 | 3.013e-09 | 0.063625 | 2.8695e-09
[120 empty] | 7.3.5.15 Identification and remediation of “at-risk species”WLDFRVegetation ContactBranch (Not overhanging, within 4ft) | WLDFR | HFTD - Distribution - Tier 3 - 5QU CoRE ¦ 2QU LoRE | Red Flag Warning - Large Fires | Vegetation Contact | Branch (Not overhanging, within 4ft) | 2032 | 4.51e-08 | 527.1275 | 2.3774e-05 | 2032 | Mitigation | 0.9 | 30 | 0 | esc | 0.070418 | 3.1759e-09 | 0.074355 | 3.3534e-09 | 0.066806 | 3.013e-09 | 0.063625 | 2.8695e-09
[120 empty] | 7.3.5.15 Identification and remediation of “at-risk species”WLDFRVegetation ContactBranch (Not overhanging, within 4ft) | WLDFR | HFTD - Distribution - Tier 3 - 5QU CoRE ¦ 2QU LoRE | Red Flag Warning - Large Fires | Vegetation Contact | Branch (Not overhanging, within 4ft) | 2033 | 4.51e-08 | 527.1275 | 2.3774e-05 | 2033 | Mitigation | 0.9 | 30 | 0 | esc | 0.070418 | 3.1759e-09 | 0.074355 | 3.3534e-09 | 0.066806 | 3.013e-09 | 0.063625 | 2.8695e-09
[120 empty] | 7.3.5.15 Identification and remediation of “at-risk species”WLDFRVegetation ContactBranch (Not overhanging, within 4ft) | WLDFR | HFTD - Distribution - Tier 3 - 5QU CoRE ¦ 2QU LoRE | Red Flag Warning - Large Fires | Vegetation Contact | Branch (Not overhanging, within 4ft) | 2034 | 4.51e-08 | 527.1275 | 2.3774e-05 | 2034 | Mitigation | 0.9 | 30 | 0 | esc | 0.070418 | 3.1759e-09 | 0.074355 | 3.3534e-09 | 0.066806 | 3.013e-09 | 0.063625 | 2.8695e-09
[120 empty] | 7.3.5.15 Identification and remediation of “at-risk species”WLDFRVegetation ContactBranch (Not overhanging, within 4ft) | WLDFR | HFTD - Distribution - Tier 3 - 5QU CoRE ¦ 2QU LoRE | Red Flag Warning - Large Fires | Vegetation Contact | Branch (Not overhanging, within 4ft) | 2035 | 4.51e-08 | 527.1275 | 2.3774e-05 | 2035 | Mitigation | 0.9 | 30 | 0 | esc | 0.070418 | 3.1759e-09 | 0.074355 | 3.3534e-09 | 0.066806 | 3.013e-09 | 0.063625 | 2.8695e-09
[120 empty] | 7.3.5.15 Identification and remediation of “at-risk species”WLDFRVegetation ContactBranch (Not overhanging, within 4ft) | WLDFR | HFTD - Distribution - Tier 3 - 5QU CoRE ¦ 2QU LoRE | Red Flag Warning - Large Fires | Vegetation Contact | Branch (Not overhanging, within 4ft) | 2036 | 4.51e-08 | 527.1275 | 2.3774e-05 | 2036 | Mitigation | 0.9 | 30 | 0 | esc | 0.070418 | 3.1759e-09 | 0.074355 | 3.3534e-09 | 0.066806 | 3.013e-09 | 0.063625 | 2.8695e-09
[120 empty] | 7.3.5.15 Identification and remediation of “at-risk species”WLDFRVegetation ContactBranch (Not overhanging, within 4ft) | WLDFR | HFTD - Distribution - Tier 3 - 5QU CoRE ¦ 2QU LoRE | Red Flag Warning - Large Fires | Vegetation Contact | Branch (Not overhanging, within 4ft) | 2037 | 4.51e-08 | 527.1275 | 2.3774e-05 | 2037 | Mitigation | 0.9 | 30 | 0 | esc | 0.070418 | 3.1759e-09 | 0.074355 | 3.3534e-09 | 0.066806 | 3.013e-09 | 0.063625 | 2.8695e-09
[120 empty] | 7.3.5.15 Identification and remediation of “at-risk species”WLDFRVegetation ContactBranch (Not overhanging, within 4ft) | WLDFR | HFTD - Distribution - Tier 3 - 5QU CoRE ¦ 2QU LoRE | Red Flag Warning - Large Fires | Vegetation Contact | Branch (Not overhanging, within 4ft) | 2038 | 4.51e-08 | 527.1275 | 2.3774e-05 | 2038 | Mitigation | 0.9 | 30 | 0 | esc | 0.070418 | 3.1759e-09 | 0.074355 | 3.3534e-09 | 0.066806 | 3.013e-09 | 0.063625 | 2.8695e-09
[120 empty] | 7.3.5.15 Identification and remediation of “at-risk species”WLDFRVegetation ContactBranch (Not overhanging, within 4ft) | WLDFR | HFTD - Distribution - Tier 3 - 5QU CoRE ¦ 2QU LoRE | Red Flag Warning - Large Fires | Vegetation Contact | Branch (Not overhanging, within 4ft) | 2039 | 4.51e-08 | 527.1275 | 2.3774e-05 | 2039 | Mitigation | 0.9 | 30 | 0 | esc | 0.070418 | 3.1759e-09 | 0.074355 | 3.3534e-09 | 0.066806 | 3.013e-09 | 0.063625 | 2.8695e-09
[120 empty] | 7.3.5.15 Identification and remediation of “at-risk species”WLDFRVegetation ContactBranch (Not overhanging, within 4ft) | WLDFR | HFTD - Distribution - Tier 3 - 5QU CoRE ¦ 2QU LoRE | Red Flag Warning - Large Fires | Vegetation Contact | Branch (Not overhanging, within 4ft) | 2040 | 4.51e-08 | 527.1275 | 2.3774e-05 | 2040 | Mitigation | 0.9 | 30 | 0 | esc | 0.070418 | 3.1759e-09 | 0.074355 | 3.3534e-09 | 0.066806 | 3.013e-09 | 0.063625 | 2.8695e-09
[120 empty] | 7.3.5.15 Identification and remediation of “at-risk species”WLDFRVegetation ContactBranch (Not overhanging, within 4ft) | WLDFR | HFTD - Distribution - Tier 3 - 5QU CoRE ¦ 2QU LoRE | Red Flag Warning - Large Fires | Vegetation Contact | Branch (Not overhanging, within 4ft) | 2041 | 4.51e-08 | 527.1275 | 2.3774e-05 | 2041 | Mitigation | 0.9 | 30 | 0 | esc | 0.070418 | 3.1759e-09 | 0.074355 | 3.3534e-09 | 0.066806 | 3.013e-09 | 0.063625 | 2.8695e-09
[120 empty] | 7.3.5.15 Identification and remediation of “at-risk species”WLDFRVegetation ContactBranch (Not overhanging, within 4ft) | WLDFR | HFTD - Distribution - Tier 3 - 5QU CoRE ¦ 2QU LoRE | Red Flag Warning - Large Fires | Vegetation Contact | Branch (Not overhanging, within 4ft) | 2042 | 4.51e-08 | 527.1275 | 2.3774e-05 | 2042 | Mitigation | 0.9 | 30 | 0 | esc | 0.070418 | 3.1759e-09 | 0.074355 | 3.3534e-09 | 0.066806 | 3.013e-09 | 0.063625 | 2.8695e-09
[120 empty] | 7.3.5.15 Identification and remediation of “at-risk species”WLDFRVegetation ContactBranch (Not overhanging, within 4ft) | WLDFR | HFTD - Distribution - Tier 3 - 5QU CoRE ¦ 2QU LoRE | Red Flag Warning - Large Fires | Vegetation Contact | Branch (Not overhanging, within 4ft) | 2043 | 4.51e-08 | 527.1275 | 2.3774e-05 | 2043 | Mitigation | 0.9 | 30 | 0 | esc | 0.070418 | 3.1759e-09 | 0.074355 | 3.3534e-09 | 0.066806 | 3.013e-09 | 0.063625 | 2.8695e-09
[120 empty] | 7.3.5.15 Identification and remediation of “at-risk species”WLDFRVegetation ContactBranch (Not overhanging, within 4ft) | WLDFR | HFTD - Distribution - Tier 3 - 5QU CoRE ¦ 2QU LoRE | Red Flag Warning - Large Fires | Vegetation Contact | Branch (Not overhanging, within 4ft) | 2044 | 4.51e-08 | 527.1275 | 2.3774e-05 | 2044 | Mitigation | 0.9 | 30 | 0 | esc | 0.070418 | 3.1759e-09 | 0.074355 | 3.3534e-09 | 0.066806 | 3.013e-09 | 0.063625 | 2.8695e-09
[120 empty] | 7.3.5.15 Identification and remediation of “at-risk species”WLDFRVegetation ContactBranch (Not overhanging, within 4ft) | WLDFR | HFTD - Distribution - Tier 3 - 5QU CoRE ¦ 2QU LoRE | Red Flag Warning - Large Fires | Vegetation Contact | Branch (Not overhanging, within 4ft) | 2045 | 4.51e-08 | 527.1275 | 2.3774e-05 | 2045 | Mitigation | 0.9 | 30 | 0 | esc | 0.070418 | 3.1759e-09 | 0.074355 | 3.3534e-09 | 0.066806 | 3.013e-09 | 0.063625 | 2.8695e-09
[120 empty] | 7.3.5.15 Identification and remediation of “at-risk species”WLDFRVegetation ContactBranch (Not overhanging, within 4ft) | WLDFR | HFTD - Distribution - Tier 3 - 5QU CoRE ¦ 2QU LoRE | Red Flag Warning - Large Fires | Vegetation Contact | Branch (Not overhanging, within 4ft) | 2046 | 4.51e-08 | 527.1275 | 2.3774e-05 | 2046 | Mitigation | 0.9 | 30 | 0 | esc | 0.070418 | 3.1759e-09 | 0.074355 | 3.3534e-09 | 0.066806 | 3.013e-09 | 0.063625 | 2.8695e-09
[120 empty] | 7.3.5.15 Identification and remediation of “at-risk species”WLDFRVegetation ContactBranch (Not overhanging, within 4ft) | WLDFR | HFTD - Distribution - Tier 3 - 5QU CoRE ¦ 2QU LoRE | Red Flag Warning - Large Fires | Vegetation Contact | Branch (Not overhanging, within 4ft) | 2047 | 4.51e-08 | 527.1275 | 2.3774e-05 | 2047 | Mitigation | 0.9 | 30 | 0 | esc | 0.070418 | 3.1759e-09 | 0.074355 | 3.3534e-09 | 0.066806 | 3.013e-09 | 0.063625 | 2.8695e-09
[120 empty] | 7.3.5.15 Identification and remediation of “at-risk species”WLDFRVegetation ContactBranch (Not overhanging, within 4ft) | WLDFR | HFTD - Distribution - Tier 3 - 5QU CoRE ¦ 2QU LoRE | Red Flag Warning - Large Fires | Vegetation Contact | Branch (Not overhanging, within 4ft) | 2048 | 4.51e-08 | 527.1275 | 2.3774e-05 | 2048 | Mitigation | 0.9 | 30 | 0 | esc | 0.070418 | 3.1759e-09 | 0.074355 | 3.3534e-09 | 0.066806 | 3.013e-09 | 0.063625 | 2.8695e-09
[120 empty] | 7.3.5.15 Identification and remediation of “at-risk species”WLDFRVegetation ContactBranch (Not overhanging, within 4ft) | WLDFR | HFTD - Distribution - Tier 3 - 5QU CoRE ¦ 2QU LoRE | Red Flag Warning - Large Fires | Vegetation Contact | Branch (Not overhanging, within 4ft) | 2049 | 4.51e-08 | 527.1275 | 2.3774e-05 | 2049 | Mitigation | 0.9 | 30 | 0 | esc | 0.070418 | 3.1759e-09 | 0.074355 | 3.3534e-09 | 0.066806 | 3.013e-09 | 0.063625 | 2.8695e-09
[120 empty] | 7.3.5.15 Identification and remediation of “at-risk species”WLDFRVegetation ContactBranch (Not overhanging, within 4ft) | WLDFR | HFTD - Distribution - Tier 3 - 5QU CoRE ¦ 2QU LoRE | Red Flag Warning - Large Fires | Vegetation Contact | Branch (Not overhanging, within 4ft) | 2050 | 4.51e-08 | 527.1275 | 2.3774e-05 | 2050 | Mitigation | 0.9 | 30 | 0 | esc | 0 | 0 | 0.074355 | 3.3534e-09 | 0.066806 | 3.013e-09 | 0.063625 | 2.8695e-09
[120 empty] | 7.3.5.15 Identification and remediation of “at-risk species”WLDFRVegetation ContactBranch (Not overhanging, within 4ft) | WLDFR | HFTD - Distribution - Tier 3 - 5QU CoRE ¦ 2QU LoRE | Red Flag Warning - Large Fires | Vegetation Contact | Branch (Not overhanging, within 4ft) | 2051 | 4.51e-08 | 527.1275 | 2.3774e-05 | 2051 | Mitigation | 0.9 | 30 | 0 | esc | 0 | 0 | 0 | 0 | 0.066806 | 3.013e-09 | 0.063625 | 2.8695e-09
[120 empty] | 7.3.5.15 Identification and remediation of “at-risk species”WLDFRVegetation ContactBranch (Not overhanging, within 4ft) | WLDFR | HFTD - Distribution - Tier 3 - 5QU CoRE ¦ 2QU LoRE | Red Flag Warning - Large Fires | Vegetation Contact | Branch (Not overhanging, within 4ft) | 2052 | 4.51e-08 | 527.1275 | 2.3774e-05 | 2052 | Mitigation | 0.9 | 30 | 0 | esc | 0 | 0 | 0 | 0 | 0 | 0 | 0.063625 | 2.8695e-09
[120 empty] | 7.3.5.15 Identification and remediation of “at-risk species”WLDFRVegetation ContactBranch (OverHanging) | WLDFR | HFTD - Distribution - Tier 3 - 5QU CoRE ¦ 2QU LoRE | Red Flag Warning - Large Fires | Vegetation Contact | Branch (OverHanging) | 2022 | 2.6738e-06 | 527.1275 | 0.0014094 | 2022 | Mitigation | 0.9 | 30 | 0 | esc | 0.070418 | 1.8828e-07 | 0.074355 | 1.9881e-07 | 0.066806 | 1.7863e-07 | 0 | 0
[120 empty] | 7.3.5.15 Identification and remediation of “at-risk species”WLDFRVegetation ContactBranch (OverHanging) | WLDFR | HFTD - Distribution - Tier 3 - 5QU CoRE ¦ 2QU LoRE | Red Flag Warning - Large Fires | Vegetation Contact | Branch (OverHanging) | 2023 | 2.6738e-06 | 527.1275 | 0.0014094 | 2023 | Mitigation | 0.9 | 30 | 0 | esc | 0.070418 | 1.8828e-07 | 0.074355 | 1.9881e-07 | 0.066806 | 1.7863e-07 | 0.063625 | 1.7012e-07
[120 empty] | 7.3.5.15 Identification and remediation of “at-risk species”WLDFRVegetation ContactBranch (OverHanging) | WLDFR | HFTD - Distribution - Tier 3 - 5QU CoRE ¦ 2QU LoRE | Red Flag Warning - Large Fires | Vegetation Contact | Branch (OverHanging) | 2024 | 2.6738e-06 | 527.1275 | 0.0014094 | 2024 | Mitigation | 0.9 | 30 | 0 | esc | 0.070418 | 1.8828e-07 | 0.074355 | 1.9881e-07 | 0.066806 | 1.7863e-07 | 0.063625 | 1.7012e-07
[120 empty] | 7.3.5.15 Identification and remediation of “at-risk species”WLDFRVegetation ContactBranch (OverHanging) | WLDFR | HFTD - Distribution - Tier 3 - 5QU CoRE ¦ 2QU LoRE | Red Flag Warning - Large Fires | Vegetation Contact | Branch (OverHanging) | 2025 | 2.6738e-06 | 527.1275 | 0.0014094 | 2025 | Mitigation | 0.9 | 30 | 0 | esc | 0.070418 | 1.8828e-07 | 0.074355 | 1.9881e-07 | 0.066806 | 1.7863e-07 | 0.063625 | 1.7012e-07
[120 empty] | 7.3.5.15 Identification and remediation of “at-risk species”WLDFRVegetation ContactBranch (OverHanging) | WLDFR | HFTD - Distribution - Tier 3 - 5QU CoRE ¦ 2QU LoRE | Red Flag Warning - Large Fires | Vegetation Contact | Branch (OverHanging) | 2026 | 2.6738e-06 | 527.1275 | 0.0014094 | 2026 | Mitigation | 0.9 | 30 | 0 | esc | 0.070418 | 1.8828e-07 | 0.074355 | 1.9881e-07 | 0.066806 | 1.7863e-07 | 0.063625 | 1.7012e-07
[120 empty] | 7.3.5.15 Identification and remediation of “at-risk species”WLDFRVegetation ContactBranch (OverHanging) | WLDFR | HFTD - Distribution - Tier 3 - 5QU CoRE ¦ 2QU LoRE | Red Flag Warning - Large Fires | Vegetation Contact | Branch (OverHanging) | 2027 | 2.6738e-06 | 527.1275 | 0.0014094 | 2027 | Mitigation | 0.9 | 30 | 0 | esc | 0.070418 | 1.8828e-07 | 0.074355 | 1.9881e-07 | 0.066806 | 1.7863e-07 | 0.063625 | 1.7012e-07
[120 empty] | 7.3.5.15 Identification and remediation of “at-risk species”WLDFRVegetation ContactBranch (OverHanging) | WLDFR | HFTD - Distribution - Tier 3 - 5QU CoRE ¦ 2QU LoRE | Red Flag Warning - Large Fires | Vegetation Contact | Branch (OverHanging) | 2028 | 2.6738e-06 | 527.1275 | 0.0014094 | 2028 | Mitigation | 0.9 | 30 | 0 | esc | 0.070418 | 1.8828e-07 | 0.074355 | 1.9881e-07 | 0.066806 | 1.7863e-07 | 0.063625 | 1.7012e-07
[120 empty] | 7.3.5.15 Identification and remediation of “at-risk species”WLDFRVegetation ContactBranch (OverHanging) | WLDFR | HFTD - Distribution - Tier 3 - 5QU CoRE ¦ 2QU LoRE | Red Flag Warning - Large Fires | Vegetation Contact | Branch (OverHanging) | 2029 | 2.6738e-06 | 527.1275 | 0.0014094 | 2029 | Mitigation | 0.9 | 30 | 0 | esc | 0.070418 | 1.8828e-07 | 0.074355 | 1.9881e-07 | 0.066806 | 1.7863e-07 | 0.063625 | 1.7012e-07
[120 empty] | 7.3.5.15 Identification and remediation of “at-risk species”WLDFRVegetation ContactBranch (OverHanging) | WLDFR | HFTD - Distribution - Tier 3 - 5QU CoRE ¦ 2QU LoRE | Red Flag Warning - Large Fires | Vegetation Contact | Branch (OverHanging) | 2030 | 2.6738e-06 | 527.1275 | 0.0014094 | 2030 | Mitigation | 0.9 | 30 | 0 | esc | 0.070418 | 1.8828e-07 | 0.074355 | 1.9881e-07 | 0.066806 | 1.7863e-07 | 0.063625 | 1.7012e-07
[120 empty] | 7.3.5.15 Identification and remediation of “at-risk species”WLDFRVegetation ContactBranch (OverHanging) | WLDFR | HFTD - Distribution - Tier 3 - 5QU CoRE ¦ 2QU LoRE | Red Flag Warning - Large Fires | Vegetation Contact | Branch (OverHanging) | 2031 | 2.6738e-06 | 527.1275 | 0.0014094 | 2031 | Mitigation | 0.9 | 30 | 0 | esc | 0.070418 | 1.8828e-07 | 0.074355 | 1.9881e-07 | 0.066806 | 1.7863e-07 | 0.063625 | 1.7012e-07
[120 empty] | 7.3.5.15 Identification and remediation of “at-risk species”WLDFRVegetation ContactBranch (OverHanging) | WLDFR | HFTD - Distribution - Tier 3 - 5QU CoRE ¦ 2QU LoRE | Red Flag Warning - Large Fires | Vegetation Contact | Branch (OverHanging) | 2032 | 2.6738e-06 | 527.1275 | 0.0014094 | 2032 | Mitigation | 0.9 | 30 | 0 | esc | 0.070418 | 1.8828e-07 | 0.074355 | 1.9881e-07 | 0.066806 | 1.7863e-07 | 0.063625 | 1.7012e-07
[120 empty] | 7.3.5.15 Identification and remediation of “at-risk species”WLDFRVegetation ContactBranch (OverHanging) | WLDFR | HFTD - Distribution - Tier 3 - 5QU CoRE ¦ 2QU LoRE | Red Flag Warning - Large Fires | Vegetation Contact | Branch (OverHanging) | 2033 | 2.6738e-06 | 527.1275 | 0.0014094 | 2033 | Mitigation | 0.9 | 30 | 0 | esc | 0.070418 | 1.8828e-07 | 0.074355 | 1.9881e-07 | 0.066806 | 1.7863e-07 | 0.063625 | 1.7012e-07
[120 empty] | 7.3.5.15 Identification and remediation of “at-risk species”WLDFRVegetation ContactBranch (OverHanging) | WLDFR | HFTD - Distribution - Tier 3 - 5QU CoRE ¦ 2QU LoRE | Red Flag Warning - Large Fires | Vegetation Contact | Branch (OverHanging) | 2034 | 2.6738e-06 | 527.1275 | 0.0014094 | 2034 | Mitigation | 0.9 | 30 | 0 | esc | 0.070418 | 1.8828e-07 | 0.074355 | 1.9881e-07 | 0.066806 | 1.7863e-07 | 0.063625 | 1.7012e-07
[120 empty] | 7.3.5.15 Identification and remediation of “at-risk species”WLDFRVegetation ContactBranch (OverHanging) | WLDFR | HFTD - Distribution - Tier 3 - 5QU CoRE ¦ 2QU LoRE | Red Flag Warning - Large Fires | Vegetation Contact | Branch (OverHanging) | 2035 | 2.6738e-06 | 527.1275 | 0.0014094 | 2035 | Mitigation | 0.9 | 30 | 0 | esc | 0.070418 | 1.8828e-07 | 0.074355 | 1.9881e-07 | 0.066806 | 1.7863e-07 | 0.063625 | 1.7012e-07
[120 empty] | 7.3.5.15 Identification and remediation of “at-risk species”WLDFRVegetation ContactBranch (OverHanging) | WLDFR | HFTD - Distribution - Tier 3 - 5QU CoRE ¦ 2QU LoRE | Red Flag Warning - Large Fires | Vegetation Contact | Branch (OverHanging) | 2036 | 2.6738e-06 | 527.1275 | 0.0014094 | 2036 | Mitigation | 0.9 | 30 | 0 | esc | 0.070418 | 1.8828e-07 | 0.074355 | 1.9881e-07 | 0.066806 | 1.7863e-07 | 0.063625 | 1.7012e-07
[120 empty] | 7.3.5.15 Identification and remediation of “at-risk species”WLDFRVegetation ContactBranch (OverHanging) | WLDFR | HFTD - Distribution - Tier 3 - 5QU CoRE ¦ 2QU LoRE | Red Flag Warning - Large Fires | Vegetation Contact | Branch (OverHanging) | 2037 | 2.6738e-06 | 527.1275 | 0.0014094 | 2037 | Mitigation | 0.9 | 30 | 0 | esc | 0.070418 | 1.8828e-07 | 0.074355 | 1.9881e-07 | 0.066806 | 1.7863e-07 | 0.063625 | 1.7012e-07
[120 empty] | 7.3.5.15 Identification and remediation of “at-risk species”WLDFRVegetation ContactBranch (OverHanging) | WLDFR | HFTD - Distribution - Tier 3 - 5QU CoRE ¦ 2QU LoRE | Red Flag Warning - Large Fires | Vegetation Contact | Branch (OverHanging) | 2038 | 2.6738e-06 | 527.1275 | 0.0014094 | 2038 | Mitigation | 0.9 | 30 | 0 | esc | 0.070418 | 1.8828e-07 | 0.074355 | 1.9881e-07 | 0.066806 | 1.7863e-07 | 0.063625 | 1.7012e-07
[120 empty] | 7.3.5.15 Identification and remediation of “at-risk species”WLDFRVegetation ContactBranch (OverHanging) | WLDFR | HFTD - Distribution - Tier 3 - 5QU CoRE ¦ 2QU LoRE | Red Flag Warning - Large Fires | Vegetation Contact | Branch (OverHanging) | 2039 | 2.6738e-06 | 527.1275 | 0.0014094 | 2039 | Mitigation | 0.9 | 30 | 0 | esc | 0.070418 | 1.8828e-07 | 0.074355 | 1.9881e-07 | 0.066806 | 1.7863e-07 | 0.063625 | 1.7012e-07
[120 empty] | 7.3.5.15 Identification and remediation of “at-risk species”WLDFRVegetation ContactBranch (OverHanging) | WLDFR | HFTD - Distribution - Tier 3 - 5QU CoRE ¦ 2QU LoRE | Red Flag Warning - Large Fires | Vegetation Contact | Branch (OverHanging) | 2040 | 2.6738e-06 | 527.1275 | 0.0014094 | 2040 | Mitigation | 0.9 | 30 | 0 | esc | 0.070418 | 1.8828e-07 | 0.074355 | 1.9881e-07 | 0.066806 | 1.7863e-07 | 0.063625 | 1.7012e-07
[120 empty] | 7.3.5.15 Identification and remediation of “at-risk species”WLDFRVegetation ContactBranch (OverHanging) | WLDFR | HFTD - Distribution - Tier 3 - 5QU CoRE ¦ 2QU LoRE | Red Flag Warning - Large Fires | Vegetation Contact | Branch (OverHanging) | 2041 | 2.6738e-06 | 527.1275 | 0.0014094 | 2041 | Mitigation | 0.9 | 30 | 0 | esc | 0.070418 | 1.8828e-07 | 0.074355 | 1.9881e-07 | 0.066806 | 1.7863e-07 | 0.063625 | 1.7012e-07
[120 empty] | 7.3.5.15 Identification and remediation of “at-risk species”WLDFRVegetation ContactBranch (OverHanging) | WLDFR | HFTD - Distribution - Tier 3 - 5QU CoRE ¦ 2QU LoRE | Red Flag Warning - Large Fires | Vegetation Contact | Branch (OverHanging) | 2042 | 2.6738e-06 | 527.1275 | 0.0014094 | 2042 | Mitigation | 0.9 | 30 | 0 | esc | 0.070418 | 1.8828e-07 | 0.074355 | 1.9881e-07 | 0.066806 | 1.7863e-07 | 0.063625 | 1.7012e-07
[120 empty] | 7.3.5.15 Identification and remediation of “at-risk species”WLDFRVegetation ContactBranch (OverHanging) | WLDFR | HFTD - Distribution - Tier 3 - 5QU CoRE ¦ 2QU LoRE | Red Flag Warning - Large Fires | Vegetation Contact | Branch (OverHanging) | 2043 | 2.6738e-06 | 527.1275 | 0.0014094 | 2043 | Mitigation | 0.9 | 30 | 0 | esc | 0.070418 | 1.8828e-07 | 0.074355 | 1.9881e-07 | 0.066806 | 1.7863e-07 | 0.063625 | 1.7012e-07
[120 empty] | 7.3.5.15 Identification and remediation of “at-risk species”WLDFRVegetation ContactBranch (OverHanging) | WLDFR | HFTD - Distribution - Tier 3 - 5QU CoRE ¦ 2QU LoRE | Red Flag Warning - Large Fires | Vegetation Contact | Branch (OverHanging) | 2044 | 2.6738e-06 | 527.1275 | 0.0014094 | 2044 | Mitigation | 0.9 | 30 | 0 | esc | 0.070418 | 1.8828e-07 | 0.074355 | 1.9881e-07 | 0.066806 | 1.7863e-07 | 0.063625 | 1.7012e-07
[120 empty] | 7.3.5.15 Identification and remediation of “at-risk species”WLDFRVegetation ContactBranch (OverHanging) | WLDFR | HFTD - Distribution - Tier 3 - 5QU CoRE ¦ 2QU LoRE | Red Flag Warning - Large Fires | Vegetation Contact | Branch (OverHanging) | 2045 | 2.6738e-06 | 527.1275 | 0.0014094 | 2045 | Mitigation | 0.9 | 30 | 0 | esc | 0.070418 | 1.8828e-07 | 0.074355 | 1.9881e-07 | 0.066806 | 1.7863e-07 | 0.063625 | 1.7012e-07
[120 empty] | 7.3.5.15 Identification and remediation of “at-risk species”WLDFRVegetation ContactBranch (OverHanging) | WLDFR | HFTD - Distribution - Tier 3 - 5QU CoRE ¦ 2QU LoRE | Red Flag Warning - Large Fires | Vegetation Contact | Branch (OverHanging) | 2046 | 2.6738e-06 | 527.1275 | 0.0014094 | 2046 | Mitigation | 0.9 | 30 | 0 | esc | 0.070418 | 1.8828e-07 | 0.074355 | 1.9881e-07 | 0.066806 | 1.7863e-07 | 0.063625 | 1.7012e-07
[120 empty] | 7.3.5.15 Identification and remediation of “at-risk species”WLDFRVegetation ContactBranch (OverHanging) | WLDFR | HFTD - Distribution - Tier 3 - 5QU CoRE ¦ 2QU LoRE | Red Flag Warning - Large Fires | Vegetation Contact | Branch (OverHanging) | 2047 | 2.6738e-06 | 527.1275 | 0.0014094 | 2047 | Mitigation | 0.9 | 30 | 0 | esc | 0.070418 | 1.8828e-07 | 0.074355 | 1.9881e-07 | 0.066806 | 1.7863e-07 | 0.063625 | 1.7012e-07
[120 empty] | 7.3.5.15 Identification and remediation of “at-risk species”WLDFRVegetation ContactBranch (OverHanging) | WLDFR | HFTD - Distribution - Tier 3 - 5QU CoRE ¦ 2QU LoRE | Red Flag Warning - Large Fires | Vegetation Contact | Branch (OverHanging) | 2048 | 2.6738e-06 | 527.1275 | 0.0014094 | 2048 | Mitigation | 0.9 | 30 | 0 | esc | 0.070418 | 1.8828e-07 | 0.074355 | 1.9881e-07 | 0.066806 | 1.7863e-07 | 0.063625 | 1.7012e-07
[120 empty] | 7.3.5.15 Identification and remediation of “at-risk species”WLDFRVegetation ContactBranch (OverHanging) | WLDFR | HFTD - Distribution - Tier 3 - 5QU CoRE ¦ 2QU LoRE | Red Flag Warning - Large Fires | Vegetation Contact | Branch (OverHanging) | 2049 | 2.6738e-06 | 527.1275 | 0.0014094 | 2049 | Mitigation | 0.9 | 30 | 0 | esc | 0.070418 | 1.8828e-07 | 0.074355 | 1.9881e-07 | 0.066806 | 1.7863e-07 | 0.063625 | 1.7012e-07
[120 empty] | 7.3.5.15 Identification and remediation of “at-risk species”WLDFRVegetation ContactBranch (OverHanging) | WLDFR | HFTD - Distribution - Tier 3 - 5QU CoRE ¦ 2QU LoRE | Red Flag Warning - Large Fires | Vegetation Contact | Branch (OverHanging) | 2050 | 2.6738e-06 | 527.1275 | 0.0014094 | 2050 | Mitigation | 0.9 | 30 | 0 | esc | 0 | 0 | 0.074355 | 1.9881e-07 | 0.066806 | 1.7863e-07 | 0.063625 | 1.7012e-07
[120 empty] | 7.3.5.15 Identification and remediation of “at-risk species”WLDFRVegetation ContactBranch (OverHanging) | WLDFR | HFTD - Distribution - Tier 3 - 5QU CoRE ¦ 2QU LoRE | Red Flag Warning - Large Fires | Vegetation Contact | Branch (OverHanging) | 2051 | 2.6738e-06 | 527.1275 | 0.0014094 | 2051 | Mitigation | 0.9 | 30 | 0 | esc | 0 | 0 | 0 | 0 | 0.066806 | 1.7863e-07 | 0.063625 | 1.7012e-07
[120 empty] | 7.3.5.15 Identification and remediation of “at-risk species”WLDFRVegetation ContactBranch (OverHanging) | WLDFR | HFTD - Distribution - Tier 3 - 5QU CoRE ¦ 2QU LoRE | Red Flag Warning - Large Fires | Vegetation Contact | Branch (OverHanging) | 2052 | 2.6738e-06 | 527.1275 | 0.0014094 | 2052 | Mitigation | 0.9 | 30 | 0 | esc | 0 | 0 | 0 | 0 | 0 | 0 | 0.063625 | 1.7012e-07
[120 empty] | 7.3.5.15 Identification and remediation of “at-risk species”WLDFRVegetation ContactFell into (Moderate-Severe defect) | WLDFR | HFTD - Distribution - Tier 3 - 5QU CoRE ¦ 2QU LoRE | Red Flag Warning - Large Fires | Vegetation Contact | Fell into (Moderate-Severe defect) | 2022 | 7.8677e-07 | 527.1275 | 0.00041473 | 2022 | Mitigation | 0.95 | 1 | 0 | esc | 0 | 0 | 0 | 0 | 0.070518 | 5.5481e-08 | 0 | 0
[120 empty] | 7.3.5.15 Identification and remediation of “at-risk species”WLDFRVegetation ContactFell into (Moderate-Severe defect) | WLDFR | HFTD - Distribution - Tier 3 - 5QU CoRE ¦ 2QU LoRE | Red Flag Warning - Large Fires | Vegetation Contact | Fell into (Moderate-Severe defect) | 2023 | 7.8677e-07 | 527.1275 | 0.00041473 | 2023 | Mitigation | 0.95 | 1 | 0 | esc | 0 | 0 | 0 | 0 | 0 | 0 | 0.06716 | 5.2839e-08
[120 empty] | 7.3.5.15 Identification and remediation of “at-risk species”WLDFRVegetation ContactFell into (slight defect) | WLDFR | HFTD - Distribution - Tier 3 - 5QU CoRE ¦ 2QU LoRE | Red Flag Warning - Large Fires | Vegetation Contact | Fell into (slight defect) | 2022 | 8.7176e-07 | 527.1275 | 0.00045953 | 2022 | Mitigation | 0.5 | 1 | 0 | esc | 0 | 0 | 0 | 0 | 0.037115 | 3.2355e-08 | 0 | 0
[120 empty] | 7.3.5.15 Identification and remediation of “at-risk species”WLDFRVegetation ContactFell into (slight defect) | WLDFR | HFTD - Distribution - Tier 3 - 5QU CoRE ¦ 2QU LoRE | Red Flag Warning - Large Fires | Vegetation Contact | Fell into (slight defect) | 2023 | 8.7176e-07 | 527.1275 | 0.00045953 | 2023 | Mitigation | 0.5 | 1 | 0 | esc | 0 | 0 | 0 | 0 | 0 | 0 | 0.035347 | 3.0814e-08
[120 empty] | 7.3.5.15 Identification and remediation of “at-risk species”WLDFRVegetation ContactGrow Into | WLDFR | HFTD - Distribution - Tier 3 - 5QU CoRE ¦ 2QU LoRE | Red Flag Warning - Large Fires | Vegetation Contact | Grow Into | 2022 | 9.1635e-08 | 527.1275 | 4.8303e-05 | 2022 | Mitigation | 0.5 | 1 | 0 | esc | 0 | 0 | 0 | 0 | 0.037115 | 3.401e-09 | 0 | 0
[120 empty] | 7.3.5.15 Identification and remediation of “at-risk species”WLDFRVegetation ContactGrow Into | WLDFR | HFTD - Distribution - Tier 3 - 5QU CoRE ¦ 2QU LoRE | Red Flag Warning - Large Fires | Vegetation Contact | Grow Into | 2023 | 9.1635e-08 | 527.1275 | 4.8303e-05 | 2023 | Mitigation | 0.5 | 1 | 0 | esc | 0 | 0 | 0 | 0 | 0 | 0 | 0.035347 | 3.239e-09
[120 empty] | 7.3.5.15 Identification and remediation of “at-risk species”WLDFRVegetation ContactBranch (Not overhanging, 4-12ft) | WLDFR | HFTD - Distribution - Tier 3 - 5QU CoRE ¦ 2QU LoRE | Red Flag Warning - Small Fires | Vegetation Contact | Branch (Not overhanging, 4-12ft) | 2022 | 6.9955e-06 | 527.1275 | 0.0036875 | 2022 | Mitigation | 0.5 | 30 | 0 | esc | 0.039121 | 2.7367e-07 | 0.041308 | 2.8897e-07 | 0.037115 | 2.5964e-07 | 0 | 0
[120 empty] | 7.3.5.15 Identification and remediation of “at-risk species”WLDFRVegetation ContactBranch (Not overhanging, 4-12ft) | WLDFR | HFTD - Distribution - Tier 3 - 5QU CoRE ¦ 2QU LoRE | Red Flag Warning - Small Fires | Vegetation Contact | Branch (Not overhanging, 4-12ft) | 2023 | 6.9955e-06 | 527.1275 | 0.0036875 | 2023 | Mitigation | 0.5 | 30 | 0 | esc | 0.039121 | 2.7367e-07 | 0.041308 | 2.8897e-07 | 0.037115 | 2.5964e-07 | 0.035347 | 2.4727e-07
[120 empty] | 7.3.5.15 Identification and remediation of “at-risk species”WLDFRVegetation ContactBranch (Not overhanging, 4-12ft) | WLDFR | HFTD - Distribution - Tier 3 - 5QU CoRE ¦ 2QU LoRE | Red Flag Warning - Small Fires | Vegetation Contact | Branch (Not overhanging, 4-12ft) | 2024 | 6.9955e-06 | 527.1275 | 0.0036875 | 2024 | Mitigation | 0.5 | 30 | 0 | esc | 0.039121 | 2.7367e-07 | 0.041308 | 2.8897e-07 | 0.037115 | 2.5964e-07 | 0.035347 | 2.4727e-07
[120 empty] | 7.3.5.15 Identification and remediation of “at-risk species”WLDFRVegetation ContactBranch (Not overhanging, 4-12ft) | WLDFR | HFTD - Distribution - Tier 3 - 5QU CoRE ¦ 2QU LoRE | Red Flag Warning - Small Fires | Vegetation Contact | Branch (Not overhanging, 4-12ft) | 2025 | 6.9955e-06 | 527.1275 | 0.0036875 | 2025 | Mitigation | 0.5 | 30 | 0 | esc | 0.039121 | 2.7367e-07 | 0.041308 | 2.8897e-07 | 0.037115 | 2.5964e-07 | 0.035347 | 2.4727e-07
[120 empty] | 7.3.5.15 Identification and remediation of “at-risk species”WLDFRVegetation ContactBranch (Not overhanging, 4-12ft) | WLDFR | HFTD - Distribution - Tier 3 - 5QU CoRE ¦ 2QU LoRE | Red Flag Warning - Small Fires | Vegetation Contact | Branch (Not overhanging, 4-12ft) | 2026 | 6.9955e-06 | 527.1275 | 0.0036875 | 2026 | Mitigation | 0.5 | 30 | 0 | esc | 0.039121 | 2.7367e-07 | 0.041308 | 2.8897e-07 | 0.037115 | 2.5964e-07 | 0.035347 | 2.4727e-07
[120 empty] | 7.3.5.15 Identification and remediation of “at-risk species”WLDFRVegetation ContactBranch (Not overhanging, 4-12ft) | WLDFR | HFTD - Distribution - Tier 3 - 5QU CoRE ¦ 2QU LoRE | Red Flag Warning - Small Fires | Vegetation Contact | Branch (Not overhanging, 4-12ft) | 2027 | 6.9955e-06 | 527.1275 | 0.0036875 | 2027 | Mitigation | 0.5 | 30 | 0 | esc | 0.039121 | 2.7367e-07 | 0.041308 | 2.8897e-07 | 0.037115 | 2.5964e-07 | 0.035347 | 2.4727e-07
[120 empty] | 7.3.5.15 Identification and remediation of “at-risk species”WLDFRVegetation ContactBranch (Not overhanging, 4-12ft) | WLDFR | HFTD - Distribution - Tier 3 - 5QU CoRE ¦ 2QU LoRE | Red Flag Warning - Small Fires | Vegetation Contact | Branch (Not overhanging, 4-12ft) | 2028 | 6.9955e-06 | 527.1275 | 0.0036875 | 2028 | Mitigation | 0.5 | 30 | 0 | esc | 0.039121 | 2.7367e-07 | 0.041308 | 2.8897e-07 | 0.037115 | 2.5964e-07 | 0.035347 | 2.4727e-07
[120 empty] | 7.3.5.15 Identification and remediation of “at-risk species”WLDFRVegetation ContactBranch (Not overhanging, 4-12ft) | WLDFR | HFTD - Distribution - Tier 3 - 5QU CoRE ¦ 2QU LoRE | Red Flag Warning - Small Fires | Vegetation Contact | Branch (Not overhanging, 4-12ft) | 2029 | 6.9955e-06 | 527.1275 | 0.0036875 | 2029 | Mitigation | 0.5 | 30 | 0 | esc | 0.039121 | 2.7367e-07 | 0.041308 | 2.8897e-07 | 0.037115 | 2.5964e-07 | 0.035347 | 2.4727e-07
[120 empty] | 7.3.5.15 Identification and remediation of “at-risk species”WLDFRVegetation ContactBranch (Not overhanging, 4-12ft) | WLDFR | HFTD - Distribution - Tier 3 - 5QU CoRE ¦ 2QU LoRE | Red Flag Warning - Small Fires | Vegetation Contact | Branch (Not overhanging, 4-12ft) | 2030 | 6.9955e-06 | 527.1275 | 0.0036875 | 2030 | Mitigation | 0.5 | 30 | 0 | esc | 0.039121 | 2.7367e-07 | 0.041308 | 2.8897e-07 | 0.037115 | 2.5964e-07 | 0.035347 | 2.4727e-07
[120 empty] | 7.3.5.15 Identification and remediation of “at-risk species”WLDFRVegetation ContactBranch (Not overhanging, 4-12ft) | WLDFR | HFTD - Distribution - Tier 3 - 5QU CoRE ¦ 2QU LoRE | Red Flag Warning - Small Fires | Vegetation Contact | Branch (Not overhanging, 4-12ft) | 2031 | 6.9955e-06 | 527.1275 | 0.0036875 | 2031 | Mitigation | 0.5 | 30 | 0 | esc | 0.039121 | 2.7367e-07 | 0.041308 | 2.8897e-07 | 0.037115 | 2.5964e-07 | 0.035347 | 2.4727e-07
[120 empty] | 7.3.5.15 Identification and remediation of “at-risk species”WLDFRVegetation ContactBranch (Not overhanging, 4-12ft) | WLDFR | HFTD - Distribution - Tier 3 - 5QU CoRE ¦ 2QU LoRE | Red Flag Warning - Small Fires | Vegetation Contact | Branch (Not overhanging, 4-12ft) | 2032 | 6.9955e-06 | 527.1275 | 0.0036875 | 2032 | Mitigation | 0.5 | 30 | 0 | esc | 0.039121 | 2.7367e-07 | 0.041308 | 2.8897e-07 | 0.037115 | 2.5964e-07 | 0.035347 | 2.4727e-07
[120 empty] | 7.3.5.15 Identification and remediation of “at-risk species”WLDFRVegetation ContactBranch (Not overhanging, 4-12ft) | WLDFR | HFTD - Distribution - Tier 3 - 5QU CoRE ¦ 2QU LoRE | Red Flag Warning - Small Fires | Vegetation Contact | Branch (Not overhanging, 4-12ft) | 2033 | 6.9955e-06 | 527.1275 | 0.0036875 | 2033 | Mitigation | 0.5 | 30 | 0 | esc | 0.039121 | 2.7367e-07 | 0.041308 | 2.8897e-07 | 0.037115 | 2.5964e-07 | 0.035347 | 2.4727e-07
[120 empty] | 7.3.5.15 Identification and remediation of “at-risk species”WLDFRVegetation ContactBranch (Not overhanging, 4-12ft) | WLDFR | HFTD - Distribution - Tier 3 - 5QU CoRE ¦ 2QU LoRE | Red Flag Warning - Small Fires | Vegetation Contact | Branch (Not overhanging, 4-12ft) | 2034 | 6.9955e-06 | 527.1275 | 0.0036875 | 2034 | Mitigation | 0.5 | 30 | 0 | esc | 0.039121 | 2.7367e-07 | 0.041308 | 2.8897e-07 | 0.037115 | 2.5964e-07 | 0.035347 | 2.4727e-07
[120 empty] | 7.3.5.15 Identification and remediation of “at-risk species”WLDFRVegetation ContactBranch (Not overhanging, 4-12ft) | WLDFR | HFTD - Distribution - Tier 3 - 5QU CoRE ¦ 2QU LoRE | Red Flag Warning - Small Fires | Vegetation Contact | Branch (Not overhanging, 4-12ft) | 2035 | 6.9955e-06 | 527.1275 | 0.0036875 | 2035 | Mitigation | 0.5 | 30 | 0 | esc | 0.039121 | 2.7367e-07 | 0.041308 | 2.8897e-07 | 0.037115 | 2.5964e-07 | 0.035347 | 2.4727e-07
[120 empty] | 7.3.5.15 Identification and remediation of “at-risk species”WLDFRVegetation ContactBranch (Not overhanging, 4-12ft) | WLDFR | HFTD - Distribution - Tier 3 - 5QU CoRE ¦ 2QU LoRE | Red Flag Warning - Small Fires | Vegetation Contact | Branch (Not overhanging, 4-12ft) | 2036 | 6.9955e-06 | 527.1275 | 0.0036875 | 2036 | Mitigation | 0.5 | 30 | 0 | esc | 0.039121 | 2.7367e-07 | 0.041308 | 2.8897e-07 | 0.037115 | 2.5964e-07 | 0.035347 | 2.4727e-07
[120 empty] | 7.3.5.15 Identification and remediation of “at-risk species”WLDFRVegetation ContactBranch (Not overhanging, 4-12ft) | WLDFR | HFTD - Distribution - Tier 3 - 5QU CoRE ¦ 2QU LoRE | Red Flag Warning - Small Fires | Vegetation Contact | Branch (Not overhanging, 4-12ft) | 2037 | 6.9955e-06 | 527.1275 | 0.0036875 | 2037 | Mitigation | 0.5 | 30 | 0 | esc | 0.039121 | 2.7367e-07 | 0.041308 | 2.8897e-07 | 0.037115 | 2.5964e-07 | 0.035347 | 2.4727e-07
[120 empty] | 7.3.5.15 Identification and remediation of “at-risk species”WLDFRVegetation ContactBranch (Not overhanging, 4-12ft) | WLDFR | HFTD - Distribution - Tier 3 - 5QU CoRE ¦ 2QU LoRE | Red Flag Warning - Small Fires | Vegetation Contact | Branch (Not overhanging, 4-12ft) | 2038 | 6.9955e-06 | 527.1275 | 0.0036875 | 2038 | Mitigation | 0.5 | 30 | 0 | esc | 0.039121 | 2.7367e-07 | 0.041308 | 2.8897e-07 | 0.037115 | 2.5964e-07 | 0.035347 | 2.4727e-07
[120 empty] | 7.3.5.15 Identification and remediation of “at-risk species”WLDFRVegetation ContactBranch (Not overhanging, 4-12ft) | WLDFR | HFTD - Distribution - Tier 3 - 5QU CoRE ¦ 2QU LoRE | Red Flag Warning - Small Fires | Vegetation Contact | Branch (Not overhanging, 4-12ft) | 2039 | 6.9955e-06 | 527.1275 | 0.0036875 | 2039 | Mitigation | 0.5 | 30 | 0 | esc | 0.039121 | 2.7367e-07 | 0.041308 | 2.8897e-07 | 0.037115 | 2.5964e-07 | 0.035347 | 2.4727e-07
[120 empty] | 7.3.5.15 Identification and remediation of “at-risk species”WLDFRVegetation ContactBranch (Not overhanging, 4-12ft) | WLDFR | HFTD - Distribution - Tier 3 - 5QU CoRE ¦ 2QU LoRE | Red Flag Warning - Small Fires | Vegetation Contact | Branch (Not overhanging, 4-12ft) | 2040 | 6.9955e-06 | 527.1275 | 0.0036875 | 2040 | Mitigation | 0.5 | 30 | 0 | esc | 0.039121 | 2.7367e-07 | 0.041308 | 2.8897e-07 | 0.037115 | 2.5964e-07 | 0.035347 | 2.4727e-07
[120 empty] | 7.3.5.15 Identification and remediation of “at-risk species”WLDFRVegetation ContactBranch (Not overhanging, 4-12ft) | WLDFR | HFTD - Distribution - Tier 3 - 5QU CoRE ¦ 2QU LoRE | Red Flag Warning - Small Fires | Vegetation Contact | Branch (Not overhanging, 4-12ft) | 2041 | 6.9955e-06 | 527.1275 | 0.0036875 | 2041 | Mitigation | 0.5 | 30 | 0 | esc | 0.039121 | 2.7367e-07 | 0.041308 | 2.8897e-07 | 0.037115 | 2.5964e-07 | 0.035347 | 2.4727e-07
[120 empty] | 7.3.5.15 Identification and remediation of “at-risk species”WLDFRVegetation ContactBranch (Not overhanging, 4-12ft) | WLDFR | HFTD - Distribution - Tier 3 - 5QU CoRE ¦ 2QU LoRE | Red Flag Warning - Small Fires | Vegetation Contact | Branch (Not overhanging, 4-12ft) | 2042 | 6.9955e-06 | 527.1275 | 0.0036875 | 2042 | Mitigation | 0.5 | 30 | 0 | esc | 0.039121 | 2.7367e-07 | 0.041308 | 2.8897e-07 | 0.037115 | 2.5964e-07 | 0.035347 | 2.4727e-07
[120 empty] | 7.3.5.15 Identification and remediation of “at-risk species”WLDFRVegetation ContactBranch (Not overhanging, 4-12ft) | WLDFR | HFTD - Distribution - Tier 3 - 5QU CoRE ¦ 2QU LoRE | Red Flag Warning - Small Fires | Vegetation Contact | Branch (Not overhanging, 4-12ft) | 2043 | 6.9955e-06 | 527.1275 | 0.0036875 | 2043 | Mitigation | 0.5 | 30 | 0 | esc | 0.039121 | 2.7367e-07 | 0.041308 | 2.8897e-07 | 0.037115 | 2.5964e-07 | 0.035347 | 2.4727e-07
[120 empty] | 7.3.5.15 Identification and remediation of “at-risk species”WLDFRVegetation ContactBranch (Not overhanging, 4-12ft) | WLDFR | HFTD - Distribution - Tier 3 - 5QU CoRE ¦ 2QU LoRE | Red Flag Warning - Small Fires | Vegetation Contact | Branch (Not overhanging, 4-12ft) | 2044 | 6.9955e-06 | 527.1275 | 0.0036875 | 2044 | Mitigation | 0.5 | 30 | 0 | esc | 0.039121 | 2.7367e-07 | 0.041308 | 2.8897e-07 | 0.037115 | 2.5964e-07 | 0.035347 | 2.4727e-07
[120 empty] | 7.3.5.15 Identification and remediation of “at-risk species”WLDFRVegetation ContactBranch (Not overhanging, 4-12ft) | WLDFR | HFTD - Distribution - Tier 3 - 5QU CoRE ¦ 2QU LoRE | Red Flag Warning - Small Fires | Vegetation Contact | Branch (Not overhanging, 4-12ft) | 2045 | 6.9955e-06 | 527.1275 | 0.0036875 | 2045 | Mitigation | 0.5 | 30 | 0 | esc | 0.039121 | 2.7367e-07 | 0.041308 | 2.8897e-07 | 0.037115 | 2.5964e-07 | 0.035347 | 2.4727e-07
[120 empty] | 7.3.5.15 Identification and remediation of “at-risk species”WLDFRVegetation ContactBranch (Not overhanging, 4-12ft) | WLDFR | HFTD - Distribution - Tier 3 - 5QU CoRE ¦ 2QU LoRE | Red Flag Warning - Small Fires | Vegetation Contact | Branch (Not overhanging, 4-12ft) | 2046 | 6.9955e-06 | 527.1275 | 0.0036875 | 2046 | Mitigation | 0.5 | 30 | 0 | esc | 0.039121 | 2.7367e-07 | 0.041308 | 2.8897e-07 | 0.037115 | 2.5964e-07 | 0.035347 | 2.4727e-07
[120 empty] | 7.3.5.15 Identification and remediation of “at-risk species”WLDFRVegetation ContactBranch (Not overhanging, 4-12ft) | WLDFR | HFTD - Distribution - Tier 3 - 5QU CoRE ¦ 2QU LoRE | Red Flag Warning - Small Fires | Vegetation Contact | Branch (Not overhanging, 4-12ft) | 2047 | 6.9955e-06 | 527.1275 | 0.0036875 | 2047 | Mitigation | 0.5 | 30 | 0 | esc | 0.039121 | 2.7367e-07 | 0.041308 | 2.8897e-07 | 0.037115 | 2.5964e-07 | 0.035347 | 2.4727e-07
[120 empty] | 7.3.5.15 Identification and remediation of “at-risk species”WLDFRVegetation ContactBranch (Not overhanging, 4-12ft) | WLDFR | HFTD - Distribution - Tier 3 - 5QU CoRE ¦ 2QU LoRE | Red Flag Warning - Small Fires | Vegetation Contact | Branch (Not overhanging, 4-12ft) | 2048 | 6.9955e-06 | 527.1275 | 0.0036875 | 2048 | Mitigation | 0.5 | 30 | 0 | esc | 0.039121 | 2.7367e-07 | 0.041308 | 2.8897e-07 | 0.037115 | 2.5964e-07 | 0.035347 | 2.4727e-07
[120 empty] | 7.3.5.15 Identification and remediation of “at-risk species”WLDFRVegetation ContactBranch (Not overhanging, 4-12ft) | WLDFR | HFTD - Distribution - Tier 3 - 5QU CoRE ¦ 2QU LoRE | Red Flag Warning - Small Fires | Vegetation Contact | Branch (Not overhanging, 4-12ft) | 2049 | 6.9955e-06 | 527.1275 | 0.0036875 | 2049 | Mitigation | 0.5 | 30 | 0 | esc | 0.039121 | 2.7367e-07 | 0.041308 | 2.8897e-07 | 0.037115 | 2.5964e-07 | 0.035347 | 2.4727e-07
[120 empty] | 7.3.5.15 Identification and remediation of “at-risk species”WLDFRVegetation ContactBranch (Not overhanging, 4-12ft) | WLDFR | HFTD - Distribution - Tier 3 - 5QU CoRE ¦ 2QU LoRE | Red Flag Warning - Small Fires | Vegetation Contact | Branch (Not overhanging, 4-12ft) | 2050 | 6.9955e-06 | 527.1275 | 0.0036875 | 2050 | Mitigation | 0.5 | 30 | 0 | esc | 0 | 0 | 0.041308 | 2.8897e-07 | 0.037115 | 2.5964e-07 | 0.035347 | 2.4727e-07
[120 empty] | 7.3.5.15 Identification and remediation of “at-risk species”WLDFRVegetation ContactBranch (Not overhanging, 4-12ft) | WLDFR | HFTD - Distribution - Tier 3 - 5QU CoRE ¦ 2QU LoRE | Red Flag Warning - Small Fires | Vegetation Contact | Branch (Not overhanging, 4-12ft) | 2051 | 6.9955e-06 | 527.1275 | 0.0036875 | 2051 | Mitigation | 0.5 | 30 | 0 | esc | 0 | 0 | 0 | 0 | 0.037115 | 2.5964e-07 | 0.035347 | 2.4727e-07
[120 empty] | 7.3.5.15 Identification and remediation of “at-risk species”WLDFRVegetation ContactBranch (Not overhanging, 4-12ft) | WLDFR | HFTD - Distribution - Tier 3 - 5QU CoRE ¦ 2QU LoRE | Red Flag Warning - Small Fires | Vegetation Contact | Branch (Not overhanging, 4-12ft) | 2052 | 6.9955e-06 | 527.1275 | 0.0036875 | 2052 | Mitigation | 0.5 | 30 | 0 | esc | 0 | 0 | 0 | 0 | 0 | 0 | 0.035347 | 2.4727e-07
[120 empty] | 7.3.5.15 Identification and remediation of “at-risk species”WLDFRVegetation ContactBranch (Not overhanging, within 4ft) | WLDFR | HFTD - Distribution - Tier 3 - 5QU CoRE ¦ 2QU LoRE | Red Flag Warning - Small Fires | Vegetation Contact | Branch (Not overhanging, within 4ft) | 2022 | 1.7537e-06 | 527.1275 | 0.0009244 | 2022 | Mitigation | 0.9 | 30 | 0 | esc | 0.070418 | 1.2349e-07 | 0.074355 | 1.3039e-07 | 0.066806 | 1.1716e-07 | 0 | 0
[120 empty] | 7.3.5.15 Identification and remediation of “at-risk species”WLDFRVegetation ContactBranch (Not overhanging, within 4ft) | WLDFR | HFTD - Distribution - Tier 3 - 5QU CoRE ¦ 2QU LoRE | Red Flag Warning - Small Fires | Vegetation Contact | Branch (Not overhanging, within 4ft) | 2023 | 1.7537e-06 | 527.1275 | 0.0009244 | 2023 | Mitigation | 0.9 | 30 | 0 | esc | 0.070418 | 1.2349e-07 | 0.074355 | 1.3039e-07 | 0.066806 | 1.1716e-07 | 0.063625 | 1.1158e-07
[120 empty] | 7.3.5.15 Identification and remediation of “at-risk species”WLDFRVegetation ContactBranch (Not overhanging, within 4ft) | WLDFR | HFTD - Distribution - Tier 3 - 5QU CoRE ¦ 2QU LoRE | Red Flag Warning - Small Fires | Vegetation Contact | Branch (Not overhanging, within 4ft) | 2024 | 1.7537e-06 | 527.1275 | 0.0009244 | 2024 | Mitigation | 0.9 | 30 | 0 | esc | 0.070418 | 1.2349e-07 | 0.074355 | 1.3039e-07 | 0.066806 | 1.1716e-07 | 0.063625 | 1.1158e-07
[120 empty] | 7.3.5.15 Identification and remediation of “at-risk species”WLDFRVegetation ContactBranch (Not overhanging, within 4ft) | WLDFR | HFTD - Distribution - Tier 3 - 5QU CoRE ¦ 2QU LoRE | Red Flag Warning - Small Fires | Vegetation Contact | Branch (Not overhanging, within 4ft) | 2025 | 1.7537e-06 | 527.1275 | 0.0009244 | 2025 | Mitigation | 0.9 | 30 | 0 | esc | 0.070418 | 1.2349e-07 | 0.074355 | 1.3039e-07 | 0.066806 | 1.1716e-07 | 0.063625 | 1.1158e-07
[120 empty] | 7.3.5.15 Identification and remediation of “at-risk species”WLDFRVegetation ContactBranch (Not overhanging, within 4ft) | WLDFR | HFTD - Distribution - Tier 3 - 5QU CoRE ¦ 2QU LoRE | Red Flag Warning - Small Fires | Vegetation Contact | Branch (Not overhanging, within 4ft) | 2026 | 1.7537e-06 | 527.1275 | 0.0009244 | 2026 | Mitigation | 0.9 | 30 | 0 | esc | 0.070418 | 1.2349e-07 | 0.074355 | 1.3039e-07 | 0.066806 | 1.1716e-07 | 0.063625 | 1.1158e-07
[120 empty] | 7.3.5.15 Identification and remediation of “at-risk species”WLDFRVegetation ContactBranch (Not overhanging, within 4ft) | WLDFR | HFTD - Distribution - Tier 3 - 5QU CoRE ¦ 2QU LoRE | Red Flag Warning - Small Fires | Vegetation Contact | Branch (Not overhanging, within 4ft) | 2027 | 1.7537e-06 | 527.1275 | 0.0009244 | 2027 | Mitigation | 0.9 | 30 | 0 | esc | 0.070418 | 1.2349e-07 | 0.074355 | 1.3039e-07 | 0.066806 | 1.1716e-07 | 0.063625 | 1.1158e-07
[120 empty] | 7.3.5.15 Identification and remediation of “at-risk species”WLDFRVegetation ContactBranch (Not overhanging, within 4ft) | WLDFR | HFTD - Distribution - Tier 3 - 5QU CoRE ¦ 2QU LoRE | Red Flag Warning - Small Fires | Vegetation Contact | Branch (Not overhanging, within 4ft) | 2028 | 1.7537e-06 | 527.1275 | 0.0009244 | 2028 | Mitigation | 0.9 | 30 | 0 | esc | 0.070418 | 1.2349e-07 | 0.074355 | 1.3039e-07 | 0.066806 | 1.1716e-07 | 0.063625 | 1.1158e-07
[120 empty] | 7.3.5.15 Identification and remediation of “at-risk species”WLDFRVegetation ContactBranch (Not overhanging, within 4ft) | WLDFR | HFTD - Distribution - Tier 3 - 5QU CoRE ¦ 2QU LoRE | Red Flag Warning - Small Fires | Vegetation Contact | Branch (Not overhanging, within 4ft) | 2029 | 1.7537e-06 | 527.1275 | 0.0009244 | 2029 | Mitigation | 0.9 | 30 | 0 | esc | 0.070418 | 1.2349e-07 | 0.074355 | 1.3039e-07 | 0.066806 | 1.1716e-07 | 0.063625 | 1.1158e-07
[120 empty] | 7.3.5.15 Identification and remediation of “at-risk species”WLDFRVegetation ContactBranch (Not overhanging, within 4ft) | WLDFR | HFTD - Distribution - Tier 3 - 5QU CoRE ¦ 2QU LoRE | Red Flag Warning - Small Fires | Vegetation Contact | Branch (Not overhanging, within 4ft) | 2030 | 1.7537e-06 | 527.1275 | 0.0009244 | 2030 | Mitigation | 0.9 | 30 | 0 | esc | 0.070418 | 1.2349e-07 | 0.074355 | 1.3039e-07 | 0.066806 | 1.1716e-07 | 0.063625 | 1.1158e-07
[120 empty] | 7.3.5.15 Identification and remediation of “at-risk species”WLDFRVegetation ContactBranch (Not overhanging, within 4ft) | WLDFR | HFTD - Distribution - Tier 3 - 5QU CoRE ¦ 2QU LoRE | Red Flag Warning - Small Fires | Vegetation Contact | Branch (Not overhanging, within 4ft) | 2031 | 1.7537e-06 | 527.1275 | 0.0009244 | 2031 | Mitigation | 0.9 | 30 | 0 | esc | 0.070418 | 1.2349e-07 | 0.074355 | 1.3039e-07 | 0.066806 | 1.1716e-07 | 0.063625 | 1.1158e-07
[120 empty] | 7.3.5.15 Identification and remediation of “at-risk species”WLDFRVegetation ContactBranch (Not overhanging, within 4ft) | WLDFR | HFTD - Distribution - Tier 3 - 5QU CoRE ¦ 2QU LoRE | Red Flag Warning - Small Fires | Vegetation Contact | Branch (Not overhanging, within 4ft) | 2032 | 1.7537e-06 | 527.1275 | 0.0009244 | 2032 | Mitigation | 0.9 | 30 | 0 | esc | 0.070418 | 1.2349e-07 | 0.074355 | 1.3039e-07 | 0.066806 | 1.1716e-07 | 0.063625 | 1.1158e-07
[120 empty] | 7.3.5.15 Identification and remediation of “at-risk species”WLDFRVegetation ContactBranch (Not overhanging, within 4ft) | WLDFR | HFTD - Distribution - Tier 3 - 5QU CoRE ¦ 2QU LoRE | Red Flag Warning - Small Fires | Vegetation Contact | Branch (Not overhanging, within 4ft) | 2033 | 1.7537e-06 | 527.1275 | 0.0009244 | 2033 | Mitigation | 0.9 | 30 | 0 | esc | 0.070418 | 1.2349e-07 | 0.074355 | 1.3039e-07 | 0.066806 | 1.1716e-07 | 0.063625 | 1.1158e-07
[120 empty] | 7.3.5.15 Identification and remediation of “at-risk species”WLDFRVegetation ContactBranch (Not overhanging, within 4ft) | WLDFR | HFTD - Distribution - Tier 3 - 5QU CoRE ¦ 2QU LoRE | Red Flag Warning - Small Fires | Vegetation Contact | Branch (Not overhanging, within 4ft) | 2034 | 1.7537e-06 | 527.1275 | 0.0009244 | 2034 | Mitigation | 0.9 | 30 | 0 | esc | 0.070418 | 1.2349e-07 | 0.074355 | 1.3039e-07 | 0.066806 | 1.1716e-07 | 0.063625 | 1.1158e-07
[120 empty] | 7.3.5.15 Identification and remediation of “at-risk species”WLDFRVegetation ContactBranch (Not overhanging, within 4ft) | WLDFR | HFTD - Distribution - Tier 3 - 5QU CoRE ¦ 2QU LoRE | Red Flag Warning - Small Fires | Vegetation Contact | Branch (Not overhanging, within 4ft) | 2035 | 1.7537e-06 | 527.1275 | 0.0009244 | 2035 | Mitigation | 0.9 | 30 | 0 | esc | 0.070418 | 1.2349e-07 | 0.074355 | 1.3039e-07 | 0.066806 | 1.1716e-07 | 0.063625 | 1.1158e-07
[120 empty] | 7.3.5.15 Identification and remediation of “at-risk species”WLDFRVegetation ContactBranch (Not overhanging, within 4ft) | WLDFR | HFTD - Distribution - Tier 3 - 5QU CoRE ¦ 2QU LoRE | Red Flag Warning - Small Fires | Vegetation Contact | Branch (Not overhanging, within 4ft) | 2036 | 1.7537e-06 | 527.1275 | 0.0009244 | 2036 | Mitigation | 0.9 | 30 | 0 | esc | 0.070418 | 1.2349e-07 | 0.074355 | 1.3039e-07 | 0.066806 | 1.1716e-07 | 0.063625 | 1.1158e-07
[120 empty] | 7.3.5.15 Identification and remediation of “at-risk species”WLDFRVegetation ContactBranch (Not overhanging, within 4ft) | WLDFR | HFTD - Distribution - Tier 3 - 5QU CoRE ¦ 2QU LoRE | Red Flag Warning - Small Fires | Vegetation Contact | Branch (Not overhanging, within 4ft) | 2037 | 1.7537e-06 | 527.1275 | 0.0009244 | 2037 | Mitigation | 0.9 | 30 | 0 | esc | 0.070418 | 1.2349e-07 | 0.074355 | 1.3039e-07 | 0.066806 | 1.1716e-07 | 0.063625 | 1.1158e-07
[120 empty] | 7.3.5.15 Identification and remediation of “at-risk species”WLDFRVegetation ContactBranch (Not overhanging, within 4ft) | WLDFR | HFTD - Distribution - Tier 3 - 5QU CoRE ¦ 2QU LoRE | Red Flag Warning - Small Fires | Vegetation Contact | Branch (Not overhanging, within 4ft) | 2038 | 1.7537e-06 | 527.1275 | 0.0009244 | 2038 | Mitigation | 0.9 | 30 | 0 | esc | 0.070418 | 1.2349e-07 | 0.074355 | 1.3039e-07 | 0.066806 | 1.1716e-07 | 0.063625 | 1.1158e-07
[120 empty] | 7.3.5.15 Identification and remediation of “at-risk species”WLDFRVegetation ContactBranch (Not overhanging, within 4ft) | WLDFR | HFTD - Distribution - Tier 3 - 5QU CoRE ¦ 2QU LoRE | Red Flag Warning - Small Fires | Vegetation Contact | Branch (Not overhanging, within 4ft) | 2039 | 1.7537e-06 | 527.1275 | 0.0009244 | 2039 | Mitigation | 0.9 | 30 | 0 | esc | 0.070418 | 1.2349e-07 | 0.074355 | 1.3039e-07 | 0.066806 | 1.1716e-07 | 0.063625 | 1.1158e-07
[120 empty] | 7.3.5.15 Identification and remediation of “at-risk species”WLDFRVegetation ContactBranch (Not overhanging, within 4ft) | WLDFR | HFTD - Distribution - Tier 3 - 5QU CoRE ¦ 2QU LoRE | Red Flag Warning - Small Fires | Vegetation Contact | Branch (Not overhanging, within 4ft) | 2040 | 1.7537e-06 | 527.1275 | 0.0009244 | 2040 | Mitigation | 0.9 | 30 | 0 | esc | 0.070418 | 1.2349e-07 | 0.074355 | 1.3039e-07 | 0.066806 | 1.1716e-07 | 0.063625 | 1.1158e-07
[120 empty] | 7.3.5.15 Identification and remediation of “at-risk species”WLDFRVegetation ContactBranch (Not overhanging, within 4ft) | WLDFR | HFTD - Distribution - Tier 3 - 5QU CoRE ¦ 2QU LoRE | Red Flag Warning - Small Fires | Vegetation Contact | Branch (Not overhanging, within 4ft) | 2041 | 1.7537e-06 | 527.1275 | 0.0009244 | 2041 | Mitigation | 0.9 | 30 | 0 | esc | 0.070418 | 1.2349e-07 | 0.074355 | 1.3039e-07 | 0.066806 | 1.1716e-07 | 0.063625 | 1.1158e-07
[120 empty] | 7.3.5.15 Identification and remediation of “at-risk species”WLDFRVegetation ContactBranch (Not overhanging, within 4ft) | WLDFR | HFTD - Distribution - Tier 3 - 5QU CoRE ¦ 2QU LoRE | Red Flag Warning - Small Fires | Vegetation Contact | Branch (Not overhanging, within 4ft) | 2042 | 1.7537e-06 | 527.1275 | 0.0009244 | 2042 | Mitigation | 0.9 | 30 | 0 | esc | 0.070418 | 1.2349e-07 | 0.074355 | 1.3039e-07 | 0.066806 | 1.1716e-07 | 0.063625 | 1.1158e-07
[120 empty] | 7.3.5.15 Identification and remediation of “at-risk species”WLDFRVegetation ContactBranch (Not overhanging, within 4ft) | WLDFR | HFTD - Distribution - Tier 3 - 5QU CoRE ¦ 2QU LoRE | Red Flag Warning - Small Fires | Vegetation Contact | Branch (Not overhanging, within 4ft) | 2043 | 1.7537e-06 | 527.1275 | 0.0009244 | 2043 | Mitigation | 0.9 | 30 | 0 | esc | 0.070418 | 1.2349e-07 | 0.074355 | 1.3039e-07 | 0.066806 | 1.1716e-07 | 0.063625 | 1.1158e-07
[120 empty] | 7.3.5.15 Identification and remediation of “at-risk species”WLDFRVegetation ContactBranch (Not overhanging, within 4ft) | WLDFR | HFTD - Distribution - Tier 3 - 5QU CoRE ¦ 2QU LoRE | Red Flag Warning - Small Fires | Vegetation Contact | Branch (Not overhanging, within 4ft) | 2044 | 1.7537e-06 | 527.1275 | 0.0009244 | 2044 | Mitigation | 0.9 | 30 | 0 | esc | 0.070418 | 1.2349e-07 | 0.074355 | 1.3039e-07 | 0.066806 | 1.1716e-07 | 0.063625 | 1.1158e-07
[120 empty] | 7.3.5.15 Identification and remediation of “at-risk species”WLDFRVegetation ContactBranch (Not overhanging, within 4ft) | WLDFR | HFTD - Distribution - Tier 3 - 5QU CoRE ¦ 2QU LoRE | Red Flag Warning - Small Fires | Vegetation Contact | Branch (Not overhanging, within 4ft) | 2045 | 1.7537e-06 | 527.1275 | 0.0009244 | 2045 | Mitigation | 0.9 | 30 | 0 | esc | 0.070418 | 1.2349e-07 | 0.074355 | 1.3039e-07 | 0.066806 | 1.1716e-07 | 0.063625 | 1.1158e-07
[120 empty] | 7.3.5.15 Identification and remediation of “at-risk species”WLDFRVegetation ContactBranch (Not overhanging, within 4ft) | WLDFR | HFTD - Distribution - Tier 3 - 5QU CoRE ¦ 2QU LoRE | Red Flag Warning - Small Fires | Vegetation Contact | Branch (Not overhanging, within 4ft) | 2046 | 1.7537e-06 | 527.1275 | 0.0009244 | 2046 | Mitigation | 0.9 | 30 | 0 | esc | 0.070418 | 1.2349e-07 | 0.074355 | 1.3039e-07 | 0.066806 | 1.1716e-07 | 0.063625 | 1.1158e-07
[120 empty] | 7.3.5.15 Identification and remediation of “at-risk species”WLDFRVegetation ContactBranch (Not overhanging, within 4ft) | WLDFR | HFTD - Distribution - Tier 3 - 5QU CoRE ¦ 2QU LoRE | Red Flag Warning - Small Fires | Vegetation Contact | Branch (Not overhanging, within 4ft) | 2047 | 1.7537e-06 | 527.1275 | 0.0009244 | 2047 | Mitigation | 0.9 | 30 | 0 | esc | 0.070418 | 1.2349e-07 | 0.074355 | 1.3039e-07 | 0.066806 | 1.1716e-07 | 0.063625 | 1.1158e-07
[120 empty] | 7.3.5.15 Identification and remediation of “at-risk species”WLDFRVegetation ContactBranch (Not overhanging, within 4ft) | WLDFR | HFTD - Distribution - Tier 3 - 5QU CoRE ¦ 2QU LoRE | Red Flag Warning - Small Fires | Vegetation Contact | Branch (Not overhanging, within 4ft) | 2048 | 1.7537e-06 | 527.1275 | 0.0009244 | 2048 | Mitigation | 0.9 | 30 | 0 | esc | 0.070418 | 1.2349e-07 | 0.074355 | 1.3039e-07 | 0.066806 | 1.1716e-07 | 0.063625 | 1.1158e-07
[120 empty] | 7.3.5.15 Identification and remediation of “at-risk species”WLDFRVegetation ContactBranch (Not overhanging, within 4ft) | WLDFR | HFTD - Distribution - Tier 3 - 5QU CoRE ¦ 2QU LoRE | Red Flag Warning - Small Fires | Vegetation Contact | Branch (Not overhanging, within 4ft) | 2049 | 1.7537e-06 | 527.1275 | 0.0009244 | 2049 | Mitigation | 0.9 | 30 | 0 | esc | 0.070418 | 1.2349e-07 | 0.074355 | 1.3039e-07 | 0.066806 | 1.1716e-07 | 0.063625 | 1.1158e-07
[120 empty] | 7.3.5.15 Identification and remediation of “at-risk species”WLDFRVegetation ContactBranch (Not overhanging, within 4ft) | WLDFR | HFTD - Distribution - Tier 3 - 5QU CoRE ¦ 2QU LoRE | Red Flag Warning - Small Fires | Vegetation Contact | Branch (Not overhanging, within 4ft) | 2050 | 1.7537e-06 | 527.1275 | 0.0009244 | 2050 | Mitigation | 0.9 | 30 | 0 | esc | 0 | 0 | 0.074355 | 1.3039e-07 | 0.066806 | 1.1716e-07 | 0.063625 | 1.1158e-07
[120 empty] | 7.3.5.15 Identification and remediation of “at-risk species”WLDFRVegetation ContactBranch (Not overhanging, within 4ft) | WLDFR | HFTD - Distribution - Tier 3 - 5QU CoRE ¦ 2QU LoRE | Red Flag Warning - Small Fires | Vegetation Contact | Branch (Not overhanging, within 4ft) | 2051 | 1.7537e-06 | 527.1275 | 0.0009244 | 2051 | Mitigation | 0.9 | 30 | 0 | esc | 0 | 0 | 0 | 0 | 0.066806 | 1.1716e-07 | 0.063625 | 1.1158e-07
[120 empty] | 7.3.5.15 Identification and remediation of “at-risk species”WLDFRVegetation ContactBranch (Not overhanging, within 4ft) | WLDFR | HFTD - Distribution - Tier 3 - 5QU CoRE ¦ 2QU LoRE | Red Flag Warning - Small Fires | Vegetation Contact | Branch (Not overhanging, within 4ft) | 2052 | 1.7537e-06 | 527.1275 | 0.0009244 | 2052 | Mitigation | 0.9 | 30 | 0 | esc | 0 | 0 | 0 | 0 | 0 | 0 | 0.063625 | 1.1158e-07
[120 empty] | 7.3.5.15 Identification and remediation of “at-risk species”WLDFRVegetation ContactBranch (OverHanging) | WLDFR | HFTD - Distribution - Tier 3 - 5QU CoRE ¦ 2QU LoRE | Red Flag Warning - Small Fires | Vegetation Contact | Branch (OverHanging) | 2022 | 0.00010396 | 527.1275 | 0.054801 | 2022 | Mitigation | 0.9 | 30 | 0 | esc | 0.070418 | 7.3208e-06 | 0.074355 | 7.7301e-06 | 0.066806 | 6.9453e-06 | 0 | 0
[120 empty] | 7.3.5.15 Identification and remediation of “at-risk species”WLDFRVegetation ContactBranch (OverHanging) | WLDFR | HFTD - Distribution - Tier 3 - 5QU CoRE ¦ 2QU LoRE | Red Flag Warning - Small Fires | Vegetation Contact | Branch (OverHanging) | 2023 | 0.00010396 | 527.1275 | 0.054801 | 2023 | Mitigation | 0.9 | 30 | 0 | esc | 0.070418 | 7.3208e-06 | 0.074355 | 7.7301e-06 | 0.066806 | 6.9453e-06 | 0.063625 | 6.6145e-06
[120 empty] | 7.3.5.15 Identification and remediation of “at-risk species”WLDFRVegetation ContactBranch (OverHanging) | WLDFR | HFTD - Distribution - Tier 3 - 5QU CoRE ¦ 2QU LoRE | Red Flag Warning - Small Fires | Vegetation Contact | Branch (OverHanging) | 2024 | 0.00010396 | 527.1275 | 0.054801 | 2024 | Mitigation | 0.9 | 30 | 0 | esc | 0.070418 | 7.3208e-06 | 0.074355 | 7.7301e-06 | 0.066806 | 6.9453e-06 | 0.063625 | 6.6145e-06
[120 empty] | 7.3.5.15 Identification and remediation of “at-risk species”WLDFRVegetation ContactBranch (OverHanging) | WLDFR | HFTD - Distribution - Tier 3 - 5QU CoRE ¦ 2QU LoRE | Red Flag Warning - Small Fires | Vegetation Contact | Branch (OverHanging) | 2025 | 0.00010396 | 527.1275 | 0.054801 | 2025 | Mitigation | 0.9 | 30 | 0 | esc | 0.070418 | 7.3208e-06 | 0.074355 | 7.7301e-06 | 0.066806 | 6.9453e-06 | 0.063625 | 6.6145e-06
[120 empty] | 7.3.5.15 Identification and remediation of “at-risk species”WLDFRVegetation ContactBranch (OverHanging) | WLDFR | HFTD - Distribution - Tier 3 - 5QU CoRE ¦ 2QU LoRE | Red Flag Warning - Small Fires | Vegetation Contact | Branch (OverHanging) | 2026 | 0.00010396 | 527.1275 | 0.054801 | 2026 | Mitigation | 0.9 | 30 | 0 | esc | 0.070418 | 7.3208e-06 | 0.074355 | 7.7301e-06 | 0.066806 | 6.9453e-06 | 0.063625 | 6.6145e-06
[120 empty] | 7.3.5.15 Identification and remediation of “at-risk species”WLDFRVegetation ContactBranch (OverHanging) | WLDFR | HFTD - Distribution - Tier 3 - 5QU CoRE ¦ 2QU LoRE | Red Flag Warning - Small Fires | Vegetation Contact | Branch (OverHanging) | 2027 | 0.00010396 | 527.1275 | 0.054801 | 2027 | Mitigation | 0.9 | 30 | 0 | esc | 0.070418 | 7.3208e-06 | 0.074355 | 7.7301e-06 | 0.066806 | 6.9453e-06 | 0.063625 | 6.6145e-06
[120 empty] | 7.3.5.15 Identification and remediation of “at-risk species”WLDFRVegetation ContactBranch (OverHanging) | WLDFR | HFTD - Distribution - Tier 3 - 5QU CoRE ¦ 2QU LoRE | Red Flag Warning - Small Fires | Vegetation Contact | Branch (OverHanging) | 2028 | 0.00010396 | 527.1275 | 0.054801 | 2028 | Mitigation | 0.9 | 30 | 0 | esc | 0.070418 | 7.3208e-06 | 0.074355 | 7.7301e-06 | 0.066806 | 6.9453e-06 | 0.063625 | 6.6145e-06
[120 empty] | 7.3.5.15 Identification and remediation of “at-risk species”WLDFRVegetation ContactBranch (OverHanging) | WLDFR | HFTD - Distribution - Tier 3 - 5QU CoRE ¦ 2QU LoRE | Red Flag Warning - Small Fires | Vegetation Contact | Branch (OverHanging) | 2029 | 0.00010396 | 527.1275 | 0.054801 | 2029 | Mitigation | 0.9 | 30 | 0 | esc | 0.070418 | 7.3208e-06 | 0.074355 | 7.7301e-06 | 0.066806 | 6.9453e-06 | 0.063625 | 6.6145e-06
[120 empty] | 7.3.5.15 Identification and remediation of “at-risk species”WLDFRVegetation ContactBranch (OverHanging) | WLDFR | HFTD - Distribution - Tier 3 - 5QU CoRE ¦ 2QU LoRE | Red Flag Warning - Small Fires | Vegetation Contact | Branch (OverHanging) | 2030 | 0.00010396 | 527.1275 | 0.054801 | 2030 | Mitigation | 0.9 | 30 | 0 | esc | 0.070418 | 7.3208e-06 | 0.074355 | 7.7301e-06 | 0.066806 | 6.9453e-06 | 0.063625 | 6.6145e-06
[120 empty] | 7.3.5.15 Identification and remediation of “at-risk species”WLDFRVegetation ContactBranch (OverHanging) | WLDFR | HFTD - Distribution - Tier 3 - 5QU CoRE ¦ 2QU LoRE | Red Flag Warning - Small Fires | Vegetation Contact | Branch (OverHanging) | 2031 | 0.00010396 | 527.1275 | 0.054801 | 2031 | Mitigation | 0.9 | 30 | 0 | esc | 0.070418 | 7.3208e-06 | 0.074355 | 7.7301e-06 | 0.066806 | 6.9453e-06 | 0.063625 | 6.6145e-06
[120 empty] | 7.3.5.15 Identification and remediation of “at-risk species”WLDFRVegetation ContactBranch (OverHanging) | WLDFR | HFTD - Distribution - Tier 3 - 5QU CoRE ¦ 2QU LoRE | Red Flag Warning - Small Fires | Vegetation Contact | Branch (OverHanging) | 2032 | 0.00010396 | 527.1275 | 0.054801 | 2032 | Mitigation | 0.9 | 30 | 0 | esc | 0.070418 | 7.3208e-06 | 0.074355 | 7.7301e-06 | 0.066806 | 6.9453e-06 | 0.063625 | 6.6145e-06
[120 empty] | 7.3.5.15 Identification and remediation of “at-risk species”WLDFRVegetation ContactBranch (OverHanging) | WLDFR | HFTD - Distribution - Tier 3 - 5QU CoRE ¦ 2QU LoRE | Red Flag Warning - Small Fires | Vegetation Contact | Branch (OverHanging) | 2033 | 0.00010396 | 527.1275 | 0.054801 | 2033 | Mitigation | 0.9 | 30 | 0 | esc | 0.070418 | 7.3208e-06 | 0.074355 | 7.7301e-06 | 0.066806 | 6.9453e-06 | 0.063625 | 6.6145e-06
[120 empty] | 7.3.5.15 Identification and remediation of “at-risk species”WLDFRVegetation ContactBranch (OverHanging) | WLDFR | HFTD - Distribution - Tier 3 - 5QU CoRE ¦ 2QU LoRE | Red Flag Warning - Small Fires | Vegetation Contact | Branch (OverHanging) | 2034 | 0.00010396 | 527.1275 | 0.054801 | 2034 | Mitigation | 0.9 | 30 | 0 | esc | 0.070418 | 7.3208e-06 | 0.074355 | 7.7301e-06 | 0.066806 | 6.9453e-06 | 0.063625 | 6.6145e-06
[120 empty] | 7.3.5.15 Identification and remediation of “at-risk species”WLDFRVegetation ContactBranch (OverHanging) | WLDFR | HFTD - Distribution - Tier 3 - 5QU CoRE ¦ 2QU LoRE | Red Flag Warning - Small Fires | Vegetation Contact | Branch (OverHanging) | 2035 | 0.00010396 | 527.1275 | 0.054801 | 2035 | Mitigation | 0.9 | 30 | 0 | esc | 0.070418 | 7.3208e-06 | 0.074355 | 7.7301e-06 | 0.066806 | 6.9453e-06 | 0.063625 | 6.6145e-06
[120 empty] | 7.3.5.15 Identification and remediation of “at-risk species”WLDFRVegetation ContactBranch (OverHanging) | WLDFR | HFTD - Distribution - Tier 3 - 5QU CoRE ¦ 2QU LoRE | Red Flag Warning - Small Fires | Vegetation Contact | Branch (OverHanging) | 2036 | 0.00010396 | 527.1275 | 0.054801 | 2036 | Mitigation | 0.9 | 30 | 0 | esc | 0.070418 | 7.3208e-06 | 0.074355 | 7.7301e-06 | 0.066806 | 6.9453e-06 | 0.063625 | 6.6145e-06
[120 empty] | 7.3.5.15 Identification and remediation of “at-risk species”WLDFRVegetation ContactBranch (OverHanging) | WLDFR | HFTD - Distribution - Tier 3 - 5QU CoRE ¦ 2QU LoRE | Red Flag Warning - Small Fires | Vegetation Contact | Branch (OverHanging) | 2037 | 0.00010396 | 527.1275 | 0.054801 | 2037 | Mitigation | 0.9 | 30 | 0 | esc | 0.070418 | 7.3208e-06 | 0.074355 | 7.7301e-06 | 0.066806 | 6.9453e-06 | 0.063625 | 6.6145e-06
[120 empty] | 7.3.5.15 Identification and remediation of “at-risk species”WLDFRVegetation ContactBranch (OverHanging) | WLDFR | HFTD - Distribution - Tier 3 - 5QU CoRE ¦ 2QU LoRE | Red Flag Warning - Small Fires | Vegetation Contact | Branch (OverHanging) | 2038 | 0.00010396 | 527.1275 | 0.054801 | 2038 | Mitigation | 0.9 | 30 | 0 | esc | 0.070418 | 7.3208e-06 | 0.074355 | 7.7301e-06 | 0.066806 | 6.9453e-06 | 0.063625 | 6.6145e-06
[120 empty] | 7.3.5.15 Identification and remediation of “at-risk species”WLDFRVegetation ContactBranch (OverHanging) | WLDFR | HFTD - Distribution - Tier 3 - 5QU CoRE ¦ 2QU LoRE | Red Flag Warning - Small Fires | Vegetation Contact | Branch (OverHanging) | 2039 | 0.00010396 | 527.1275 | 0.054801 | 2039 | Mitigation | 0.9 | 30 | 0 | esc | 0.070418 | 7.3208e-06 | 0.074355 | 7.7301e-06 | 0.066806 | 6.9453e-06 | 0.063625 | 6.6145e-06
[120 empty] | 7.3.5.15 Identification and remediation of “at-risk species”WLDFRVegetation ContactBranch (OverHanging) | WLDFR | HFTD - Distribution - Tier 3 - 5QU CoRE ¦ 2QU LoRE | Red Flag Warning - Small Fires | Vegetation Contact | Branch (OverHanging) | 2040 | 0.00010396 | 527.1275 | 0.054801 | 2040 | Mitigation | 0.9 | 30 | 0 | esc | 0.070418 | 7.3208e-06 | 0.074355 | 7.7301e-06 | 0.066806 | 6.9453e-06 | 0.063625 | 6.6145e-06
[120 empty] | 7.3.5.15 Identification and remediation of “at-risk species”WLDFRVegetation ContactBranch (OverHanging) | WLDFR | HFTD - Distribution - Tier 3 - 5QU CoRE ¦ 2QU LoRE | Red Flag Warning - Small Fires | Vegetation Contact | Branch (OverHanging) | 2041 | 0.00010396 | 527.1275 | 0.054801 | 2041 | Mitigation | 0.9 | 30 | 0 | esc | 0.070418 | 7.3208e-06 | 0.074355 | 7.7301e-06 | 0.066806 | 6.9453e-06 | 0.063625 | 6.6145e-06
[120 empty] | 7.3.5.15 Identification and remediation of “at-risk species”WLDFRVegetation ContactBranch (OverHanging) | WLDFR | HFTD - Distribution - Tier 3 - 5QU CoRE ¦ 2QU LoRE | Red Flag Warning - Small Fires | Vegetation Contact | Branch (OverHanging) | 2042 | 0.00010396 | 527.1275 | 0.054801 | 2042 | Mitigation | 0.9 | 30 | 0 | esc | 0.070418 | 7.3208e-06 | 0.074355 | 7.7301e-06 | 0.066806 | 6.9453e-06 | 0.063625 | 6.6145e-06
[120 empty] | 7.3.5.15 Identification and remediation of “at-risk species”WLDFRVegetation ContactBranch (OverHanging) | WLDFR | HFTD - Distribution - Tier 3 - 5QU CoRE ¦ 2QU LoRE | Red Flag Warning - Small Fires | Vegetation Contact | Branch (OverHanging) | 2043 | 0.00010396 | 527.1275 | 0.054801 | 2043 | Mitigation | 0.9 | 30 | 0 | esc | 0.070418 | 7.3208e-06 | 0.074355 | 7.7301e-06 | 0.066806 | 6.9453e-06 | 0.063625 | 6.6145e-06
[120 empty] | 7.3.5.15 Identification and remediation of “at-risk species”WLDFRVegetation ContactBranch (OverHanging) | WLDFR | HFTD - Distribution - Tier 3 - 5QU CoRE ¦ 2QU LoRE | Red Flag Warning - Small Fires | Vegetation Contact | Branch (OverHanging) | 2044 | 0.00010396 | 527.1275 | 0.054801 | 2044 | Mitigation | 0.9 | 30 | 0 | esc | 0.070418 | 7.3208e-06 | 0.074355 | 7.7301e-06 | 0.066806 | 6.9453e-06 | 0.063625 | 6.6145e-06
[120 empty] | 7.3.5.15 Identification and remediation of “at-risk species”WLDFRVegetation ContactBranch (OverHanging) | WLDFR | HFTD - Distribution - Tier 3 - 5QU CoRE ¦ 2QU LoRE | Red Flag Warning - Small Fires | Vegetation Contact | Branch (OverHanging) | 2045 | 0.00010396 | 527.1275 | 0.054801 | 2045 | Mitigation | 0.9 | 30 | 0 | esc | 0.070418 | 7.3208e-06 | 0.074355 | 7.7301e-06 | 0.066806 | 6.9453e-06 | 0.063625 | 6.6145e-06
[120 empty] | 7.3.5.15 Identification and remediation of “at-risk species”WLDFRVegetation ContactBranch (OverHanging) | WLDFR | HFTD - Distribution - Tier 3 - 5QU CoRE ¦ 2QU LoRE | Red Flag Warning - Small Fires | Vegetation Contact | Branch (OverHanging) | 2046 | 0.00010396 | 527.1275 | 0.054801 | 2046 | Mitigation | 0.9 | 30 | 0 | esc | 0.070418 | 7.3208e-06 | 0.074355 | 7.7301e-06 | 0.066806 | 6.9453e-06 | 0.063625 | 6.6145e-06
[120 empty] | 7.3.5.15 Identification and remediation of “at-risk species”WLDFRVegetation ContactBranch (OverHanging) | WLDFR | HFTD - Distribution - Tier 3 - 5QU CoRE ¦ 2QU LoRE | Red Flag Warning - Small Fires | Vegetation Contact | Branch (OverHanging) | 2047 | 0.00010396 | 527.1275 | 0.054801 | 2047 | Mitigation | 0.9 | 30 | 0 | esc | 0.070418 | 7.3208e-06 | 0.074355 | 7.7301e-06 | 0.066806 | 6.9453e-06 | 0.063625 | 6.6145e-06
[120 empty] | 7.3.5.15 Identification and remediation of “at-risk species”WLDFRVegetation ContactBranch (OverHanging) | WLDFR | HFTD - Distribution - Tier 3 - 5QU CoRE ¦ 2QU LoRE | Red Flag Warning - Small Fires | Vegetation Contact | Branch (OverHanging) | 2048 | 0.00010396 | 527.1275 | 0.054801 | 2048 | Mitigation | 0.9 | 30 | 0 | esc | 0.070418 | 7.3208e-06 | 0.074355 | 7.7301e-06 | 0.066806 | 6.9453e-06 | 0.063625 | 6.6145e-06
[120 empty] | 7.3.5.15 Identification and remediation of “at-risk species”WLDFRVegetation ContactBranch (OverHanging) | WLDFR | HFTD - Distribution - Tier 3 - 5QU CoRE ¦ 2QU LoRE | Red Flag Warning - Small Fires | Vegetation Contact | Branch (OverHanging) | 2049 | 0.00010396 | 527.1275 | 0.054801 | 2049 | Mitigation | 0.9 | 30 | 0 | esc | 0.070418 | 7.3208e-06 | 0.074355 | 7.7301e-06 | 0.066806 | 6.9453e-06 | 0.063625 | 6.6145e-06
[120 empty] | 7.3.5.15 Identification and remediation of “at-risk species”WLDFRVegetation ContactBranch (OverHanging) | WLDFR | HFTD - Distribution - Tier 3 - 5QU CoRE ¦ 2QU LoRE | Red Flag Warning - Small Fires | Vegetation Contact | Branch (OverHanging) | 2050 | 0.00010396 | 527.1275 | 0.054801 | 2050 | Mitigation | 0.9 | 30 | 0 | esc | 0 | 0 | 0.074355 | 7.7301e-06 | 0.066806 | 6.9453e-06 | 0.063625 | 6.6145e-06
[120 empty] | 7.3.5.15 Identification and remediation of “at-risk species”WLDFRVegetation ContactBranch (OverHanging) | WLDFR | HFTD - Distribution - Tier 3 - 5QU CoRE ¦ 2QU LoRE | Red Flag Warning - Small Fires | Vegetation Contact | Branch (OverHanging) | 2051 | 0.00010396 | 527.1275 | 0.054801 | 2051 | Mitigation | 0.9 | 30 | 0 | esc | 0 | 0 | 0 | 0 | 0.066806 | 6.9453e-06 | 0.063625 | 6.6145e-06
[120 empty] | 7.3.5.15 Identification and remediation of “at-risk species”WLDFRVegetation ContactBranch (OverHanging) | WLDFR | HFTD - Distribution - Tier 3 - 5QU CoRE ¦ 2QU LoRE | Red Flag Warning - Small Fires | Vegetation Contact | Branch (OverHanging) | 2052 | 0.00010396 | 527.1275 | 0.054801 | 2052 | Mitigation | 0.9 | 30 | 0 | esc | 0 | 0 | 0 | 0 | 0 | 0 | 0.063625 | 6.6145e-06
[120 empty] | 7.3.5.15 Identification and remediation of “at-risk species”WLDFRVegetation ContactFell into (Moderate-Severe defect) | WLDFR | HFTD - Distribution - Tier 3 - 5QU CoRE ¦ 2QU LoRE | Red Flag Warning - Small Fires | Vegetation Contact | Fell into (Moderate-Severe defect) | 2022 | 3.0618e-05 | 527.1275 | 0.01614 | 2022 | Mitigation | 0.95 | 1 | 0 | esc | 0 | 0 | 0 | 0 | 0.070518 | 2.1591e-06 | 0 | 0
[120 empty] | 7.3.5.15 Identification and remediation of “at-risk species”WLDFRVegetation ContactFell into (Moderate-Severe defect) | WLDFR | HFTD - Distribution - Tier 3 - 5QU CoRE ¦ 2QU LoRE | Red Flag Warning - Small Fires | Vegetation Contact | Fell into (Moderate-Severe defect) | 2023 | 3.0618e-05 | 527.1275 | 0.01614 | 2023 | Mitigation | 0.95 | 1 | 0 | esc | 0 | 0 | 0 | 0 | 0 | 0 | 0.06716 | 2.0563e-06
[120 empty] | 7.3.5.15 Identification and remediation of “at-risk species”WLDFRVegetation ContactFell into (slight defect) | WLDFR | HFTD - Distribution - Tier 3 - 5QU CoRE ¦ 2QU LoRE | Red Flag Warning - Small Fires | Vegetation Contact | Fell into (slight defect) | 2022 | 3.3925e-05 | 527.1275 | 0.017883 | 2022 | Mitigation | 0.5 | 1 | 0 | esc | 0 | 0 | 0 | 0 | 0.037115 | 1.2591e-06 | 0 | 0
[120 empty] | 7.3.5.15 Identification and remediation of “at-risk species”WLDFRVegetation ContactFell into (slight defect) | WLDFR | HFTD - Distribution - Tier 3 - 5QU CoRE ¦ 2QU LoRE | Red Flag Warning - Small Fires | Vegetation Contact | Fell into (slight defect) | 2023 | 3.3925e-05 | 527.1275 | 0.017883 | 2023 | Mitigation | 0.5 | 1 | 0 | esc | 0 | 0 | 0 | 0 | 0 | 0 | 0.035347 | 1.1992e-06
[120 empty] | 7.3.5.15 Identification and remediation of “at-risk species”WLDFRVegetation ContactGrow Into | WLDFR | HFTD - Distribution - Tier 3 - 5QU CoRE ¦ 2QU LoRE | Red Flag Warning - Small Fires | Vegetation Contact | Grow Into | 2022 | 3.5661e-06 | 527.1275 | 0.0018798 | 2022 | Mitigation | 0.5 | 1 | 0 | esc | 0 | 0 | 0 | 0 | 0.037115 | 1.3235e-07 | 0 | 0
[120 empty] | 7.3.5.15 Identification and remediation of “at-risk species”WLDFRVegetation ContactGrow Into | WLDFR | HFTD - Distribution - Tier 3 - 5QU CoRE ¦ 2QU LoRE | Red Flag Warning - Small Fires | Vegetation Contact | Grow Into | 2023 | 3.5661e-06 | 527.1275 | 0.0018798 | 2023 | Mitigation | 0.5 | 1 | 0 | esc | 0 | 0 | 0 | 0 | 0 | 0 | 0.035347 | 1.2605e-07
[120 empty] | 7.3.5.15 Identification and remediation of “at-risk species”WLDFRCC - Seismic ScenarioSeismic Scenario | WLDFR | HFTD - Distribution - Tier 3 - 5QU CoRE ¦ 2QU LoRE | Seismic - Non-Red Flag Warning - Catastrophic Fires | CC - Seismic Scenario | Seismic Scenario | 2022 | 5.6085e-10 | 527.1275 | 2.9564e-07 | 2022 | Mitigation | 0.082056 | 1 | 0 | esc | 0 | 0 | 0 | 0 | 0.0060909 | 3.4161e-12 | 0 | 0
[120 empty] | 7.3.5.15 Identification and remediation of “at-risk species”WLDFRCC - Seismic ScenarioSeismic Scenario | WLDFR | HFTD - Distribution - Tier 3 - 5QU CoRE ¦ 2QU LoRE | Seismic - Non-Red Flag Warning - Catastrophic Fires | CC - Seismic Scenario | Seismic Scenario | 2023 | 5.6085e-10 | 527.1275 | 2.9564e-07 | 2023 | Mitigation | 0.082056 | 1 | 0 | esc | 0 | 0 | 0 | 0 | 0 | 0 | 0.0058009 | 3.2534e-12
[120 empty] | 7.3.5.15 Identification and remediation of “at-risk species”WLDFRCC - Seismic ScenarioSeismic Scenario | WLDFR | HFTD - Distribution - Tier 3 - 5QU CoRE ¦ 2QU LoRE | Seismic - Red Flag Warning - Catastrophic Fires | CC - Seismic Scenario | Seismic Scenario | 2022 | 2.4183e-08 | 527.1275 | 1.2748e-05 | 2022 | Mitigation | 0.082056 | 1 | 0 | esc | 0 | 0 | 0 | 0 | 0.0060909 | 1.473e-10 | 0 | 0
[120 empty] | 7.3.5.15 Identification and remediation of “at-risk species”WLDFRCC - Seismic ScenarioSeismic Scenario | WLDFR | HFTD - Distribution - Tier 3 - 5QU CoRE ¦ 2QU LoRE | Seismic - Red Flag Warning - Catastrophic Fires | CC - Seismic Scenario | Seismic Scenario | 2023 | 2.4183e-08 | 527.1275 | 1.2748e-05 | 2023 | Mitigation | 0.082056 | 1 | 0 | esc | 0 | 0 | 0 | 0 | 0 | 0 | 0.0058009 | 1.4029e-10
[120 empty] | 7.3.5.15 Identification and remediation of “at-risk species”WLDFRVegetation ContactBranch (Not overhanging, 4-12ft) | WLDFR | HFTD - Distribution - Tier 3 - 5QU CoRE ¦ 3QU LoRE | Non-Red Flag Warning - Catastrophic Fires | Vegetation Contact | Branch (Not overhanging, 4-12ft) | 2022 | 8.8029e-11 | 190.7177 | 1.6789e-08 | 2022 | Mitigation | 0.5 | 30 | 0 | esc | 0.036602 | 3.2221e-12 | 0.038649 | 3.4022e-12 | 0.037115 | 3.2672e-12 | 0 | 0
[120 empty] | 7.3.5.15 Identification and remediation of “at-risk species”WLDFRVegetation ContactBranch (Not overhanging, 4-12ft) | WLDFR | HFTD - Distribution - Tier 3 - 5QU CoRE ¦ 3QU LoRE | Non-Red Flag Warning - Catastrophic Fires | Vegetation Contact | Branch (Not overhanging, 4-12ft) | 2023 | 8.8029e-11 | 190.7177 | 1.6789e-08 | 2023 | Mitigation | 0.5 | 30 | 0 | esc | 0.036602 | 3.2221e-12 | 0.038649 | 3.4022e-12 | 0.037115 | 3.2672e-12 | 0.035347 | 3.1116e-12
[120 empty] | 7.3.5.15 Identification and remediation of “at-risk species”WLDFRVegetation ContactBranch (Not overhanging, 4-12ft) | WLDFR | HFTD - Distribution - Tier 3 - 5QU CoRE ¦ 3QU LoRE | Non-Red Flag Warning - Catastrophic Fires | Vegetation Contact | Branch (Not overhanging, 4-12ft) | 2024 | 8.8029e-11 | 190.7177 | 1.6789e-08 | 2024 | Mitigation | 0.5 | 30 | 0 | esc | 0.036602 | 3.2221e-12 | 0.038649 | 3.4022e-12 | 0.037115 | 3.2672e-12 | 0.035347 | 3.1116e-12
[120 empty] | 7.3.5.15 Identification and remediation of “at-risk species”WLDFRVegetation ContactBranch (Not overhanging, 4-12ft) | WLDFR | HFTD - Distribution - Tier 3 - 5QU CoRE ¦ 3QU LoRE | Non-Red Flag Warning - Catastrophic Fires | Vegetation Contact | Branch (Not overhanging, 4-12ft) | 2025 | 8.8029e-11 | 190.7177 | 1.6789e-08 | 2025 | Mitigation | 0.5 | 30 | 0 | esc | 0.036602 | 3.2221e-12 | 0.038649 | 3.4022e-12 | 0.037115 | 3.2672e-12 | 0.035347 | 3.1116e-12
[120 empty] | 7.3.5.15 Identification and remediation of “at-risk species”WLDFRVegetation ContactBranch (Not overhanging, 4-12ft) | WLDFR | HFTD - Distribution - Tier 3 - 5QU CoRE ¦ 3QU LoRE | Non-Red Flag Warning - Catastrophic Fires | Vegetation Contact | Branch (Not overhanging, 4-12ft) | 2026 | 8.8029e-11 | 190.7177 | 1.6789e-08 | 2026 | Mitigation | 0.5 | 30 | 0 | esc | 0.036602 | 3.2221e-12 | 0.038649 | 3.4022e-12 | 0.037115 | 3.2672e-12 | 0.035347 | 3.1116e-12
[120 empty] | 7.3.5.15 Identification and remediation of “at-risk species”WLDFRVegetation ContactBranch (Not overhanging, 4-12ft) | WLDFR | HFTD - Distribution - Tier 3 - 5QU CoRE ¦ 3QU LoRE | Non-Red Flag Warning - Catastrophic Fires | Vegetation Contact | Branch (Not overhanging, 4-12ft) | 2027 | 8.8029e-11 | 190.7177 | 1.6789e-08 | 2027 | Mitigation | 0.5 | 30 | 0 | esc | 0.036602 | 3.2221e-12 | 0.038649 | 3.4022e-12 | 0.037115 | 3.2672e-12 | 0.035347 | 3.1116e-12
[120 empty] | 7.3.5.15 Identification and remediation of “at-risk species”WLDFRVegetation ContactBranch (Not overhanging, 4-12ft) | WLDFR | HFTD - Distribution - Tier 3 - 5QU CoRE ¦ 3QU LoRE | Non-Red Flag Warning - Catastrophic Fires | Vegetation Contact | Branch (Not overhanging, 4-12ft) | 2028 | 8.8029e-11 | 190.7177 | 1.6789e-08 | 2028 | Mitigation | 0.5 | 30 | 0 | esc | 0.036602 | 3.2221e-12 | 0.038649 | 3.4022e-12 | 0.037115 | 3.2672e-12 | 0.035347 | 3.1116e-12
[120 empty] | 7.3.5.15 Identification and remediation of “at-risk species”WLDFRVegetation ContactBranch (Not overhanging, 4-12ft) | WLDFR | HFTD - Distribution - Tier 3 - 5QU CoRE ¦ 3QU LoRE | Non-Red Flag Warning - Catastrophic Fires | Vegetation Contact | Branch (Not overhanging, 4-12ft) | 2029 | 8.8029e-11 | 190.7177 | 1.6789e-08 | 2029 | Mitigation | 0.5 | 30 | 0 | esc | 0.036602 | 3.2221e-12 | 0.038649 | 3.4022e-12 | 0.037115 | 3.2672e-12 | 0.035347 | 3.1116e-12
[120 empty] | 7.3.5.15 Identification and remediation of “at-risk species”WLDFRVegetation ContactBranch (Not overhanging, 4-12ft) | WLDFR | HFTD - Distribution - Tier 3 - 5QU CoRE ¦ 3QU LoRE | Non-Red Flag Warning - Catastrophic Fires | Vegetation Contact | Branch (Not overhanging, 4-12ft) | 2030 | 8.8029e-11 | 190.7177 | 1.6789e-08 | 2030 | Mitigation | 0.5 | 30 | 0 | esc | 0.036602 | 3.2221e-12 | 0.038649 | 3.4022e-12 | 0.037115 | 3.2672e-12 | 0.035347 | 3.1116e-12
[120 empty] | 7.3.5.15 Identification and remediation of “at-risk species”WLDFRVegetation ContactBranch (Not overhanging, 4-12ft) | WLDFR | HFTD - Distribution - Tier 3 - 5QU CoRE ¦ 3QU LoRE | Non-Red Flag Warning - Catastrophic Fires | Vegetation Contact | Branch (Not overhanging, 4-12ft) | 2031 | 8.8029e-11 | 190.7177 | 1.6789e-08 | 2031 | Mitigation | 0.5 | 30 | 0 | esc | 0.036602 | 3.2221e-12 | 0.038649 | 3.4022e-12 | 0.037115 | 3.2672e-12 | 0.035347 | 3.1116e-12
[120 empty] | 7.3.5.15 Identification and remediation of “at-risk species”WLDFRVegetation ContactBranch (Not overhanging, 4-12ft) | WLDFR | HFTD - Distribution - Tier 3 - 5QU CoRE ¦ 3QU LoRE | Non-Red Flag Warning - Catastrophic Fires | Vegetation Contact | Branch (Not overhanging, 4-12ft) | 2032 | 8.8029e-11 | 190.7177 | 1.6789e-08 | 2032 | Mitigation | 0.5 | 30 | 0 | esc | 0.036602 | 3.2221e-12 | 0.038649 | 3.4022e-12 | 0.037115 | 3.2672e-12 | 0.035347 | 3.1116e-12
[120 empty] | 7.3.5.15 Identification and remediation of “at-risk species”WLDFRVegetation ContactBranch (Not overhanging, 4-12ft) | WLDFR | HFTD - Distribution - Tier 3 - 5QU CoRE ¦ 3QU LoRE | Non-Red Flag Warning - Catastrophic Fires | Vegetation Contact | Branch (Not overhanging, 4-12ft) | 2033 | 8.8029e-11 | 190.7177 | 1.6789e-08 | 2033 | Mitigation | 0.5 | 30 | 0 | esc | 0.036602 | 3.2221e-12 | 0.038649 | 3.4022e-12 | 0.037115 | 3.2672e-12 | 0.035347 | 3.1116e-12
[120 empty] | 7.3.5.15 Identification and remediation of “at-risk species”WLDFRVegetation ContactBranch (Not overhanging, 4-12ft) | WLDFR | HFTD - Distribution - Tier 3 - 5QU CoRE ¦ 3QU LoRE | Non-Red Flag Warning - Catastrophic Fires | Vegetation Contact | Branch (Not overhanging, 4-12ft) | 2034 | 8.8029e-11 | 190.7177 | 1.6789e-08 | 2034 | Mitigation | 0.5 | 30 | 0 | esc | 0.036602 | 3.2221e-12 | 0.038649 | 3.4022e-12 | 0.037115 | 3.2672e-12 | 0.035347 | 3.1116e-12
[120 empty] | 7.3.5.15 Identification and remediation of “at-risk species”WLDFRVegetation ContactBranch (Not overhanging, 4-12ft) | WLDFR | HFTD - Distribution - Tier 3 - 5QU CoRE ¦ 3QU LoRE | Non-Red Flag Warning - Catastrophic Fires | Vegetation Contact | Branch (Not overhanging, 4-12ft) | 2035 | 8.8029e-11 | 190.7177 | 1.6789e-08 | 2035 | Mitigation | 0.5 | 30 | 0 | esc | 0.036602 | 3.2221e-12 | 0.038649 | 3.4022e-12 | 0.037115 | 3.2672e-12 | 0.035347 | 3.1116e-12
[120 empty] | 7.3.5.15 Identification and remediation of “at-risk species”WLDFRVegetation ContactBranch (Not overhanging, 4-12ft) | WLDFR | HFTD - Distribution - Tier 3 - 5QU CoRE ¦ 3QU LoRE | Non-Red Flag Warning - Catastrophic Fires | Vegetation Contact | Branch (Not overhanging, 4-12ft) | 2036 | 8.8029e-11 | 190.7177 | 1.6789e-08 | 2036 | Mitigation | 0.5 | 30 | 0 | esc | 0.036602 | 3.2221e-12 | 0.038649 | 3.4022e-12 | 0.037115 | 3.2672e-12 | 0.035347 | 3.1116e-12
[120 empty] | 7.3.5.15 Identification and remediation of “at-risk species”WLDFRVegetation ContactBranch (Not overhanging, 4-12ft) | WLDFR | HFTD - Distribution - Tier 3 - 5QU CoRE ¦ 3QU LoRE | Non-Red Flag Warning - Catastrophic Fires | Vegetation Contact | Branch (Not overhanging, 4-12ft) | 2037 | 8.8029e-11 | 190.7177 | 1.6789e-08 | 2037 | Mitigation | 0.5 | 30 | 0 | esc | 0.036602 | 3.2221e-12 | 0.038649 | 3.4022e-12 | 0.037115 | 3.2672e-12 | 0.035347 | 3.1116e-12
[120 empty] | 7.3.5.15 Identification and remediation of “at-risk species”WLDFRVegetation ContactBranch (Not overhanging, 4-12ft) | WLDFR | HFTD - Distribution - Tier 3 - 5QU CoRE ¦ 3QU LoRE | Non-Red Flag Warning - Catastrophic Fires | Vegetation Contact | Branch (Not overhanging, 4-12ft) | 2038 | 8.8029e-11 | 190.7177 | 1.6789e-08 | 2038 | Mitigation | 0.5 | 30 | 0 | esc | 0.036602 | 3.2221e-12 | 0.038649 | 3.4022e-12 | 0.037115 | 3.2672e-12 | 0.035347 | 3.1116e-12
[120 empty] | 7.3.5.15 Identification and remediation of “at-risk species”WLDFRVegetation ContactBranch (Not overhanging, 4-12ft) | WLDFR | HFTD - Distribution - Tier 3 - 5QU CoRE ¦ 3QU LoRE | Non-Red Flag Warning - Catastrophic Fires | Vegetation Contact | Branch (Not overhanging, 4-12ft) | 2039 | 8.8029e-11 | 190.7177 | 1.6789e-08 | 2039 | Mitigation | 0.5 | 30 | 0 | esc | 0.036602 | 3.2221e-12 | 0.038649 | 3.4022e-12 | 0.037115 | 3.2672e-12 | 0.035347 | 3.1116e-12
[120 empty] | 7.3.5.15 Identification and remediation of “at-risk species”WLDFRVegetation ContactBranch (Not overhanging, 4-12ft) | WLDFR | HFTD - Distribution - Tier 3 - 5QU CoRE ¦ 3QU LoRE | Non-Red Flag Warning - Catastrophic Fires | Vegetation Contact | Branch (Not overhanging, 4-12ft) | 2040 | 8.8029e-11 | 190.7177 | 1.6789e-08 | 2040 | Mitigation | 0.5 | 30 | 0 | esc | 0.036602 | 3.2221e-12 | 0.038649 | 3.4022e-12 | 0.037115 | 3.2672e-12 | 0.035347 | 3.1116e-12
[120 empty] | 7.3.5.15 Identification and remediation of “at-risk species”WLDFRVegetation ContactBranch (Not overhanging, 4-12ft) | WLDFR | HFTD - Distribution - Tier 3 - 5QU CoRE ¦ 3QU LoRE | Non-Red Flag Warning - Catastrophic Fires | Vegetation Contact | Branch (Not overhanging, 4-12ft) | 2041 | 8.8029e-11 | 190.7177 | 1.6789e-08 | 2041 | Mitigation | 0.5 | 30 | 0 | esc | 0.036602 | 3.2221e-12 | 0.038649 | 3.4022e-12 | 0.037115 | 3.2672e-12 | 0.035347 | 3.1116e-12
[120 empty] | 7.3.5.15 Identification and remediation of “at-risk species”WLDFRVegetation ContactBranch (Not overhanging, 4-12ft) | WLDFR | HFTD - Distribution - Tier 3 - 5QU CoRE ¦ 3QU LoRE | Non-Red Flag Warning - Catastrophic Fires | Vegetation Contact | Branch (Not overhanging, 4-12ft) | 2042 | 8.8029e-11 | 190.7177 | 1.6789e-08 | 2042 | Mitigation | 0.5 | 30 | 0 | esc | 0.036602 | 3.2221e-12 | 0.038649 | 3.4022e-12 | 0.037115 | 3.2672e-12 | 0.035347 | 3.1116e-12
[120 empty] | 7.3.5.15 Identification and remediation of “at-risk species”WLDFRVegetation ContactBranch (Not overhanging, 4-12ft) | WLDFR | HFTD - Distribution - Tier 3 - 5QU CoRE ¦ 3QU LoRE | Non-Red Flag Warning - Catastrophic Fires | Vegetation Contact | Branch (Not overhanging, 4-12ft) | 2043 | 8.8029e-11 | 190.7177 | 1.6789e-08 | 2043 | Mitigation | 0.5 | 30 | 0 | esc | 0.036602 | 3.2221e-12 | 0.038649 | 3.4022e-12 | 0.037115 | 3.2672e-12 | 0.035347 | 3.1116e-12
[120 empty] | 7.3.5.15 Identification and remediation of “at-risk species”WLDFRVegetation ContactBranch (Not overhanging, 4-12ft) | WLDFR | HFTD - Distribution - Tier 3 - 5QU CoRE ¦ 3QU LoRE | Non-Red Flag Warning - Catastrophic Fires | Vegetation Contact | Branch (Not overhanging, 4-12ft) | 2044 | 8.8029e-11 | 190.7177 | 1.6789e-08 | 2044 | Mitigation | 0.5 | 30 | 0 | esc | 0.036602 | 3.2221e-12 | 0.038649 | 3.4022e-12 | 0.037115 | 3.2672e-12 | 0.035347 | 3.1116e-12
[120 empty] | 7.3.5.15 Identification and remediation of “at-risk species”WLDFRVegetation ContactBranch (Not overhanging, 4-12ft) | WLDFR | HFTD - Distribution - Tier 3 - 5QU CoRE ¦ 3QU LoRE | Non-Red Flag Warning - Catastrophic Fires | Vegetation Contact | Branch (Not overhanging, 4-12ft) | 2045 | 8.8029e-11 | 190.7177 | 1.6789e-08 | 2045 | Mitigation | 0.5 | 30 | 0 | esc | 0.036602 | 3.2221e-12 | 0.038649 | 3.4022e-12 | 0.037115 | 3.2672e-12 | 0.035347 | 3.1116e-12
[120 empty] | 7.3.5.15 Identification and remediation of “at-risk species”WLDFRVegetation ContactBranch (Not overhanging, 4-12ft) | WLDFR | HFTD - Distribution - Tier 3 - 5QU CoRE ¦ 3QU LoRE | Non-Red Flag Warning - Catastrophic Fires | Vegetation Contact | Branch (Not overhanging, 4-12ft) | 2046 | 8.8029e-11 | 190.7177 | 1.6789e-08 | 2046 | Mitigation | 0.5 | 30 | 0 | esc | 0.036602 | 3.2221e-12 | 0.038649 | 3.4022e-12 | 0.037115 | 3.2672e-12 | 0.035347 | 3.1116e-12
[120 empty] | 7.3.5.15 Identification and remediation of “at-risk species”WLDFRVegetation ContactBranch (Not overhanging, 4-12ft) | WLDFR | HFTD - Distribution - Tier 3 - 5QU CoRE ¦ 3QU LoRE | Non-Red Flag Warning - Catastrophic Fires | Vegetation Contact | Branch (Not overhanging, 4-12ft) | 2047 | 8.8029e-11 | 190.7177 | 1.6789e-08 | 2047 | Mitigation | 0.5 | 30 | 0 | esc | 0.036602 | 3.2221e-12 | 0.038649 | 3.4022e-12 | 0.037115 | 3.2672e-12 | 0.035347 | 3.1116e-12
[120 empty] | 7.3.5.15 Identification and remediation of “at-risk species”WLDFRVegetation ContactBranch (Not overhanging, 4-12ft) | WLDFR | HFTD - Distribution - Tier 3 - 5QU CoRE ¦ 3QU LoRE | Non-Red Flag Warning - Catastrophic Fires | Vegetation Contact | Branch (Not overhanging, 4-12ft) | 2048 | 8.8029e-11 | 190.7177 | 1.6789e-08 | 2048 | Mitigation | 0.5 | 30 | 0 | esc | 0.036602 | 3.2221e-12 | 0.038649 | 3.4022e-12 | 0.037115 | 3.2672e-12 | 0.035347 | 3.1116e-12
[120 empty] | 7.3.5.15 Identification and remediation of “at-risk species”WLDFRVegetation ContactBranch (Not overhanging, 4-12ft) | WLDFR | HFTD - Distribution - Tier 3 - 5QU CoRE ¦ 3QU LoRE | Non-Red Flag Warning - Catastrophic Fires | Vegetation Contact | Branch (Not overhanging, 4-12ft) | 2049 | 8.8029e-11 | 190.7177 | 1.6789e-08 | 2049 | Mitigation | 0.5 | 30 | 0 | esc | 0.036602 | 3.2221e-12 | 0.038649 | 3.4022e-12 | 0.037115 | 3.2672e-12 | 0.035347 | 3.1116e-12
[120 empty] | 7.3.5.15 Identification and remediation of “at-risk species”WLDFRVegetation ContactBranch (Not overhanging, 4-12ft) | WLDFR | HFTD - Distribution - Tier 3 - 5QU CoRE ¦ 3QU LoRE | Non-Red Flag Warning - Catastrophic Fires | Vegetation Contact | Branch (Not overhanging, 4-12ft) | 2050 | 8.8029e-11 | 190.7177 | 1.6789e-08 | 2050 | Mitigation | 0.5 | 30 | 0 | esc | 0 | 0 | 0.038649 | 3.4022e-12 | 0.037115 | 3.2672e-12 | 0.035347 | 3.1116e-12
[120 empty] | 7.3.5.15 Identification and remediation of “at-risk species”WLDFRVegetation ContactBranch (Not overhanging, 4-12ft) | WLDFR | HFTD - Distribution - Tier 3 - 5QU CoRE ¦ 3QU LoRE | Non-Red Flag Warning - Catastrophic Fires | Vegetation Contact | Branch (Not overhanging, 4-12ft) | 2051 | 8.8029e-11 | 190.7177 | 1.6789e-08 | 2051 | Mitigation | 0.5 | 30 | 0 | esc | 0 | 0 | 0 | 0 | 0.037115 | 3.2672e-12 | 0.035347 | 3.1116e-12
[120 empty] | 7.3.5.15 Identification and remediation of “at-risk species”WLDFRVegetation ContactBranch (Not overhanging, 4-12ft) | WLDFR | HFTD - Distribution - Tier 3 - 5QU CoRE ¦ 3QU LoRE | Non-Red Flag Warning - Catastrophic Fires | Vegetation Contact | Branch (Not overhanging, 4-12ft) | 2052 | 8.8029e-11 | 190.7177 | 1.6789e-08 | 2052 | Mitigation | 0.5 | 30 | 0 | esc | 0 | 0 | 0 | 0 | 0 | 0 | 0.035347 | 3.1116e-12
[120 empty] | 7.3.5.15 Identification and remediation of “at-risk species”WLDFRVegetation ContactBranch (Not overhanging, within 4ft) | WLDFR | HFTD - Distribution - Tier 3 - 5QU CoRE ¦ 3QU LoRE | Non-Red Flag Warning - Catastrophic Fires | Vegetation Contact | Branch (Not overhanging, within 4ft) | 2022 | 3.899e-11 | 190.7177 | 7.436e-09 | 2022 | Mitigation | 0.9 | 30 | 0 | esc | 0.065884 | 2.5688e-12 | 0.069568 | 2.7124e-12 | 0.066806 | 2.6048e-12 | 0 | 0
[120 empty] | 7.3.5.15 Identification and remediation of “at-risk species”WLDFRVegetation ContactBranch (Not overhanging, within 4ft) | WLDFR | HFTD - Distribution - Tier 3 - 5QU CoRE ¦ 3QU LoRE | Non-Red Flag Warning - Catastrophic Fires | Vegetation Contact | Branch (Not overhanging, within 4ft) | 2023 | 3.899e-11 | 190.7177 | 7.436e-09 | 2023 | Mitigation | 0.9 | 30 | 0 | esc | 0.065884 | 2.5688e-12 | 0.069568 | 2.7124e-12 | 0.066806 | 2.6048e-12 | 0.063625 | 2.4807e-12
[120 empty] | 7.3.5.15 Identification and remediation of “at-risk species”WLDFRVegetation ContactBranch (Not overhanging, within 4ft) | WLDFR | HFTD - Distribution - Tier 3 - 5QU CoRE ¦ 3QU LoRE | Non-Red Flag Warning - Catastrophic Fires | Vegetation Contact | Branch (Not overhanging, within 4ft) | 2024 | 3.899e-11 | 190.7177 | 7.436e-09 | 2024 | Mitigation | 0.9 | 30 | 0 | esc | 0.065884 | 2.5688e-12 | 0.069568 | 2.7124e-12 | 0.066806 | 2.6048e-12 | 0.063625 | 2.4807e-12
[120 empty] | 7.3.5.15 Identification and remediation of “at-risk species”WLDFRVegetation ContactBranch (Not overhanging, within 4ft) | WLDFR | HFTD - Distribution - Tier 3 - 5QU CoRE ¦ 3QU LoRE | Non-Red Flag Warning - Catastrophic Fires | Vegetation Contact | Branch (Not overhanging, within 4ft) | 2025 | 3.899e-11 | 190.7177 | 7.436e-09 | 2025 | Mitigation | 0.9 | 30 | 0 | esc | 0.065884 | 2.5688e-12 | 0.069568 | 2.7124e-12 | 0.066806 | 2.6048e-12 | 0.063625 | 2.4807e-12
[120 empty] | 7.3.5.15 Identification and remediation of “at-risk species”WLDFRVegetation ContactBranch (Not overhanging, within 4ft) | WLDFR | HFTD - Distribution - Tier 3 - 5QU CoRE ¦ 3QU LoRE | Non-Red Flag Warning - Catastrophic Fires | Vegetation Contact | Branch (Not overhanging, within 4ft) | 2026 | 3.899e-11 | 190.7177 | 7.436e-09 | 2026 | Mitigation | 0.9 | 30 | 0 | esc | 0.065884 | 2.5688e-12 | 0.069568 | 2.7124e-12 | 0.066806 | 2.6048e-12 | 0.063625 | 2.4807e-12
[120 empty] | 7.3.5.15 Identification and remediation of “at-risk species”WLDFRVegetation ContactBranch (Not overhanging, within 4ft) | WLDFR | HFTD - Distribution - Tier 3 - 5QU CoRE ¦ 3QU LoRE | Non-Red Flag Warning - Catastrophic Fires | Vegetation Contact | Branch (Not overhanging, within 4ft) | 2027 | 3.899e-11 | 190.7177 | 7.436e-09 | 2027 | Mitigation | 0.9 | 30 | 0 | esc | 0.065884 | 2.5688e-12 | 0.069568 | 2.7124e-12 | 0.066806 | 2.6048e-12 | 0.063625 | 2.4807e-12
[120 empty] | 7.3.5.15 Identification and remediation of “at-risk species”WLDFRVegetation ContactBranch (Not overhanging, within 4ft) | WLDFR | HFTD - Distribution - Tier 3 - 5QU CoRE ¦ 3QU LoRE | Non-Red Flag Warning - Catastrophic Fires | Vegetation Contact | Branch (Not overhanging, within 4ft) | 2028 | 3.899e-11 | 190.7177 | 7.436e-09 | 2028 | Mitigation | 0.9 | 30 | 0 | esc | 0.065884 | 2.5688e-12 | 0.069568 | 2.7124e-12 | 0.066806 | 2.6048e-12 | 0.063625 | 2.4807e-12
[120 empty] | 7.3.5.15 Identification and remediation of “at-risk species”WLDFRVegetation ContactBranch (Not overhanging, within 4ft) | WLDFR | HFTD - Distribution - Tier 3 - 5QU CoRE ¦ 3QU LoRE | Non-Red Flag Warning - Catastrophic Fires | Vegetation Contact | Branch (Not overhanging, within 4ft) | 2029 | 3.899e-11 | 190.7177 | 7.436e-09 | 2029 | Mitigation | 0.9 | 30 | 0 | esc | 0.065884 | 2.5688e-12 | 0.069568 | 2.7124e-12 | 0.066806 | 2.6048e-12 | 0.063625 | 2.4807e-12
[120 empty] | 7.3.5.15 Identification and remediation of “at-risk species”WLDFRVegetation ContactBranch (Not overhanging, within 4ft) | WLDFR | HFTD - Distribution - Tier 3 - 5QU CoRE ¦ 3QU LoRE | Non-Red Flag Warning - Catastrophic Fires | Vegetation Contact | Branch (Not overhanging, within 4ft) | 2030 | 3.899e-11 | 190.7177 | 7.436e-09 | 2030 | Mitigation | 0.9 | 30 | 0 | esc | 0.065884 | 2.5688e-12 | 0.069568 | 2.7124e-12 | 0.066806 | 2.6048e-12 | 0.063625 | 2.4807e-12
[120 empty] | 7.3.5.15 Identification and remediation of “at-risk species”WLDFRVegetation ContactBranch (Not overhanging, within 4ft) | WLDFR | HFTD - Distribution - Tier 3 - 5QU CoRE ¦ 3QU LoRE | Non-Red Flag Warning - Catastrophic Fires | Vegetation Contact | Branch (Not overhanging, within 4ft) | 2031 | 3.899e-11 | 190.7177 | 7.436e-09 | 2031 | Mitigation | 0.9 | 30 | 0 | esc | 0.065884 | 2.5688e-12 | 0.069568 | 2.7124e-12 | 0.066806 | 2.6048e-12 | 0.063625 | 2.4807e-12
[120 empty] | 7.3.5.15 Identification and remediation of “at-risk species”WLDFRVegetation ContactBranch (Not overhanging, within 4ft) | WLDFR | HFTD - Distribution - Tier 3 - 5QU CoRE ¦ 3QU LoRE | Non-Red Flag Warning - Catastrophic Fires | Vegetation Contact | Branch (Not overhanging, within 4ft) | 2032 | 3.899e-11 | 190.7177 | 7.436e-09 | 2032 | Mitigation | 0.9 | 30 | 0 | esc | 0.065884 | 2.5688e-12 | 0.069568 | 2.7124e-12 | 0.066806 | 2.6048e-12 | 0.063625 | 2.4807e-12
[120 empty] | 7.3.5.15 Identification and remediation of “at-risk species”WLDFRVegetation ContactBranch (Not overhanging, within 4ft) | WLDFR | HFTD - Distribution - Tier 3 - 5QU CoRE ¦ 3QU LoRE | Non-Red Flag Warning - Catastrophic Fires | Vegetation Contact | Branch (Not overhanging, within 4ft) | 2033 | 3.899e-11 | 190.7177 | 7.436e-09 | 2033 | Mitigation | 0.9 | 30 | 0 | esc | 0.065884 | 2.5688e-12 | 0.069568 | 2.7124e-12 | 0.066806 | 2.6048e-12 | 0.063625 | 2.4807e-12
[120 empty] | 7.3.5.15 Identification and remediation of “at-risk species”WLDFRVegetation ContactBranch (Not overhanging, within 4ft) | WLDFR | HFTD - Distribution - Tier 3 - 5QU CoRE ¦ 3QU LoRE | Non-Red Flag Warning - Catastrophic Fires | Vegetation Contact | Branch (Not overhanging, within 4ft) | 2034 | 3.899e-11 | 190.7177 | 7.436e-09 | 2034 | Mitigation | 0.9 | 30 | 0 | esc | 0.065884 | 2.5688e-12 | 0.069568 | 2.7124e-12 | 0.066806 | 2.6048e-12 | 0.063625 | 2.4807e-12
[120 empty] | 7.3.5.15 Identification and remediation of “at-risk species”WLDFRVegetation ContactBranch (Not overhanging, within 4ft) | WLDFR | HFTD - Distribution - Tier 3 - 5QU CoRE ¦ 3QU LoRE | Non-Red Flag Warning - Catastrophic Fires | Vegetation Contact | Branch (Not overhanging, within 4ft) | 2035 | 3.899e-11 | 190.7177 | 7.436e-09 | 2035 | Mitigation | 0.9 | 30 | 0 | esc | 0.065884 | 2.5688e-12 | 0.069568 | 2.7124e-12 | 0.066806 | 2.6048e-12 | 0.063625 | 2.4807e-12
[120 empty] | 7.3.5.15 Identification and remediation of “at-risk species”WLDFRVegetation ContactBranch (Not overhanging, within 4ft) | WLDFR | HFTD - Distribution - Tier 3 - 5QU CoRE ¦ 3QU LoRE | Non-Red Flag Warning - Catastrophic Fires | Vegetation Contact | Branch (Not overhanging, within 4ft) | 2036 | 3.899e-11 | 190.7177 | 7.436e-09 | 2036 | Mitigation | 0.9 | 30 | 0 | esc | 0.065884 | 2.5688e-12 | 0.069568 | 2.7124e-12 | 0.066806 | 2.6048e-12 | 0.063625 | 2.4807e-12
[120 empty] | 7.3.5.15 Identification and remediation of “at-risk species”WLDFRVegetation ContactBranch (Not overhanging, within 4ft) | WLDFR | HFTD - Distribution - Tier 3 - 5QU CoRE ¦ 3QU LoRE | Non-Red Flag Warning - Catastrophic Fires | Vegetation Contact | Branch (Not overhanging, within 4ft) | 2037 | 3.899e-11 | 190.7177 | 7.436e-09 | 2037 | Mitigation | 0.9 | 30 | 0 | esc | 0.065884 | 2.5688e-12 | 0.069568 | 2.7124e-12 | 0.066806 | 2.6048e-12 | 0.063625 | 2.4807e-12
[120 empty] | 7.3.5.15 Identification and remediation of “at-risk species”WLDFRVegetation ContactBranch (Not overhanging, within 4ft) | WLDFR | HFTD - Distribution - Tier 3 - 5QU CoRE ¦ 3QU LoRE | Non-Red Flag Warning - Catastrophic Fires | Vegetation Contact | Branch (Not overhanging, within 4ft) | 2038 | 3.899e-11 | 190.7177 | 7.436e-09 | 2038 | Mitigation | 0.9 | 30 | 0 | esc | 0.065884 | 2.5688e-12 | 0.069568 | 2.7124e-12 | 0.066806 | 2.6048e-12 | 0.063625 | 2.4807e-12
[120 empty] | 7.3.5.15 Identification and remediation of “at-risk species”WLDFRVegetation ContactBranch (Not overhanging, within 4ft) | WLDFR | HFTD - Distribution - Tier 3 - 5QU CoRE ¦ 3QU LoRE | Non-Red Flag Warning - Catastrophic Fires | Vegetation Contact | Branch (Not overhanging, within 4ft) | 2039 | 3.899e-11 | 190.7177 | 7.436e-09 | 2039 | Mitigation | 0.9 | 30 | 0 | esc | 0.065884 | 2.5688e-12 | 0.069568 | 2.7124e-12 | 0.066806 | 2.6048e-12 | 0.063625 | 2.4807e-12
[120 empty] | 7.3.5.15 Identification and remediation of “at-risk species”WLDFRVegetation ContactBranch (Not overhanging, within 4ft) | WLDFR | HFTD - Distribution - Tier 3 - 5QU CoRE ¦ 3QU LoRE | Non-Red Flag Warning - Catastrophic Fires | Vegetation Contact | Branch (Not overhanging, within 4ft) | 2040 | 3.899e-11 | 190.7177 | 7.436e-09 | 2040 | Mitigation | 0.9 | 30 | 0 | esc | 0.065884 | 2.5688e-12 | 0.069568 | 2.7124e-12 | 0.066806 | 2.6048e-12 | 0.063625 | 2.4807e-12
[120 empty] | 7.3.5.15 Identification and remediation of “at-risk species”WLDFRVegetation ContactBranch (Not overhanging, within 4ft) | WLDFR | HFTD - Distribution - Tier 3 - 5QU CoRE ¦ 3QU LoRE | Non-Red Flag Warning - Catastrophic Fires | Vegetation Contact | Branch (Not overhanging, within 4ft) | 2041 | 3.899e-11 | 190.7177 | 7.436e-09 | 2041 | Mitigation | 0.9 | 30 | 0 | esc | 0.065884 | 2.5688e-12 | 0.069568 | 2.7124e-12 | 0.066806 | 2.6048e-12 | 0.063625 | 2.4807e-12
[120 empty] | 7.3.5.15 Identification and remediation of “at-risk species”WLDFRVegetation ContactBranch (Not overhanging, within 4ft) | WLDFR | HFTD - Distribution - Tier 3 - 5QU CoRE ¦ 3QU LoRE | Non-Red Flag Warning - Catastrophic Fires | Vegetation Contact | Branch (Not overhanging, within 4ft) | 2042 | 3.899e-11 | 190.7177 | 7.436e-09 | 2042 | Mitigation | 0.9 | 30 | 0 | esc | 0.065884 | 2.5688e-12 | 0.069568 | 2.7124e-12 | 0.066806 | 2.6048e-12 | 0.063625 | 2.4807e-12
[120 empty] | 7.3.5.15 Identification and remediation of “at-risk species”WLDFRVegetation ContactBranch (Not overhanging, within 4ft) | WLDFR | HFTD - Distribution - Tier 3 - 5QU CoRE ¦ 3QU LoRE | Non-Red Flag Warning - Catastrophic Fires | Vegetation Contact | Branch (Not overhanging, within 4ft) | 2043 | 3.899e-11 | 190.7177 | 7.436e-09 | 2043 | Mitigation | 0.9 | 30 | 0 | esc | 0.065884 | 2.5688e-12 | 0.069568 | 2.7124e-12 | 0.066806 | 2.6048e-12 | 0.063625 | 2.4807e-12
[120 empty] | 7.3.5.15 Identification and remediation of “at-risk species”WLDFRVegetation ContactBranch (Not overhanging, within 4ft) | WLDFR | HFTD - Distribution - Tier 3 - 5QU CoRE ¦ 3QU LoRE | Non-Red Flag Warning - Catastrophic Fires | Vegetation Contact | Branch (Not overhanging, within 4ft) | 2044 | 3.899e-11 | 190.7177 | 7.436e-09 | 2044 | Mitigation | 0.9 | 30 | 0 | esc | 0.065884 | 2.5688e-12 | 0.069568 | 2.7124e-12 | 0.066806 | 2.6048e-12 | 0.063625 | 2.4807e-12
[120 empty] | 7.3.5.15 Identification and remediation of “at-risk species”WLDFRVegetation ContactBranch (Not overhanging, within 4ft) | WLDFR | HFTD - Distribution - Tier 3 - 5QU CoRE ¦ 3QU LoRE | Non-Red Flag Warning - Catastrophic Fires | Vegetation Contact | Branch (Not overhanging, within 4ft) | 2045 | 3.899e-11 | 190.7177 | 7.436e-09 | 2045 | Mitigation | 0.9 | 30 | 0 | esc | 0.065884 | 2.5688e-12 | 0.069568 | 2.7124e-12 | 0.066806 | 2.6048e-12 | 0.063625 | 2.4807e-12
[120 empty] | 7.3.5.15 Identification and remediation of “at-risk species”WLDFRVegetation ContactBranch (Not overhanging, within 4ft) | WLDFR | HFTD - Distribution - Tier 3 - 5QU CoRE ¦ 3QU LoRE | Non-Red Flag Warning - Catastrophic Fires | Vegetation Contact | Branch (Not overhanging, within 4ft) | 2046 | 3.899e-11 | 190.7177 | 7.436e-09 | 2046 | Mitigation | 0.9 | 30 | 0 | esc | 0.065884 | 2.5688e-12 | 0.069568 | 2.7124e-12 | 0.066806 | 2.6048e-12 | 0.063625 | 2.4807e-12
[120 empty] | 7.3.5.15 Identification and remediation of “at-risk species”WLDFRVegetation ContactBranch (Not overhanging, within 4ft) | WLDFR | HFTD - Distribution - Tier 3 - 5QU CoRE ¦ 3QU LoRE | Non-Red Flag Warning - Catastrophic Fires | Vegetation Contact | Branch (Not overhanging, within 4ft) | 2047 | 3.899e-11 | 190.7177 | 7.436e-09 | 2047 | Mitigation | 0.9 | 30 | 0 | esc | 0.065884 | 2.5688e-12 | 0.069568 | 2.7124e-12 | 0.066806 | 2.6048e-12 | 0.063625 | 2.4807e-12
[120 empty] | 7.3.5.15 Identification and remediation of “at-risk species”WLDFRVegetation ContactBranch (Not overhanging, within 4ft) | WLDFR | HFTD - Distribution - Tier 3 - 5QU CoRE ¦ 3QU LoRE | Non-Red Flag Warning - Catastrophic Fires | Vegetation Contact | Branch (Not overhanging, within 4ft) | 2048 | 3.899e-11 | 190.7177 | 7.436e-09 | 2048 | Mitigation | 0.9 | 30 | 0 | esc | 0.065884 | 2.5688e-12 | 0.069568 | 2.7124e-12 | 0.066806 | 2.6048e-12 | 0.063625 | 2.4807e-12
[120 empty] | 7.3.5.15 Identification and remediation of “at-risk species”WLDFRVegetation ContactBranch (Not overhanging, within 4ft) | WLDFR | HFTD - Distribution - Tier 3 - 5QU CoRE ¦ 3QU LoRE | Non-Red Flag Warning - Catastrophic Fires | Vegetation Contact | Branch (Not overhanging, within 4ft) | 2049 | 3.899e-11 | 190.7177 | 7.436e-09 | 2049 | Mitigation | 0.9 | 30 | 0 | esc | 0.065884 | 2.5688e-12 | 0.069568 | 2.7124e-12 | 0.066806 | 2.6048e-12 | 0.063625 | 2.4807e-12
[120 empty] | 7.3.5.15 Identification and remediation of “at-risk species”WLDFRVegetation ContactBranch (Not overhanging, within 4ft) | WLDFR | HFTD - Distribution - Tier 3 - 5QU CoRE ¦ 3QU LoRE | Non-Red Flag Warning - Catastrophic Fires | Vegetation Contact | Branch (Not overhanging, within 4ft) | 2050 | 3.899e-11 | 190.7177 | 7.436e-09 | 2050 | Mitigation | 0.9 | 30 | 0 | esc | 0 | 0 | 0.069568 | 2.7124e-12 | 0.066806 | 2.6048e-12 | 0.063625 | 2.4807e-12
[120 empty] | 7.3.5.15 Identification and remediation of “at-risk species”WLDFRVegetation ContactBranch (Not overhanging, within 4ft) | WLDFR | HFTD - Distribution - Tier 3 - 5QU CoRE ¦ 3QU LoRE | Non-Red Flag Warning - Catastrophic Fires | Vegetation Contact | Branch (Not overhanging, within 4ft) | 2051 | 3.899e-11 | 190.7177 | 7.436e-09 | 2051 | Mitigation | 0.9 | 30 | 0 | esc | 0 | 0 | 0 | 0 | 0.066806 | 2.6048e-12 | 0.063625 | 2.4807e-12
[120 empty] | 7.3.5.15 Identification and remediation of “at-risk species”WLDFRVegetation ContactBranch (Not overhanging, within 4ft) | WLDFR | HFTD - Distribution - Tier 3 - 5QU CoRE ¦ 3QU LoRE | Non-Red Flag Warning - Catastrophic Fires | Vegetation Contact | Branch (Not overhanging, within 4ft) | 2052 | 3.899e-11 | 190.7177 | 7.436e-09 | 2052 | Mitigation | 0.9 | 30 | 0 | esc | 0 | 0 | 0 | 0 | 0 | 0 | 0.063625 | 2.4807e-12
[120 empty] | 7.3.5.15 Identification and remediation of “at-risk species”WLDFRVegetation ContactBranch (OverHanging) | WLDFR | HFTD - Distribution - Tier 3 - 5QU CoRE ¦ 3QU LoRE | Non-Red Flag Warning - Catastrophic Fires | Vegetation Contact | Branch (OverHanging) | 2022 | 1.7435e-09 | 190.7177 | 3.3252e-07 | 2022 | Mitigation | 0.9 | 30 | 0 | esc | 0.065884 | 1.1487e-10 | 0.069568 | 1.2129e-10 | 0.066806 | 1.1648e-10 | 0 | 0
[120 empty] | 7.3.5.15 Identification and remediation of “at-risk species”WLDFRVegetation ContactBranch (OverHanging) | WLDFR | HFTD - Distribution - Tier 3 - 5QU CoRE ¦ 3QU LoRE | Non-Red Flag Warning - Catastrophic Fires | Vegetation Contact | Branch (OverHanging) | 2023 | 1.7435e-09 | 190.7177 | 3.3252e-07 | 2023 | Mitigation | 0.9 | 30 | 0 | esc | 0.065884 | 1.1487e-10 | 0.069568 | 1.2129e-10 | 0.066806 | 1.1648e-10 | 0.063625 | 1.1093e-10
[120 empty] | 7.3.5.15 Identification and remediation of “at-risk species”WLDFRVegetation ContactBranch (OverHanging) | WLDFR | HFTD - Distribution - Tier 3 - 5QU CoRE ¦ 3QU LoRE | Non-Red Flag Warning - Catastrophic Fires | Vegetation Contact | Branch (OverHanging) | 2024 | 1.7435e-09 | 190.7177 | 3.3252e-07 | 2024 | Mitigation | 0.9 | 30 | 0 | esc | 0.065884 | 1.1487e-10 | 0.069568 | 1.2129e-10 | 0.066806 | 1.1648e-10 | 0.063625 | 1.1093e-10
[120 empty] | 7.3.5.15 Identification and remediation of “at-risk species”WLDFRVegetation ContactBranch (OverHanging) | WLDFR | HFTD - Distribution - Tier 3 - 5QU CoRE ¦ 3QU LoRE | Non-Red Flag Warning - Catastrophic Fires | Vegetation Contact | Branch (OverHanging) | 2025 | 1.7435e-09 | 190.7177 | 3.3252e-07 | 2025 | Mitigation | 0.9 | 30 | 0 | esc | 0.065884 | 1.1487e-10 | 0.069568 | 1.2129e-10 | 0.066806 | 1.1648e-10 | 0.063625 | 1.1093e-10
[120 empty] | 7.3.5.15 Identification and remediation of “at-risk species”WLDFRVegetation ContactBranch (OverHanging) | WLDFR | HFTD - Distribution - Tier 3 - 5QU CoRE ¦ 3QU LoRE | Non-Red Flag Warning - Catastrophic Fires | Vegetation Contact | Branch (OverHanging) | 2026 | 1.7435e-09 | 190.7177 | 3.3252e-07 | 2026 | Mitigation | 0.9 | 30 | 0 | esc | 0.065884 | 1.1487e-10 | 0.069568 | 1.2129e-10 | 0.066806 | 1.1648e-10 | 0.063625 | 1.1093e-10
[120 empty] | 7.3.5.15 Identification and remediation of “at-risk species”WLDFRVegetation ContactBranch (OverHanging) | WLDFR | HFTD - Distribution - Tier 3 - 5QU CoRE ¦ 3QU LoRE | Non-Red Flag Warning - Catastrophic Fires | Vegetation Contact | Branch (OverHanging) | 2027 | 1.7435e-09 | 190.7177 | 3.3252e-07 | 2027 | Mitigation | 0.9 | 30 | 0 | esc | 0.065884 | 1.1487e-10 | 0.069568 | 1.2129e-10 | 0.066806 | 1.1648e-10 | 0.063625 | 1.1093e-10
[120 empty] | 7.3.5.15 Identification and remediation of “at-risk species”WLDFRVegetation ContactBranch (OverHanging) | WLDFR | HFTD - Distribution - Tier 3 - 5QU CoRE ¦ 3QU LoRE | Non-Red Flag Warning - Catastrophic Fires | Vegetation Contact | Branch (OverHanging) | 2028 | 1.7435e-09 | 190.7177 | 3.3252e-07 | 2028 | Mitigation | 0.9 | 30 | 0 | esc | 0.065884 | 1.1487e-10 | 0.069568 | 1.2129e-10 | 0.066806 | 1.1648e-10 | 0.063625 | 1.1093e-10
[120 empty] | 7.3.5.15 Identification and remediation of “at-risk species”WLDFRVegetation ContactBranch (OverHanging) | WLDFR | HFTD - Distribution - Tier 3 - 5QU CoRE ¦ 3QU LoRE | Non-Red Flag Warning - Catastrophic Fires | Vegetation Contact | Branch (OverHanging) | 2029 | 1.7435e-09 | 190.7177 | 3.3252e-07 | 2029 | Mitigation | 0.9 | 30 | 0 | esc | 0.065884 | 1.1487e-10 | 0.069568 | 1.2129e-10 | 0.066806 | 1.1648e-10 | 0.063625 | 1.1093e-10
[120 empty] | 7.3.5.15 Identification and remediation of “at-risk species”WLDFRVegetation ContactBranch (OverHanging) | WLDFR | HFTD - Distribution - Tier 3 - 5QU CoRE ¦ 3QU LoRE | Non-Red Flag Warning - Catastrophic Fires | Vegetation Contact | Branch (OverHanging) | 2030 | 1.7435e-09 | 190.7177 | 3.3252e-07 | 2030 | Mitigation | 0.9 | 30 | 0 | esc | 0.065884 | 1.1487e-10 | 0.069568 | 1.2129e-10 | 0.066806 | 1.1648e-10 | 0.063625 | 1.1093e-10
[120 empty] | 7.3.5.15 Identification and remediation of “at-risk species”WLDFRVegetation ContactBranch (OverHanging) | WLDFR | HFTD - Distribution - Tier 3 - 5QU CoRE ¦ 3QU LoRE | Non-Red Flag Warning - Catastrophic Fires | Vegetation Contact | Branch (OverHanging) | 2031 | 1.7435e-09 | 190.7177 | 3.3252e-07 | 2031 | Mitigation | 0.9 | 30 | 0 | esc | 0.065884 | 1.1487e-10 | 0.069568 | 1.2129e-10 | 0.066806 | 1.1648e-10 | 0.063625 | 1.1093e-10
[120 empty] | 7.3.5.15 Identification and remediation of “at-risk species”WLDFRVegetation ContactBranch (OverHanging) | WLDFR | HFTD - Distribution - Tier 3 - 5QU CoRE ¦ 3QU LoRE | Non-Red Flag Warning - Catastrophic Fires | Vegetation Contact | Branch (OverHanging) | 2032 | 1.7435e-09 | 190.7177 | 3.3252e-07 | 2032 | Mitigation | 0.9 | 30 | 0 | esc | 0.065884 | 1.1487e-10 | 0.069568 | 1.2129e-10 | 0.066806 | 1.1648e-10 | 0.063625 | 1.1093e-10
[120 empty] | 7.3.5.15 Identification and remediation of “at-risk species”WLDFRVegetation ContactBranch (OverHanging) | WLDFR | HFTD - Distribution - Tier 3 - 5QU CoRE ¦ 3QU LoRE | Non-Red Flag Warning - Catastrophic Fires | Vegetation Contact | Branch (OverHanging) | 2033 | 1.7435e-09 | 190.7177 | 3.3252e-07 | 2033 | Mitigation | 0.9 | 30 | 0 | esc | 0.065884 | 1.1487e-10 | 0.069568 | 1.2129e-10 | 0.066806 | 1.1648e-10 | 0.063625 | 1.1093e-10
[120 empty] | 7.3.5.15 Identification and remediation of “at-risk species”WLDFRVegetation ContactBranch (OverHanging) | WLDFR | HFTD - Distribution - Tier 3 - 5QU CoRE ¦ 3QU LoRE | Non-Red Flag Warning - Catastrophic Fires | Vegetation Contact | Branch (OverHanging) | 2034 | 1.7435e-09 | 190.7177 | 3.3252e-07 | 2034 | Mitigation | 0.9 | 30 | 0 | esc | 0.065884 | 1.1487e-10 | 0.069568 | 1.2129e-10 | 0.066806 | 1.1648e-10 | 0.063625 | 1.1093e-10
[120 empty] | 7.3.5.15 Identification and remediation of “at-risk species”WLDFRVegetation ContactBranch (OverHanging) | WLDFR | HFTD - Distribution - Tier 3 - 5QU CoRE ¦ 3QU LoRE | Non-Red Flag Warning - Catastrophic Fires | Vegetation Contact | Branch (OverHanging) | 2035 | 1.7435e-09 | 190.7177 | 3.3252e-07 | 2035 | Mitigation | 0.9 | 30 | 0 | esc | 0.065884 | 1.1487e-10 | 0.069568 | 1.2129e-10 | 0.066806 | 1.1648e-10 | 0.063625 | 1.1093e-10
[120 empty] | 7.3.5.15 Identification and remediation of “at-risk species”WLDFRVegetation ContactBranch (OverHanging) | WLDFR | HFTD - Distribution - Tier 3 - 5QU CoRE ¦ 3QU LoRE | Non-Red Flag Warning - Catastrophic Fires | Vegetation Contact | Branch (OverHanging) | 2036 | 1.7435e-09 | 190.7177 | 3.3252e-07 | 2036 | Mitigation | 0.9 | 30 | 0 | esc | 0.065884 | 1.1487e-10 | 0.069568 | 1.2129e-10 | 0.066806 | 1.1648e-10 | 0.063625 | 1.1093e-10
[120 empty] | 7.3.5.15 Identification and remediation of “at-risk species”WLDFRVegetation ContactBranch (OverHanging) | WLDFR | HFTD - Distribution - Tier 3 - 5QU CoRE ¦ 3QU LoRE | Non-Red Flag Warning - Catastrophic Fires | Vegetation Contact | Branch (OverHanging) | 2037 | 1.7435e-09 | 190.7177 | 3.3252e-07 | 2037 | Mitigation | 0.9 | 30 | 0 | esc | 0.065884 | 1.1487e-10 | 0.069568 | 1.2129e-10 | 0.066806 | 1.1648e-10 | 0.063625 | 1.1093e-10
[120 empty] | 7.3.5.15 Identification and remediation of “at-risk species”WLDFRVegetation ContactBranch (OverHanging) | WLDFR | HFTD - Distribution - Tier 3 - 5QU CoRE ¦ 3QU LoRE | Non-Red Flag Warning - Catastrophic Fires | Vegetation Contact | Branch (OverHanging) | 2038 | 1.7435e-09 | 190.7177 | 3.3252e-07 | 2038 | Mitigation | 0.9 | 30 | 0 | esc | 0.065884 | 1.1487e-10 | 0.069568 | 1.2129e-10 | 0.066806 | 1.1648e-10 | 0.063625 | 1.1093e-10
[120 empty] | 7.3.5.15 Identification and remediation of “at-risk species”WLDFRVegetation ContactBranch (OverHanging) | WLDFR | HFTD - Distribution - Tier 3 - 5QU CoRE ¦ 3QU LoRE | Non-Red Flag Warning - Catastrophic Fires | Vegetation Contact | Branch (OverHanging) | 2039 | 1.7435e-09 | 190.7177 | 3.3252e-07 | 2039 | Mitigation | 0.9 | 30 | 0 | esc | 0.065884 | 1.1487e-10 | 0.069568 | 1.2129e-10 | 0.066806 | 1.1648e-10 | 0.063625 | 1.1093e-10
[120 empty] | 7.3.5.15 Identification and remediation of “at-risk species”WLDFRVegetation ContactBranch (OverHanging) | WLDFR | HFTD - Distribution - Tier 3 - 5QU CoRE ¦ 3QU LoRE | Non-Red Flag Warning - Catastrophic Fires | Vegetation Contact | Branch (OverHanging) | 2040 | 1.7435e-09 | 190.7177 | 3.3252e-07 | 2040 | Mitigation | 0.9 | 30 | 0 | esc | 0.065884 | 1.1487e-10 | 0.069568 | 1.2129e-10 | 0.066806 | 1.1648e-10 | 0.063625 | 1.1093e-10
[120 empty] | 7.3.5.15 Identification and remediation of “at-risk species”WLDFRVegetation ContactBranch (OverHanging) | WLDFR | HFTD - Distribution - Tier 3 - 5QU CoRE ¦ 3QU LoRE | Non-Red Flag Warning - Catastrophic Fires | Vegetation Contact | Branch (OverHanging) | 2041 | 1.7435e-09 | 190.7177 | 3.3252e-07 | 2041 | Mitigation | 0.9 | 30 | 0 | esc | 0.065884 | 1.1487e-10 | 0.069568 | 1.2129e-10 | 0.066806 | 1.1648e-10 | 0.063625 | 1.1093e-10
[120 empty] | 7.3.5.15 Identification and remediation of “at-risk species”WLDFRVegetation ContactBranch (OverHanging) | WLDFR | HFTD - Distribution - Tier 3 - 5QU CoRE ¦ 3QU LoRE | Non-Red Flag Warning - Catastrophic Fires | Vegetation Contact | Branch (OverHanging) | 2042 | 1.7435e-09 | 190.7177 | 3.3252e-07 | 2042 | Mitigation | 0.9 | 30 | 0 | esc | 0.065884 | 1.1487e-10 | 0.069568 | 1.2129e-10 | 0.066806 | 1.1648e-10 | 0.063625 | 1.1093e-10
[120 empty] | 7.3.5.15 Identification and remediation of “at-risk species”WLDFRVegetation ContactBranch (OverHanging) | WLDFR | HFTD - Distribution - Tier 3 - 5QU CoRE ¦ 3QU LoRE | Non-Red Flag Warning - Catastrophic Fires | Vegetation Contact | Branch (OverHanging) | 2043 | 1.7435e-09 | 190.7177 | 3.3252e-07 | 2043 | Mitigation | 0.9 | 30 | 0 | esc | 0.065884 | 1.1487e-10 | 0.069568 | 1.2129e-10 | 0.066806 | 1.1648e-10 | 0.063625 | 1.1093e-10
[120 empty] | 7.3.5.15 Identification and remediation of “at-risk species”WLDFRVegetation ContactBranch (OverHanging) | WLDFR | HFTD - Distribution - Tier 3 - 5QU CoRE ¦ 3QU LoRE | Non-Red Flag Warning - Catastrophic Fires | Vegetation Contact | Branch (OverHanging) | 2044 | 1.7435e-09 | 190.7177 | 3.3252e-07 | 2044 | Mitigation | 0.9 | 30 | 0 | esc | 0.065884 | 1.1487e-10 | 0.069568 | 1.2129e-10 | 0.066806 | 1.1648e-10 | 0.063625 | 1.1093e-10
[120 empty] | 7.3.5.15 Identification and remediation of “at-risk species”WLDFRVegetation ContactBranch (OverHanging) | WLDFR | HFTD - Distribution - Tier 3 - 5QU CoRE ¦ 3QU LoRE | Non-Red Flag Warning - Catastrophic Fires | Vegetation Contact | Branch (OverHanging) | 2045 | 1.7435e-09 | 190.7177 | 3.3252e-07 | 2045 | Mitigation | 0.9 | 30 | 0 | esc | 0.065884 | 1.1487e-10 | 0.069568 | 1.2129e-10 | 0.066806 | 1.1648e-10 | 0.063625 | 1.1093e-10
[120 empty] | 7.3.5.15 Identification and remediation of “at-risk species”WLDFRVegetation ContactBranch (OverHanging) | WLDFR | HFTD - Distribution - Tier 3 - 5QU CoRE ¦ 3QU LoRE | Non-Red Flag Warning - Catastrophic Fires | Vegetation Contact | Branch (OverHanging) | 2046 | 1.7435e-09 | 190.7177 | 3.3252e-07 | 2046 | Mitigation | 0.9 | 30 | 0 | esc | 0.065884 | 1.1487e-10 | 0.069568 | 1.2129e-10 | 0.066806 | 1.1648e-10 | 0.063625 | 1.1093e-10
[120 empty] | 7.3.5.15 Identification and remediation of “at-risk species”WLDFRVegetation ContactBranch (OverHanging) | WLDFR | HFTD - Distribution - Tier 3 - 5QU CoRE ¦ 3QU LoRE | Non-Red Flag Warning - Catastrophic Fires | Vegetation Contact | Branch (OverHanging) | 2047 | 1.7435e-09 | 190.7177 | 3.3252e-07 | 2047 | Mitigation | 0.9 | 30 | 0 | esc | 0.065884 | 1.1487e-10 | 0.069568 | 1.2129e-10 | 0.066806 | 1.1648e-10 | 0.063625 | 1.1093e-10
[120 empty] | 7.3.5.15 Identification and remediation of “at-risk species”WLDFRVegetation ContactBranch (OverHanging) | WLDFR | HFTD - Distribution - Tier 3 - 5QU CoRE ¦ 3QU LoRE | Non-Red Flag Warning - Catastrophic Fires | Vegetation Contact | Branch (OverHanging) | 2048 | 1.7435e-09 | 190.7177 | 3.3252e-07 | 2048 | Mitigation | 0.9 | 30 | 0 | esc | 0.065884 | 1.1487e-10 | 0.069568 | 1.2129e-10 | 0.066806 | 1.1648e-10 | 0.063625 | 1.1093e-10
[120 empty] | 7.3.5.15 Identification and remediation of “at-risk species”WLDFRVegetation ContactBranch (OverHanging) | WLDFR | HFTD - Distribution - Tier 3 - 5QU CoRE ¦ 3QU LoRE | Non-Red Flag Warning - Catastrophic Fires | Vegetation Contact | Branch (OverHanging) | 2049 | 1.7435e-09 | 190.7177 | 3.3252e-07 | 2049 | Mitigation | 0.9 | 30 | 0 | esc | 0.065884 | 1.1487e-10 | 0.069568 | 1.2129e-10 | 0.066806 | 1.1648e-10 | 0.063625 | 1.1093e-10
[120 empty] | 7.3.5.15 Identification and remediation of “at-risk species”WLDFRVegetation ContactBranch (OverHanging) | WLDFR | HFTD - Distribution - Tier 3 - 5QU CoRE ¦ 3QU LoRE | Non-Red Flag Warning - Catastrophic Fires | Vegetation Contact | Branch (OverHanging) | 2050 | 1.7435e-09 | 190.7177 | 3.3252e-07 | 2050 | Mitigation | 0.9 | 30 | 0 | esc | 0 | 0 | 0.069568 | 1.2129e-10 | 0.066806 | 1.1648e-10 | 0.063625 | 1.1093e-10
[120 empty] | 7.3.5.15 Identification and remediation of “at-risk species”WLDFRVegetation ContactBranch (OverHanging) | WLDFR | HFTD - Distribution - Tier 3 - 5QU CoRE ¦ 3QU LoRE | Non-Red Flag Warning - Catastrophic Fires | Vegetation Contact | Branch (OverHanging) | 2051 | 1.7435e-09 | 190.7177 | 3.3252e-07 | 2051 | Mitigation | 0.9 | 30 | 0 | esc | 0 | 0 | 0 | 0 | 0.066806 | 1.1648e-10 | 0.063625 | 1.1093e-10
[120 empty] | 7.3.5.15 Identification and remediation of “at-risk species”WLDFRVegetation ContactBranch (OverHanging) | WLDFR | HFTD - Distribution - Tier 3 - 5QU CoRE ¦ 3QU LoRE | Non-Red Flag Warning - Catastrophic Fires | Vegetation Contact | Branch (OverHanging) | 2052 | 1.7435e-09 | 190.7177 | 3.3252e-07 | 2052 | Mitigation | 0.9 | 30 | 0 | esc | 0 | 0 | 0 | 0 | 0 | 0 | 0.063625 | 1.1093e-10
[120 empty] | 7.3.5.15 Identification and remediation of “at-risk species”WLDFRVegetation ContactFell into (Moderate-Severe defect) | WLDFR | HFTD - Distribution - Tier 3 - 5QU CoRE ¦ 3QU LoRE | Non-Red Flag Warning - Catastrophic Fires | Vegetation Contact | Fell into (Moderate-Severe defect) | 2022 | 7.9196e-10 | 190.7177 | 1.5104e-07 | 2022 | Mitigation | 0.95 | 1 | 0 | esc | 0 | 0 | 0 | 0 | 0.070518 | 5.5847e-11 | 0 | 0
[120 empty] | 7.3.5.15 Identification and remediation of “at-risk species”WLDFRVegetation ContactFell into (Moderate-Severe defect) | WLDFR | HFTD - Distribution - Tier 3 - 5QU CoRE ¦ 3QU LoRE | Non-Red Flag Warning - Catastrophic Fires | Vegetation Contact | Fell into (Moderate-Severe defect) | 2023 | 7.9196e-10 | 190.7177 | 1.5104e-07 | 2023 | Mitigation | 0.95 | 1 | 0 | esc | 0 | 0 | 0 | 0 | 0 | 0 | 0.06716 | 5.3188e-11
[120 empty] | 7.3.5.15 Identification and remediation of “at-risk species”WLDFRVegetation ContactFell into (slight defect) | WLDFR | HFTD - Distribution - Tier 3 - 5QU CoRE ¦ 3QU LoRE | Non-Red Flag Warning - Catastrophic Fires | Vegetation Contact | Fell into (slight defect) | 2022 | 1.0216e-09 | 190.7177 | 1.9484e-07 | 2022 | Mitigation | 0.5 | 1 | 0 | esc | 0 | 0 | 0 | 0 | 0.037115 | 3.7917e-11 | 0 | 0
[120 empty] | 7.3.5.15 Identification and remediation of “at-risk species”WLDFRVegetation ContactFell into (slight defect) | WLDFR | HFTD - Distribution - Tier 3 - 5QU CoRE ¦ 3QU LoRE | Non-Red Flag Warning - Catastrophic Fires | Vegetation Contact | Fell into (slight defect) | 2023 | 1.0216e-09 | 190.7177 | 1.9484e-07 | 2023 | Mitigation | 0.5 | 1 | 0 | esc | 0 | 0 | 0 | 0 | 0 | 0 | 0.035347 | 3.6111e-11
[120 empty] | 7.3.5.15 Identification and remediation of “at-risk species”WLDFRVegetation ContactGrow Into | WLDFR | HFTD - Distribution - Tier 3 - 5QU CoRE ¦ 3QU LoRE | Non-Red Flag Warning - Catastrophic Fires | Vegetation Contact | Grow Into | 2022 | 8.8285e-11 | 190.7177 | 1.6837e-08 | 2022 | Mitigation | 0.5 | 1 | 0 | esc | 0 | 0 | 0 | 0 | 0.037115 | 3.2767e-12 | 0 | 0
[120 empty] | 7.3.5.15 Identification and remediation of “at-risk species”WLDFRVegetation ContactGrow Into | WLDFR | HFTD - Distribution - Tier 3 - 5QU CoRE ¦ 3QU LoRE | Non-Red Flag Warning - Catastrophic Fires | Vegetation Contact | Grow Into | 2023 | 8.8285e-11 | 190.7177 | 1.6837e-08 | 2023 | Mitigation | 0.5 | 1 | 0 | esc | 0 | 0 | 0 | 0 | 0 | 0 | 0.035347 | 3.1206e-12
[120 empty] | 7.3.5.15 Identification and remediation of “at-risk species”WLDFRVegetation ContactBranch (Not overhanging, 4-12ft) | WLDFR | HFTD - Distribution - Tier 3 - 5QU CoRE ¦ 3QU LoRE | Non-Red Flag Warning - Destructive Fires | Vegetation Contact | Branch (Not overhanging, 4-12ft) | 2022 | 2.4786e-10 | 190.7177 | 4.7271e-08 | 2022 | Mitigation | 0.5 | 30 | 0 | esc | 0.036602 | 9.0722e-12 | 0.038649 | 9.5795e-12 | 0.037115 | 9.1992e-12 | 0 | 0
[120 empty] | 7.3.5.15 Identification and remediation of “at-risk species”WLDFRVegetation ContactBranch (Not overhanging, 4-12ft) | WLDFR | HFTD - Distribution - Tier 3 - 5QU CoRE ¦ 3QU LoRE | Non-Red Flag Warning - Destructive Fires | Vegetation Contact | Branch (Not overhanging, 4-12ft) | 2023 | 2.4786e-10 | 190.7177 | 4.7271e-08 | 2023 | Mitigation | 0.5 | 30 | 0 | esc | 0.036602 | 9.0722e-12 | 0.038649 | 9.5795e-12 | 0.037115 | 9.1992e-12 | 0.035347 | 8.7611e-12
[120 empty] | 7.3.5.15 Identification and remediation of “at-risk species”WLDFRVegetation ContactBranch (Not overhanging, 4-12ft) | WLDFR | HFTD - Distribution - Tier 3 - 5QU CoRE ¦ 3QU LoRE | Non-Red Flag Warning - Destructive Fires | Vegetation Contact | Branch (Not overhanging, 4-12ft) | 2024 | 2.4786e-10 | 190.7177 | 4.7271e-08 | 2024 | Mitigation | 0.5 | 30 | 0 | esc | 0.036602 | 9.0722e-12 | 0.038649 | 9.5795e-12 | 0.037115 | 9.1992e-12 | 0.035347 | 8.7611e-12
[120 empty] | 7.3.5.15 Identification and remediation of “at-risk species”WLDFRVegetation ContactBranch (Not overhanging, 4-12ft) | WLDFR | HFTD - Distribution - Tier 3 - 5QU CoRE ¦ 3QU LoRE | Non-Red Flag Warning - Destructive Fires | Vegetation Contact | Branch (Not overhanging, 4-12ft) | 2025 | 2.4786e-10 | 190.7177 | 4.7271e-08 | 2025 | Mitigation | 0.5 | 30 | 0 | esc | 0.036602 | 9.0722e-12 | 0.038649 | 9.5795e-12 | 0.037115 | 9.1992e-12 | 0.035347 | 8.7611e-12
[120 empty] | 7.3.5.15 Identification and remediation of “at-risk species”WLDFRVegetation ContactBranch (Not overhanging, 4-12ft) | WLDFR | HFTD - Distribution - Tier 3 - 5QU CoRE ¦ 3QU LoRE | Non-Red Flag Warning - Destructive Fires | Vegetation Contact | Branch (Not overhanging, 4-12ft) | 2026 | 2.4786e-10 | 190.7177 | 4.7271e-08 | 2026 | Mitigation | 0.5 | 30 | 0 | esc | 0.036602 | 9.0722e-12 | 0.038649 | 9.5795e-12 | 0.037115 | 9.1992e-12 | 0.035347 | 8.7611e-12
[120 empty] | 7.3.5.15 Identification and remediation of “at-risk species”WLDFRVegetation ContactBranch (Not overhanging, 4-12ft) | WLDFR | HFTD - Distribution - Tier 3 - 5QU CoRE ¦ 3QU LoRE | Non-Red Flag Warning - Destructive Fires | Vegetation Contact | Branch (Not overhanging, 4-12ft) | 2027 | 2.4786e-10 | 190.7177 | 4.7271e-08 | 2027 | Mitigation | 0.5 | 30 | 0 | esc | 0.036602 | 9.0722e-12 | 0.038649 | 9.5795e-12 | 0.037115 | 9.1992e-12 | 0.035347 | 8.7611e-12
[120 empty] | 7.3.5.15 Identification and remediation of “at-risk species”WLDFRVegetation ContactBranch (Not overhanging, 4-12ft) | WLDFR | HFTD - Distribution - Tier 3 - 5QU CoRE ¦ 3QU LoRE | Non-Red Flag Warning - Destructive Fires | Vegetation Contact | Branch (Not overhanging, 4-12ft) | 2028 | 2.4786e-10 | 190.7177 | 4.7271e-08 | 2028 | Mitigation | 0.5 | 30 | 0 | esc | 0.036602 | 9.0722e-12 | 0.038649 | 9.5795e-12 | 0.037115 | 9.1992e-12 | 0.035347 | 8.7611e-12
[120 empty] | 7.3.5.15 Identification and remediation of “at-risk species”WLDFRVegetation ContactBranch (Not overhanging, 4-12ft) | WLDFR | HFTD - Distribution - Tier 3 - 5QU CoRE ¦ 3QU LoRE | Non-Red Flag Warning - Destructive Fires | Vegetation Contact | Branch (Not overhanging, 4-12ft) | 2029 | 2.4786e-10 | 190.7177 | 4.7271e-08 | 2029 | Mitigation | 0.5 | 30 | 0 | esc | 0.036602 | 9.0722e-12 | 0.038649 | 9.5795e-12 | 0.037115 | 9.1992e-12 | 0.035347 | 8.7611e-12
[120 empty] | 7.3.5.15 Identification and remediation of “at-risk species”WLDFRVegetation ContactBranch (Not overhanging, 4-12ft) | WLDFR | HFTD - Distribution - Tier 3 - 5QU CoRE ¦ 3QU LoRE | Non-Red Flag Warning - Destructive Fires | Vegetation Contact | Branch (Not overhanging, 4-12ft) | 2030 | 2.4786e-10 | 190.7177 | 4.7271e-08 | 2030 | Mitigation | 0.5 | 30 | 0 | esc | 0.036602 | 9.0722e-12 | 0.038649 | 9.5795e-12 | 0.037115 | 9.1992e-12 | 0.035347 | 8.7611e-12
[120 empty] | 7.3.5.15 Identification and remediation of “at-risk species”WLDFRVegetation ContactBranch (Not overhanging, 4-12ft) | WLDFR | HFTD - Distribution - Tier 3 - 5QU CoRE ¦ 3QU LoRE | Non-Red Flag Warning - Destructive Fires | Vegetation Contact | Branch (Not overhanging, 4-12ft) | 2031 | 2.4786e-10 | 190.7177 | 4.7271e-08 | 2031 | Mitigation | 0.5 | 30 | 0 | esc | 0.036602 | 9.0722e-12 | 0.038649 | 9.5795e-12 | 0.037115 | 9.1992e-12 | 0.035347 | 8.7611e-12
[120 empty] | 7.3.5.15 Identification and remediation of “at-risk species”WLDFRVegetation ContactBranch (Not overhanging, 4-12ft) | WLDFR | HFTD - Distribution - Tier 3 - 5QU CoRE ¦ 3QU LoRE | Non-Red Flag Warning - Destructive Fires | Vegetation Contact | Branch (Not overhanging, 4-12ft) | 2032 | 2.4786e-10 | 190.7177 | 4.7271e-08 | 2032 | Mitigation | 0.5 | 30 | 0 | esc | 0.036602 | 9.0722e-12 | 0.038649 | 9.5795e-12 | 0.037115 | 9.1992e-12 | 0.035347 | 8.7611e-12
[120 empty] | 7.3.5.15 Identification and remediation of “at-risk species”WLDFRVegetation ContactBranch (Not overhanging, 4-12ft) | WLDFR | HFTD - Distribution - Tier 3 - 5QU CoRE ¦ 3QU LoRE | Non-Red Flag Warning - Destructive Fires | Vegetation Contact | Branch (Not overhanging, 4-12ft) | 2033 | 2.4786e-10 | 190.7177 | 4.7271e-08 | 2033 | Mitigation | 0.5 | 30 | 0 | esc | 0.036602 | 9.0722e-12 | 0.038649 | 9.5795e-12 | 0.037115 | 9.1992e-12 | 0.035347 | 8.7611e-12
[120 empty] | 7.3.5.15 Identification and remediation of “at-risk species”WLDFRVegetation ContactBranch (Not overhanging, 4-12ft) | WLDFR | HFTD - Distribution - Tier 3 - 5QU CoRE ¦ 3QU LoRE | Non-Red Flag Warning - Destructive Fires | Vegetation Contact | Branch (Not overhanging, 4-12ft) | 2034 | 2.4786e-10 | 190.7177 | 4.7271e-08 | 2034 | Mitigation | 0.5 | 30 | 0 | esc | 0.036602 | 9.0722e-12 | 0.038649 | 9.5795e-12 | 0.037115 | 9.1992e-12 | 0.035347 | 8.7611e-12
[120 empty] | 7.3.5.15 Identification and remediation of “at-risk species”WLDFRVegetation ContactBranch (Not overhanging, 4-12ft) | WLDFR | HFTD - Distribution - Tier 3 - 5QU CoRE ¦ 3QU LoRE | Non-Red Flag Warning - Destructive Fires | Vegetation Contact | Branch (Not overhanging, 4-12ft) | 2035 | 2.4786e-10 | 190.7177 | 4.7271e-08 | 2035 | Mitigation | 0.5 | 30 | 0 | esc | 0.036602 | 9.0722e-12 | 0.038649 | 9.5795e-12 | 0.037115 | 9.1992e-12 | 0.035347 | 8.7611e-12
[120 empty] | 7.3.5.15 Identification and remediation of “at-risk species”WLDFRVegetation ContactBranch (Not overhanging, 4-12ft) | WLDFR | HFTD - Distribution - Tier 3 - 5QU CoRE ¦ 3QU LoRE | Non-Red Flag Warning - Destructive Fires | Vegetation Contact | Branch (Not overhanging, 4-12ft) | 2036 | 2.4786e-10 | 190.7177 | 4.7271e-08 | 2036 | Mitigation | 0.5 | 30 | 0 | esc | 0.036602 | 9.0722e-12 | 0.038649 | 9.5795e-12 | 0.037115 | 9.1992e-12 | 0.035347 | 8.7611e-12
[120 empty] | 7.3.5.15 Identification and remediation of “at-risk species”WLDFRVegetation ContactBranch (Not overhanging, 4-12ft) | WLDFR | HFTD - Distribution - Tier 3 - 5QU CoRE ¦ 3QU LoRE | Non-Red Flag Warning - Destructive Fires | Vegetation Contact | Branch (Not overhanging, 4-12ft) | 2037 | 2.4786e-10 | 190.7177 | 4.7271e-08 | 2037 | Mitigation | 0.5 | 30 | 0 | esc | 0.036602 | 9.0722e-12 | 0.038649 | 9.5795e-12 | 0.037115 | 9.1992e-12 | 0.035347 | 8.7611e-12
[120 empty] | 7.3.5.15 Identification and remediation of “at-risk species”WLDFRVegetation ContactBranch (Not overhanging, 4-12ft) | WLDFR | HFTD - Distribution - Tier 3 - 5QU CoRE ¦ 3QU LoRE | Non-Red Flag Warning - Destructive Fires | Vegetation Contact | Branch (Not overhanging, 4-12ft) | 2038 | 2.4786e-10 | 190.7177 | 4.7271e-08 | 2038 | Mitigation | 0.5 | 30 | 0 | esc | 0.036602 | 9.0722e-12 | 0.038649 | 9.5795e-12 | 0.037115 | 9.1992e-12 | 0.035347 | 8.7611e-12
[120 empty] | 7.3.5.15 Identification and remediation of “at-risk species”WLDFRVegetation ContactBranch (Not overhanging, 4-12ft) | WLDFR | HFTD - Distribution - Tier 3 - 5QU CoRE ¦ 3QU LoRE | Non-Red Flag Warning - Destructive Fires | Vegetation Contact | Branch (Not overhanging, 4-12ft) | 2039 | 2.4786e-10 | 190.7177 | 4.7271e-08 | 2039 | Mitigation | 0.5 | 30 | 0 | esc | 0.036602 | 9.0722e-12 | 0.038649 | 9.5795e-12 | 0.037115 | 9.1992e-12 | 0.035347 | 8.7611e-12
[120 empty] | 7.3.5.15 Identification and remediation of “at-risk species”WLDFRVegetation ContactBranch (Not overhanging, 4-12ft) | WLDFR | HFTD - Distribution - Tier 3 - 5QU CoRE ¦ 3QU LoRE | Non-Red Flag Warning - Destructive Fires | Vegetation Contact | Branch (Not overhanging, 4-12ft) | 2040 | 2.4786e-10 | 190.7177 | 4.7271e-08 | 2040 | Mitigation | 0.5 | 30 | 0 | esc | 0.036602 | 9.0722e-12 | 0.038649 | 9.5795e-12 | 0.037115 | 9.1992e-12 | 0.035347 | 8.7611e-12
[120 empty] | 7.3.5.15 Identification and remediation of “at-risk species”WLDFRVegetation ContactBranch (Not overhanging, 4-12ft) | WLDFR | HFTD - Distribution - Tier 3 - 5QU CoRE ¦ 3QU LoRE | Non-Red Flag Warning - Destructive Fires | Vegetation Contact | Branch (Not overhanging, 4-12ft) | 2041 | 2.4786e-10 | 190.7177 | 4.7271e-08 | 2041 | Mitigation | 0.5 | 30 | 0 | esc | 0.036602 | 9.0722e-12 | 0.038649 | 9.5795e-12 | 0.037115 | 9.1992e-12 | 0.035347 | 8.7611e-12
[120 empty] | 7.3.5.15 Identification and remediation of “at-risk species”WLDFRVegetation ContactBranch (Not overhanging, 4-12ft) | WLDFR | HFTD - Distribution - Tier 3 - 5QU CoRE ¦ 3QU LoRE | Non-Red Flag Warning - Destructive Fires | Vegetation Contact | Branch (Not overhanging, 4-12ft) | 2042 | 2.4786e-10 | 190.7177 | 4.7271e-08 | 2042 | Mitigation | 0.5 | 30 | 0 | esc | 0.036602 | 9.0722e-12 | 0.038649 | 9.5795e-12 | 0.037115 | 9.1992e-12 | 0.035347 | 8.7611e-12
[120 empty] | 7.3.5.15 Identification and remediation of “at-risk species”WLDFRVegetation ContactBranch (Not overhanging, 4-12ft) | WLDFR | HFTD - Distribution - Tier 3 - 5QU CoRE ¦ 3QU LoRE | Non-Red Flag Warning - Destructive Fires | Vegetation Contact | Branch (Not overhanging, 4-12ft) | 2043 | 2.4786e-10 | 190.7177 | 4.7271e-08 | 2043 | Mitigation | 0.5 | 30 | 0 | esc | 0.036602 | 9.0722e-12 | 0.038649 | 9.5795e-12 | 0.037115 | 9.1992e-12 | 0.035347 | 8.7611e-12
[120 empty] | 7.3.5.15 Identification and remediation of “at-risk species”WLDFRVegetation ContactBranch (Not overhanging, 4-12ft) | WLDFR | HFTD - Distribution - Tier 3 - 5QU CoRE ¦ 3QU LoRE | Non-Red Flag Warning - Destructive Fires | Vegetation Contact | Branch (Not overhanging, 4-12ft) | 2044 | 2.4786e-10 | 190.7177 | 4.7271e-08 | 2044 | Mitigation | 0.5 | 30 | 0 | esc | 0.036602 | 9.0722e-12 | 0.038649 | 9.5795e-12 | 0.037115 | 9.1992e-12 | 0.035347 | 8.7611e-12
[120 empty] | 7.3.5.15 Identification and remediation of “at-risk species”WLDFRVegetation ContactBranch (Not overhanging, 4-12ft) | WLDFR | HFTD - Distribution - Tier 3 - 5QU CoRE ¦ 3QU LoRE | Non-Red Flag Warning - Destructive Fires | Vegetation Contact | Branch (Not overhanging, 4-12ft) | 2045 | 2.4786e-10 | 190.7177 | 4.7271e-08 | 2045 | Mitigation | 0.5 | 30 | 0 | esc | 0.036602 | 9.0722e-12 | 0.038649 | 9.5795e-12 | 0.037115 | 9.1992e-12 | 0.035347 | 8.7611e-12
[120 empty] | 7.3.5.15 Identification and remediation of “at-risk species”WLDFRVegetation ContactBranch (Not overhanging, 4-12ft) | WLDFR | HFTD - Distribution - Tier 3 - 5QU CoRE ¦ 3QU LoRE | Non-Red Flag Warning - Destructive Fires | Vegetation Contact | Branch (Not overhanging, 4-12ft) | 2046 | 2.4786e-10 | 190.7177 | 4.7271e-08 | 2046 | Mitigation | 0.5 | 30 | 0 | esc | 0.036602 | 9.0722e-12 | 0.038649 | 9.5795e-12 | 0.037115 | 9.1992e-12 | 0.035347 | 8.7611e-12
[120 empty] | 7.3.5.15 Identification and remediation of “at-risk species”WLDFRVegetation ContactBranch (Not overhanging, 4-12ft) | WLDFR | HFTD - Distribution - Tier 3 - 5QU CoRE ¦ 3QU LoRE | Non-Red Flag Warning - Destructive Fires | Vegetation Contact | Branch (Not overhanging, 4-12ft) | 2047 | 2.4786e-10 | 190.7177 | 4.7271e-08 | 2047 | Mitigation | 0.5 | 30 | 0 | esc | 0.036602 | 9.0722e-12 | 0.038649 | 9.5795e-12 | 0.037115 | 9.1992e-12 | 0.035347 | 8.7611e-12
[120 empty] | 7.3.5.15 Identification and remediation of “at-risk species”WLDFRVegetation ContactBranch (Not overhanging, 4-12ft) | WLDFR | HFTD - Distribution - Tier 3 - 5QU CoRE ¦ 3QU LoRE | Non-Red Flag Warning - Destructive Fires | Vegetation Contact | Branch (Not overhanging, 4-12ft) | 2048 | 2.4786e-10 | 190.7177 | 4.7271e-08 | 2048 | Mitigation | 0.5 | 30 | 0 | esc | 0.036602 | 9.0722e-12 | 0.038649 | 9.5795e-12 | 0.037115 | 9.1992e-12 | 0.035347 | 8.7611e-12
[120 empty] | 7.3.5.15 Identification and remediation of “at-risk species”WLDFRVegetation ContactBranch (Not overhanging, 4-12ft) | WLDFR | HFTD - Distribution - Tier 3 - 5QU CoRE ¦ 3QU LoRE | Non-Red Flag Warning - Destructive Fires | Vegetation Contact | Branch (Not overhanging, 4-12ft) | 2049 | 2.4786e-10 | 190.7177 | 4.7271e-08 | 2049 | Mitigation | 0.5 | 30 | 0 | esc | 0.036602 | 9.0722e-12 | 0.038649 | 9.5795e-12 | 0.037115 | 9.1992e-12 | 0.035347 | 8.7611e-12
[120 empty] | 7.3.5.15 Identification and remediation of “at-risk species”WLDFRVegetation ContactBranch (Not overhanging, 4-12ft) | WLDFR | HFTD - Distribution - Tier 3 - 5QU CoRE ¦ 3QU LoRE | Non-Red Flag Warning - Destructive Fires | Vegetation Contact | Branch (Not overhanging, 4-12ft) | 2050 | 2.4786e-10 | 190.7177 | 4.7271e-08 | 2050 | Mitigation | 0.5 | 30 | 0 | esc | 0 | 0 | 0.038649 | 9.5795e-12 | 0.037115 | 9.1992e-12 | 0.035347 | 8.7611e-12
[120 empty] | 7.3.5.15 Identification and remediation of “at-risk species”WLDFRVegetation ContactBranch (Not overhanging, 4-12ft) | WLDFR | HFTD - Distribution - Tier 3 - 5QU CoRE ¦ 3QU LoRE | Non-Red Flag Warning - Destructive Fires | Vegetation Contact | Branch (Not overhanging, 4-12ft) | 2051 | 2.4786e-10 | 190.7177 | 4.7271e-08 | 2051 | Mitigation | 0.5 | 30 | 0 | esc | 0 | 0 | 0 | 0 | 0.037115 | 9.1992e-12 | 0.035347 | 8.7611e-12
[120 empty] | 7.3.5.15 Identification and remediation of “at-risk species”WLDFRVegetation ContactBranch (Not overhanging, 4-12ft) | WLDFR | HFTD - Distribution - Tier 3 - 5QU CoRE ¦ 3QU LoRE | Non-Red Flag Warning - Destructive Fires | Vegetation Contact | Branch (Not overhanging, 4-12ft) | 2052 | 2.4786e-10 | 190.7177 | 4.7271e-08 | 2052 | Mitigation | 0.5 | 30 | 0 | esc | 0 | 0 | 0 | 0 | 0 | 0 | 0.035347 | 8.7611e-12
[120 empty] | 7.3.5.15 Identification and remediation of “at-risk species”WLDFRVegetation ContactBranch (Not overhanging, within 4ft) | WLDFR | HFTD - Distribution - Tier 3 - 5QU CoRE ¦ 3QU LoRE | Non-Red Flag Warning - Destructive Fires | Vegetation Contact | Branch (Not overhanging, within 4ft) | 2022 | 1.0998e-10 | 190.7177 | 2.0974e-08 | 2022 | Mitigation | 0.9 | 30 | 0 | esc | 0.065884 | 7.2457e-12 | 0.069568 | 7.6508e-12 | 0.066806 | 7.3471e-12 | 0 | 0
[120 empty] | 7.3.5.15 Identification and remediation of “at-risk species”WLDFRVegetation ContactBranch (Not overhanging, within 4ft) | WLDFR | HFTD - Distribution - Tier 3 - 5QU CoRE ¦ 3QU LoRE | Non-Red Flag Warning - Destructive Fires | Vegetation Contact | Branch (Not overhanging, within 4ft) | 2023 | 1.0998e-10 | 190.7177 | 2.0974e-08 | 2023 | Mitigation | 0.9 | 30 | 0 | esc | 0.065884 | 7.2457e-12 | 0.069568 | 7.6508e-12 | 0.066806 | 7.3471e-12 | 0.063625 | 6.9972e-12
[120 empty] | 7.3.5.15 Identification and remediation of “at-risk species”WLDFRVegetation ContactBranch (Not overhanging, within 4ft) | WLDFR | HFTD - Distribution - Tier 3 - 5QU CoRE ¦ 3QU LoRE | Non-Red Flag Warning - Destructive Fires | Vegetation Contact | Branch (Not overhanging, within 4ft) | 2024 | 1.0998e-10 | 190.7177 | 2.0974e-08 | 2024 | Mitigation | 0.9 | 30 | 0 | esc | 0.065884 | 7.2457e-12 | 0.069568 | 7.6508e-12 | 0.066806 | 7.3471e-12 | 0.063625 | 6.9972e-12
[120 empty] | 7.3.5.15 Identification and remediation of “at-risk species”WLDFRVegetation ContactBranch (Not overhanging, within 4ft) | WLDFR | HFTD - Distribution - Tier 3 - 5QU CoRE ¦ 3QU LoRE | Non-Red Flag Warning - Destructive Fires | Vegetation Contact | Branch (Not overhanging, within 4ft) | 2025 | 1.0998e-10 | 190.7177 | 2.0974e-08 | 2025 | Mitigation | 0.9 | 30 | 0 | esc | 0.065884 | 7.2457e-12 | 0.069568 | 7.6508e-12 | 0.066806 | 7.3471e-12 | 0.063625 | 6.9972e-12
[120 empty] | 7.3.5.15 Identification and remediation of “at-risk species”WLDFRVegetation ContactBranch (Not overhanging, within 4ft) | WLDFR | HFTD - Distribution - Tier 3 - 5QU CoRE ¦ 3QU LoRE | Non-Red Flag Warning - Destructive Fires | Vegetation Contact | Branch (Not overhanging, within 4ft) | 2026 | 1.0998e-10 | 190.7177 | 2.0974e-08 | 2026 | Mitigation | 0.9 | 30 | 0 | esc | 0.065884 | 7.2457e-12 | 0.069568 | 7.6508e-12 | 0.066806 | 7.3471e-12 | 0.063625 | 6.9972e-12
[120 empty] | 7.3.5.15 Identification and remediation of “at-risk species”WLDFRVegetation ContactBranch (Not overhanging, within 4ft) | WLDFR | HFTD - Distribution - Tier 3 - 5QU CoRE ¦ 3QU LoRE | Non-Red Flag Warning - Destructive Fires | Vegetation Contact | Branch (Not overhanging, within 4ft) | 2027 | 1.0998e-10 | 190.7177 | 2.0974e-08 | 2027 | Mitigation | 0.9 | 30 | 0 | esc | 0.065884 | 7.2457e-12 | 0.069568 | 7.6508e-12 | 0.066806 | 7.3471e-12 | 0.063625 | 6.9972e-12
[120 empty] | 7.3.5.15 Identification and remediation of “at-risk species”WLDFRVegetation ContactBranch (Not overhanging, within 4ft) | WLDFR | HFTD - Distribution - Tier 3 - 5QU CoRE ¦ 3QU LoRE | Non-Red Flag Warning - Destructive Fires | Vegetation Contact | Branch (Not overhanging, within 4ft) | 2028 | 1.0998e-10 | 190.7177 | 2.0974e-08 | 2028 | Mitigation | 0.9 | 30 | 0 | esc | 0.065884 | 7.2457e-12 | 0.069568 | 7.6508e-12 | 0.066806 | 7.3471e-12 | 0.063625 | 6.9972e-12
[120 empty] | 7.3.5.15 Identification and remediation of “at-risk species”WLDFRVegetation ContactBranch (Not overhanging, within 4ft) | WLDFR | HFTD - Distribution - Tier 3 - 5QU CoRE ¦ 3QU LoRE | Non-Red Flag Warning - Destructive Fires | Vegetation Contact | Branch (Not overhanging, within 4ft) | 2029 | 1.0998e-10 | 190.7177 | 2.0974e-08 | 2029 | Mitigation | 0.9 | 30 | 0 | esc | 0.065884 | 7.2457e-12 | 0.069568 | 7.6508e-12 | 0.066806 | 7.3471e-12 | 0.063625 | 6.9972e-12
[120 empty] | 7.3.5.15 Identification and remediation of “at-risk species”WLDFRVegetation ContactBranch (Not overhanging, within 4ft) | WLDFR | HFTD - Distribution - Tier 3 - 5QU CoRE ¦ 3QU LoRE | Non-Red Flag Warning - Destructive Fires | Vegetation Contact | Branch (Not overhanging, within 4ft) | 2030 | 1.0998e-10 | 190.7177 | 2.0974e-08 | 2030 | Mitigation | 0.9 | 30 | 0 | esc | 0.065884 | 7.2457e-12 | 0.069568 | 7.6508e-12 | 0.066806 | 7.3471e-12 | 0.063625 | 6.9972e-12
[120 empty] | 7.3.5.15 Identification and remediation of “at-risk species”WLDFRVegetation ContactBranch (Not overhanging, within 4ft) | WLDFR | HFTD - Distribution - Tier 3 - 5QU CoRE ¦ 3QU LoRE | Non-Red Flag Warning - Destructive Fires | Vegetation Contact | Branch (Not overhanging, within 4ft) | 2031 | 1.0998e-10 | 190.7177 | 2.0974e-08 | 2031 | Mitigation | 0.9 | 30 | 0 | esc | 0.065884 | 7.2457e-12 | 0.069568 | 7.6508e-12 | 0.066806 | 7.3471e-12 | 0.063625 | 6.9972e-12
[120 empty] | 7.3.5.15 Identification and remediation of “at-risk species”WLDFRVegetation ContactBranch (Not overhanging, within 4ft) | WLDFR | HFTD - Distribution - Tier 3 - 5QU CoRE ¦ 3QU LoRE | Non-Red Flag Warning - Destructive Fires | Vegetation Contact | Branch (Not overhanging, within 4ft) | 2032 | 1.0998e-10 | 190.7177 | 2.0974e-08 | 2032 | Mitigation | 0.9 | 30 | 0 | esc | 0.065884 | 7.2457e-12 | 0.069568 | 7.6508e-12 | 0.066806 | 7.3471e-12 | 0.063625 | 6.9972e-12
[120 empty] | 7.3.5.15 Identification and remediation of “at-risk species”WLDFRVegetation ContactBranch (Not overhanging, within 4ft) | WLDFR | HFTD - Distribution - Tier 3 - 5QU CoRE ¦ 3QU LoRE | Non-Red Flag Warning - Destructive Fires | Vegetation Contact | Branch (Not overhanging, within 4ft) | 2033 | 1.0998e-10 | 190.7177 | 2.0974e-08 | 2033 | Mitigation | 0.9 | 30 | 0 | esc | 0.065884 | 7.2457e-12 | 0.069568 | 7.6508e-12 | 0.066806 | 7.3471e-12 | 0.063625 | 6.9972e-12
[120 empty] | 7.3.5.15 Identification and remediation of “at-risk species”WLDFRVegetation ContactBranch (Not overhanging, within 4ft) | WLDFR | HFTD - Distribution - Tier 3 - 5QU CoRE ¦ 3QU LoRE | Non-Red Flag Warning - Destructive Fires | Vegetation Contact | Branch (Not overhanging, within 4ft) | 2034 | 1.0998e-10 | 190.7177 | 2.0974e-08 | 2034 | Mitigation | 0.9 | 30 | 0 | esc | 0.065884 | 7.2457e-12 | 0.069568 | 7.6508e-12 | 0.066806 | 7.3471e-12 | 0.063625 | 6.9972e-12
[120 empty] | 7.3.5.15 Identification and remediation of “at-risk species”WLDFRVegetation ContactBranch (Not overhanging, within 4ft) | WLDFR | HFTD - Distribution - Tier 3 - 5QU CoRE ¦ 3QU LoRE | Non-Red Flag Warning - Destructive Fires | Vegetation Contact | Branch (Not overhanging, within 4ft) | 2035 | 1.0998e-10 | 190.7177 | 2.0974e-08 | 2035 | Mitigation | 0.9 | 30 | 0 | esc | 0.065884 | 7.2457e-12 | 0.069568 | 7.6508e-12 | 0.066806 | 7.3471e-12 | 0.063625 | 6.9972e-12
[120 empty] | 7.3.5.15 Identification and remediation of “at-risk species”WLDFRVegetation ContactBranch (Not overhanging, within 4ft) | WLDFR | HFTD - Distribution - Tier 3 - 5QU CoRE ¦ 3QU LoRE | Non-Red Flag Warning - Destructive Fires | Vegetation Contact | Branch (Not overhanging, within 4ft) | 2036 | 1.0998e-10 | 190.7177 | 2.0974e-08 | 2036 | Mitigation | 0.9 | 30 | 0 | esc | 0.065884 | 7.2457e-12 | 0.069568 | 7.6508e-12 | 0.066806 | 7.3471e-12 | 0.063625 | 6.9972e-12
[120 empty] | 7.3.5.15 Identification and remediation of “at-risk species”WLDFRVegetation ContactBranch (Not overhanging, within 4ft) | WLDFR | HFTD - Distribution - Tier 3 - 5QU CoRE ¦ 3QU LoRE | Non-Red Flag Warning - Destructive Fires | Vegetation Contact | Branch (Not overhanging, within 4ft) | 2037 | 1.0998e-10 | 190.7177 | 2.0974e-08 | 2037 | Mitigation | 0.9 | 30 | 0 | esc | 0.065884 | 7.2457e-12 | 0.069568 | 7.6508e-12 | 0.066806 | 7.3471e-12 | 0.063625 | 6.9972e-12
[120 empty] | 7.3.5.15 Identification and remediation of “at-risk species”WLDFRVegetation ContactBranch (Not overhanging, within 4ft) | WLDFR | HFTD - Distribution - Tier 3 - 5QU CoRE ¦ 3QU LoRE | Non-Red Flag Warning - Destructive Fires | Vegetation Contact | Branch (Not overhanging, within 4ft) | 2038 | 1.0998e-10 | 190.7177 | 2.0974e-08 | 2038 | Mitigation | 0.9 | 30 | 0 | esc | 0.065884 | 7.2457e-12 | 0.069568 | 7.6508e-12 | 0.066806 | 7.3471e-12 | 0.063625 | 6.9972e-12
[120 empty] | 7.3.5.15 Identification and remediation of “at-risk species”WLDFRVegetation ContactBranch (Not overhanging, within 4ft) | WLDFR | HFTD - Distribution - Tier 3 - 5QU CoRE ¦ 3QU LoRE | Non-Red Flag Warning - Destructive Fires | Vegetation Contact | Branch (Not overhanging, within 4ft) | 2039 | 1.0998e-10 | 190.7177 | 2.0974e-08 | 2039 | Mitigation | 0.9 | 30 | 0 | esc | 0.065884 | 7.2457e-12 | 0.069568 | 7.6508e-12 | 0.066806 | 7.3471e-12 | 0.063625 | 6.9972e-12
[120 empty] | 7.3.5.15 Identification and remediation of “at-risk species”WLDFRVegetation ContactBranch (Not overhanging, within 4ft) | WLDFR | HFTD - Distribution - Tier 3 - 5QU CoRE ¦ 3QU LoRE | Non-Red Flag Warning - Destructive Fires | Vegetation Contact | Branch (Not overhanging, within 4ft) | 2040 | 1.0998e-10 | 190.7177 | 2.0974e-08 | 2040 | Mitigation | 0.9 | 30 | 0 | esc | 0.065884 | 7.2457e-12 | 0.069568 | 7.6508e-12 | 0.066806 | 7.3471e-12 | 0.063625 | 6.9972e-12
[120 empty] | 7.3.5.15 Identification and remediation of “at-risk species”WLDFRVegetation ContactBranch (Not overhanging, within 4ft) | WLDFR | HFTD - Distribution - Tier 3 - 5QU CoRE ¦ 3QU LoRE | Non-Red Flag Warning - Destructive Fires | Vegetation Contact | Branch (Not overhanging, within 4ft) | 2041 | 1.0998e-10 | 190.7177 | 2.0974e-08 | 2041 | Mitigation | 0.9 | 30 | 0 | esc | 0.065884 | 7.2457e-12 | 0.069568 | 7.6508e-12 | 0.066806 | 7.3471e-12 | 0.063625 | 6.9972e-12
[120 empty] | 7.3.5.15 Identification and remediation of “at-risk species”WLDFRVegetation ContactBranch (Not overhanging, within 4ft) | WLDFR | HFTD - Distribution - Tier 3 - 5QU CoRE ¦ 3QU LoRE | Non-Red Flag Warning - Destructive Fires | Vegetation Contact | Branch (Not overhanging, within 4ft) | 2042 | 1.0998e-10 | 190.7177 | 2.0974e-08 | 2042 | Mitigation | 0.9 | 30 | 0 | esc | 0.065884 | 7.2457e-12 | 0.069568 | 7.6508e-12 | 0.066806 | 7.3471e-12 | 0.063625 | 6.9972e-12
[120 empty] | 7.3.5.15 Identification and remediation of “at-risk species”WLDFRVegetation ContactBranch (Not overhanging, within 4ft) | WLDFR | HFTD - Distribution - Tier 3 - 5QU CoRE ¦ 3QU LoRE | Non-Red Flag Warning - Destructive Fires | Vegetation Contact | Branch (Not overhanging, within 4ft) | 2043 | 1.0998e-10 | 190.7177 | 2.0974e-08 | 2043 | Mitigation | 0.9 | 30 | 0 | esc | 0.065884 | 7.2457e-12 | 0.069568 | 7.6508e-12 | 0.066806 | 7.3471e-12 | 0.063625 | 6.9972e-12
[120 empty] | 7.3.5.15 Identification and remediation of “at-risk species”WLDFRVegetation ContactBranch (Not overhanging, within 4ft) | WLDFR | HFTD - Distribution - Tier 3 - 5QU CoRE ¦ 3QU LoRE | Non-Red Flag Warning - Destructive Fires | Vegetation Contact | Branch (Not overhanging, within 4ft) | 2044 | 1.0998e-10 | 190.7177 | 2.0974e-08 | 2044 | Mitigation | 0.9 | 30 | 0 | esc | 0.065884 | 7.2457e-12 | 0.069568 | 7.6508e-12 | 0.066806 | 7.3471e-12 | 0.063625 | 6.9972e-12
[120 empty] | 7.3.5.15 Identification and remediation of “at-risk species”WLDFRVegetation ContactBranch (Not overhanging, within 4ft) | WLDFR | HFTD - Distribution - Tier 3 - 5QU CoRE ¦ 3QU LoRE | Non-Red Flag Warning - Destructive Fires | Vegetation Contact | Branch (Not overhanging, within 4ft) | 2045 | 1.0998e-10 | 190.7177 | 2.0974e-08 | 2045 | Mitigation | 0.9 | 30 | 0 | esc | 0.065884 | 7.2457e-12 | 0.069568 | 7.6508e-12 | 0.066806 | 7.3471e-12 | 0.063625 | 6.9972e-12
[120 empty] | 7.3.5.15 Identification and remediation of “at-risk species”WLDFRVegetation ContactBranch (Not overhanging, within 4ft) | WLDFR | HFTD - Distribution - Tier 3 - 5QU CoRE ¦ 3QU LoRE | Non-Red Flag Warning - Destructive Fires | Vegetation Contact | Branch (Not overhanging, within 4ft) | 2046 | 1.0998e-10 | 190.7177 | 2.0974e-08 | 2046 | Mitigation | 0.9 | 30 | 0 | esc | 0.065884 | 7.2457e-12 | 0.069568 | 7.6508e-12 | 0.066806 | 7.3471e-12 | 0.063625 | 6.9972e-12
[120 empty] | 7.3.5.15 Identification and remediation of “at-risk species”WLDFRVegetation ContactBranch (Not overhanging, within 4ft) | WLDFR | HFTD - Distribution - Tier 3 - 5QU CoRE ¦ 3QU LoRE | Non-Red Flag Warning - Destructive Fires | Vegetation Contact | Branch (Not overhanging, within 4ft) | 2047 | 1.0998e-10 | 190.7177 | 2.0974e-08 | 2047 | Mitigation | 0.9 | 30 | 0 | esc | 0.065884 | 7.2457e-12 | 0.069568 | 7.6508e-12 | 0.066806 | 7.3471e-12 | 0.063625 | 6.9972e-12
[120 empty] | 7.3.5.15 Identification and remediation of “at-risk species”WLDFRVegetation ContactBranch (Not overhanging, within 4ft) | WLDFR | HFTD - Distribution - Tier 3 - 5QU CoRE ¦ 3QU LoRE | Non-Red Flag Warning - Destructive Fires | Vegetation Contact | Branch (Not overhanging, within 4ft) | 2048 | 1.0998e-10 | 190.7177 | 2.0974e-08 | 2048 | Mitigation | 0.9 | 30 | 0 | esc | 0.065884 | 7.2457e-12 | 0.069568 | 7.6508e-12 | 0.066806 | 7.3471e-12 | 0.063625 | 6.9972e-12
[120 empty] | 7.3.5.15 Identification and remediation of “at-risk species”WLDFRVegetation ContactBranch (Not overhanging, within 4ft) | WLDFR | HFTD - Distribution - Tier 3 - 5QU CoRE ¦ 3QU LoRE | Non-Red Flag Warning - Destructive Fires | Vegetation Contact | Branch (Not overhanging, within 4ft) | 2049 | 1.0998e-10 | 190.7177 | 2.0974e-08 | 2049 | Mitigation | 0.9 | 30 | 0 | esc | 0.065884 | 7.2457e-12 | 0.069568 | 7.6508e-12 | 0.066806 | 7.3471e-12 | 0.063625 | 6.9972e-12
[120 empty] | 7.3.5.15 Identification and remediation of “at-risk species”WLDFRVegetation ContactBranch (Not overhanging, within 4ft) | WLDFR | HFTD - Distribution - Tier 3 - 5QU CoRE ¦ 3QU LoRE | Non-Red Flag Warning - Destructive Fires | Vegetation Contact | Branch (Not overhanging, within 4ft) | 2050 | 1.0998e-10 | 190.7177 | 2.0974e-08 | 2050 | Mitigation | 0.9 | 30 | 0 | esc | 0 | 0 | 0.069568 | 7.6508e-12 | 0.066806 | 7.3471e-12 | 0.063625 | 6.9972e-12
[120 empty] | 7.3.5.15 Identification and remediation of “at-risk species”WLDFRVegetation ContactBranch (Not overhanging, within 4ft) | WLDFR | HFTD - Distribution - Tier 3 - 5QU CoRE ¦ 3QU LoRE | Non-Red Flag Warning - Destructive Fires | Vegetation Contact | Branch (Not overhanging, within 4ft) | 2051 | 1.0998e-10 | 190.7177 | 2.0974e-08 | 2051 | Mitigation | 0.9 | 30 | 0 | esc | 0 | 0 | 0 | 0 | 0.066806 | 7.3471e-12 | 0.063625 | 6.9972e-12
[120 empty] | 7.3.5.15 Identification and remediation of “at-risk species”WLDFRVegetation ContactBranch (Not overhanging, within 4ft) | WLDFR | HFTD - Distribution - Tier 3 - 5QU CoRE ¦ 3QU LoRE | Non-Red Flag Warning - Destructive Fires | Vegetation Contact | Branch (Not overhanging, within 4ft) | 2052 | 1.0998e-10 | 190.7177 | 2.0974e-08 | 2052 | Mitigation | 0.9 | 30 | 0 | esc | 0 | 0 | 0 | 0 | 0 | 0 | 0.063625 | 6.9972e-12
[120 empty] | 7.3.5.15 Identification and remediation of “at-risk species”WLDFRVegetation ContactBranch (OverHanging) | WLDFR | HFTD - Distribution - Tier 3 - 5QU CoRE ¦ 3QU LoRE | Non-Red Flag Warning - Destructive Fires | Vegetation Contact | Branch (OverHanging) | 2022 | 4.9172e-09 | 190.7177 | 9.378e-07 | 2022 | Mitigation | 0.9 | 30 | 0 | esc | 0.065884 | 3.2397e-10 | 0.069568 | 3.4208e-10 | 0.066806 | 3.285e-10 | 0 | 0
[120 empty] | 7.3.5.15 Identification and remediation of “at-risk species”WLDFRVegetation ContactBranch (OverHanging) | WLDFR | HFTD - Distribution - Tier 3 - 5QU CoRE ¦ 3QU LoRE | Non-Red Flag Warning - Destructive Fires | Vegetation Contact | Branch (OverHanging) | 2023 | 4.9172e-09 | 190.7177 | 9.378e-07 | 2023 | Mitigation | 0.9 | 30 | 0 | esc | 0.065884 | 3.2397e-10 | 0.069568 | 3.4208e-10 | 0.066806 | 3.285e-10 | 0.063625 | 3.1286e-10
[120 empty] | 7.3.5.15 Identification and remediation of “at-risk species”WLDFRVegetation ContactBranch (OverHanging) | WLDFR | HFTD - Distribution - Tier 3 - 5QU CoRE ¦ 3QU LoRE | Non-Red Flag Warning - Destructive Fires | Vegetation Contact | Branch (OverHanging) | 2024 | 4.9172e-09 | 190.7177 | 9.378e-07 | 2024 | Mitigation | 0.9 | 30 | 0 | esc | 0.065884 | 3.2397e-10 | 0.069568 | 3.4208e-10 | 0.066806 | 3.285e-10 | 0.063625 | 3.1286e-10
[120 empty] | 7.3.5.15 Identification and remediation of “at-risk species”WLDFRVegetation ContactBranch (OverHanging) | WLDFR | HFTD - Distribution - Tier 3 - 5QU CoRE ¦ 3QU LoRE | Non-Red Flag Warning - Destructive Fires | Vegetation Contact | Branch (OverHanging) | 2025 | 4.9172e-09 | 190.7177 | 9.378e-07 | 2025 | Mitigation | 0.9 | 30 | 0 | esc | 0.065884 | 3.2397e-10 | 0.069568 | 3.4208e-10 | 0.066806 | 3.285e-10 | 0.063625 | 3.1286e-10
[120 empty] | 7.3.5.15 Identification and remediation of “at-risk species”WLDFRVegetation ContactBranch (OverHanging) | WLDFR | HFTD - Distribution - Tier 3 - 5QU CoRE ¦ 3QU LoRE | Non-Red Flag Warning - Destructive Fires | Vegetation Contact | Branch (OverHanging) | 2026 | 4.9172e-09 | 190.7177 | 9.378e-07 | 2026 | Mitigation | 0.9 | 30 | 0 | esc | 0.065884 | 3.2397e-10 | 0.069568 | 3.4208e-10 | 0.066806 | 3.285e-10 | 0.063625 | 3.1286e-10
[120 empty] | 7.3.5.15 Identification and remediation of “at-risk species”WLDFRVegetation ContactBranch (OverHanging) | WLDFR | HFTD - Distribution - Tier 3 - 5QU CoRE ¦ 3QU LoRE | Non-Red Flag Warning - Destructive Fires | Vegetation Contact | Branch (OverHanging) | 2027 | 4.9172e-09 | 190.7177 | 9.378e-07 | 2027 | Mitigation | 0.9 | 30 | 0 | esc | 0.065884 | 3.2397e-10 | 0.069568 | 3.4208e-10 | 0.066806 | 3.285e-10 | 0.063625 | 3.1286e-10
[120 empty] | 7.3.5.15 Identification and remediation of “at-risk species”WLDFRVegetation ContactBranch (OverHanging) | WLDFR | HFTD - Distribution - Tier 3 - 5QU CoRE ¦ 3QU LoRE | Non-Red Flag Warning - Destructive Fires | Vegetation Contact | Branch (OverHanging) | 2028 | 4.9172e-09 | 190.7177 | 9.378e-07 | 2028 | Mitigation | 0.9 | 30 | 0 | esc | 0.065884 | 3.2397e-10 | 0.069568 | 3.4208e-10 | 0.066806 | 3.285e-10 | 0.063625 | 3.1286e-10
[120 empty] | 7.3.5.15 Identification and remediation of “at-risk species”WLDFRVegetation ContactBranch (OverHanging) | WLDFR | HFTD - Distribution - Tier 3 - 5QU CoRE ¦ 3QU LoRE | Non-Red Flag Warning - Destructive Fires | Vegetation Contact | Branch (OverHanging) | 2029 | 4.9172e-09 | 190.7177 | 9.378e-07 | 2029 | Mitigation | 0.9 | 30 | 0 | esc | 0.065884 | 3.2397e-10 | 0.069568 | 3.4208e-10 | 0.066806 | 3.285e-10 | 0.063625 | 3.1286e-10
[120 empty] | 7.3.5.15 Identification and remediation of “at-risk species”WLDFRVegetation ContactBranch (OverHanging) | WLDFR | HFTD - Distribution - Tier 3 - 5QU CoRE ¦ 3QU LoRE | Non-Red Flag Warning - Destructive Fires | Vegetation Contact | Branch (OverHanging) | 2030 | 4.9172e-09 | 190.7177 | 9.378e-07 | 2030 | Mitigation | 0.9 | 30 | 0 | esc | 0.065884 | 3.2397e-10 | 0.069568 | 3.4208e-10 | 0.066806 | 3.285e-10 | 0.063625 | 3.1286e-10
[120 empty] | 7.3.5.15 Identification and remediation of “at-risk species”WLDFRVegetation ContactBranch (OverHanging) | WLDFR | HFTD - Distribution - Tier 3 - 5QU CoRE ¦ 3QU LoRE | Non-Red Flag Warning - Destructive Fires | Vegetation Contact | Branch (OverHanging) | 2031 | 4.9172e-09 | 190.7177 | 9.378e-07 | 2031 | Mitigation | 0.9 | 30 | 0 | esc | 0.065884 | 3.2397e-10 | 0.069568 | 3.4208e-10 | 0.066806 | 3.285e-10 | 0.063625 | 3.1286e-10
[120 empty] | 7.3.5.15 Identification and remediation of “at-risk species”WLDFRVegetation ContactBranch (OverHanging) | WLDFR | HFTD - Distribution - Tier 3 - 5QU CoRE ¦ 3QU LoRE | Non-Red Flag Warning - Destructive Fires | Vegetation Contact | Branch (OverHanging) | 2032 | 4.9172e-09 | 190.7177 | 9.378e-07 | 2032 | Mitigation | 0.9 | 30 | 0 | esc | 0.065884 | 3.2397e-10 | 0.069568 | 3.4208e-10 | 0.066806 | 3.285e-10 | 0.063625 | 3.1286e-10
[120 empty] | 7.3.5.15 Identification and remediation of “at-risk species”WLDFRVegetation ContactBranch (OverHanging) | WLDFR | HFTD - Distribution - Tier 3 - 5QU CoRE ¦ 3QU LoRE | Non-Red Flag Warning - Destructive Fires | Vegetation Contact | Branch (OverHanging) | 2033 | 4.9172e-09 | 190.7177 | 9.378e-07 | 2033 | Mitigation | 0.9 | 30 | 0 | esc | 0.065884 | 3.2397e-10 | 0.069568 | 3.4208e-10 | 0.066806 | 3.285e-10 | 0.063625 | 3.1286e-10
[120 empty] | 7.3.5.15 Identification and remediation of “at-risk species”WLDFRVegetation ContactBranch (OverHanging) | WLDFR | HFTD - Distribution - Tier 3 - 5QU CoRE ¦ 3QU LoRE | Non-Red Flag Warning - Destructive Fires | Vegetation Contact | Branch (OverHanging) | 2034 | 4.9172e-09 | 190.7177 | 9.378e-07 | 2034 | Mitigation | 0.9 | 30 | 0 | esc | 0.065884 | 3.2397e-10 | 0.069568 | 3.4208e-10 | 0.066806 | 3.285e-10 | 0.063625 | 3.1286e-10
[120 empty] | 7.3.5.15 Identification and remediation of “at-risk species”WLDFRVegetation ContactBranch (OverHanging) | WLDFR | HFTD - Distribution - Tier 3 - 5QU CoRE ¦ 3QU LoRE | Non-Red Flag Warning - Destructive Fires | Vegetation Contact | Branch (OverHanging) | 2035 | 4.9172e-09 | 190.7177 | 9.378e-07 | 2035 | Mitigation | 0.9 | 30 | 0 | esc | 0.065884 | 3.2397e-10 | 0.069568 | 3.4208e-10 | 0.066806 | 3.285e-10 | 0.063625 | 3.1286e-10
[120 empty] | 7.3.5.15 Identification and remediation of “at-risk species”WLDFRVegetation ContactBranch (OverHanging) | WLDFR | HFTD - Distribution - Tier 3 - 5QU CoRE ¦ 3QU LoRE | Non-Red Flag Warning - Destructive Fires | Vegetation Contact | Branch (OverHanging) | 2036 | 4.9172e-09 | 190.7177 | 9.378e-07 | 2036 | Mitigation | 0.9 | 30 | 0 | esc | 0.065884 | 3.2397e-10 | 0.069568 | 3.4208e-10 | 0.066806 | 3.285e-10 | 0.063625 | 3.1286e-10
[120 empty] | 7.3.5.15 Identification and remediation of “at-risk species”WLDFRVegetation ContactBranch (OverHanging) | WLDFR | HFTD - Distribution - Tier 3 - 5QU CoRE ¦ 3QU LoRE | Non-Red Flag Warning - Destructive Fires | Vegetation Contact | Branch (OverHanging) | 2037 | 4.9172e-09 | 190.7177 | 9.378e-07 | 2037 | Mitigation | 0.9 | 30 | 0 | esc | 0.065884 | 3.2397e-10 | 0.069568 | 3.4208e-10 | 0.066806 | 3.285e-10 | 0.063625 | 3.1286e-10
[120 empty] | 7.3.5.15 Identification and remediation of “at-risk species”WLDFRVegetation ContactBranch (OverHanging) | WLDFR | HFTD - Distribution - Tier 3 - 5QU CoRE ¦ 3QU LoRE | Non-Red Flag Warning - Destructive Fires | Vegetation Contact | Branch (OverHanging) | 2038 | 4.9172e-09 | 190.7177 | 9.378e-07 | 2038 | Mitigation | 0.9 | 30 | 0 | esc | 0.065884 | 3.2397e-10 | 0.069568 | 3.4208e-10 | 0.066806 | 3.285e-10 | 0.063625 | 3.1286e-10
[120 empty] | 7.3.5.15 Identification and remediation of “at-risk species”WLDFRVegetation ContactBranch (OverHanging) | WLDFR | HFTD - Distribution - Tier 3 - 5QU CoRE ¦ 3QU LoRE | Non-Red Flag Warning - Destructive Fires | Vegetation Contact | Branch (OverHanging) | 2039 | 4.9172e-09 | 190.7177 | 9.378e-07 | 2039 | Mitigation | 0.9 | 30 | 0 | esc | 0.065884 | 3.2397e-10 | 0.069568 | 3.4208e-10 | 0.066806 | 3.285e-10 | 0.063625 | 3.1286e-10
[120 empty] | 7.3.5.15 Identification and remediation of “at-risk species”WLDFRVegetation ContactBranch (OverHanging) | WLDFR | HFTD - Distribution - Tier 3 - 5QU CoRE ¦ 3QU LoRE | Non-Red Flag Warning - Destructive Fires | Vegetation Contact | Branch (OverHanging) | 2040 | 4.9172e-09 | 190.7177 | 9.378e-07 | 2040 | Mitigation | 0.9 | 30 | 0 | esc | 0.065884 | 3.2397e-10 | 0.069568 | 3.4208e-10 | 0.066806 | 3.285e-10 | 0.063625 | 3.1286e-10
[120 empty] | 7.3.5.15 Identification and remediation of “at-risk species”WLDFRVegetation ContactBranch (OverHanging) | WLDFR | HFTD - Distribution - Tier 3 - 5QU CoRE ¦ 3QU LoRE | Non-Red Flag Warning - Destructive Fires | Vegetation Contact | Branch (OverHanging) | 2041 | 4.9172e-09 | 190.7177 | 9.378e-07 | 2041 | Mitigation | 0.9 | 30 | 0 | esc | 0.065884 | 3.2397e-10 | 0.069568 | 3.4208e-10 | 0.066806 | 3.285e-10 | 0.063625 | 3.1286e-10
[120 empty] | 7.3.5.15 Identification and remediation of “at-risk species”WLDFRVegetation ContactBranch (OverHanging) | WLDFR | HFTD - Distribution - Tier 3 - 5QU CoRE ¦ 3QU LoRE | Non-Red Flag Warning - Destructive Fires | Vegetation Contact | Branch (OverHanging) | 2042 | 4.9172e-09 | 190.7177 | 9.378e-07 | 2042 | Mitigation | 0.9 | 30 | 0 | esc | 0.065884 | 3.2397e-10 | 0.069568 | 3.4208e-10 | 0.066806 | 3.285e-10 | 0.063625 | 3.1286e-10
[120 empty] | 7.3.5.15 Identification and remediation of “at-risk species”WLDFRVegetation ContactBranch (OverHanging) | WLDFR | HFTD - Distribution - Tier 3 - 5QU CoRE ¦ 3QU LoRE | Non-Red Flag Warning - Destructive Fires | Vegetation Contact | Branch (OverHanging) | 2043 | 4.9172e-09 | 190.7177 | 9.378e-07 | 2043 | Mitigation | 0.9 | 30 | 0 | esc | 0.065884 | 3.2397e-10 | 0.069568 | 3.4208e-10 | 0.066806 | 3.285e-10 | 0.063625 | 3.1286e-10
[120 empty] | 7.3.5.15 Identification and remediation of “at-risk species”WLDFRVegetation ContactBranch (OverHanging) | WLDFR | HFTD - Distribution - Tier 3 - 5QU CoRE ¦ 3QU LoRE | Non-Red Flag Warning - Destructive Fires | Vegetation Contact | Branch (OverHanging) | 2044 | 4.9172e-09 | 190.7177 | 9.378e-07 | 2044 | Mitigation | 0.9 | 30 | 0 | esc | 0.065884 | 3.2397e-10 | 0.069568 | 3.4208e-10 | 0.066806 | 3.285e-10 | 0.063625 | 3.1286e-10
[120 empty] | 7.3.5.15 Identification and remediation of “at-risk species”WLDFRVegetation ContactBranch (OverHanging) | WLDFR | HFTD - Distribution - Tier 3 - 5QU CoRE ¦ 3QU LoRE | Non-Red Flag Warning - Destructive Fires | Vegetation Contact | Branch (OverHanging) | 2045 | 4.9172e-09 | 190.7177 | 9.378e-07 | 2045 | Mitigation | 0.9 | 30 | 0 | esc | 0.065884 | 3.2397e-10 | 0.069568 | 3.4208e-10 | 0.066806 | 3.285e-10 | 0.063625 | 3.1286e-10
[120 empty] | 7.3.5.15 Identification and remediation of “at-risk species”WLDFRVegetation ContactBranch (OverHanging) | WLDFR | HFTD - Distribution - Tier 3 - 5QU CoRE ¦ 3QU LoRE | Non-Red Flag Warning - Destructive Fires | Vegetation Contact | Branch (OverHanging) | 2046 | 4.9172e-09 | 190.7177 | 9.378e-07 | 2046 | Mitigation | 0.9 | 30 | 0 | esc | 0.065884 | 3.2397e-10 | 0.069568 | 3.4208e-10 | 0.066806 | 3.285e-10 | 0.063625 | 3.1286e-10
[120 empty] | 7.3.5.15 Identification and remediation of “at-risk species”WLDFRVegetation ContactBranch (OverHanging) | WLDFR | HFTD - Distribution - Tier 3 - 5QU CoRE ¦ 3QU LoRE | Non-Red Flag Warning - Destructive Fires | Vegetation Contact | Branch (OverHanging) | 2047 | 4.9172e-09 | 190.7177 | 9.378e-07 | 2047 | Mitigation | 0.9 | 30 | 0 | esc | 0.065884 | 3.2397e-10 | 0.069568 | 3.4208e-10 | 0.066806 | 3.285e-10 | 0.063625 | 3.1286e-10
[120 empty] | 7.3.5.15 Identification and remediation of “at-risk species”WLDFRVegetation ContactBranch (OverHanging) | WLDFR | HFTD - Distribution - Tier 3 - 5QU CoRE ¦ 3QU LoRE | Non-Red Flag Warning - Destructive Fires | Vegetation Contact | Branch (OverHanging) | 2048 | 4.9172e-09 | 190.7177 | 9.378e-07 | 2048 | Mitigation | 0.9 | 30 | 0 | esc | 0.065884 | 3.2397e-10 | 0.069568 | 3.4208e-10 | 0.066806 | 3.285e-10 | 0.063625 | 3.1286e-10
[120 empty] | 7.3.5.15 Identification and remediation of “at-risk species”WLDFRVegetation ContactBranch (OverHanging) | WLDFR | HFTD - Distribution - Tier 3 - 5QU CoRE ¦ 3QU LoRE | Non-Red Flag Warning - Destructive Fires | Vegetation Contact | Branch (OverHanging) | 2049 | 4.9172e-09 | 190.7177 | 9.378e-07 | 2049 | Mitigation | 0.9 | 30 | 0 | esc | 0.065884 | 3.2397e-10 | 0.069568 | 3.4208e-10 | 0.066806 | 3.285e-10 | 0.063625 | 3.1286e-10
[120 empty] | 7.3.5.15 Identification and remediation of “at-risk species”WLDFRVegetation ContactBranch (OverHanging) | WLDFR | HFTD - Distribution - Tier 3 - 5QU CoRE ¦ 3QU LoRE | Non-Red Flag Warning - Destructive Fires | Vegetation Contact | Branch (OverHanging) | 2050 | 4.9172e-09 | 190.7177 | 9.378e-07 | 2050 | Mitigation | 0.9 | 30 | 0 | esc | 0 | 0 | 0.069568 | 3.4208e-10 | 0.066806 | 3.285e-10 | 0.063625 | 3.1286e-10
[120 empty] | 7.3.5.15 Identification and remediation of “at-risk species”WLDFRVegetation ContactBranch (OverHanging) | WLDFR | HFTD - Distribution - Tier 3 - 5QU CoRE ¦ 3QU LoRE | Non-Red Flag Warning - Destructive Fires | Vegetation Contact | Branch (OverHanging) | 2051 | 4.9172e-09 | 190.7177 | 9.378e-07 | 2051 | Mitigation | 0.9 | 30 | 0 | esc | 0 | 0 | 0 | 0 | 0.066806 | 3.285e-10 | 0.063625 | 3.1286e-10
[120 empty] | 7.3.5.15 Identification and remediation of “at-risk species”WLDFRVegetation ContactBranch (OverHanging) | WLDFR | HFTD - Distribution - Tier 3 - 5QU CoRE ¦ 3QU LoRE | Non-Red Flag Warning - Destructive Fires | Vegetation Contact | Branch (OverHanging) | 2052 | 4.9172e-09 | 190.7177 | 9.378e-07 | 2052 | Mitigation | 0.9 | 30 | 0 | esc | 0 | 0 | 0 | 0 | 0 | 0 | 0.063625 | 3.1286e-10
[120 empty] | 7.3.5.15 Identification and remediation of “at-risk species”WLDFRVegetation ContactFell into (Moderate-Severe defect) | WLDFR | HFTD - Distribution - Tier 3 - 5QU CoRE ¦ 3QU LoRE | Non-Red Flag Warning - Destructive Fires | Vegetation Contact | Fell into (Moderate-Severe defect) | 2022 | 2.2249e-09 | 190.7177 | 4.2432e-07 | 2022 | Mitigation | 0.95 | 1 | 0 | esc | 0 | 0 | 0 | 0 | 0.070518 | 1.5689e-10 | 0 | 0
[120 empty] | 7.3.5.15 Identification and remediation of “at-risk species”WLDFRVegetation ContactFell into (Moderate-Severe defect) | WLDFR | HFTD - Distribution - Tier 3 - 5QU CoRE ¦ 3QU LoRE | Non-Red Flag Warning - Destructive Fires | Vegetation Contact | Fell into (Moderate-Severe defect) | 2023 | 2.2249e-09 | 190.7177 | 4.2432e-07 | 2023 | Mitigation | 0.95 | 1 | 0 | esc | 0 | 0 | 0 | 0 | 0 | 0 | 0.06716 | 1.4942e-10
[120 empty] | 7.3.5.15 Identification and remediation of “at-risk species”WLDFRVegetation ContactFell into (slight defect) | WLDFR | HFTD - Distribution - Tier 3 - 5QU CoRE ¦ 3QU LoRE | Non-Red Flag Warning - Destructive Fires | Vegetation Contact | Fell into (slight defect) | 2022 | 2.87e-09 | 190.7177 | 5.4736e-07 | 2022 | Mitigation | 0.5 | 1 | 0 | esc | 0 | 0 | 0 | 0 | 0.037115 | 1.0652e-10 | 0 | 0
[120 empty] | 7.3.5.15 Identification and remediation of “at-risk species”WLDFRVegetation ContactFell into (slight defect) | WLDFR | HFTD - Distribution - Tier 3 - 5QU CoRE ¦ 3QU LoRE | Non-Red Flag Warning - Destructive Fires | Vegetation Contact | Fell into (slight defect) | 2023 | 2.87e-09 | 190.7177 | 5.4736e-07 | 2023 | Mitigation | 0.5 | 1 | 0 | esc | 0 | 0 | 0 | 0 | 0 | 0 | 0.035347 | 1.0145e-10
[120 empty] | 7.3.5.15 Identification and remediation of “at-risk species”WLDFRVegetation ContactGrow Into | WLDFR | HFTD - Distribution - Tier 3 - 5QU CoRE ¦ 3QU LoRE | Non-Red Flag Warning - Destructive Fires | Vegetation Contact | Grow Into | 2022 | 2.4803e-10 | 190.7177 | 4.7303e-08 | 2022 | Mitigation | 0.5 | 1 | 0 | esc | 0 | 0 | 0 | 0 | 0.037115 | 9.2054e-12 | 0 | 0
[120 empty] | 7.3.5.15 Identification and remediation of “at-risk species”WLDFRVegetation ContactGrow Into | WLDFR | HFTD - Distribution - Tier 3 - 5QU CoRE ¦ 3QU LoRE | Non-Red Flag Warning - Destructive Fires | Vegetation Contact | Grow Into | 2023 | 2.4803e-10 | 190.7177 | 4.7303e-08 | 2023 | Mitigation | 0.5 | 1 | 0 | esc | 0 | 0 | 0 | 0 | 0 | 0 | 0.035347 | 8.7671e-12
[120 empty] | 7.3.5.15 Identification and remediation of “at-risk species”WLDFRVegetation ContactBranch (Not overhanging, 4-12ft) | WLDFR | HFTD - Distribution - Tier 3 - 5QU CoRE ¦ 3QU LoRE | Non-Red Flag Warning - Large Fires | Vegetation Contact | Branch (Not overhanging, 4-12ft) | 2022 | 2.7766e-08 | 190.7177 | 5.2954e-06 | 2022 | Mitigation | 0.5 | 30 | 0 | esc | 0.036602 | 1.0163e-09 | 0.038649 | 1.0731e-09 | 0.037115 | 1.0305e-09 | 0 | 0
[120 empty] | 7.3.5.15 Identification and remediation of “at-risk species”WLDFRVegetation ContactBranch (Not overhanging, 4-12ft) | WLDFR | HFTD - Distribution - Tier 3 - 5QU CoRE ¦ 3QU LoRE | Non-Red Flag Warning - Large Fires | Vegetation Contact | Branch (Not overhanging, 4-12ft) | 2023 | 2.7766e-08 | 190.7177 | 5.2954e-06 | 2023 | Mitigation | 0.5 | 30 | 0 | esc | 0.036602 | 1.0163e-09 | 0.038649 | 1.0731e-09 | 0.037115 | 1.0305e-09 | 0.035347 | 9.8145e-10
[120 empty] | 7.3.5.15 Identification and remediation of “at-risk species”WLDFRVegetation ContactBranch (Not overhanging, 4-12ft) | WLDFR | HFTD - Distribution - Tier 3 - 5QU CoRE ¦ 3QU LoRE | Non-Red Flag Warning - Large Fires | Vegetation Contact | Branch (Not overhanging, 4-12ft) | 2024 | 2.7766e-08 | 190.7177 | 5.2954e-06 | 2024 | Mitigation | 0.5 | 30 | 0 | esc | 0.036602 | 1.0163e-09 | 0.038649 | 1.0731e-09 | 0.037115 | 1.0305e-09 | 0.035347 | 9.8145e-10
[120 empty] | 7.3.5.15 Identification and remediation of “at-risk species”WLDFRVegetation ContactBranch (Not overhanging, 4-12ft) | WLDFR | HFTD - Distribution - Tier 3 - 5QU CoRE ¦ 3QU LoRE | Non-Red Flag Warning - Large Fires | Vegetation Contact | Branch (Not overhanging, 4-12ft) | 2025 | 2.7766e-08 | 190.7177 | 5.2954e-06 | 2025 | Mitigation | 0.5 | 30 | 0 | esc | 0.036602 | 1.0163e-09 | 0.038649 | 1.0731e-09 | 0.037115 | 1.0305e-09 | 0.035347 | 9.8145e-10
[120 empty] | 7.3.5.15 Identification and remediation of “at-risk species”WLDFRVegetation ContactBranch (Not overhanging, 4-12ft) | WLDFR | HFTD - Distribution - Tier 3 - 5QU CoRE ¦ 3QU LoRE | Non-Red Flag Warning - Large Fires | Vegetation Contact | Branch (Not overhanging, 4-12ft) | 2026 | 2.7766e-08 | 190.7177 | 5.2954e-06 | 2026 | Mitigation | 0.5 | 30 | 0 | esc | 0.036602 | 1.0163e-09 | 0.038649 | 1.0731e-09 | 0.037115 | 1.0305e-09 | 0.035347 | 9.8145e-10
[120 empty] | 7.3.5.15 Identification and remediation of “at-risk species”WLDFRVegetation ContactBranch (Not overhanging, 4-12ft) | WLDFR | HFTD - Distribution - Tier 3 - 5QU CoRE ¦ 3QU LoRE | Non-Red Flag Warning - Large Fires | Vegetation Contact | Branch (Not overhanging, 4-12ft) | 2027 | 2.7766e-08 | 190.7177 | 5.2954e-06 | 2027 | Mitigation | 0.5 | 30 | 0 | esc | 0.036602 | 1.0163e-09 | 0.038649 | 1.0731e-09 | 0.037115 | 1.0305e-09 | 0.035347 | 9.8145e-10
[120 empty] | 7.3.5.15 Identification and remediation of “at-risk species”WLDFRVegetation ContactBranch (Not overhanging, 4-12ft) | WLDFR | HFTD - Distribution - Tier 3 - 5QU CoRE ¦ 3QU LoRE | Non-Red Flag Warning - Large Fires | Vegetation Contact | Branch (Not overhanging, 4-12ft) | 2028 | 2.7766e-08 | 190.7177 | 5.2954e-06 | 2028 | Mitigation | 0.5 | 30 | 0 | esc | 0.036602 | 1.0163e-09 | 0.038649 | 1.0731e-09 | 0.037115 | 1.0305e-09 | 0.035347 | 9.8145e-10
[120 empty] | 7.3.5.15 Identification and remediation of “at-risk species”WLDFRVegetation ContactBranch (Not overhanging, 4-12ft) | WLDFR | HFTD - Distribution - Tier 3 - 5QU CoRE ¦ 3QU LoRE | Non-Red Flag Warning - Large Fires | Vegetation Contact | Branch (Not overhanging, 4-12ft) | 2029 | 2.7766e-08 | 190.7177 | 5.2954e-06 | 2029 | Mitigation | 0.5 | 30 | 0 | esc | 0.036602 | 1.0163e-09 | 0.038649 | 1.0731e-09 | 0.037115 | 1.0305e-09 | 0.035347 | 9.8145e-10
[120 empty] | 7.3.5.15 Identification and remediation of “at-risk species”WLDFRVegetation ContactBranch (Not overhanging, 4-12ft) | WLDFR | HFTD - Distribution - Tier 3 - 5QU CoRE ¦ 3QU LoRE | Non-Red Flag Warning - Large Fires | Vegetation Contact | Branch (Not overhanging, 4-12ft) | 2030 | 2.7766e-08 | 190.7177 | 5.2954e-06 | 2030 | Mitigation | 0.5 | 30 | 0 | esc | 0.036602 | 1.0163e-09 | 0.038649 | 1.0731e-09 | 0.037115 | 1.0305e-09 | 0.035347 | 9.8145e-10
[120 empty] | 7.3.5.15 Identification and remediation of “at-risk species”WLDFRVegetation ContactBranch (Not overhanging, 4-12ft) | WLDFR | HFTD - Distribution - Tier 3 - 5QU CoRE ¦ 3QU LoRE | Non-Red Flag Warning - Large Fires | Vegetation Contact | Branch (Not overhanging, 4-12ft) | 2031 | 2.7766e-08 | 190.7177 | 5.2954e-06 | 2031 | Mitigation | 0.5 | 30 | 0 | esc | 0.036602 | 1.0163e-09 | 0.038649 | 1.0731e-09 | 0.037115 | 1.0305e-09 | 0.035347 | 9.8145e-10
[120 empty] | 7.3.5.15 Identification and remediation of “at-risk species”WLDFRVegetation ContactBranch (Not overhanging, 4-12ft) | WLDFR | HFTD - Distribution - Tier 3 - 5QU CoRE ¦ 3QU LoRE | Non-Red Flag Warning - Large Fires | Vegetation Contact | Branch (Not overhanging, 4-12ft) | 2032 | 2.7766e-08 | 190.7177 | 5.2954e-06 | 2032 | Mitigation | 0.5 | 30 | 0 | esc | 0.036602 | 1.0163e-09 | 0.038649 | 1.0731e-09 | 0.037115 | 1.0305e-09 | 0.035347 | 9.8145e-10
[120 empty] | 7.3.5.15 Identification and remediation of “at-risk species”WLDFRVegetation ContactBranch (Not overhanging, 4-12ft) | WLDFR | HFTD - Distribution - Tier 3 - 5QU CoRE ¦ 3QU LoRE | Non-Red Flag Warning - Large Fires | Vegetation Contact | Branch (Not overhanging, 4-12ft) | 2033 | 2.7766e-08 | 190.7177 | 5.2954e-06 | 2033 | Mitigation | 0.5 | 30 | 0 | esc | 0.036602 | 1.0163e-09 | 0.038649 | 1.0731e-09 | 0.037115 | 1.0305e-09 | 0.035347 | 9.8145e-10
[120 empty] | 7.3.5.15 Identification and remediation of “at-risk species”WLDFRVegetation ContactBranch (Not overhanging, 4-12ft) | WLDFR | HFTD - Distribution - Tier 3 - 5QU CoRE ¦ 3QU LoRE | Non-Red Flag Warning - Large Fires | Vegetation Contact | Branch (Not overhanging, 4-12ft) | 2034 | 2.7766e-08 | 190.7177 | 5.2954e-06 | 2034 | Mitigation | 0.5 | 30 | 0 | esc | 0.036602 | 1.0163e-09 | 0.038649 | 1.0731e-09 | 0.037115 | 1.0305e-09 | 0.035347 | 9.8145e-10
[120 empty] | 7.3.5.15 Identification and remediation of “at-risk species”WLDFRVegetation ContactBranch (Not overhanging, 4-12ft) | WLDFR | HFTD - Distribution - Tier 3 - 5QU CoRE ¦ 3QU LoRE | Non-Red Flag Warning - Large Fires | Vegetation Contact | Branch (Not overhanging, 4-12ft) | 2035 | 2.7766e-08 | 190.7177 | 5.2954e-06 | 2035 | Mitigation | 0.5 | 30 | 0 | esc | 0.036602 | 1.0163e-09 | 0.038649 | 1.0731e-09 | 0.037115 | 1.0305e-09 | 0.035347 | 9.8145e-10
[120 empty] | 7.3.5.15 Identification and remediation of “at-risk species”WLDFRVegetation ContactBranch (Not overhanging, 4-12ft) | WLDFR | HFTD - Distribution - Tier 3 - 5QU CoRE ¦ 3QU LoRE | Non-Red Flag Warning - Large Fires | Vegetation Contact | Branch (Not overhanging, 4-12ft) | 2036 | 2.7766e-08 | 190.7177 | 5.2954e-06 | 2036 | Mitigation | 0.5 | 30 | 0 | esc | 0.036602 | 1.0163e-09 | 0.038649 | 1.0731e-09 | 0.037115 | 1.0305e-09 | 0.035347 | 9.8145e-10
[120 empty] | 7.3.5.15 Identification and remediation of “at-risk species”WLDFRVegetation ContactBranch (Not overhanging, 4-12ft) | WLDFR | HFTD - Distribution - Tier 3 - 5QU CoRE ¦ 3QU LoRE | Non-Red Flag Warning - Large Fires | Vegetation Contact | Branch (Not overhanging, 4-12ft) | 2037 | 2.7766e-08 | 190.7177 | 5.2954e-06 | 2037 | Mitigation | 0.5 | 30 | 0 | esc | 0.036602 | 1.0163e-09 | 0.038649 | 1.0731e-09 | 0.037115 | 1.0305e-09 | 0.035347 | 9.8145e-10
[120 empty] | 7.3.5.15 Identification and remediation of “at-risk species”WLDFRVegetation ContactBranch (Not overhanging, 4-12ft) | WLDFR | HFTD - Distribution - Tier 3 - 5QU CoRE ¦ 3QU LoRE | Non-Red Flag Warning - Large Fires | Vegetation Contact | Branch (Not overhanging, 4-12ft) | 2038 | 2.7766e-08 | 190.7177 | 5.2954e-06 | 2038 | Mitigation | 0.5 | 30 | 0 | esc | 0.036602 | 1.0163e-09 | 0.038649 | 1.0731e-09 | 0.037115 | 1.0305e-09 | 0.035347 | 9.8145e-10
[120 empty] | 7.3.5.15 Identification and remediation of “at-risk species”WLDFRVegetation ContactBranch (Not overhanging, 4-12ft) | WLDFR | HFTD - Distribution - Tier 3 - 5QU CoRE ¦ 3QU LoRE | Non-Red Flag Warning - Large Fires | Vegetation Contact | Branch (Not overhanging, 4-12ft) | 2039 | 2.7766e-08 | 190.7177 | 5.2954e-06 | 2039 | Mitigation | 0.5 | 30 | 0 | esc | 0.036602 | 1.0163e-09 | 0.038649 | 1.0731e-09 | 0.037115 | 1.0305e-09 | 0.035347 | 9.8145e-10
[120 empty] | 7.3.5.15 Identification and remediation of “at-risk species”WLDFRVegetation ContactBranch (Not overhanging, 4-12ft) | WLDFR | HFTD - Distribution - Tier 3 - 5QU CoRE ¦ 3QU LoRE | Non-Red Flag Warning - Large Fires | Vegetation Contact | Branch (Not overhanging, 4-12ft) | 2040 | 2.7766e-08 | 190.7177 | 5.2954e-06 | 2040 | Mitigation | 0.5 | 30 | 0 | esc | 0.036602 | 1.0163e-09 | 0.038649 | 1.0731e-09 | 0.037115 | 1.0305e-09 | 0.035347 | 9.8145e-10
[120 empty] | 7.3.5.15 Identification and remediation of “at-risk species”WLDFRVegetation ContactBranch (Not overhanging, 4-12ft) | WLDFR | HFTD - Distribution - Tier 3 - 5QU CoRE ¦ 3QU LoRE | Non-Red Flag Warning - Large Fires | Vegetation Contact | Branch (Not overhanging, 4-12ft) | 2041 | 2.7766e-08 | 190.7177 | 5.2954e-06 | 2041 | Mitigation | 0.5 | 30 | 0 | esc | 0.036602 | 1.0163e-09 | 0.038649 | 1.0731e-09 | 0.037115 | 1.0305e-09 | 0.035347 | 9.8145e-10
[120 empty] | 7.3.5.15 Identification and remediation of “at-risk species”WLDFRVegetation ContactBranch (Not overhanging, 4-12ft) | WLDFR | HFTD - Distribution - Tier 3 - 5QU CoRE ¦ 3QU LoRE | Non-Red Flag Warning - Large Fires | Vegetation Contact | Branch (Not overhanging, 4-12ft) | 2042 | 2.7766e-08 | 190.7177 | 5.2954e-06 | 2042 | Mitigation | 0.5 | 30 | 0 | esc | 0.036602 | 1.0163e-09 | 0.038649 | 1.0731e-09 | 0.037115 | 1.0305e-09 | 0.035347 | 9.8145e-10
[120 empty] | 7.3.5.15 Identification and remediation of “at-risk species”WLDFRVegetation ContactBranch (Not overhanging, 4-12ft) | WLDFR | HFTD - Distribution - Tier 3 - 5QU CoRE ¦ 3QU LoRE | Non-Red Flag Warning - Large Fires | Vegetation Contact | Branch (Not overhanging, 4-12ft) | 2043 | 2.7766e-08 | 190.7177 | 5.2954e-06 | 2043 | Mitigation | 0.5 | 30 | 0 | esc | 0.036602 | 1.0163e-09 | 0.038649 | 1.0731e-09 | 0.037115 | 1.0305e-09 | 0.035347 | 9.8145e-10
[120 empty] | 7.3.5.15 Identification and remediation of “at-risk species”WLDFRVegetation ContactBranch (Not overhanging, 4-12ft) | WLDFR | HFTD - Distribution - Tier 3 - 5QU CoRE ¦ 3QU LoRE | Non-Red Flag Warning - Large Fires | Vegetation Contact | Branch (Not overhanging, 4-12ft) | 2044 | 2.7766e-08 | 190.7177 | 5.2954e-06 | 2044 | Mitigation | 0.5 | 30 | 0 | esc | 0.036602 | 1.0163e-09 | 0.038649 | 1.0731e-09 | 0.037115 | 1.0305e-09 | 0.035347 | 9.8145e-10
[120 empty] | 7.3.5.15 Identification and remediation of “at-risk species”WLDFRVegetation ContactBranch (Not overhanging, 4-12ft) | WLDFR | HFTD - Distribution - Tier 3 - 5QU CoRE ¦ 3QU LoRE | Non-Red Flag Warning - Large Fires | Vegetation Contact | Branch (Not overhanging, 4-12ft) | 2045 | 2.7766e-08 | 190.7177 | 5.2954e-06 | 2045 | Mitigation | 0.5 | 30 | 0 | esc | 0.036602 | 1.0163e-09 | 0.038649 | 1.0731e-09 | 0.037115 | 1.0305e-09 | 0.035347 | 9.8145e-10
[120 empty] | 7.3.5.15 Identification and remediation of “at-risk species”WLDFRVegetation ContactBranch (Not overhanging, 4-12ft) | WLDFR | HFTD - Distribution - Tier 3 - 5QU CoRE ¦ 3QU LoRE | Non-Red Flag Warning - Large Fires | Vegetation Contact | Branch (Not overhanging, 4-12ft) | 2046 | 2.7766e-08 | 190.7177 | 5.2954e-06 | 2046 | Mitigation | 0.5 | 30 | 0 | esc | 0.036602 | 1.0163e-09 | 0.038649 | 1.0731e-09 | 0.037115 | 1.0305e-09 | 0.035347 | 9.8145e-10
[120 empty] | 7.3.5.15 Identification and remediation of “at-risk species”WLDFRVegetation ContactBranch (Not overhanging, 4-12ft) | WLDFR | HFTD - Distribution - Tier 3 - 5QU CoRE ¦ 3QU LoRE | Non-Red Flag Warning - Large Fires | Vegetation Contact | Branch (Not overhanging, 4-12ft) | 2047 | 2.7766e-08 | 190.7177 | 5.2954e-06 | 2047 | Mitigation | 0.5 | 30 | 0 | esc | 0.036602 | 1.0163e-09 | 0.038649 | 1.0731e-09 | 0.037115 | 1.0305e-09 | 0.035347 | 9.8145e-10
[120 empty] | 7.3.5.15 Identification and remediation of “at-risk species”WLDFRVegetation ContactBranch (Not overhanging, 4-12ft) | WLDFR | HFTD - Distribution - Tier 3 - 5QU CoRE ¦ 3QU LoRE | Non-Red Flag Warning - Large Fires | Vegetation Contact | Branch (Not overhanging, 4-12ft) | 2048 | 2.7766e-08 | 190.7177 | 5.2954e-06 | 2048 | Mitigation | 0.5 | 30 | 0 | esc | 0.036602 | 1.0163e-09 | 0.038649 | 1.0731e-09 | 0.037115 | 1.0305e-09 | 0.035347 | 9.8145e-10
[120 empty] | 7.3.5.15 Identification and remediation of “at-risk species”WLDFRVegetation ContactBranch (Not overhanging, 4-12ft) | WLDFR | HFTD - Distribution - Tier 3 - 5QU CoRE ¦ 3QU LoRE | Non-Red Flag Warning - Large Fires | Vegetation Contact | Branch (Not overhanging, 4-12ft) | 2049 | 2.7766e-08 | 190.7177 | 5.2954e-06 | 2049 | Mitigation | 0.5 | 30 | 0 | esc | 0.036602 | 1.0163e-09 | 0.038649 | 1.0731e-09 | 0.037115 | 1.0305e-09 | 0.035347 | 9.8145e-10
[120 empty] | 7.3.5.15 Identification and remediation of “at-risk species”WLDFRVegetation ContactBranch (Not overhanging, 4-12ft) | WLDFR | HFTD - Distribution - Tier 3 - 5QU CoRE ¦ 3QU LoRE | Non-Red Flag Warning - Large Fires | Vegetation Contact | Branch (Not overhanging, 4-12ft) | 2050 | 2.7766e-08 | 190.7177 | 5.2954e-06 | 2050 | Mitigation | 0.5 | 30 | 0 | esc | 0 | 0 | 0.038649 | 1.0731e-09 | 0.037115 | 1.0305e-09 | 0.035347 | 9.8145e-10
[120 empty] | 7.3.5.15 Identification and remediation of “at-risk species”WLDFRVegetation ContactBranch (Not overhanging, 4-12ft) | WLDFR | HFTD - Distribution - Tier 3 - 5QU CoRE ¦ 3QU LoRE | Non-Red Flag Warning - Large Fires | Vegetation Contact | Branch (Not overhanging, 4-12ft) | 2051 | 2.7766e-08 | 190.7177 | 5.2954e-06 | 2051 | Mitigation | 0.5 | 30 | 0 | esc | 0 | 0 | 0 | 0 | 0.037115 | 1.0305e-09 | 0.035347 | 9.8145e-10
[120 empty] | 7.3.5.15 Identification and remediation of “at-risk species”WLDFRVegetation ContactBranch (Not overhanging, 4-12ft) | WLDFR | HFTD - Distribution - Tier 3 - 5QU CoRE ¦ 3QU LoRE | Non-Red Flag Warning - Large Fires | Vegetation Contact | Branch (Not overhanging, 4-12ft) | 2052 | 2.7766e-08 | 190.7177 | 5.2954e-06 | 2052 | Mitigation | 0.5 | 30 | 0 | esc | 0 | 0 | 0 | 0 | 0 | 0 | 0.035347 | 9.8145e-10
[120 empty] | 7.3.5.15 Identification and remediation of “at-risk species”WLDFRVegetation ContactBranch (Not overhanging, within 4ft) | WLDFR | HFTD - Distribution - Tier 3 - 5QU CoRE ¦ 3QU LoRE | Non-Red Flag Warning - Large Fires | Vegetation Contact | Branch (Not overhanging, within 4ft) | 2022 | 1.235e-08 | 190.7177 | 2.3554e-06 | 2022 | Mitigation | 0.9 | 30 | 0 | esc | 0.065884 | 8.1369e-10 | 0.069568 | 8.5918e-10 | 0.066806 | 8.2507e-10 | 0 | 0
[120 empty] | 7.3.5.15 Identification and remediation of “at-risk species”WLDFRVegetation ContactBranch (Not overhanging, within 4ft) | WLDFR | HFTD - Distribution - Tier 3 - 5QU CoRE ¦ 3QU LoRE | Non-Red Flag Warning - Large Fires | Vegetation Contact | Branch (Not overhanging, within 4ft) | 2023 | 1.235e-08 | 190.7177 | 2.3554e-06 | 2023 | Mitigation | 0.9 | 30 | 0 | esc | 0.065884 | 8.1369e-10 | 0.069568 | 8.5918e-10 | 0.066806 | 8.2507e-10 | 0.063625 | 7.8578e-10
[120 empty] | 7.3.5.15 Identification and remediation of “at-risk species”WLDFRVegetation ContactBranch (Not overhanging, within 4ft) | WLDFR | HFTD - Distribution - Tier 3 - 5QU CoRE ¦ 3QU LoRE | Non-Red Flag Warning - Large Fires | Vegetation Contact | Branch (Not overhanging, within 4ft) | 2024 | 1.235e-08 | 190.7177 | 2.3554e-06 | 2024 | Mitigation | 0.9 | 30 | 0 | esc | 0.065884 | 8.1369e-10 | 0.069568 | 8.5918e-10 | 0.066806 | 8.2507e-10 | 0.063625 | 7.8578e-10
[120 empty] | 7.3.5.15 Identification and remediation of “at-risk species”WLDFRVegetation ContactBranch (Not overhanging, within 4ft) | WLDFR | HFTD - Distribution - Tier 3 - 5QU CoRE ¦ 3QU LoRE | Non-Red Flag Warning - Large Fires | Vegetation Contact | Branch (Not overhanging, within 4ft) | 2025 | 1.235e-08 | 190.7177 | 2.3554e-06 | 2025 | Mitigation | 0.9 | 30 | 0 | esc | 0.065884 | 8.1369e-10 | 0.069568 | 8.5918e-10 | 0.066806 | 8.2507e-10 | 0.063625 | 7.8578e-10
[120 empty] | 7.3.5.15 Identification and remediation of “at-risk species”WLDFRVegetation ContactBranch (Not overhanging, within 4ft) | WLDFR | HFTD - Distribution - Tier 3 - 5QU CoRE ¦ 3QU LoRE | Non-Red Flag Warning - Large Fires | Vegetation Contact | Branch (Not overhanging, within 4ft) | 2026 | 1.235e-08 | 190.7177 | 2.3554e-06 | 2026 | Mitigation | 0.9 | 30 | 0 | esc | 0.065884 | 8.1369e-10 | 0.069568 | 8.5918e-10 | 0.066806 | 8.2507e-10 | 0.063625 | 7.8578e-10
[120 empty] | 7.3.5.15 Identification and remediation of “at-risk species”WLDFRVegetation ContactBranch (Not overhanging, within 4ft) | WLDFR | HFTD - Distribution - Tier 3 - 5QU CoRE ¦ 3QU LoRE | Non-Red Flag Warning - Large Fires | Vegetation Contact | Branch (Not overhanging, within 4ft) | 2027 | 1.235e-08 | 190.7177 | 2.3554e-06 | 2027 | Mitigation | 0.9 | 30 | 0 | esc | 0.065884 | 8.1369e-10 | 0.069568 | 8.5918e-10 | 0.066806 | 8.2507e-10 | 0.063625 | 7.8578e-10
[120 empty] | 7.3.5.15 Identification and remediation of “at-risk species”WLDFRVegetation ContactBranch (Not overhanging, within 4ft) | WLDFR | HFTD - Distribution - Tier 3 - 5QU CoRE ¦ 3QU LoRE | Non-Red Flag Warning - Large Fires | Vegetation Contact | Branch (Not overhanging, within 4ft) | 2028 | 1.235e-08 | 190.7177 | 2.3554e-06 | 2028 | Mitigation | 0.9 | 30 | 0 | esc | 0.065884 | 8.1369e-10 | 0.069568 | 8.5918e-10 | 0.066806 | 8.2507e-10 | 0.063625 | 7.8578e-10
[120 empty] | 7.3.5.15 Identification and remediation of “at-risk species”WLDFRVegetation ContactBranch (Not overhanging, within 4ft) | WLDFR | HFTD - Distribution - Tier 3 - 5QU CoRE ¦ 3QU LoRE | Non-Red Flag Warning - Large Fires | Vegetation Contact | Branch (Not overhanging, within 4ft) | 2029 | 1.235e-08 | 190.7177 | 2.3554e-06 | 2029 | Mitigation | 0.9 | 30 | 0 | esc | 0.065884 | 8.1369e-10 | 0.069568 | 8.5918e-10 | 0.066806 | 8.2507e-10 | 0.063625 | 7.8578e-10
[120 empty] | 7.3.5.15 Identification and remediation of “at-risk species”WLDFRVegetation ContactBranch (Not overhanging, within 4ft) | WLDFR | HFTD - Distribution - Tier 3 - 5QU CoRE ¦ 3QU LoRE | Non-Red Flag Warning - Large Fires | Vegetation Contact | Branch (Not overhanging, within 4ft) | 2030 | 1.235e-08 | 190.7177 | 2.3554e-06 | 2030 | Mitigation | 0.9 | 30 | 0 | esc | 0.065884 | 8.1369e-10 | 0.069568 | 8.5918e-10 | 0.066806 | 8.2507e-10 | 0.063625 | 7.8578e-10
[120 empty] | 7.3.5.15 Identification and remediation of “at-risk species”WLDFRVegetation ContactBranch (Not overhanging, within 4ft) | WLDFR | HFTD - Distribution - Tier 3 - 5QU CoRE ¦ 3QU LoRE | Non-Red Flag Warning - Large Fires | Vegetation Contact | Branch (Not overhanging, within 4ft) | 2031 | 1.235e-08 | 190.7177 | 2.3554e-06 | 2031 | Mitigation | 0.9 | 30 | 0 | esc | 0.065884 | 8.1369e-10 | 0.069568 | 8.5918e-10 | 0.066806 | 8.2507e-10 | 0.063625 | 7.8578e-10
[120 empty] | 7.3.5.15 Identification and remediation of “at-risk species”WLDFRVegetation ContactBranch (Not overhanging, within 4ft) | WLDFR | HFTD - Distribution - Tier 3 - 5QU CoRE ¦ 3QU LoRE | Non-Red Flag Warning - Large Fires | Vegetation Contact | Branch (Not overhanging, within 4ft) | 2032 | 1.235e-08 | 190.7177 | 2.3554e-06 | 2032 | Mitigation | 0.9 | 30 | 0 | esc | 0.065884 | 8.1369e-10 | 0.069568 | 8.5918e-10 | 0.066806 | 8.2507e-10 | 0.063625 | 7.8578e-10
[120 empty] | 7.3.5.15 Identification and remediation of “at-risk species”WLDFRVegetation ContactBranch (Not overhanging, within 4ft) | WLDFR | HFTD - Distribution - Tier 3 - 5QU CoRE ¦ 3QU LoRE | Non-Red Flag Warning - Large Fires | Vegetation Contact | Branch (Not overhanging, within 4ft) | 2033 | 1.235e-08 | 190.7177 | 2.3554e-06 | 2033 | Mitigation | 0.9 | 30 | 0 | esc | 0.065884 | 8.1369e-10 | 0.069568 | 8.5918e-10 | 0.066806 | 8.2507e-10 | 0.063625 | 7.8578e-10
[120 empty] | 7.3.5.15 Identification and remediation of “at-risk species”WLDFRVegetation ContactBranch (Not overhanging, within 4ft) | WLDFR | HFTD - Distribution - Tier 3 - 5QU CoRE ¦ 3QU LoRE | Non-Red Flag Warning - Large Fires | Vegetation Contact | Branch (Not overhanging, within 4ft) | 2034 | 1.235e-08 | 190.7177 | 2.3554e-06 | 2034 | Mitigation | 0.9 | 30 | 0 | esc | 0.065884 | 8.1369e-10 | 0.069568 | 8.5918e-10 | 0.066806 | 8.2507e-10 | 0.063625 | 7.8578e-10
[120 empty] | 7.3.5.15 Identification and remediation of “at-risk species”WLDFRVegetation ContactBranch (Not overhanging, within 4ft) | WLDFR | HFTD - Distribution - Tier 3 - 5QU CoRE ¦ 3QU LoRE | Non-Red Flag Warning - Large Fires | Vegetation Contact | Branch (Not overhanging, within 4ft) | 2035 | 1.235e-08 | 190.7177 | 2.3554e-06 | 2035 | Mitigation | 0.9 | 30 | 0 | esc | 0.065884 | 8.1369e-10 | 0.069568 | 8.5918e-10 | 0.066806 | 8.2507e-10 | 0.063625 | 7.8578e-10
[120 empty] | 7.3.5.15 Identification and remediation of “at-risk species”WLDFRVegetation ContactBranch (Not overhanging, within 4ft) | WLDFR | HFTD - Distribution - Tier 3 - 5QU CoRE ¦ 3QU LoRE | Non-Red Flag Warning - Large Fires | Vegetation Contact | Branch (Not overhanging, within 4ft) | 2036 | 1.235e-08 | 190.7177 | 2.3554e-06 | 2036 | Mitigation | 0.9 | 30 | 0 | esc | 0.065884 | 8.1369e-10 | 0.069568 | 8.5918e-10 | 0.066806 | 8.2507e-10 | 0.063625 | 7.8578e-10
[120 empty] | 7.3.5.15 Identification and remediation of “at-risk species”WLDFRVegetation ContactBranch (Not overhanging, within 4ft) | WLDFR | HFTD - Distribution - Tier 3 - 5QU CoRE ¦ 3QU LoRE | Non-Red Flag Warning - Large Fires | Vegetation Contact | Branch (Not overhanging, within 4ft) | 2037 | 1.235e-08 | 190.7177 | 2.3554e-06 | 2037 | Mitigation | 0.9 | 30 | 0 | esc | 0.065884 | 8.1369e-10 | 0.069568 | 8.5918e-10 | 0.066806 | 8.2507e-10 | 0.063625 | 7.8578e-10
[120 empty] | 7.3.5.15 Identification and remediation of “at-risk species”WLDFRVegetation ContactBranch (Not overhanging, within 4ft) | WLDFR | HFTD - Distribution - Tier 3 - 5QU CoRE ¦ 3QU LoRE | Non-Red Flag Warning - Large Fires | Vegetation Contact | Branch (Not overhanging, within 4ft) | 2038 | 1.235e-08 | 190.7177 | 2.3554e-06 | 2038 | Mitigation | 0.9 | 30 | 0 | esc | 0.065884 | 8.1369e-10 | 0.069568 | 8.5918e-10 | 0.066806 | 8.2507e-10 | 0.063625 | 7.8578e-10
[120 empty] | 7.3.5.15 Identification and remediation of “at-risk species”WLDFRVegetation ContactBranch (Not overhanging, within 4ft) | WLDFR | HFTD - Distribution - Tier 3 - 5QU CoRE ¦ 3QU LoRE | Non-Red Flag Warning - Large Fires | Vegetation Contact | Branch (Not overhanging, within 4ft) | 2039 | 1.235e-08 | 190.7177 | 2.3554e-06 | 2039 | Mitigation | 0.9 | 30 | 0 | esc | 0.065884 | 8.1369e-10 | 0.069568 | 8.5918e-10 | 0.066806 | 8.2507e-10 | 0.063625 | 7.8578e-10
[120 empty] | 7.3.5.15 Identification and remediation of “at-risk species”WLDFRVegetation ContactBranch (Not overhanging, within 4ft) | WLDFR | HFTD - Distribution - Tier 3 - 5QU CoRE ¦ 3QU LoRE | Non-Red Flag Warning - Large Fires | Vegetation Contact | Branch (Not overhanging, within 4ft) | 2040 | 1.235e-08 | 190.7177 | 2.3554e-06 | 2040 | Mitigation | 0.9 | 30 | 0 | esc | 0.065884 | 8.1369e-10 | 0.069568 | 8.5918e-10 | 0.066806 | 8.2507e-10 | 0.063625 | 7.8578e-10
[120 empty] | 7.3.5.15 Identification and remediation of “at-risk species”WLDFRVegetation ContactBranch (Not overhanging, within 4ft) | WLDFR | HFTD - Distribution - Tier 3 - 5QU CoRE ¦ 3QU LoRE | Non-Red Flag Warning - Large Fires | Vegetation Contact | Branch (Not overhanging, within 4ft) | 2041 | 1.235e-08 | 190.7177 | 2.3554e-06 | 2041 | Mitigation | 0.9 | 30 | 0 | esc | 0.065884 | 8.1369e-10 | 0.069568 | 8.5918e-10 | 0.066806 | 8.2507e-10 | 0.063625 | 7.8578e-10
[120 empty] | 7.3.5.15 Identification and remediation of “at-risk species”WLDFRVegetation ContactBranch (Not overhanging, within 4ft) | WLDFR | HFTD - Distribution - Tier 3 - 5QU CoRE ¦ 3QU LoRE | Non-Red Flag Warning - Large Fires | Vegetation Contact | Branch (Not overhanging, within 4ft) | 2042 | 1.235e-08 | 190.7177 | 2.3554e-06 | 2042 | Mitigation | 0.9 | 30 | 0 | esc | 0.065884 | 8.1369e-10 | 0.069568 | 8.5918e-10 | 0.066806 | 8.2507e-10 | 0.063625 | 7.8578e-10
[120 empty] | 7.3.5.15 Identification and remediation of “at-risk species”WLDFRVegetation ContactBranch (Not overhanging, within 4ft) | WLDFR | HFTD - Distribution - Tier 3 - 5QU CoRE ¦ 3QU LoRE | Non-Red Flag Warning - Large Fires | Vegetation Contact | Branch (Not overhanging, within 4ft) | 2043 | 1.235e-08 | 190.7177 | 2.3554e-06 | 2043 | Mitigation | 0.9 | 30 | 0 | esc | 0.065884 | 8.1369e-10 | 0.069568 | 8.5918e-10 | 0.066806 | 8.2507e-10 | 0.063625 | 7.8578e-10
[120 empty] | 7.3.5.15 Identification and remediation of “at-risk species”WLDFRVegetation ContactBranch (Not overhanging, within 4ft) | WLDFR | HFTD - Distribution - Tier 3 - 5QU CoRE ¦ 3QU LoRE | Non-Red Flag Warning - Large Fires | Vegetation Contact | Branch (Not overhanging, within 4ft) | 2044 | 1.235e-08 | 190.7177 | 2.3554e-06 | 2044 | Mitigation | 0.9 | 30 | 0 | esc | 0.065884 | 8.1369e-10 | 0.069568 | 8.5918e-10 | 0.066806 | 8.2507e-10 | 0.063625 | 7.8578e-10
[120 empty] | 7.3.5.15 Identification and remediation of “at-risk species”WLDFRVegetation ContactBranch (Not overhanging, within 4ft) | WLDFR | HFTD - Distribution - Tier 3 - 5QU CoRE ¦ 3QU LoRE | Non-Red Flag Warning - Large Fires | Vegetation Contact | Branch (Not overhanging, within 4ft) | 2045 | 1.235e-08 | 190.7177 | 2.3554e-06 | 2045 | Mitigation | 0.9 | 30 | 0 | esc | 0.065884 | 8.1369e-10 | 0.069568 | 8.5918e-10 | 0.066806 | 8.2507e-10 | 0.063625 | 7.8578e-10
[120 empty] | 7.3.5.15 Identification and remediation of “at-risk species”WLDFRVegetation ContactBranch (Not overhanging, within 4ft) | WLDFR | HFTD - Distribution - Tier 3 - 5QU CoRE ¦ 3QU LoRE | Non-Red Flag Warning - Large Fires | Vegetation Contact | Branch (Not overhanging, within 4ft) | 2046 | 1.235e-08 | 190.7177 | 2.3554e-06 | 2046 | Mitigation | 0.9 | 30 | 0 | esc | 0.065884 | 8.1369e-10 | 0.069568 | 8.5918e-10 | 0.066806 | 8.2507e-10 | 0.063625 | 7.8578e-10
[120 empty] | 7.3.5.15 Identification and remediation of “at-risk species”WLDFRVegetation ContactBranch (Not overhanging, within 4ft) | WLDFR | HFTD - Distribution - Tier 3 - 5QU CoRE ¦ 3QU LoRE | Non-Red Flag Warning - Large Fires | Vegetation Contact | Branch (Not overhanging, within 4ft) | 2047 | 1.235e-08 | 190.7177 | 2.3554e-06 | 2047 | Mitigation | 0.9 | 30 | 0 | esc | 0.065884 | 8.1369e-10 | 0.069568 | 8.5918e-10 | 0.066806 | 8.2507e-10 | 0.063625 | 7.8578e-10
[120 empty] | 7.3.5.15 Identification and remediation of “at-risk species”WLDFRVegetation ContactBranch (Not overhanging, within 4ft) | WLDFR | HFTD - Distribution - Tier 3 - 5QU CoRE ¦ 3QU LoRE | Non-Red Flag Warning - Large Fires | Vegetation Contact | Branch (Not overhanging, within 4ft) | 2048 | 1.235e-08 | 190.7177 | 2.3554e-06 | 2048 | Mitigation | 0.9 | 30 | 0 | esc | 0.065884 | 8.1369e-10 | 0.069568 | 8.5918e-10 | 0.066806 | 8.2507e-10 | 0.063625 | 7.8578e-10
[120 empty] | 7.3.5.15 Identification and remediation of “at-risk species”WLDFRVegetation ContactBranch (Not overhanging, within 4ft) | WLDFR | HFTD - Distribution - Tier 3 - 5QU CoRE ¦ 3QU LoRE | Non-Red Flag Warning - Large Fires | Vegetation Contact | Branch (Not overhanging, within 4ft) | 2049 | 1.235e-08 | 190.7177 | 2.3554e-06 | 2049 | Mitigation | 0.9 | 30 | 0 | esc | 0.065884 | 8.1369e-10 | 0.069568 | 8.5918e-10 | 0.066806 | 8.2507e-10 | 0.063625 | 7.8578e-10
[120 empty] | 7.3.5.15 Identification and remediation of “at-risk species”WLDFRVegetation ContactBranch (Not overhanging, within 4ft) | WLDFR | HFTD - Distribution - Tier 3 - 5QU CoRE ¦ 3QU LoRE | Non-Red Flag Warning - Large Fires | Vegetation Contact | Branch (Not overhanging, within 4ft) | 2050 | 1.235e-08 | 190.7177 | 2.3554e-06 | 2050 | Mitigation | 0.9 | 30 | 0 | esc | 0 | 0 | 0.069568 | 8.5918e-10 | 0.066806 | 8.2507e-10 | 0.063625 | 7.8578e-10
[120 empty] | 7.3.5.15 Identification and remediation of “at-risk species”WLDFRVegetation ContactBranch (Not overhanging, within 4ft) | WLDFR | HFTD - Distribution - Tier 3 - 5QU CoRE ¦ 3QU LoRE | Non-Red Flag Warning - Large Fires | Vegetation Contact | Branch (Not overhanging, within 4ft) | 2051 | 1.235e-08 | 190.7177 | 2.3554e-06 | 2051 | Mitigation | 0.9 | 30 | 0 | esc | 0 | 0 | 0 | 0 | 0.066806 | 8.2507e-10 | 0.063625 | 7.8578e-10
[120 empty] | 7.3.5.15 Identification and remediation of “at-risk species”WLDFRVegetation ContactBranch (Not overhanging, within 4ft) | WLDFR | HFTD - Distribution - Tier 3 - 5QU CoRE ¦ 3QU LoRE | Non-Red Flag Warning - Large Fires | Vegetation Contact | Branch (Not overhanging, within 4ft) | 2052 | 1.235e-08 | 190.7177 | 2.3554e-06 | 2052 | Mitigation | 0.9 | 30 | 0 | esc | 0 | 0 | 0 | 0 | 0 | 0 | 0.063625 | 7.8578e-10
[120 empty] | 7.3.5.15 Identification and remediation of “at-risk species”WLDFRVegetation ContactBranch (OverHanging) | WLDFR | HFTD - Distribution - Tier 3 - 5QU CoRE ¦ 3QU LoRE | Non-Red Flag Warning - Large Fires | Vegetation Contact | Branch (OverHanging) | 2022 | 5.5512e-07 | 190.7177 | 0.00010587 | 2022 | Mitigation | 0.9 | 30 | 0 | esc | 0.065884 | 3.6574e-08 | 0.069568 | 3.8619e-08 | 0.066806 | 3.7086e-08 | 0 | 0
[120 empty] | 7.3.5.15 Identification and remediation of “at-risk species”WLDFRVegetation ContactBranch (OverHanging) | WLDFR | HFTD - Distribution - Tier 3 - 5QU CoRE ¦ 3QU LoRE | Non-Red Flag Warning - Large Fires | Vegetation Contact | Branch (OverHanging) | 2023 | 5.5512e-07 | 190.7177 | 0.00010587 | 2023 | Mitigation | 0.9 | 30 | 0 | esc | 0.065884 | 3.6574e-08 | 0.069568 | 3.8619e-08 | 0.066806 | 3.7086e-08 | 0.063625 | 3.532e-08
[120 empty] | 7.3.5.15 Identification and remediation of “at-risk species”WLDFRVegetation ContactBranch (OverHanging) | WLDFR | HFTD - Distribution - Tier 3 - 5QU CoRE ¦ 3QU LoRE | Non-Red Flag Warning - Large Fires | Vegetation Contact | Branch (OverHanging) | 2024 | 5.5512e-07 | 190.7177 | 0.00010587 | 2024 | Mitigation | 0.9 | 30 | 0 | esc | 0.065884 | 3.6574e-08 | 0.069568 | 3.8619e-08 | 0.066806 | 3.7086e-08 | 0.063625 | 3.532e-08
[120 empty] | 7.3.5.15 Identification and remediation of “at-risk species”WLDFRVegetation ContactBranch (OverHanging) | WLDFR | HFTD - Distribution - Tier 3 - 5QU CoRE ¦ 3QU LoRE | Non-Red Flag Warning - Large Fires | Vegetation Contact | Branch (OverHanging) | 2025 | 5.5512e-07 | 190.7177 | 0.00010587 | 2025 | Mitigation | 0.9 | 30 | 0 | esc | 0.065884 | 3.6574e-08 | 0.069568 | 3.8619e-08 | 0.066806 | 3.7086e-08 | 0.063625 | 3.532e-08
[120 empty] | 7.3.5.15 Identification and remediation of “at-risk species”WLDFRVegetation ContactBranch (OverHanging) | WLDFR | HFTD - Distribution - Tier 3 - 5QU CoRE ¦ 3QU LoRE | Non-Red Flag Warning - Large Fires | Vegetation Contact | Branch (OverHanging) | 2026 | 5.5512e-07 | 190.7177 | 0.00010587 | 2026 | Mitigation | 0.9 | 30 | 0 | esc | 0.065884 | 3.6574e-08 | 0.069568 | 3.8619e-08 | 0.066806 | 3.7086e-08 | 0.063625 | 3.532e-08
[120 empty] | 7.3.5.15 Identification and remediation of “at-risk species”WLDFRVegetation ContactBranch (OverHanging) | WLDFR | HFTD - Distribution - Tier 3 - 5QU CoRE ¦ 3QU LoRE | Non-Red Flag Warning - Large Fires | Vegetation Contact | Branch (OverHanging) | 2027 | 5.5512e-07 | 190.7177 | 0.00010587 | 2027 | Mitigation | 0.9 | 30 | 0 | esc | 0.065884 | 3.6574e-08 | 0.069568 | 3.8619e-08 | 0.066806 | 3.7086e-08 | 0.063625 | 3.532e-08
[120 empty] | 7.3.5.15 Identification and remediation of “at-risk species”WLDFRVegetation ContactBranch (OverHanging) | WLDFR | HFTD - Distribution - Tier 3 - 5QU CoRE ¦ 3QU LoRE | Non-Red Flag Warning - Large Fires | Vegetation Contact | Branch (OverHanging) | 2028 | 5.5512e-07 | 190.7177 | 0.00010587 | 2028 | Mitigation | 0.9 | 30 | 0 | esc | 0.065884 | 3.6574e-08 | 0.069568 | 3.8619e-08 | 0.066806 | 3.7086e-08 | 0.063625 | 3.532e-08
[120 empty] | 7.3.5.15 Identification and remediation of “at-risk species”WLDFRVegetation ContactBranch (OverHanging) | WLDFR | HFTD - Distribution - Tier 3 - 5QU CoRE ¦ 3QU LoRE | Non-Red Flag Warning - Large Fires | Vegetation Contact | Branch (OverHanging) | 2029 | 5.5512e-07 | 190.7177 | 0.00010587 | 2029 | Mitigation | 0.9 | 30 | 0 | esc | 0.065884 | 3.6574e-08 | 0.069568 | 3.8619e-08 | 0.066806 | 3.7086e-08 | 0.063625 | 3.532e-08
[120 empty] | 7.3.5.15 Identification and remediation of “at-risk species”WLDFRVegetation ContactBranch (OverHanging) | WLDFR | HFTD - Distribution - Tier 3 - 5QU CoRE ¦ 3QU LoRE | Non-Red Flag Warning - Large Fires | Vegetation Contact | Branch (OverHanging) | 2030 | 5.5512e-07 | 190.7177 | 0.00010587 | 2030 | Mitigation | 0.9 | 30 | 0 | esc | 0.065884 | 3.6574e-08 | 0.069568 | 3.8619e-08 | 0.066806 | 3.7086e-08 | 0.063625 | 3.532e-08
[120 empty] | 7.3.5.15 Identification and remediation of “at-risk species”WLDFRVegetation ContactBranch (OverHanging) | WLDFR | HFTD - Distribution - Tier 3 - 5QU CoRE ¦ 3QU LoRE | Non-Red Flag Warning - Large Fires | Vegetation Contact | Branch (OverHanging) | 2031 | 5.5512e-07 | 190.7177 | 0.00010587 | 2031 | Mitigation | 0.9 | 30 | 0 | esc | 0.065884 | 3.6574e-08 | 0.069568 | 3.8619e-08 | 0.066806 | 3.7086e-08 | 0.063625 | 3.532e-08
[120 empty] | 7.3.5.15 Identification and remediation of “at-risk species”WLDFRVegetation ContactBranch (OverHanging) | WLDFR | HFTD - Distribution - Tier 3 - 5QU CoRE ¦ 3QU LoRE | Non-Red Flag Warning - Large Fires | Vegetation Contact | Branch (OverHanging) | 2032 | 5.5512e-07 | 190.7177 | 0.00010587 | 2032 | Mitigation | 0.9 | 30 | 0 | esc | 0.065884 | 3.6574e-08 | 0.069568 | 3.8619e-08 | 0.066806 | 3.7086e-08 | 0.063625 | 3.532e-08
[120 empty] | 7.3.5.15 Identification and remediation of “at-risk species”WLDFRVegetation ContactBranch (OverHanging) | WLDFR | HFTD - Distribution - Tier 3 - 5QU CoRE ¦ 3QU LoRE | Non-Red Flag Warning - Large Fires | Vegetation Contact | Branch (OverHanging) | 2033 | 5.5512e-07 | 190.7177 | 0.00010587 | 2033 | Mitigation | 0.9 | 30 | 0 | esc | 0.065884 | 3.6574e-08 | 0.069568 | 3.8619e-08 | 0.066806 | 3.7086e-08 | 0.063625 | 3.532e-08
[120 empty] | 7.3.5.15 Identification and remediation of “at-risk species”WLDFRVegetation ContactBranch (OverHanging) | WLDFR | HFTD - Distribution - Tier 3 - 5QU CoRE ¦ 3QU LoRE | Non-Red Flag Warning - Large Fires | Vegetation Contact | Branch (OverHanging) | 2034 | 5.5512e-07 | 190.7177 | 0.00010587 | 2034 | Mitigation | 0.9 | 30 | 0 | esc | 0.065884 | 3.6574e-08 | 0.069568 | 3.8619e-08 | 0.066806 | 3.7086e-08 | 0.063625 | 3.532e-08
[120 empty] | 7.3.5.15 Identification and remediation of “at-risk species”WLDFRVegetation ContactBranch (OverHanging) | WLDFR | HFTD - Distribution - Tier 3 - 5QU CoRE ¦ 3QU LoRE | Non-Red Flag Warning - Large Fires | Vegetation Contact | Branch (OverHanging) | 2035 | 5.5512e-07 | 190.7177 | 0.00010587 | 2035 | Mitigation | 0.9 | 30 | 0 | esc | 0.065884 | 3.6574e-08 | 0.069568 | 3.8619e-08 | 0.066806 | 3.7086e-08 | 0.063625 | 3.532e-08
[120 empty] | 7.3.5.15 Identification and remediation of “at-risk species”WLDFRVegetation ContactBranch (OverHanging) | WLDFR | HFTD - Distribution - Tier 3 - 5QU CoRE ¦ 3QU LoRE | Non-Red Flag Warning - Large Fires | Vegetation Contact | Branch (OverHanging) | 2036 | 5.5512e-07 | 190.7177 | 0.00010587 | 2036 | Mitigation | 0.9 | 30 | 0 | esc | 0.065884 | 3.6574e-08 | 0.069568 | 3.8619e-08 | 0.066806 | 3.7086e-08 | 0.063625 | 3.532e-08
[120 empty] | 7.3.5.15 Identification and remediation of “at-risk species”WLDFRVegetation ContactBranch (OverHanging) | WLDFR | HFTD - Distribution - Tier 3 - 5QU CoRE ¦ 3QU LoRE | Non-Red Flag Warning - Large Fires | Vegetation Contact | Branch (OverHanging) | 2037 | 5.5512e-07 | 190.7177 | 0.00010587 | 2037 | Mitigation | 0.9 | 30 | 0 | esc | 0.065884 | 3.6574e-08 | 0.069568 | 3.8619e-08 | 0.066806 | 3.7086e-08 | 0.063625 | 3.532e-08
[120 empty] | 7.3.5.15 Identification and remediation of “at-risk species”WLDFRVegetation ContactBranch (OverHanging) | WLDFR | HFTD - Distribution - Tier 3 - 5QU CoRE ¦ 3QU LoRE | Non-Red Flag Warning - Large Fires | Vegetation Contact | Branch (OverHanging) | 2038 | 5.5512e-07 | 190.7177 | 0.00010587 | 2038 | Mitigation | 0.9 | 30 | 0 | esc | 0.065884 | 3.6574e-08 | 0.069568 | 3.8619e-08 | 0.066806 | 3.7086e-08 | 0.063625 | 3.532e-08
[120 empty] | 7.3.5.15 Identification and remediation of “at-risk species”WLDFRVegetation ContactBranch (OverHanging) | WLDFR | HFTD - Distribution - Tier 3 - 5QU CoRE ¦ 3QU LoRE | Non-Red Flag Warning - Large Fires | Vegetation Contact | Branch (OverHanging) | 2039 | 5.5512e-07 | 190.7177 | 0.00010587 | 2039 | Mitigation | 0.9 | 30 | 0 | esc | 0.065884 | 3.6574e-08 | 0.069568 | 3.8619e-08 | 0.066806 | 3.7086e-08 | 0.063625 | 3.532e-08
[120 empty] | 7.3.5.15 Identification and remediation of “at-risk species”WLDFRVegetation ContactBranch (OverHanging) | WLDFR | HFTD - Distribution - Tier 3 - 5QU CoRE ¦ 3QU LoRE | Non-Red Flag Warning - Large Fires | Vegetation Contact | Branch (OverHanging) | 2040 | 5.5512e-07 | 190.7177 | 0.00010587 | 2040 | Mitigation | 0.9 | 30 | 0 | esc | 0.065884 | 3.6574e-08 | 0.069568 | 3.8619e-08 | 0.066806 | 3.7086e-08 | 0.063625 | 3.532e-08
[120 empty] | 7.3.5.15 Identification and remediation of “at-risk species”WLDFRVegetation ContactBranch (OverHanging) | WLDFR | HFTD - Distribution - Tier 3 - 5QU CoRE ¦ 3QU LoRE | Non-Red Flag Warning - Large Fires | Vegetation Contact | Branch (OverHanging) | 2041 | 5.5512e-07 | 190.7177 | 0.00010587 | 2041 | Mitigation | 0.9 | 30 | 0 | esc | 0.065884 | 3.6574e-08 | 0.069568 | 3.8619e-08 | 0.066806 | 3.7086e-08 | 0.063625 | 3.532e-08
[120 empty] | 7.3.5.15 Identification and remediation of “at-risk species”WLDFRVegetation ContactBranch (OverHanging) | WLDFR | HFTD - Distribution - Tier 3 - 5QU CoRE ¦ 3QU LoRE | Non-Red Flag Warning - Large Fires | Vegetation Contact | Branch (OverHanging) | 2042 | 5.5512e-07 | 190.7177 | 0.00010587 | 2042 | Mitigation | 0.9 | 30 | 0 | esc | 0.065884 | 3.6574e-08 | 0.069568 | 3.8619e-08 | 0.066806 | 3.7086e-08 | 0.063625 | 3.532e-08
[120 empty] | 7.3.5.15 Identification and remediation of “at-risk species”WLDFRVegetation ContactBranch (OverHanging) | WLDFR | HFTD - Distribution - Tier 3 - 5QU CoRE ¦ 3QU LoRE | Non-Red Flag Warning - Large Fires | Vegetation Contact | Branch (OverHanging) | 2043 | 5.5512e-07 | 190.7177 | 0.00010587 | 2043 | Mitigation | 0.9 | 30 | 0 | esc | 0.065884 | 3.6574e-08 | 0.069568 | 3.8619e-08 | 0.066806 | 3.7086e-08 | 0.063625 | 3.532e-08
[120 empty] | 7.3.5.15 Identification and remediation of “at-risk species”WLDFRVegetation ContactBranch (OverHanging) | WLDFR | HFTD - Distribution - Tier 3 - 5QU CoRE ¦ 3QU LoRE | Non-Red Flag Warning - Large Fires | Vegetation Contact | Branch (OverHanging) | 2044 | 5.5512e-07 | 190.7177 | 0.00010587 | 2044 | Mitigation | 0.9 | 30 | 0 | esc | 0.065884 | 3.6574e-08 | 0.069568 | 3.8619e-08 | 0.066806 | 3.7086e-08 | 0.063625 | 3.532e-08
[120 empty] | 7.3.5.15 Identification and remediation of “at-risk species”WLDFRVegetation ContactBranch (OverHanging) | WLDFR | HFTD - Distribution - Tier 3 - 5QU CoRE ¦ 3QU LoRE | Non-Red Flag Warning - Large Fires | Vegetation Contact | Branch (OverHanging) | 2045 | 5.5512e-07 | 190.7177 | 0.00010587 | 2045 | Mitigation | 0.9 | 30 | 0 | esc | 0.065884 | 3.6574e-08 | 0.069568 | 3.8619e-08 | 0.066806 | 3.7086e-08 | 0.063625 | 3.532e-08
[120 empty] | 7.3.5.15 Identification and remediation of “at-risk species”WLDFRVegetation ContactBranch (OverHanging) | WLDFR | HFTD - Distribution - Tier 3 - 5QU CoRE ¦ 3QU LoRE | Non-Red Flag Warning - Large Fires | Vegetation Contact | Branch (OverHanging) | 2046 | 5.5512e-07 | 190.7177 | 0.00010587 | 2046 | Mitigation | 0.9 | 30 | 0 | esc | 0.065884 | 3.6574e-08 | 0.069568 | 3.8619e-08 | 0.066806 | 3.7086e-08 | 0.063625 | 3.532e-08
[120 empty] | 7.3.5.15 Identification and remediation of “at-risk species”WLDFRVegetation ContactBranch (OverHanging) | WLDFR | HFTD - Distribution - Tier 3 - 5QU CoRE ¦ 3QU LoRE | Non-Red Flag Warning - Large Fires | Vegetation Contact | Branch (OverHanging) | 2047 | 5.5512e-07 | 190.7177 | 0.00010587 | 2047 | Mitigation | 0.9 | 30 | 0 | esc | 0.065884 | 3.6574e-08 | 0.069568 | 3.8619e-08 | 0.066806 | 3.7086e-08 | 0.063625 | 3.532e-08
[120 empty] | 7.3.5.15 Identification and remediation of “at-risk species”WLDFRVegetation ContactBranch (OverHanging) | WLDFR | HFTD - Distribution - Tier 3 - 5QU CoRE ¦ 3QU LoRE | Non-Red Flag Warning - Large Fires | Vegetation Contact | Branch (OverHanging) | 2048 | 5.5512e-07 | 190.7177 | 0.00010587 | 2048 | Mitigation | 0.9 | 30 | 0 | esc | 0.065884 | 3.6574e-08 | 0.069568 | 3.8619e-08 | 0.066806 | 3.7086e-08 | 0.063625 | 3.532e-08
[120 empty] | 7.3.5.15 Identification and remediation of “at-risk species”WLDFRVegetation ContactBranch (OverHanging) | WLDFR | HFTD - Distribution - Tier 3 - 5QU CoRE ¦ 3QU LoRE | Non-Red Flag Warning - Large Fires | Vegetation Contact | Branch (OverHanging) | 2049 | 5.5512e-07 | 190.7177 | 0.00010587 | 2049 | Mitigation | 0.9 | 30 | 0 | esc | 0.065884 | 3.6574e-08 | 0.069568 | 3.8619e-08 | 0.066806 | 3.7086e-08 | 0.063625 | 3.532e-08
[120 empty] | 7.3.5.15 Identification and remediation of “at-risk species”WLDFRVegetation ContactBranch (OverHanging) | WLDFR | HFTD - Distribution - Tier 3 - 5QU CoRE ¦ 3QU LoRE | Non-Red Flag Warning - Large Fires | Vegetation Contact | Branch (OverHanging) | 2050 | 5.5512e-07 | 190.7177 | 0.00010587 | 2050 | Mitigation | 0.9 | 30 | 0 | esc | 0 | 0 | 0.069568 | 3.8619e-08 | 0.066806 | 3.7086e-08 | 0.063625 | 3.532e-08
[120 empty] | 7.3.5.15 Identification and remediation of “at-risk species”WLDFRVegetation ContactBranch (OverHanging) | WLDFR | HFTD - Distribution - Tier 3 - 5QU CoRE ¦ 3QU LoRE | Non-Red Flag Warning - Large Fires | Vegetation Contact | Branch (OverHanging) | 2051 | 5.5512e-07 | 190.7177 | 0.00010587 | 2051 | Mitigation | 0.9 | 30 | 0 | esc | 0 | 0 | 0 | 0 | 0.066806 | 3.7086e-08 | 0.063625 | 3.532e-08
[120 empty] | 7.3.5.15 Identification and remediation of “at-risk species”WLDFRVegetation ContactBranch (OverHanging) | WLDFR | HFTD - Distribution - Tier 3 - 5QU CoRE ¦ 3QU LoRE | Non-Red Flag Warning - Large Fires | Vegetation Contact | Branch (OverHanging) | 2052 | 5.5512e-07 | 190.7177 | 0.00010587 | 2052 | Mitigation | 0.9 | 30 | 0 | esc | 0 | 0 | 0 | 0 | 0 | 0 | 0.063625 | 3.532e-08
[120 empty] | 7.3.5.15 Identification and remediation of “at-risk species”WLDFRVegetation ContactFell into (Moderate-Severe defect) | WLDFR | HFTD - Distribution - Tier 3 - 5QU CoRE ¦ 3QU LoRE | Non-Red Flag Warning - Large Fires | Vegetation Contact | Fell into (Moderate-Severe defect) | 2022 | 2.5168e-07 | 190.7177 | 4.7999e-05 | 2022 | Mitigation | 0.95 | 1 | 0 | esc | 0 | 0 | 0 | 0 | 0.070518 | 1.7748e-08 | 0 | 0
[120 empty] | 7.3.5.15 Identification and remediation of “at-risk species”WLDFRVegetation ContactFell into (Moderate-Severe defect) | WLDFR | HFTD - Distribution - Tier 3 - 5QU CoRE ¦ 3QU LoRE | Non-Red Flag Warning - Large Fires | Vegetation Contact | Fell into (Moderate-Severe defect) | 2023 | 2.5168e-07 | 190.7177 | 4.7999e-05 | 2023 | Mitigation | 0.95 | 1 | 0 | esc | 0 | 0 | 0 | 0 | 0 | 0 | 0.06716 | 1.6902e-08
[120 empty] | 7.3.5.15 Identification and remediation of “at-risk species”WLDFRVegetation ContactFell into (slight defect) | WLDFR | HFTD - Distribution - Tier 3 - 5QU CoRE ¦ 3QU LoRE | Non-Red Flag Warning - Large Fires | Vegetation Contact | Fell into (slight defect) | 2022 | 3.2477e-07 | 190.7177 | 6.1939e-05 | 2022 | Mitigation | 0.5 | 1 | 0 | esc | 0 | 0 | 0 | 0 | 0.037115 | 1.2054e-08 | 0 | 0
[120 empty] | 7.3.5.15 Identification and remediation of “at-risk species”WLDFRVegetation ContactFell into (slight defect) | WLDFR | HFTD - Distribution - Tier 3 - 5QU CoRE ¦ 3QU LoRE | Non-Red Flag Warning - Large Fires | Vegetation Contact | Fell into (slight defect) | 2023 | 3.2477e-07 | 190.7177 | 6.1939e-05 | 2023 | Mitigation | 0.5 | 1 | 0 | esc | 0 | 0 | 0 | 0 | 0 | 0 | 0.035347 | 1.148e-08
[120 empty] | 7.3.5.15 Identification and remediation of “at-risk species”WLDFRVegetation ContactGrow Into | WLDFR | HFTD - Distribution - Tier 3 - 5QU CoRE ¦ 3QU LoRE | Non-Red Flag Warning - Large Fires | Vegetation Contact | Grow Into | 2022 | 2.801e-08 | 190.7177 | 5.3419e-06 | 2022 | Mitigation | 0.5 | 1 | 0 | esc | 0 | 0 | 0 | 0 | 0.037115 | 1.0396e-09 | 0 | 0
[120 empty] | 7.3.5.15 Identification and remediation of “at-risk species”WLDFRVegetation ContactGrow Into | WLDFR | HFTD - Distribution - Tier 3 - 5QU CoRE ¦ 3QU LoRE | Non-Red Flag Warning - Large Fires | Vegetation Contact | Grow Into | 2023 | 2.801e-08 | 190.7177 | 5.3419e-06 | 2023 | Mitigation | 0.5 | 1 | 0 | esc | 0 | 0 | 0 | 0 | 0 | 0 | 0.035347 | 9.9006e-10
[120 empty] | 7.3.5.15 Identification and remediation of “at-risk species”WLDFRVegetation ContactBranch (Not overhanging, 4-12ft) | WLDFR | HFTD - Distribution - Tier 3 - 5QU CoRE ¦ 3QU LoRE | Non-Red Flag Warning - Small Fires | Vegetation Contact | Branch (Not overhanging, 4-12ft) | 2022 | 1.1877e-05 | 190.7177 | 0.0022651 | 2022 | Mitigation | 0.5 | 30 | 0 | esc | 0.036602 | 4.3472e-07 | 0.038649 | 4.5902e-07 | 0.037115 | 4.408e-07 | 0 | 0
[120 empty] | 7.3.5.15 Identification and remediation of “at-risk species”WLDFRVegetation ContactBranch (Not overhanging, 4-12ft) | WLDFR | HFTD - Distribution - Tier 3 - 5QU CoRE ¦ 3QU LoRE | Non-Red Flag Warning - Small Fires | Vegetation Contact | Branch (Not overhanging, 4-12ft) | 2023 | 1.1877e-05 | 190.7177 | 0.0022651 | 2023 | Mitigation | 0.5 | 30 | 0 | esc | 0.036602 | 4.3472e-07 | 0.038649 | 4.5902e-07 | 0.037115 | 4.408e-07 | 0.035347 | 4.1981e-07
[120 empty] | 7.3.5.15 Identification and remediation of “at-risk species”WLDFRVegetation ContactBranch (Not overhanging, 4-12ft) | WLDFR | HFTD - Distribution - Tier 3 - 5QU CoRE ¦ 3QU LoRE | Non-Red Flag Warning - Small Fires | Vegetation Contact | Branch (Not overhanging, 4-12ft) | 2024 | 1.1877e-05 | 190.7177 | 0.0022651 | 2024 | Mitigation | 0.5 | 30 | 0 | esc | 0.036602 | 4.3472e-07 | 0.038649 | 4.5902e-07 | 0.037115 | 4.408e-07 | 0.035347 | 4.1981e-07
[120 empty] | 7.3.5.15 Identification and remediation of “at-risk species”WLDFRVegetation ContactBranch (Not overhanging, 4-12ft) | WLDFR | HFTD - Distribution - Tier 3 - 5QU CoRE ¦ 3QU LoRE | Non-Red Flag Warning - Small Fires | Vegetation Contact | Branch (Not overhanging, 4-12ft) | 2025 | 1.1877e-05 | 190.7177 | 0.0022651 | 2025 | Mitigation | 0.5 | 30 | 0 | esc | 0.036602 | 4.3472e-07 | 0.038649 | 4.5902e-07 | 0.037115 | 4.408e-07 | 0.035347 | 4.1981e-07
[120 empty] | 7.3.5.15 Identification and remediation of “at-risk species”WLDFRVegetation ContactBranch (Not overhanging, 4-12ft) | WLDFR | HFTD - Distribution - Tier 3 - 5QU CoRE ¦ 3QU LoRE | Non-Red Flag Warning - Small Fires | Vegetation Contact | Branch (Not overhanging, 4-12ft) | 2026 | 1.1877e-05 | 190.7177 | 0.0022651 | 2026 | Mitigation | 0.5 | 30 | 0 | esc | 0.036602 | 4.3472e-07 | 0.038649 | 4.5902e-07 | 0.037115 | 4.408e-07 | 0.035347 | 4.1981e-07
[120 empty] | 7.3.5.15 Identification and remediation of “at-risk species”WLDFRVegetation ContactBranch (Not overhanging, 4-12ft) | WLDFR | HFTD - Distribution - Tier 3 - 5QU CoRE ¦ 3QU LoRE | Non-Red Flag Warning - Small Fires | Vegetation Contact | Branch (Not overhanging, 4-12ft) | 2027 | 1.1877e-05 | 190.7177 | 0.0022651 | 2027 | Mitigation | 0.5 | 30 | 0 | esc | 0.036602 | 4.3472e-07 | 0.038649 | 4.5902e-07 | 0.037115 | 4.408e-07 | 0.035347 | 4.1981e-07
[120 empty] | 7.3.5.15 Identification and remediation of “at-risk species”WLDFRVegetation ContactBranch (Not overhanging, 4-12ft) | WLDFR | HFTD - Distribution - Tier 3 - 5QU CoRE ¦ 3QU LoRE | Non-Red Flag Warning - Small Fires | Vegetation Contact | Branch (Not overhanging, 4-12ft) | 2028 | 1.1877e-05 | 190.7177 | 0.0022651 | 2028 | Mitigation | 0.5 | 30 | 0 | esc | 0.036602 | 4.3472e-07 | 0.038649 | 4.5902e-07 | 0.037115 | 4.408e-07 | 0.035347 | 4.1981e-07
[120 empty] | 7.3.5.15 Identification and remediation of “at-risk species”WLDFRVegetation ContactBranch (Not overhanging, 4-12ft) | WLDFR | HFTD - Distribution - Tier 3 - 5QU CoRE ¦ 3QU LoRE | Non-Red Flag Warning - Small Fires | Vegetation Contact | Branch (Not overhanging, 4-12ft) | 2029 | 1.1877e-05 | 190.7177 | 0.0022651 | 2029 | Mitigation | 0.5 | 30 | 0 | esc | 0.036602 | 4.3472e-07 | 0.038649 | 4.5902e-07 | 0.037115 | 4.408e-07 | 0.035347 | 4.1981e-07
[120 empty] | 7.3.5.15 Identification and remediation of “at-risk species”WLDFRVegetation ContactBranch (Not overhanging, 4-12ft) | WLDFR | HFTD - Distribution - Tier 3 - 5QU CoRE ¦ 3QU LoRE | Non-Red Flag Warning - Small Fires | Vegetation Contact | Branch (Not overhanging, 4-12ft) | 2030 | 1.1877e-05 | 190.7177 | 0.0022651 | 2030 | Mitigation | 0.5 | 30 | 0 | esc | 0.036602 | 4.3472e-07 | 0.038649 | 4.5902e-07 | 0.037115 | 4.408e-07 | 0.035347 | 4.1981e-07
[120 empty] | 7.3.5.15 Identification and remediation of “at-risk species”WLDFRVegetation ContactBranch (Not overhanging, 4-12ft) | WLDFR | HFTD - Distribution - Tier 3 - 5QU CoRE ¦ 3QU LoRE | Non-Red Flag Warning - Small Fires | Vegetation Contact | Branch (Not overhanging, 4-12ft) | 2031 | 1.1877e-05 | 190.7177 | 0.0022651 | 2031 | Mitigation | 0.5 | 30 | 0 | esc | 0.036602 | 4.3472e-07 | 0.038649 | 4.5902e-07 | 0.037115 | 4.408e-07 | 0.035347 | 4.1981e-07
[120 empty] | 7.3.5.15 Identification and remediation of “at-risk species”WLDFRVegetation ContactBranch (Not overhanging, 4-12ft) | WLDFR | HFTD - Distribution - Tier 3 - 5QU CoRE ¦ 3QU LoRE | Non-Red Flag Warning - Small Fires | Vegetation Contact | Branch (Not overhanging, 4-12ft) | 2032 | 1.1877e-05 | 190.7177 | 0.0022651 | 2032 | Mitigation | 0.5 | 30 | 0 | esc | 0.036602 | 4.3472e-07 | 0.038649 | 4.5902e-07 | 0.037115 | 4.408e-07 | 0.035347 | 4.1981e-07
[120 empty] | 7.3.5.15 Identification and remediation of “at-risk species”WLDFRVegetation ContactBranch (Not overhanging, 4-12ft) | WLDFR | HFTD - Distribution - Tier 3 - 5QU CoRE ¦ 3QU LoRE | Non-Red Flag Warning - Small Fires | Vegetation Contact | Branch (Not overhanging, 4-12ft) | 2033 | 1.1877e-05 | 190.7177 | 0.0022651 | 2033 | Mitigation | 0.5 | 30 | 0 | esc | 0.036602 | 4.3472e-07 | 0.038649 | 4.5902e-07 | 0.037115 | 4.408e-07 | 0.035347 | 4.1981e-07
[120 empty] | 7.3.5.15 Identification and remediation of “at-risk species”WLDFRVegetation ContactBranch (Not overhanging, 4-12ft) | WLDFR | HFTD - Distribution - Tier 3 - 5QU CoRE ¦ 3QU LoRE | Non-Red Flag Warning - Small Fires | Vegetation Contact | Branch (Not overhanging, 4-12ft) | 2034 | 1.1877e-05 | 190.7177 | 0.0022651 | 2034 | Mitigation | 0.5 | 30 | 0 | esc | 0.036602 | 4.3472e-07 | 0.038649 | 4.5902e-07 | 0.037115 | 4.408e-07 | 0.035347 | 4.1981e-07
[120 empty] | 7.3.5.15 Identification and remediation of “at-risk species”WLDFRVegetation ContactBranch (Not overhanging, 4-12ft) | WLDFR | HFTD - Distribution - Tier 3 - 5QU CoRE ¦ 3QU LoRE | Non-Red Flag Warning - Small Fires | Vegetation Contact | Branch (Not overhanging, 4-12ft) | 2035 | 1.1877e-05 | 190.7177 | 0.0022651 | 2035 | Mitigation | 0.5 | 30 | 0 | esc | 0.036602 | 4.3472e-07 | 0.038649 | 4.5902e-07 | 0.037115 | 4.408e-07 | 0.035347 | 4.1981e-07
[120 empty] | 7.3.5.15 Identification and remediation of “at-risk species”WLDFRVegetation ContactBranch (Not overhanging, 4-12ft) | WLDFR | HFTD - Distribution - Tier 3 - 5QU CoRE ¦ 3QU LoRE | Non-Red Flag Warning - Small Fires | Vegetation Contact | Branch (Not overhanging, 4-12ft) | 2036 | 1.1877e-05 | 190.7177 | 0.0022651 | 2036 | Mitigation | 0.5 | 30 | 0 | esc | 0.036602 | 4.3472e-07 | 0.038649 | 4.5902e-07 | 0.037115 | 4.408e-07 | 0.035347 | 4.1981e-07
[120 empty] | 7.3.5.15 Identification and remediation of “at-risk species”WLDFRVegetation ContactBranch (Not overhanging, 4-12ft) | WLDFR | HFTD - Distribution - Tier 3 - 5QU CoRE ¦ 3QU LoRE | Non-Red Flag Warning - Small Fires | Vegetation Contact | Branch (Not overhanging, 4-12ft) | 2037 | 1.1877e-05 | 190.7177 | 0.0022651 | 2037 | Mitigation | 0.5 | 30 | 0 | esc | 0.036602 | 4.3472e-07 | 0.038649 | 4.5902e-07 | 0.037115 | 4.408e-07 | 0.035347 | 4.1981e-07
[120 empty] | 7.3.5.15 Identification and remediation of “at-risk species”WLDFRVegetation ContactBranch (Not overhanging, 4-12ft) | WLDFR | HFTD - Distribution - Tier 3 - 5QU CoRE ¦ 3QU LoRE | Non-Red Flag Warning - Small Fires | Vegetation Contact | Branch (Not overhanging, 4-12ft) | 2038 | 1.1877e-05 | 190.7177 | 0.0022651 | 2038 | Mitigation | 0.5 | 30 | 0 | esc | 0.036602 | 4.3472e-07 | 0.038649 | 4.5902e-07 | 0.037115 | 4.408e-07 | 0.035347 | 4.1981e-07
[120 empty] | 7.3.5.15 Identification and remediation of “at-risk species”WLDFRVegetation ContactBranch (Not overhanging, 4-12ft) | WLDFR | HFTD - Distribution - Tier 3 - 5QU CoRE ¦ 3QU LoRE | Non-Red Flag Warning - Small Fires | Vegetation Contact | Branch (Not overhanging, 4-12ft) | 2039 | 1.1877e-05 | 190.7177 | 0.0022651 | 2039 | Mitigation | 0.5 | 30 | 0 | esc | 0.036602 | 4.3472e-07 | 0.038649 | 4.5902e-07 | 0.037115 | 4.408e-07 | 0.035347 | 4.1981e-07
[120 empty] | 7.3.5.15 Identification and remediation of “at-risk species”WLDFRVegetation ContactBranch (Not overhanging, 4-12ft) | WLDFR | HFTD - Distribution - Tier 3 - 5QU CoRE ¦ 3QU LoRE | Non-Red Flag Warning - Small Fires | Vegetation Contact | Branch (Not overhanging, 4-12ft) | 2040 | 1.1877e-05 | 190.7177 | 0.0022651 | 2040 | Mitigation | 0.5 | 30 | 0 | esc | 0.036602 | 4.3472e-07 | 0.038649 | 4.5902e-07 | 0.037115 | 4.408e-07 | 0.035347 | 4.1981e-07
[120 empty] | 7.3.5.15 Identification and remediation of “at-risk species”WLDFRVegetation ContactBranch (Not overhanging, 4-12ft) | WLDFR | HFTD - Distribution - Tier 3 - 5QU CoRE ¦ 3QU LoRE | Non-Red Flag Warning - Small Fires | Vegetation Contact | Branch (Not overhanging, 4-12ft) | 2041 | 1.1877e-05 | 190.7177 | 0.0022651 | 2041 | Mitigation | 0.5 | 30 | 0 | esc | 0.036602 | 4.3472e-07 | 0.038649 | 4.5902e-07 | 0.037115 | 4.408e-07 | 0.035347 | 4.1981e-07
[120 empty] | 7.3.5.15 Identification and remediation of “at-risk species”WLDFRVegetation ContactBranch (Not overhanging, 4-12ft) | WLDFR | HFTD - Distribution - Tier 3 - 5QU CoRE ¦ 3QU LoRE | Non-Red Flag Warning - Small Fires | Vegetation Contact | Branch (Not overhanging, 4-12ft) | 2042 | 1.1877e-05 | 190.7177 | 0.0022651 | 2042 | Mitigation | 0.5 | 30 | 0 | esc | 0.036602 | 4.3472e-07 | 0.038649 | 4.5902e-07 | 0.037115 | 4.408e-07 | 0.035347 | 4.1981e-07
[120 empty] | 7.3.5.15 Identification and remediation of “at-risk species”WLDFRVegetation ContactBranch (Not overhanging, 4-12ft) | WLDFR | HFTD - Distribution - Tier 3 - 5QU CoRE ¦ 3QU LoRE | Non-Red Flag Warning - Small Fires | Vegetation Contact | Branch (Not overhanging, 4-12ft) | 2043 | 1.1877e-05 | 190.7177 | 0.0022651 | 2043 | Mitigation | 0.5 | 30 | 0 | esc | 0.036602 | 4.3472e-07 | 0.038649 | 4.5902e-07 | 0.037115 | 4.408e-07 | 0.035347 | 4.1981e-07
[120 empty] | 7.3.5.15 Identification and remediation of “at-risk species”WLDFRVegetation ContactBranch (Not overhanging, 4-12ft) | WLDFR | HFTD - Distribution - Tier 3 - 5QU CoRE ¦ 3QU LoRE | Non-Red Flag Warning - Small Fires | Vegetation Contact | Branch (Not overhanging, 4-12ft) | 2044 | 1.1877e-05 | 190.7177 | 0.0022651 | 2044 | Mitigation | 0.5 | 30 | 0 | esc | 0.036602 | 4.3472e-07 | 0.038649 | 4.5902e-07 | 0.037115 | 4.408e-07 | 0.035347 | 4.1981e-07
[120 empty] | 7.3.5.15 Identification and remediation of “at-risk species”WLDFRVegetation ContactBranch (Not overhanging, 4-12ft) | WLDFR | HFTD - Distribution - Tier 3 - 5QU CoRE ¦ 3QU LoRE | Non-Red Flag Warning - Small Fires | Vegetation Contact | Branch (Not overhanging, 4-12ft) | 2045 | 1.1877e-05 | 190.7177 | 0.0022651 | 2045 | Mitigation | 0.5 | 30 | 0 | esc | 0.036602 | 4.3472e-07 | 0.038649 | 4.5902e-07 | 0.037115 | 4.408e-07 | 0.035347 | 4.1981e-07
[120 empty] | 7.3.5.15 Identification and remediation of “at-risk species”WLDFRVegetation ContactBranch (Not overhanging, 4-12ft) | WLDFR | HFTD - Distribution - Tier 3 - 5QU CoRE ¦ 3QU LoRE | Non-Red Flag Warning - Small Fires | Vegetation Contact | Branch (Not overhanging, 4-12ft) | 2046 | 1.1877e-05 | 190.7177 | 0.0022651 | 2046 | Mitigation | 0.5 | 30 | 0 | esc | 0.036602 | 4.3472e-07 | 0.038649 | 4.5902e-07 | 0.037115 | 4.408e-07 | 0.035347 | 4.1981e-07
[120 empty] | 7.3.5.15 Identification and remediation of “at-risk species”WLDFRVegetation ContactBranch (Not overhanging, 4-12ft) | WLDFR | HFTD - Distribution - Tier 3 - 5QU CoRE ¦ 3QU LoRE | Non-Red Flag Warning - Small Fires | Vegetation Contact | Branch (Not overhanging, 4-12ft) | 2047 | 1.1877e-05 | 190.7177 | 0.0022651 | 2047 | Mitigation | 0.5 | 30 | 0 | esc | 0.036602 | 4.3472e-07 | 0.038649 | 4.5902e-07 | 0.037115 | 4.408e-07 | 0.035347 | 4.1981e-07
[120 empty] | 7.3.5.15 Identification and remediation of “at-risk species”WLDFRVegetation ContactBranch (Not overhanging, 4-12ft) | WLDFR | HFTD - Distribution - Tier 3 - 5QU CoRE ¦ 3QU LoRE | Non-Red Flag Warning - Small Fires | Vegetation Contact | Branch (Not overhanging, 4-12ft) | 2048 | 1.1877e-05 | 190.7177 | 0.0022651 | 2048 | Mitigation | 0.5 | 30 | 0 | esc | 0.036602 | 4.3472e-07 | 0.038649 | 4.5902e-07 | 0.037115 | 4.408e-07 | 0.035347 | 4.1981e-07
[120 empty] | 7.3.5.15 Identification and remediation of “at-risk species”WLDFRVegetation ContactBranch (Not overhanging, 4-12ft) | WLDFR | HFTD - Distribution - Tier 3 - 5QU CoRE ¦ 3QU LoRE | Non-Red Flag Warning - Small Fires | Vegetation Contact | Branch (Not overhanging, 4-12ft) | 2049 | 1.1877e-05 | 190.7177 | 0.0022651 | 2049 | Mitigation | 0.5 | 30 | 0 | esc | 0.036602 | 4.3472e-07 | 0.038649 | 4.5902e-07 | 0.037115 | 4.408e-07 | 0.035347 | 4.1981e-07
[120 empty] | 7.3.5.15 Identification and remediation of “at-risk species”WLDFRVegetation ContactBranch (Not overhanging, 4-12ft) | WLDFR | HFTD - Distribution - Tier 3 - 5QU CoRE ¦ 3QU LoRE | Non-Red Flag Warning - Small Fires | Vegetation Contact | Branch (Not overhanging, 4-12ft) | 2050 | 1.1877e-05 | 190.7177 | 0.0022651 | 2050 | Mitigation | 0.5 | 30 | 0 | esc | 0 | 0 | 0.038649 | 4.5902e-07 | 0.037115 | 4.408e-07 | 0.035347 | 4.1981e-07
[120 empty] | 7.3.5.15 Identification and remediation of “at-risk species”WLDFRVegetation ContactBranch (Not overhanging, 4-12ft) | WLDFR | HFTD - Distribution - Tier 3 - 5QU CoRE ¦ 3QU LoRE | Non-Red Flag Warning - Small Fires | Vegetation Contact | Branch (Not overhanging, 4-12ft) | 2051 | 1.1877e-05 | 190.7177 | 0.0022651 | 2051 | Mitigation | 0.5 | 30 | 0 | esc | 0 | 0 | 0 | 0 | 0.037115 | 4.408e-07 | 0.035347 | 4.1981e-07
[120 empty] | 7.3.5.15 Identification and remediation of “at-risk species”WLDFRVegetation ContactBranch (Not overhanging, 4-12ft) | WLDFR | HFTD - Distribution - Tier 3 - 5QU CoRE ¦ 3QU LoRE | Non-Red Flag Warning - Small Fires | Vegetation Contact | Branch (Not overhanging, 4-12ft) | 2052 | 1.1877e-05 | 190.7177 | 0.0022651 | 2052 | Mitigation | 0.5 | 30 | 0 | esc | 0 | 0 | 0 | 0 | 0 | 0 | 0.035347 | 4.1981e-07
[120 empty] | 7.3.5.15 Identification and remediation of “at-risk species”WLDFRVegetation ContactBranch (Not overhanging, within 4ft) | WLDFR | HFTD - Distribution - Tier 3 - 5QU CoRE ¦ 3QU LoRE | Non-Red Flag Warning - Small Fires | Vegetation Contact | Branch (Not overhanging, within 4ft) | 2022 | 5.2865e-06 | 190.7177 | 0.0010082 | 2022 | Mitigation | 0.9 | 30 | 0 | esc | 0.065884 | 3.483e-07 | 0.069568 | 3.6777e-07 | 0.066806 | 3.5317e-07 | 0 | 0
[120 empty] | 7.3.5.15 Identification and remediation of “at-risk species”WLDFRVegetation ContactBranch (Not overhanging, within 4ft) | WLDFR | HFTD - Distribution - Tier 3 - 5QU CoRE ¦ 3QU LoRE | Non-Red Flag Warning - Small Fires | Vegetation Contact | Branch (Not overhanging, within 4ft) | 2023 | 5.2865e-06 | 190.7177 | 0.0010082 | 2023 | Mitigation | 0.9 | 30 | 0 | esc | 0.065884 | 3.483e-07 | 0.069568 | 3.6777e-07 | 0.066806 | 3.5317e-07 | 0.063625 | 3.3636e-07
[120 empty] | 7.3.5.15 Identification and remediation of “at-risk species”WLDFRVegetation ContactBranch (Not overhanging, within 4ft) | WLDFR | HFTD - Distribution - Tier 3 - 5QU CoRE ¦ 3QU LoRE | Non-Red Flag Warning - Small Fires | Vegetation Contact | Branch (Not overhanging, within 4ft) | 2024 | 5.2865e-06 | 190.7177 | 0.0010082 | 2024 | Mitigation | 0.9 | 30 | 0 | esc | 0.065884 | 3.483e-07 | 0.069568 | 3.6777e-07 | 0.066806 | 3.5317e-07 | 0.063625 | 3.3636e-07
[120 empty] | 7.3.5.15 Identification and remediation of “at-risk species”WLDFRVegetation ContactBranch (Not overhanging, within 4ft) | WLDFR | HFTD - Distribution - Tier 3 - 5QU CoRE ¦ 3QU LoRE | Non-Red Flag Warning - Small Fires | Vegetation Contact | Branch (Not overhanging, within 4ft) | 2025 | 5.2865e-06 | 190.7177 | 0.0010082 | 2025 | Mitigation | 0.9 | 30 | 0 | esc | 0.065884 | 3.483e-07 | 0.069568 | 3.6777e-07 | 0.066806 | 3.5317e-07 | 0.063625 | 3.3636e-07
[120 empty] | 7.3.5.15 Identification and remediation of “at-risk species”WLDFRVegetation ContactBranch (Not overhanging, within 4ft) | WLDFR | HFTD - Distribution - Tier 3 - 5QU CoRE ¦ 3QU LoRE | Non-Red Flag Warning - Small Fires | Vegetation Contact | Branch (Not overhanging, within 4ft) | 2026 | 5.2865e-06 | 190.7177 | 0.0010082 | 2026 | Mitigation | 0.9 | 30 | 0 | esc | 0.065884 | 3.483e-07 | 0.069568 | 3.6777e-07 | 0.066806 | 3.5317e-07 | 0.063625 | 3.3636e-07
[120 empty] | 7.3.5.15 Identification and remediation of “at-risk species”WLDFRVegetation ContactBranch (Not overhanging, within 4ft) | WLDFR | HFTD - Distribution - Tier 3 - 5QU CoRE ¦ 3QU LoRE | Non-Red Flag Warning - Small Fires | Vegetation Contact | Branch (Not overhanging, within 4ft) | 2027 | 5.2865e-06 | 190.7177 | 0.0010082 | 2027 | Mitigation | 0.9 | 30 | 0 | esc | 0.065884 | 3.483e-07 | 0.069568 | 3.6777e-07 | 0.066806 | 3.5317e-07 | 0.063625 | 3.3636e-07
[120 empty] | 7.3.5.15 Identification and remediation of “at-risk species”WLDFRVegetation ContactBranch (Not overhanging, within 4ft) | WLDFR | HFTD - Distribution - Tier 3 - 5QU CoRE ¦ 3QU LoRE | Non-Red Flag Warning - Small Fires | Vegetation Contact | Branch (Not overhanging, within 4ft) | 2028 | 5.2865e-06 | 190.7177 | 0.0010082 | 2028 | Mitigation | 0.9 | 30 | 0 | esc | 0.065884 | 3.483e-07 | 0.069568 | 3.6777e-07 | 0.066806 | 3.5317e-07 | 0.063625 | 3.3636e-07
[120 empty] | 7.3.5.15 Identification and remediation of “at-risk species”WLDFRVegetation ContactBranch (Not overhanging, within 4ft) | WLDFR | HFTD - Distribution - Tier 3 - 5QU CoRE ¦ 3QU LoRE | Non-Red Flag Warning - Small Fires | Vegetation Contact | Branch (Not overhanging, within 4ft) | 2029 | 5.2865e-06 | 190.7177 | 0.0010082 | 2029 | Mitigation | 0.9 | 30 | 0 | esc | 0.065884 | 3.483e-07 | 0.069568 | 3.6777e-07 | 0.066806 | 3.5317e-07 | 0.063625 | 3.3636e-07
[120 empty] | 7.3.5.15 Identification and remediation of “at-risk species”WLDFRVegetation ContactBranch (Not overhanging, within 4ft) | WLDFR | HFTD - Distribution - Tier 3 - 5QU CoRE ¦ 3QU LoRE | Non-Red Flag Warning - Small Fires | Vegetation Contact | Branch (Not overhanging, within 4ft) | 2030 | 5.2865e-06 | 190.7177 | 0.0010082 | 2030 | Mitigation | 0.9 | 30 | 0 | esc | 0.065884 | 3.483e-07 | 0.069568 | 3.6777e-07 | 0.066806 | 3.5317e-07 | 0.063625 | 3.3636e-07
[120 empty] | 7.3.5.15 Identification and remediation of “at-risk species”WLDFRVegetation ContactBranch (Not overhanging, within 4ft) | WLDFR | HFTD - Distribution - Tier 3 - 5QU CoRE ¦ 3QU LoRE | Non-Red Flag Warning - Small Fires | Vegetation Contact | Branch (Not overhanging, within 4ft) | 2031 | 5.2865e-06 | 190.7177 | 0.0010082 | 2031 | Mitigation | 0.9 | 30 | 0 | esc | 0.065884 | 3.483e-07 | 0.069568 | 3.6777e-07 | 0.066806 | 3.5317e-07 | 0.063625 | 3.3636e-07
[120 empty] | 7.3.5.15 Identification and remediation of “at-risk species”WLDFRVegetation ContactBranch (Not overhanging, within 4ft) | WLDFR | HFTD - Distribution - Tier 3 - 5QU CoRE ¦ 3QU LoRE | Non-Red Flag Warning - Small Fires | Vegetation Contact | Branch (Not overhanging, within 4ft) | 2032 | 5.2865e-06 | 190.7177 | 0.0010082 | 2032 | Mitigation | 0.9 | 30 | 0 | esc | 0.065884 | 3.483e-07 | 0.069568 | 3.6777e-07 | 0.066806 | 3.5317e-07 | 0.063625 | 3.3636e-07
[120 empty] | 7.3.5.15 Identification and remediation of “at-risk species”WLDFRVegetation ContactBranch (Not overhanging, within 4ft) | WLDFR | HFTD - Distribution - Tier 3 - 5QU CoRE ¦ 3QU LoRE | Non-Red Flag Warning - Small Fires | Vegetation Contact | Branch (Not overhanging, within 4ft) | 2033 | 5.2865e-06 | 190.7177 | 0.0010082 | 2033 | Mitigation | 0.9 | 30 | 0 | esc | 0.065884 | 3.483e-07 | 0.069568 | 3.6777e-07 | 0.066806 | 3.5317e-07 | 0.063625 | 3.3636e-07
[120 empty] | 7.3.5.15 Identification and remediation of “at-risk species”WLDFRVegetation ContactBranch (Not overhanging, within 4ft) | WLDFR | HFTD - Distribution - Tier 3 - 5QU CoRE ¦ 3QU LoRE | Non-Red Flag Warning - Small Fires | Vegetation Contact | Branch (Not overhanging, within 4ft) | 2034 | 5.2865e-06 | 190.7177 | 0.0010082 | 2034 | Mitigation | 0.9 | 30 | 0 | esc | 0.065884 | 3.483e-07 | 0.069568 | 3.6777e-07 | 0.066806 | 3.5317e-07 | 0.063625 | 3.3636e-07
[120 empty] | 7.3.5.15 Identification and remediation of “at-risk species”WLDFRVegetation ContactBranch (Not overhanging, within 4ft) | WLDFR | HFTD - Distribution - Tier 3 - 5QU CoRE ¦ 3QU LoRE | Non-Red Flag Warning - Small Fires | Vegetation Contact | Branch (Not overhanging, within 4ft) | 2035 | 5.2865e-06 | 190.7177 | 0.0010082 | 2035 | Mitigation | 0.9 | 30 | 0 | esc | 0.065884 | 3.483e-07 | 0.069568 | 3.6777e-07 | 0.066806 | 3.5317e-07 | 0.063625 | 3.3636e-07
[120 empty] | 7.3.5.15 Identification and remediation of “at-risk species”WLDFRVegetation ContactBranch (Not overhanging, within 4ft) | WLDFR | HFTD - Distribution - Tier 3 - 5QU CoRE ¦ 3QU LoRE | Non-Red Flag Warning - Small Fires | Vegetation Contact | Branch (Not overhanging, within 4ft) | 2036 | 5.2865e-06 | 190.7177 | 0.0010082 | 2036 | Mitigation | 0.9 | 30 | 0 | esc | 0.065884 | 3.483e-07 | 0.069568 | 3.6777e-07 | 0.066806 | 3.5317e-07 | 0.063625 | 3.3636e-07
[120 empty] | 7.3.5.15 Identification and remediation of “at-risk species”WLDFRVegetation ContactBranch (Not overhanging, within 4ft) | WLDFR | HFTD - Distribution - Tier 3 - 5QU CoRE ¦ 3QU LoRE | Non-Red Flag Warning - Small Fires | Vegetation Contact | Branch (Not overhanging, within 4ft) | 2037 | 5.2865e-06 | 190.7177 | 0.0010082 | 2037 | Mitigation | 0.9 | 30 | 0 | esc | 0.065884 | 3.483e-07 | 0.069568 | 3.6777e-07 | 0.066806 | 3.5317e-07 | 0.063625 | 3.3636e-07
[120 empty] | 7.3.5.15 Identification and remediation of “at-risk species”WLDFRVegetation ContactBranch (Not overhanging, within 4ft) | WLDFR | HFTD - Distribution - Tier 3 - 5QU CoRE ¦ 3QU LoRE | Non-Red Flag Warning - Small Fires | Vegetation Contact | Branch (Not overhanging, within 4ft) | 2038 | 5.2865e-06 | 190.7177 | 0.0010082 | 2038 | Mitigation | 0.9 | 30 | 0 | esc | 0.065884 | 3.483e-07 | 0.069568 | 3.6777e-07 | 0.066806 | 3.5317e-07 | 0.063625 | 3.3636e-07
[120 empty] | 7.3.5.15 Identification and remediation of “at-risk species”WLDFRVegetation ContactBranch (Not overhanging, within 4ft) | WLDFR | HFTD - Distribution - Tier 3 - 5QU CoRE ¦ 3QU LoRE | Non-Red Flag Warning - Small Fires | Vegetation Contact | Branch (Not overhanging, within 4ft) | 2039 | 5.2865e-06 | 190.7177 | 0.0010082 | 2039 | Mitigation | 0.9 | 30 | 0 | esc | 0.065884 | 3.483e-07 | 0.069568 | 3.6777e-07 | 0.066806 | 3.5317e-07 | 0.063625 | 3.3636e-07
[120 empty] | 7.3.5.15 Identification and remediation of “at-risk species”WLDFRVegetation ContactBranch (Not overhanging, within 4ft) | WLDFR | HFTD - Distribution - Tier 3 - 5QU CoRE ¦ 3QU LoRE | Non-Red Flag Warning - Small Fires | Vegetation Contact | Branch (Not overhanging, within 4ft) | 2040 | 5.2865e-06 | 190.7177 | 0.0010082 | 2040 | Mitigation | 0.9 | 30 | 0 | esc | 0.065884 | 3.483e-07 | 0.069568 | 3.6777e-07 | 0.066806 | 3.5317e-07 | 0.063625 | 3.3636e-07
[120 empty] | 7.3.5.15 Identification and remediation of “at-risk species”WLDFRVegetation ContactBranch (Not overhanging, within 4ft) | WLDFR | HFTD - Distribution - Tier 3 - 5QU CoRE ¦ 3QU LoRE | Non-Red Flag Warning - Small Fires | Vegetation Contact | Branch (Not overhanging, within 4ft) | 2041 | 5.2865e-06 | 190.7177 | 0.0010082 | 2041 | Mitigation | 0.9 | 30 | 0 | esc | 0.065884 | 3.483e-07 | 0.069568 | 3.6777e-07 | 0.066806 | 3.5317e-07 | 0.063625 | 3.3636e-07
[120 empty] | 7.3.5.15 Identification and remediation of “at-risk species”WLDFRVegetation ContactBranch (Not overhanging, within 4ft) | WLDFR | HFTD - Distribution - Tier 3 - 5QU CoRE ¦ 3QU LoRE | Non-Red Flag Warning - Small Fires | Vegetation Contact | Branch (Not overhanging, within 4ft) | 2042 | 5.2865e-06 | 190.7177 | 0.0010082 | 2042 | Mitigation | 0.9 | 30 | 0 | esc | 0.065884 | 3.483e-07 | 0.069568 | 3.6777e-07 | 0.066806 | 3.5317e-07 | 0.063625 | 3.3636e-07
[120 empty] | 7.3.5.15 Identification and remediation of “at-risk species”WLDFRVegetation ContactBranch (Not overhanging, within 4ft) | WLDFR | HFTD - Distribution - Tier 3 - 5QU CoRE ¦ 3QU LoRE | Non-Red Flag Warning - Small Fires | Vegetation Contact | Branch (Not overhanging, within 4ft) | 2043 | 5.2865e-06 | 190.7177 | 0.0010082 | 2043 | Mitigation | 0.9 | 30 | 0 | esc | 0.065884 | 3.483e-07 | 0.069568 | 3.6777e-07 | 0.066806 | 3.5317e-07 | 0.063625 | 3.3636e-07
[120 empty] | 7.3.5.15 Identification and remediation of “at-risk species”WLDFRVegetation ContactBranch (Not overhanging, within 4ft) | WLDFR | HFTD - Distribution - Tier 3 - 5QU CoRE ¦ 3QU LoRE | Non-Red Flag Warning - Small Fires | Vegetation Contact | Branch (Not overhanging, within 4ft) | 2044 | 5.2865e-06 | 190.7177 | 0.0010082 | 2044 | Mitigation | 0.9 | 30 | 0 | esc | 0.065884 | 3.483e-07 | 0.069568 | 3.6777e-07 | 0.066806 | 3.5317e-07 | 0.063625 | 3.3636e-07
[120 empty] | 7.3.5.15 Identification and remediation of “at-risk species”WLDFRVegetation ContactBranch (Not overhanging, within 4ft) | WLDFR | HFTD - Distribution - Tier 3 - 5QU CoRE ¦ 3QU LoRE | Non-Red Flag Warning - Small Fires | Vegetation Contact | Branch (Not overhanging, within 4ft) | 2045 | 5.2865e-06 | 190.7177 | 0.0010082 | 2045 | Mitigation | 0.9 | 30 | 0 | esc | 0.065884 | 3.483e-07 | 0.069568 | 3.6777e-07 | 0.066806 | 3.5317e-07 | 0.063625 | 3.3636e-07
[120 empty] | 7.3.5.15 Identification and remediation of “at-risk species”WLDFRVegetation ContactBranch (Not overhanging, within 4ft) | WLDFR | HFTD - Distribution - Tier 3 - 5QU CoRE ¦ 3QU LoRE | Non-Red Flag Warning - Small Fires | Vegetation Contact | Branch (Not overhanging, within 4ft) | 2046 | 5.2865e-06 | 190.7177 | 0.0010082 | 2046 | Mitigation | 0.9 | 30 | 0 | esc | 0.065884 | 3.483e-07 | 0.069568 | 3.6777e-07 | 0.066806 | 3.5317e-07 | 0.063625 | 3.3636e-07
[120 empty] | 7.3.5.15 Identification and remediation of “at-risk species”WLDFRVegetation ContactBranch (Not overhanging, within 4ft) | WLDFR | HFTD - Distribution - Tier 3 - 5QU CoRE ¦ 3QU LoRE | Non-Red Flag Warning - Small Fires | Vegetation Contact | Branch (Not overhanging, within 4ft) | 2047 | 5.2865e-06 | 190.7177 | 0.0010082 | 2047 | Mitigation | 0.9 | 30 | 0 | esc | 0.065884 | 3.483e-07 | 0.069568 | 3.6777e-07 | 0.066806 | 3.5317e-07 | 0.063625 | 3.3636e-07
[120 empty] | 7.3.5.15 Identification and remediation of “at-risk species”WLDFRVegetation ContactBranch (Not overhanging, within 4ft) | WLDFR | HFTD - Distribution - Tier 3 - 5QU CoRE ¦ 3QU LoRE | Non-Red Flag Warning - Small Fires | Vegetation Contact | Branch (Not overhanging, within 4ft) | 2048 | 5.2865e-06 | 190.7177 | 0.0010082 | 2048 | Mitigation | 0.9 | 30 | 0 | esc | 0.065884 | 3.483e-07 | 0.069568 | 3.6777e-07 | 0.066806 | 3.5317e-07 | 0.063625 | 3.3636e-07
[120 empty] | 7.3.5.15 Identification and remediation of “at-risk species”WLDFRVegetation ContactBranch (Not overhanging, within 4ft) | WLDFR | HFTD - Distribution - Tier 3 - 5QU CoRE ¦ 3QU LoRE | Non-Red Flag Warning - Small Fires | Vegetation Contact | Branch (Not overhanging, within 4ft) | 2049 | 5.2865e-06 | 190.7177 | 0.0010082 | 2049 | Mitigation | 0.9 | 30 | 0 | esc | 0.065884 | 3.483e-07 | 0.069568 | 3.6777e-07 | 0.066806 | 3.5317e-07 | 0.063625 | 3.3636e-07
[120 empty] | 7.3.5.15 Identification and remediation of “at-risk species”WLDFRVegetation ContactBranch (Not overhanging, within 4ft) | WLDFR | HFTD - Distribution - Tier 3 - 5QU CoRE ¦ 3QU LoRE | Non-Red Flag Warning - Small Fires | Vegetation Contact | Branch (Not overhanging, within 4ft) | 2050 | 5.2865e-06 | 190.7177 | 0.0010082 | 2050 | Mitigation | 0.9 | 30 | 0 | esc | 0 | 0 | 0.069568 | 3.6777e-07 | 0.066806 | 3.5317e-07 | 0.063625 | 3.3636e-07
[120 empty] | 7.3.5.15 Identification and remediation of “at-risk species”WLDFRVegetation ContactBranch (Not overhanging, within 4ft) | WLDFR | HFTD - Distribution - Tier 3 - 5QU CoRE ¦ 3QU LoRE | Non-Red Flag Warning - Small Fires | Vegetation Contact | Branch (Not overhanging, within 4ft) | 2051 | 5.2865e-06 | 190.7177 | 0.0010082 | 2051 | Mitigation | 0.9 | 30 | 0 | esc | 0 | 0 | 0 | 0 | 0.066806 | 3.5317e-07 | 0.063625 | 3.3636e-07
[120 empty] | 7.3.5.15 Identification and remediation of “at-risk species”WLDFRVegetation ContactBranch (Not overhanging, within 4ft) | WLDFR | HFTD - Distribution - Tier 3 - 5QU CoRE ¦ 3QU LoRE | Non-Red Flag Warning - Small Fires | Vegetation Contact | Branch (Not overhanging, within 4ft) | 2052 | 5.2865e-06 | 190.7177 | 0.0010082 | 2052 | Mitigation | 0.9 | 30 | 0 | esc | 0 | 0 | 0 | 0 | 0 | 0 | 0.063625 | 3.3636e-07
[120 empty] | 7.3.5.15 Identification and remediation of “at-risk species”WLDFRVegetation ContactBranch (OverHanging) | WLDFR | HFTD - Distribution - Tier 3 - 5QU CoRE ¦ 3QU LoRE | Non-Red Flag Warning - Small Fires | Vegetation Contact | Branch (OverHanging) | 2022 | 0.00023767 | 190.7177 | 0.045327 | 2022 | Mitigation | 0.9 | 30 | 0 | esc | 0.065884 | 1.5659e-05 | 0.069568 | 1.6534e-05 | 0.066806 | 1.5878e-05 | 0 | 0
[120 empty] | 7.3.5.15 Identification and remediation of “at-risk species”WLDFRVegetation ContactBranch (OverHanging) | WLDFR | HFTD - Distribution - Tier 3 - 5QU CoRE ¦ 3QU LoRE | Non-Red Flag Warning - Small Fires | Vegetation Contact | Branch (OverHanging) | 2023 | 0.00023767 | 190.7177 | 0.045327 | 2023 | Mitigation | 0.9 | 30 | 0 | esc | 0.065884 | 1.5659e-05 | 0.069568 | 1.6534e-05 | 0.066806 | 1.5878e-05 | 0.063625 | 1.5122e-05
[120 empty] | 7.3.5.15 Identification and remediation of “at-risk species”WLDFRVegetation ContactBranch (OverHanging) | WLDFR | HFTD - Distribution - Tier 3 - 5QU CoRE ¦ 3QU LoRE | Non-Red Flag Warning - Small Fires | Vegetation Contact | Branch (OverHanging) | 2024 | 0.00023767 | 190.7177 | 0.045327 | 2024 | Mitigation | 0.9 | 30 | 0 | esc | 0.065884 | 1.5659e-05 | 0.069568 | 1.6534e-05 | 0.066806 | 1.5878e-05 | 0.063625 | 1.5122e-05
[120 empty] | 7.3.5.15 Identification and remediation of “at-risk species”WLDFRVegetation ContactBranch (OverHanging) | WLDFR | HFTD - Distribution - Tier 3 - 5QU CoRE ¦ 3QU LoRE | Non-Red Flag Warning - Small Fires | Vegetation Contact | Branch (OverHanging) | 2025 | 0.00023767 | 190.7177 | 0.045327 | 2025 | Mitigation | 0.9 | 30 | 0 | esc | 0.065884 | 1.5659e-05 | 0.069568 | 1.6534e-05 | 0.066806 | 1.5878e-05 | 0.063625 | 1.5122e-05
[120 empty] | 7.3.5.15 Identification and remediation of “at-risk species”WLDFRVegetation ContactBranch (OverHanging) | WLDFR | HFTD - Distribution - Tier 3 - 5QU CoRE ¦ 3QU LoRE | Non-Red Flag Warning - Small Fires | Vegetation Contact | Branch (OverHanging) | 2026 | 0.00023767 | 190.7177 | 0.045327 | 2026 | Mitigation | 0.9 | 30 | 0 | esc | 0.065884 | 1.5659e-05 | 0.069568 | 1.6534e-05 | 0.066806 | 1.5878e-05 | 0.063625 | 1.5122e-05
[120 empty] | 7.3.5.15 Identification and remediation of “at-risk species”WLDFRVegetation ContactBranch (OverHanging) | WLDFR | HFTD - Distribution - Tier 3 - 5QU CoRE ¦ 3QU LoRE | Non-Red Flag Warning - Small Fires | Vegetation Contact | Branch (OverHanging) | 2027 | 0.00023767 | 190.7177 | 0.045327 | 2027 | Mitigation | 0.9 | 30 | 0 | esc | 0.065884 | 1.5659e-05 | 0.069568 | 1.6534e-05 | 0.066806 | 1.5878e-05 | 0.063625 | 1.5122e-05
[120 empty] | 7.3.5.15 Identification and remediation of “at-risk species”WLDFRVegetation ContactBranch (OverHanging) | WLDFR | HFTD - Distribution - Tier 3 - 5QU CoRE ¦ 3QU LoRE | Non-Red Flag Warning - Small Fires | Vegetation Contact | Branch (OverHanging) | 2028 | 0.00023767 | 190.7177 | 0.045327 | 2028 | Mitigation | 0.9 | 30 | 0 | esc | 0.065884 | 1.5659e-05 | 0.069568 | 1.6534e-05 | 0.066806 | 1.5878e-05 | 0.063625 | 1.5122e-05
[120 empty] | 7.3.5.15 Identification and remediation of “at-risk species”WLDFRVegetation ContactBranch (OverHanging) | WLDFR | HFTD - Distribution - Tier 3 - 5QU CoRE ¦ 3QU LoRE | Non-Red Flag Warning - Small Fires | Vegetation Contact | Branch (OverHanging) | 2029 | 0.00023767 | 190.7177 | 0.045327 | 2029 | Mitigation | 0.9 | 30 | 0 | esc | 0.065884 | 1.5659e-05 | 0.069568 | 1.6534e-05 | 0.066806 | 1.5878e-05 | 0.063625 | 1.5122e-05
[120 empty] | 7.3.5.15 Identification and remediation of “at-risk species”WLDFRVegetation ContactBranch (OverHanging) | WLDFR | HFTD - Distribution - Tier 3 - 5QU CoRE ¦ 3QU LoRE | Non-Red Flag Warning - Small Fires | Vegetation Contact | Branch (OverHanging) | 2030 | 0.00023767 | 190.7177 | 0.045327 | 2030 | Mitigation | 0.9 | 30 | 0 | esc | 0.065884 | 1.5659e-05 | 0.069568 | 1.6534e-05 | 0.066806 | 1.5878e-05 | 0.063625 | 1.5122e-05
[120 empty] | 7.3.5.15 Identification and remediation of “at-risk species”WLDFRVegetation ContactBranch (OverHanging) | WLDFR | HFTD - Distribution - Tier 3 - 5QU CoRE ¦ 3QU LoRE | Non-Red Flag Warning - Small Fires | Vegetation Contact | Branch (OverHanging) | 2031 | 0.00023767 | 190.7177 | 0.045327 | 2031 | Mitigation | 0.9 | 30 | 0 | esc | 0.065884 | 1.5659e-05 | 0.069568 | 1.6534e-05 | 0.066806 | 1.5878e-05 | 0.063625 | 1.5122e-05
[120 empty] | 7.3.5.15 Identification and remediation of “at-risk species”WLDFRVegetation ContactBranch (OverHanging) | WLDFR | HFTD - Distribution - Tier 3 - 5QU CoRE ¦ 3QU LoRE | Non-Red Flag Warning - Small Fires | Vegetation Contact | Branch (OverHanging) | 2032 | 0.00023767 | 190.7177 | 0.045327 | 2032 | Mitigation | 0.9 | 30 | 0 | esc | 0.065884 | 1.5659e-05 | 0.069568 | 1.6534e-05 | 0.066806 | 1.5878e-05 | 0.063625 | 1.5122e-05
[120 empty] | 7.3.5.15 Identification and remediation of “at-risk species”WLDFRVegetation ContactBranch (OverHanging) | WLDFR | HFTD - Distribution - Tier 3 - 5QU CoRE ¦ 3QU LoRE | Non-Red Flag Warning - Small Fires | Vegetation Contact | Branch (OverHanging) | 2033 | 0.00023767 | 190.7177 | 0.045327 | 2033 | Mitigation | 0.9 | 30 | 0 | esc | 0.065884 | 1.5659e-05 | 0.069568 | 1.6534e-05 | 0.066806 | 1.5878e-05 | 0.063625 | 1.5122e-05
[120 empty] | 7.3.5.15 Identification and remediation of “at-risk species”WLDFRVegetation ContactBranch (OverHanging) | WLDFR | HFTD - Distribution - Tier 3 - 5QU CoRE ¦ 3QU LoRE | Non-Red Flag Warning - Small Fires | Vegetation Contact | Branch (OverHanging) | 2034 | 0.00023767 | 190.7177 | 0.045327 | 2034 | Mitigation | 0.9 | 30 | 0 | esc | 0.065884 | 1.5659e-05 | 0.069568 | 1.6534e-05 | 0.066806 | 1.5878e-05 | 0.063625 | 1.5122e-05
[120 empty] | 7.3.5.15 Identification and remediation of “at-risk species”WLDFRVegetation ContactBranch (OverHanging) | WLDFR | HFTD - Distribution - Tier 3 - 5QU CoRE ¦ 3QU LoRE | Non-Red Flag Warning - Small Fires | Vegetation Contact | Branch (OverHanging) | 2035 | 0.00023767 | 190.7177 | 0.045327 | 2035 | Mitigation | 0.9 | 30 | 0 | esc | 0.065884 | 1.5659e-05 | 0.069568 | 1.6534e-05 | 0.066806 | 1.5878e-05 | 0.063625 | 1.5122e-05
[120 empty] | 7.3.5.15 Identification and remediation of “at-risk species”WLDFRVegetation ContactBranch (OverHanging) | WLDFR | HFTD - Distribution - Tier 3 - 5QU CoRE ¦ 3QU LoRE | Non-Red Flag Warning - Small Fires | Vegetation Contact | Branch (OverHanging) | 2036 | 0.00023767 | 190.7177 | 0.045327 | 2036 | Mitigation | 0.9 | 30 | 0 | esc | 0.065884 | 1.5659e-05 | 0.069568 | 1.6534e-05 | 0.066806 | 1.5878e-05 | 0.063625 | 1.5122e-05
[120 empty] | 7.3.5.15 Identification and remediation of “at-risk species”WLDFRVegetation ContactBranch (OverHanging) | WLDFR | HFTD - Distribution - Tier 3 - 5QU CoRE ¦ 3QU LoRE | Non-Red Flag Warning - Small Fires | Vegetation Contact | Branch (OverHanging) | 2037 | 0.00023767 | 190.7177 | 0.045327 | 2037 | Mitigation | 0.9 | 30 | 0 | esc | 0.065884 | 1.5659e-05 | 0.069568 | 1.6534e-05 | 0.066806 | 1.5878e-05 | 0.063625 | 1.5122e-05
[120 empty] | 7.3.5.15 Identification and remediation of “at-risk species”WLDFRVegetation ContactBranch (OverHanging) | WLDFR | HFTD - Distribution - Tier 3 - 5QU CoRE ¦ 3QU LoRE | Non-Red Flag Warning - Small Fires | Vegetation Contact | Branch (OverHanging) | 2038 | 0.00023767 | 190.7177 | 0.045327 | 2038 | Mitigation | 0.9 | 30 | 0 | esc | 0.065884 | 1.5659e-05 | 0.069568 | 1.6534e-05 | 0.066806 | 1.5878e-05 | 0.063625 | 1.5122e-05
[120 empty] | 7.3.5.15 Identification and remediation of “at-risk species”WLDFRVegetation ContactBranch (OverHanging) | WLDFR | HFTD - Distribution - Tier 3 - 5QU CoRE ¦ 3QU LoRE | Non-Red Flag Warning - Small Fires | Vegetation Contact | Branch (OverHanging) | 2039 | 0.00023767 | 190.7177 | 0.045327 | 2039 | Mitigation | 0.9 | 30 | 0 | esc | 0.065884 | 1.5659e-05 | 0.069568 | 1.6534e-05 | 0.066806 | 1.5878e-05 | 0.063625 | 1.5122e-05
[120 empty] | 7.3.5.15 Identification and remediation of “at-risk species”WLDFRVegetation ContactBranch (OverHanging) | WLDFR | HFTD - Distribution - Tier 3 - 5QU CoRE ¦ 3QU LoRE | Non-Red Flag Warning - Small Fires | Vegetation Contact | Branch (OverHanging) | 2040 | 0.00023767 | 190.7177 | 0.045327 | 2040 | Mitigation | 0.9 | 30 | 0 | esc | 0.065884 | 1.5659e-05 | 0.069568 | 1.6534e-05 | 0.066806 | 1.5878e-05 | 0.063625 | 1.5122e-05
[120 empty] | 7.3.5.15 Identification and remediation of “at-risk species”WLDFRVegetation ContactBranch (OverHanging) | WLDFR | HFTD - Distribution - Tier 3 - 5QU CoRE ¦ 3QU LoRE | Non-Red Flag Warning - Small Fires | Vegetation Contact | Branch (OverHanging) | 2041 | 0.00023767 | 190.7177 | 0.045327 | 2041 | Mitigation | 0.9 | 30 | 0 | esc | 0.065884 | 1.5659e-05 | 0.069568 | 1.6534e-05 | 0.066806 | 1.5878e-05 | 0.063625 | 1.5122e-05
[120 empty] | 7.3.5.15 Identification and remediation of “at-risk species”WLDFRVegetation ContactBranch (OverHanging) | WLDFR | HFTD - Distribution - Tier 3 - 5QU CoRE ¦ 3QU LoRE | Non-Red Flag Warning - Small Fires | Vegetation Contact | Branch (OverHanging) | 2042 | 0.00023767 | 190.7177 | 0.045327 | 2042 | Mitigation | 0.9 | 30 | 0 | esc | 0.065884 | 1.5659e-05 | 0.069568 | 1.6534e-05 | 0.066806 | 1.5878e-05 | 0.063625 | 1.5122e-05
[120 empty] | 7.3.5.15 Identification and remediation of “at-risk species”WLDFRVegetation ContactBranch (OverHanging) | WLDFR | HFTD - Distribution - Tier 3 - 5QU CoRE ¦ 3QU LoRE | Non-Red Flag Warning - Small Fires | Vegetation Contact | Branch (OverHanging) | 2043 | 0.00023767 | 190.7177 | 0.045327 | 2043 | Mitigation | 0.9 | 30 | 0 | esc | 0.065884 | 1.5659e-05 | 0.069568 | 1.6534e-05 | 0.066806 | 1.5878e-05 | 0.063625 | 1.5122e-05
[120 empty] | 7.3.5.15 Identification and remediation of “at-risk species”WLDFRVegetation ContactBranch (OverHanging) | WLDFR | HFTD - Distribution - Tier 3 - 5QU CoRE ¦ 3QU LoRE | Non-Red Flag Warning - Small Fires | Vegetation Contact | Branch (OverHanging) | 2044 | 0.00023767 | 190.7177 | 0.045327 | 2044 | Mitigation | 0.9 | 30 | 0 | esc | 0.065884 | 1.5659e-05 | 0.069568 | 1.6534e-05 | 0.066806 | 1.5878e-05 | 0.063625 | 1.5122e-05
[120 empty] | 7.3.5.15 Identification and remediation of “at-risk species”WLDFRVegetation ContactBranch (OverHanging) | WLDFR | HFTD - Distribution - Tier 3 - 5QU CoRE ¦ 3QU LoRE | Non-Red Flag Warning - Small Fires | Vegetation Contact | Branch (OverHanging) | 2045 | 0.00023767 | 190.7177 | 0.045327 | 2045 | Mitigation | 0.9 | 30 | 0 | esc | 0.065884 | 1.5659e-05 | 0.069568 | 1.6534e-05 | 0.066806 | 1.5878e-05 | 0.063625 | 1.5122e-05
[120 empty] | 7.3.5.15 Identification and remediation of “at-risk species”WLDFRVegetation ContactBranch (OverHanging) | WLDFR | HFTD - Distribution - Tier 3 - 5QU CoRE ¦ 3QU LoRE | Non-Red Flag Warning - Small Fires | Vegetation Contact | Branch (OverHanging) | 2046 | 0.00023767 | 190.7177 | 0.045327 | 2046 | Mitigation | 0.9 | 30 | 0 | esc | 0.065884 | 1.5659e-05 | 0.069568 | 1.6534e-05 | 0.066806 | 1.5878e-05 | 0.063625 | 1.5122e-05
[120 empty] | 7.3.5.15 Identification and remediation of “at-risk species”WLDFRVegetation ContactBranch (OverHanging) | WLDFR | HFTD - Distribution - Tier 3 - 5QU CoRE ¦ 3QU LoRE | Non-Red Flag Warning - Small Fires | Vegetation Contact | Branch (OverHanging) | 2047 | 0.00023767 | 190.7177 | 0.045327 | 2047 | Mitigation | 0.9 | 30 | 0 | esc | 0.065884 | 1.5659e-05 | 0.069568 | 1.6534e-05 | 0.066806 | 1.5878e-05 | 0.063625 | 1.5122e-05
[120 empty] | 7.3.5.15 Identification and remediation of “at-risk species”WLDFRVegetation ContactBranch (OverHanging) | WLDFR | HFTD - Distribution - Tier 3 - 5QU CoRE ¦ 3QU LoRE | Non-Red Flag Warning - Small Fires | Vegetation Contact | Branch (OverHanging) | 2048 | 0.00023767 | 190.7177 | 0.045327 | 2048 | Mitigation | 0.9 | 30 | 0 | esc | 0.065884 | 1.5659e-05 | 0.069568 | 1.6534e-05 | 0.066806 | 1.5878e-05 | 0.063625 | 1.5122e-05
[120 empty] | 7.3.5.15 Identification and remediation of “at-risk species”WLDFRVegetation ContactBranch (OverHanging) | WLDFR | HFTD - Distribution - Tier 3 - 5QU CoRE ¦ 3QU LoRE | Non-Red Flag Warning - Small Fires | Vegetation Contact | Branch (OverHanging) | 2049 | 0.00023767 | 190.7177 | 0.045327 | 2049 | Mitigation | 0.9 | 30 | 0 | esc | 0.065884 | 1.5659e-05 | 0.069568 | 1.6534e-05 | 0.066806 | 1.5878e-05 | 0.063625 | 1.5122e-05
[120 empty] | 7.3.5.15 Identification and remediation of “at-risk species”WLDFRVegetation ContactBranch (OverHanging) | WLDFR | HFTD - Distribution - Tier 3 - 5QU CoRE ¦ 3QU LoRE | Non-Red Flag Warning - Small Fires | Vegetation Contact | Branch (OverHanging) | 2050 | 0.00023767 | 190.7177 | 0.045327 | 2050 | Mitigation | 0.9 | 30 | 0 | esc | 0 | 0 | 0.069568 | 1.6534e-05 | 0.066806 | 1.5878e-05 | 0.063625 | 1.5122e-05
[120 empty] | 7.3.5.15 Identification and remediation of “at-risk species”WLDFRVegetation ContactBranch (OverHanging) | WLDFR | HFTD - Distribution - Tier 3 - 5QU CoRE ¦ 3QU LoRE | Non-Red Flag Warning - Small Fires | Vegetation Contact | Branch (OverHanging) | 2051 | 0.00023767 | 190.7177 | 0.045327 | 2051 | Mitigation | 0.9 | 30 | 0 | esc | 0 | 0 | 0 | 0 | 0.066806 | 1.5878e-05 | 0.063625 | 1.5122e-05
[120 empty] | 7.3.5.15 Identification and remediation of “at-risk species”WLDFRVegetation ContactBranch (OverHanging) | WLDFR | HFTD - Distribution - Tier 3 - 5QU CoRE ¦ 3QU LoRE | Non-Red Flag Warning - Small Fires | Vegetation Contact | Branch (OverHanging) | 2052 | 0.00023767 | 190.7177 | 0.045327 | 2052 | Mitigation | 0.9 | 30 | 0 | esc | 0 | 0 | 0 | 0 | 0 | 0 | 0.063625 | 1.5122e-05
[120 empty] | 7.3.5.15 Identification and remediation of “at-risk species”WLDFRVegetation ContactFell into (Moderate-Severe defect) | WLDFR | HFTD - Distribution - Tier 3 - 5QU CoRE ¦ 3QU LoRE | Non-Red Flag Warning - Small Fires | Vegetation Contact | Fell into (Moderate-Severe defect) | 2022 | 0.00010762 | 190.7177 | 0.020524 | 2022 | Mitigation | 0.95 | 1 | 0 | esc | 0 | 0 | 0 | 0 | 0.070518 | 7.5889e-06 | 0 | 0
[120 empty] | 7.3.5.15 Identification and remediation of “at-risk species”WLDFRVegetation ContactFell into (Moderate-Severe defect) | WLDFR | HFTD - Distribution - Tier 3 - 5QU CoRE ¦ 3QU LoRE | Non-Red Flag Warning - Small Fires | Vegetation Contact | Fell into (Moderate-Severe defect) | 2023 | 0.00010762 | 190.7177 | 0.020524 | 2023 | Mitigation | 0.95 | 1 | 0 | esc | 0 | 0 | 0 | 0 | 0 | 0 | 0.06716 | 7.2275e-06
[120 empty] | 7.3.5.15 Identification and remediation of “at-risk species”WLDFRVegetation ContactFell into (slight defect) | WLDFR | HFTD - Distribution - Tier 3 - 5QU CoRE ¦ 3QU LoRE | Non-Red Flag Warning - Small Fires | Vegetation Contact | Fell into (slight defect) | 2022 | 0.00013887 | 190.7177 | 0.026485 | 2022 | Mitigation | 0.5 | 1 | 0 | esc | 0 | 0 | 0 | 0 | 0.037115 | 5.1542e-06 | 0 | 0
[120 empty] | 7.3.5.15 Identification and remediation of “at-risk species”WLDFRVegetation ContactFell into (slight defect) | WLDFR | HFTD - Distribution - Tier 3 - 5QU CoRE ¦ 3QU LoRE | Non-Red Flag Warning - Small Fires | Vegetation Contact | Fell into (slight defect) | 2023 | 0.00013887 | 190.7177 | 0.026485 | 2023 | Mitigation | 0.5 | 1 | 0 | esc | 0 | 0 | 0 | 0 | 0 | 0 | 0.035347 | 4.9087e-06
[120 empty] | 7.3.5.15 Identification and remediation of “at-risk species”WLDFRVegetation ContactGrow Into | WLDFR | HFTD - Distribution - Tier 3 - 5QU CoRE ¦ 3QU LoRE | Non-Red Flag Warning - Small Fires | Vegetation Contact | Grow Into | 2022 | 1.1976e-05 | 190.7177 | 0.0022841 | 2022 | Mitigation | 0.5 | 1 | 0 | esc | 0 | 0 | 0 | 0 | 0.037115 | 4.4449e-07 | 0 | 0
[120 empty] | 7.3.5.15 Identification and remediation of “at-risk species”WLDFRVegetation ContactGrow Into | WLDFR | HFTD - Distribution - Tier 3 - 5QU CoRE ¦ 3QU LoRE | Non-Red Flag Warning - Small Fires | Vegetation Contact | Grow Into | 2023 | 1.1976e-05 | 190.7177 | 0.0022841 | 2023 | Mitigation | 0.5 | 1 | 0 | esc | 0 | 0 | 0 | 0 | 0 | 0 | 0.035347 | 4.2332e-07
[120 empty] | 7.3.5.15 Identification and remediation of “at-risk species”WLDFRVegetation ContactBranch (Not overhanging, 4-12ft) | WLDFR | HFTD - Distribution - Tier 3 - 5QU CoRE ¦ 3QU LoRE | Red Flag Warning - Catastrophic Fires | Vegetation Contact | Branch (Not overhanging, 4-12ft) | 2022 | 1.4394e-08 | 190.7177 | 2.7452e-06 | 2022 | Mitigation | 0.5 | 30 | 0 | esc | 0.036602 | 5.2686e-10 | 0.038649 | 5.5632e-10 | 0.037115 | 5.3423e-10 | 0 | 0
[120 empty] | 7.3.5.15 Identification and remediation of “at-risk species”WLDFRVegetation ContactBranch (Not overhanging, 4-12ft) | WLDFR | HFTD - Distribution - Tier 3 - 5QU CoRE ¦ 3QU LoRE | Red Flag Warning - Catastrophic Fires | Vegetation Contact | Branch (Not overhanging, 4-12ft) | 2023 | 1.4394e-08 | 190.7177 | 2.7452e-06 | 2023 | Mitigation | 0.5 | 30 | 0 | esc | 0.036602 | 5.2686e-10 | 0.038649 | 5.5632e-10 | 0.037115 | 5.3423e-10 | 0.035347 | 5.0879e-10
[120 empty] | 7.3.5.15 Identification and remediation of “at-risk species”WLDFRVegetation ContactBranch (Not overhanging, 4-12ft) | WLDFR | HFTD - Distribution - Tier 3 - 5QU CoRE ¦ 3QU LoRE | Red Flag Warning - Catastrophic Fires | Vegetation Contact | Branch (Not overhanging, 4-12ft) | 2024 | 1.4394e-08 | 190.7177 | 2.7452e-06 | 2024 | Mitigation | 0.5 | 30 | 0 | esc | 0.036602 | 5.2686e-10 | 0.038649 | 5.5632e-10 | 0.037115 | 5.3423e-10 | 0.035347 | 5.0879e-10
[120 empty] | 7.3.5.15 Identification and remediation of “at-risk species”WLDFRVegetation ContactBranch (Not overhanging, 4-12ft) | WLDFR | HFTD - Distribution - Tier 3 - 5QU CoRE ¦ 3QU LoRE | Red Flag Warning - Catastrophic Fires | Vegetation Contact | Branch (Not overhanging, 4-12ft) | 2025 | 1.4394e-08 | 190.7177 | 2.7452e-06 | 2025 | Mitigation | 0.5 | 30 | 0 | esc | 0.036602 | 5.2686e-10 | 0.038649 | 5.5632e-10 | 0.037115 | 5.3423e-10 | 0.035347 | 5.0879e-10
[120 empty] | 7.3.5.15 Identification and remediation of “at-risk species”WLDFRVegetation ContactBranch (Not overhanging, 4-12ft) | WLDFR | HFTD - Distribution - Tier 3 - 5QU CoRE ¦ 3QU LoRE | Red Flag Warning - Catastrophic Fires | Vegetation Contact | Branch (Not overhanging, 4-12ft) | 2026 | 1.4394e-08 | 190.7177 | 2.7452e-06 | 2026 | Mitigation | 0.5 | 30 | 0 | esc | 0.036602 | 5.2686e-10 | 0.038649 | 5.5632e-10 | 0.037115 | 5.3423e-10 | 0.035347 | 5.0879e-10
[120 empty] | 7.3.5.15 Identification and remediation of “at-risk species”WLDFRVegetation ContactBranch (Not overhanging, 4-12ft) | WLDFR | HFTD - Distribution - Tier 3 - 5QU CoRE ¦ 3QU LoRE | Red Flag Warning - Catastrophic Fires | Vegetation Contact | Branch (Not overhanging, 4-12ft) | 2027 | 1.4394e-08 | 190.7177 | 2.7452e-06 | 2027 | Mitigation | 0.5 | 30 | 0 | esc | 0.036602 | 5.2686e-10 | 0.038649 | 5.5632e-10 | 0.037115 | 5.3423e-10 | 0.035347 | 5.0879e-10
[120 empty] | 7.3.5.15 Identification and remediation of “at-risk species”WLDFRVegetation ContactBranch (Not overhanging, 4-12ft) | WLDFR | HFTD - Distribution - Tier 3 - 5QU CoRE ¦ 3QU LoRE | Red Flag Warning - Catastrophic Fires | Vegetation Contact | Branch (Not overhanging, 4-12ft) | 2028 | 1.4394e-08 | 190.7177 | 2.7452e-06 | 2028 | Mitigation | 0.5 | 30 | 0 | esc | 0.036602 | 5.2686e-10 | 0.038649 | 5.5632e-10 | 0.037115 | 5.3423e-10 | 0.035347 | 5.0879e-10
[120 empty] | 7.3.5.15 Identification and remediation of “at-risk species”WLDFRVegetation ContactBranch (Not overhanging, 4-12ft) | WLDFR | HFTD - Distribution - Tier 3 - 5QU CoRE ¦ 3QU LoRE | Red Flag Warning - Catastrophic Fires | Vegetation Contact | Branch (Not overhanging, 4-12ft) | 2029 | 1.4394e-08 | 190.7177 | 2.7452e-06 | 2029 | Mitigation | 0.5 | 30 | 0 | esc | 0.036602 | 5.2686e-10 | 0.038649 | 5.5632e-10 | 0.037115 | 5.3423e-10 | 0.035347 | 5.0879e-10
[120 empty] | 7.3.5.15 Identification and remediation of “at-risk species”WLDFRVegetation ContactBranch (Not overhanging, 4-12ft) | WLDFR | HFTD - Distribution - Tier 3 - 5QU CoRE ¦ 3QU LoRE | Red Flag Warning - Catastrophic Fires | Vegetation Contact | Branch (Not overhanging, 4-12ft) | 2030 | 1.4394e-08 | 190.7177 | 2.7452e-06 | 2030 | Mitigation | 0.5 | 30 | 0 | esc | 0.036602 | 5.2686e-10 | 0.038649 | 5.5632e-10 | 0.037115 | 5.3423e-10 | 0.035347 | 5.0879e-10
[120 empty] | 7.3.5.15 Identification and remediation of “at-risk species”WLDFRVegetation ContactBranch (Not overhanging, 4-12ft) | WLDFR | HFTD - Distribution - Tier 3 - 5QU CoRE ¦ 3QU LoRE | Red Flag Warning - Catastrophic Fires | Vegetation Contact | Branch (Not overhanging, 4-12ft) | 2031 | 1.4394e-08 | 190.7177 | 2.7452e-06 | 2031 | Mitigation | 0.5 | 30 | 0 | esc | 0.036602 | 5.2686e-10 | 0.038649 | 5.5632e-10 | 0.037115 | 5.3423e-10 | 0.035347 | 5.0879e-10
[120 empty] | 7.3.5.15 Identification and remediation of “at-risk species”WLDFRVegetation ContactBranch (Not overhanging, 4-12ft) | WLDFR | HFTD - Distribution - Tier 3 - 5QU CoRE ¦ 3QU LoRE | Red Flag Warning - Catastrophic Fires | Vegetation Contact | Branch (Not overhanging, 4-12ft) | 2032 | 1.4394e-08 | 190.7177 | 2.7452e-06 | 2032 | Mitigation | 0.5 | 30 | 0 | esc | 0.036602 | 5.2686e-10 | 0.038649 | 5.5632e-10 | 0.037115 | 5.3423e-10 | 0.035347 | 5.0879e-10
[120 empty] | 7.3.5.15 Identification and remediation of “at-risk species”WLDFRVegetation ContactBranch (Not overhanging, 4-12ft) | WLDFR | HFTD - Distribution - Tier 3 - 5QU CoRE ¦ 3QU LoRE | Red Flag Warning - Catastrophic Fires | Vegetation Contact | Branch (Not overhanging, 4-12ft) | 2033 | 1.4394e-08 | 190.7177 | 2.7452e-06 | 2033 | Mitigation | 0.5 | 30 | 0 | esc | 0.036602 | 5.2686e-10 | 0.038649 | 5.5632e-10 | 0.037115 | 5.3423e-10 | 0.035347 | 5.0879e-10
[120 empty] | 7.3.5.15 Identification and remediation of “at-risk species”WLDFRVegetation ContactBranch (Not overhanging, 4-12ft) | WLDFR | HFTD - Distribution - Tier 3 - 5QU CoRE ¦ 3QU LoRE | Red Flag Warning - Catastrophic Fires | Vegetation Contact | Branch (Not overhanging, 4-12ft) | 2034 | 1.4394e-08 | 190.7177 | 2.7452e-06 | 2034 | Mitigation | 0.5 | 30 | 0 | esc | 0.036602 | 5.2686e-10 | 0.038649 | 5.5632e-10 | 0.037115 | 5.3423e-10 | 0.035347 | 5.0879e-10
[120 empty] | 7.3.5.15 Identification and remediation of “at-risk species”WLDFRVegetation ContactBranch (Not overhanging, 4-12ft) | WLDFR | HFTD - Distribution - Tier 3 - 5QU CoRE ¦ 3QU LoRE | Red Flag Warning - Catastrophic Fires | Vegetation Contact | Branch (Not overhanging, 4-12ft) | 2035 | 1.4394e-08 | 190.7177 | 2.7452e-06 | 2035 | Mitigation | 0.5 | 30 | 0 | esc | 0.036602 | 5.2686e-10 | 0.038649 | 5.5632e-10 | 0.037115 | 5.3423e-10 | 0.035347 | 5.0879e-10
[120 empty] | 7.3.5.15 Identification and remediation of “at-risk species”WLDFRVegetation ContactBranch (Not overhanging, 4-12ft) | WLDFR | HFTD - Distribution - Tier 3 - 5QU CoRE ¦ 3QU LoRE | Red Flag Warning - Catastrophic Fires | Vegetation Contact | Branch (Not overhanging, 4-12ft) | 2036 | 1.4394e-08 | 190.7177 | 2.7452e-06 | 2036 | Mitigation | 0.5 | 30 | 0 | esc | 0.036602 | 5.2686e-10 | 0.038649 | 5.5632e-10 | 0.037115 | 5.3423e-10 | 0.035347 | 5.0879e-10
[120 empty] | 7.3.5.15 Identification and remediation of “at-risk species”WLDFRVegetation ContactBranch (Not overhanging, 4-12ft) | WLDFR | HFTD - Distribution - Tier 3 - 5QU CoRE ¦ 3QU LoRE | Red Flag Warning - Catastrophic Fires | Vegetation Contact | Branch (Not overhanging, 4-12ft) | 2037 | 1.4394e-08 | 190.7177 | 2.7452e-06 | 2037 | Mitigation | 0.5 | 30 | 0 | esc | 0.036602 | 5.2686e-10 | 0.038649 | 5.5632e-10 | 0.037115 | 5.3423e-10 | 0.035347 | 5.0879e-10
[120 empty] | 7.3.5.15 Identification and remediation of “at-risk species”WLDFRVegetation ContactBranch (Not overhanging, 4-12ft) | WLDFR | HFTD - Distribution - Tier 3 - 5QU CoRE ¦ 3QU LoRE | Red Flag Warning - Catastrophic Fires | Vegetation Contact | Branch (Not overhanging, 4-12ft) | 2038 | 1.4394e-08 | 190.7177 | 2.7452e-06 | 2038 | Mitigation | 0.5 | 30 | 0 | esc | 0.036602 | 5.2686e-10 | 0.038649 | 5.5632e-10 | 0.037115 | 5.3423e-10 | 0.035347 | 5.0879e-10
[120 empty] | 7.3.5.15 Identification and remediation of “at-risk species”WLDFRVegetation ContactBranch (Not overhanging, 4-12ft) | WLDFR | HFTD - Distribution - Tier 3 - 5QU CoRE ¦ 3QU LoRE | Red Flag Warning - Catastrophic Fires | Vegetation Contact | Branch (Not overhanging, 4-12ft) | 2039 | 1.4394e-08 | 190.7177 | 2.7452e-06 | 2039 | Mitigation | 0.5 | 30 | 0 | esc | 0.036602 | 5.2686e-10 | 0.038649 | 5.5632e-10 | 0.037115 | 5.3423e-10 | 0.035347 | 5.0879e-10
[120 empty] | 7.3.5.15 Identification and remediation of “at-risk species”WLDFRVegetation ContactBranch (Not overhanging, 4-12ft) | WLDFR | HFTD - Distribution - Tier 3 - 5QU CoRE ¦ 3QU LoRE | Red Flag Warning - Catastrophic Fires | Vegetation Contact | Branch (Not overhanging, 4-12ft) | 2040 | 1.4394e-08 | 190.7177 | 2.7452e-06 | 2040 | Mitigation | 0.5 | 30 | 0 | esc | 0.036602 | 5.2686e-10 | 0.038649 | 5.5632e-10 | 0.037115 | 5.3423e-10 | 0.035347 | 5.0879e-10
[120 empty] | 7.3.5.15 Identification and remediation of “at-risk species”WLDFRVegetation ContactBranch (Not overhanging, 4-12ft) | WLDFR | HFTD - Distribution - Tier 3 - 5QU CoRE ¦ 3QU LoRE | Red Flag Warning - Catastrophic Fires | Vegetation Contact | Branch (Not overhanging, 4-12ft) | 2041 | 1.4394e-08 | 190.7177 | 2.7452e-06 | 2041 | Mitigation | 0.5 | 30 | 0 | esc | 0.036602 | 5.2686e-10 | 0.038649 | 5.5632e-10 | 0.037115 | 5.3423e-10 | 0.035347 | 5.0879e-10
[120 empty] | 7.3.5.15 Identification and remediation of “at-risk species”WLDFRVegetation ContactBranch (Not overhanging, 4-12ft) | WLDFR | HFTD - Distribution - Tier 3 - 5QU CoRE ¦ 3QU LoRE | Red Flag Warning - Catastrophic Fires | Vegetation Contact | Branch (Not overhanging, 4-12ft) | 2042 | 1.4394e-08 | 190.7177 | 2.7452e-06 | 2042 | Mitigation | 0.5 | 30 | 0 | esc | 0.036602 | 5.2686e-10 | 0.038649 | 5.5632e-10 | 0.037115 | 5.3423e-10 | 0.035347 | 5.0879e-10
[120 empty] | 7.3.5.15 Identification and remediation of “at-risk species”WLDFRVegetation ContactBranch (Not overhanging, 4-12ft) | WLDFR | HFTD - Distribution - Tier 3 - 5QU CoRE ¦ 3QU LoRE | Red Flag Warning - Catastrophic Fires | Vegetation Contact | Branch (Not overhanging, 4-12ft) | 2043 | 1.4394e-08 | 190.7177 | 2.7452e-06 | 2043 | Mitigation | 0.5 | 30 | 0 | esc | 0.036602 | 5.2686e-10 | 0.038649 | 5.5632e-10 | 0.037115 | 5.3423e-10 | 0.035347 | 5.0879e-10
[120 empty] | 7.3.5.15 Identification and remediation of “at-risk species”WLDFRVegetation ContactBranch (Not overhanging, 4-12ft) | WLDFR | HFTD - Distribution - Tier 3 - 5QU CoRE ¦ 3QU LoRE | Red Flag Warning - Catastrophic Fires | Vegetation Contact | Branch (Not overhanging, 4-12ft) | 2044 | 1.4394e-08 | 190.7177 | 2.7452e-06 | 2044 | Mitigation | 0.5 | 30 | 0 | esc | 0.036602 | 5.2686e-10 | 0.038649 | 5.5632e-10 | 0.037115 | 5.3423e-10 | 0.035347 | 5.0879e-10
[120 empty] | 7.3.5.15 Identification and remediation of “at-risk species”WLDFRVegetation ContactBranch (Not overhanging, 4-12ft) | WLDFR | HFTD - Distribution - Tier 3 - 5QU CoRE ¦ 3QU LoRE | Red Flag Warning - Catastrophic Fires | Vegetation Contact | Branch (Not overhanging, 4-12ft) | 2045 | 1.4394e-08 | 190.7177 | 2.7452e-06 | 2045 | Mitigation | 0.5 | 30 | 0 | esc | 0.036602 | 5.2686e-10 | 0.038649 | 5.5632e-10 | 0.037115 | 5.3423e-10 | 0.035347 | 5.0879e-10
[120 empty] | 7.3.5.15 Identification and remediation of “at-risk species”WLDFRVegetation ContactBranch (Not overhanging, 4-12ft) | WLDFR | HFTD - Distribution - Tier 3 - 5QU CoRE ¦ 3QU LoRE | Red Flag Warning - Catastrophic Fires | Vegetation Contact | Branch (Not overhanging, 4-12ft) | 2046 | 1.4394e-08 | 190.7177 | 2.7452e-06 | 2046 | Mitigation | 0.5 | 30 | 0 | esc | 0.036602 | 5.2686e-10 | 0.038649 | 5.5632e-10 | 0.037115 | 5.3423e-10 | 0.035347 | 5.0879e-10
[120 empty] | 7.3.5.15 Identification and remediation of “at-risk species”WLDFRVegetation ContactBranch (Not overhanging, 4-12ft) | WLDFR | HFTD - Distribution - Tier 3 - 5QU CoRE ¦ 3QU LoRE | Red Flag Warning - Catastrophic Fires | Vegetation Contact | Branch (Not overhanging, 4-12ft) | 2047 | 1.4394e-08 | 190.7177 | 2.7452e-06 | 2047 | Mitigation | 0.5 | 30 | 0 | esc | 0.036602 | 5.2686e-10 | 0.038649 | 5.5632e-10 | 0.037115 | 5.3423e-10 | 0.035347 | 5.0879e-10
[120 empty] | 7.3.5.15 Identification and remediation of “at-risk species”WLDFRVegetation ContactBranch (Not overhanging, 4-12ft) | WLDFR | HFTD - Distribution - Tier 3 - 5QU CoRE ¦ 3QU LoRE | Red Flag Warning - Catastrophic Fires | Vegetation Contact | Branch (Not overhanging, 4-12ft) | 2048 | 1.4394e-08 | 190.7177 | 2.7452e-06 | 2048 | Mitigation | 0.5 | 30 | 0 | esc | 0.036602 | 5.2686e-10 | 0.038649 | 5.5632e-10 | 0.037115 | 5.3423e-10 | 0.035347 | 5.0879e-10
[120 empty] | 7.3.5.15 Identification and remediation of “at-risk species”WLDFRVegetation ContactBranch (Not overhanging, 4-12ft) | WLDFR | HFTD - Distribution - Tier 3 - 5QU CoRE ¦ 3QU LoRE | Red Flag Warning - Catastrophic Fires | Vegetation Contact | Branch (Not overhanging, 4-12ft) | 2049 | 1.4394e-08 | 190.7177 | 2.7452e-06 | 2049 | Mitigation | 0.5 | 30 | 0 | esc | 0.036602 | 5.2686e-10 | 0.038649 | 5.5632e-10 | 0.037115 | 5.3423e-10 | 0.035347 | 5.0879e-10
[120 empty] | 7.3.5.15 Identification and remediation of “at-risk species”WLDFRVegetation ContactBranch (Not overhanging, 4-12ft) | WLDFR | HFTD - Distribution - Tier 3 - 5QU CoRE ¦ 3QU LoRE | Red Flag Warning - Catastrophic Fires | Vegetation Contact | Branch (Not overhanging, 4-12ft) | 2050 | 1.4394e-08 | 190.7177 | 2.7452e-06 | 2050 | Mitigation | 0.5 | 30 | 0 | esc | 0 | 0 | 0.038649 | 5.5632e-10 | 0.037115 | 5.3423e-10 | 0.035347 | 5.0879e-10
[120 empty] | 7.3.5.15 Identification and remediation of “at-risk species”WLDFRVegetation ContactBranch (Not overhanging, 4-12ft) | WLDFR | HFTD - Distribution - Tier 3 - 5QU CoRE ¦ 3QU LoRE | Red Flag Warning - Catastrophic Fires | Vegetation Contact | Branch (Not overhanging, 4-12ft) | 2051 | 1.4394e-08 | 190.7177 | 2.7452e-06 | 2051 | Mitigation | 0.5 | 30 | 0 | esc | 0 | 0 | 0 | 0 | 0.037115 | 5.3423e-10 | 0.035347 | 5.0879e-10
[120 empty] | 7.3.5.15 Identification and remediation of “at-risk species”WLDFRVegetation ContactBranch (Not overhanging, 4-12ft) | WLDFR | HFTD - Distribution - Tier 3 - 5QU CoRE ¦ 3QU LoRE | Red Flag Warning - Catastrophic Fires | Vegetation Contact | Branch (Not overhanging, 4-12ft) | 2052 | 1.4394e-08 | 190.7177 | 2.7452e-06 | 2052 | Mitigation | 0.5 | 30 | 0 | esc | 0 | 0 | 0 | 0 | 0 | 0 | 0.035347 | 5.0879e-10
[120 empty] | 7.3.5.15 Identification and remediation of “at-risk species”WLDFRVegetation ContactBranch (Not overhanging, within 4ft) | WLDFR | HFTD - Distribution - Tier 3 - 5QU CoRE ¦ 3QU LoRE | Red Flag Warning - Catastrophic Fires | Vegetation Contact | Branch (Not overhanging, within 4ft) | 2022 | 3.6436e-09 | 190.7177 | 6.949e-07 | 2022 | Mitigation | 0.9 | 30 | 0 | esc | 0.065884 | 2.4006e-10 | 0.069568 | 2.5348e-10 | 0.066806 | 2.4342e-10 | 0 | 0
[120 empty] | 7.3.5.15 Identification and remediation of “at-risk species”WLDFRVegetation ContactBranch (Not overhanging, within 4ft) | WLDFR | HFTD - Distribution - Tier 3 - 5QU CoRE ¦ 3QU LoRE | Red Flag Warning - Catastrophic Fires | Vegetation Contact | Branch (Not overhanging, within 4ft) | 2023 | 3.6436e-09 | 190.7177 | 6.949e-07 | 2023 | Mitigation | 0.9 | 30 | 0 | esc | 0.065884 | 2.4006e-10 | 0.069568 | 2.5348e-10 | 0.066806 | 2.4342e-10 | 0.063625 | 2.3183e-10
[120 empty] | 7.3.5.15 Identification and remediation of “at-risk species”WLDFRVegetation ContactBranch (Not overhanging, within 4ft) | WLDFR | HFTD - Distribution - Tier 3 - 5QU CoRE ¦ 3QU LoRE | Red Flag Warning - Catastrophic Fires | Vegetation Contact | Branch (Not overhanging, within 4ft) | 2024 | 3.6436e-09 | 190.7177 | 6.949e-07 | 2024 | Mitigation | 0.9 | 30 | 0 | esc | 0.065884 | 2.4006e-10 | 0.069568 | 2.5348e-10 | 0.066806 | 2.4342e-10 | 0.063625 | 2.3183e-10
[120 empty] | 7.3.5.15 Identification and remediation of “at-risk species”WLDFRVegetation ContactBranch (Not overhanging, within 4ft) | WLDFR | HFTD - Distribution - Tier 3 - 5QU CoRE ¦ 3QU LoRE | Red Flag Warning - Catastrophic Fires | Vegetation Contact | Branch (Not overhanging, within 4ft) | 2025 | 3.6436e-09 | 190.7177 | 6.949e-07 | 2025 | Mitigation | 0.9 | 30 | 0 | esc | 0.065884 | 2.4006e-10 | 0.069568 | 2.5348e-10 | 0.066806 | 2.4342e-10 | 0.063625 | 2.3183e-10
[120 empty] | 7.3.5.15 Identification and remediation of “at-risk species”WLDFRVegetation ContactBranch (Not overhanging, within 4ft) | WLDFR | HFTD - Distribution - Tier 3 - 5QU CoRE ¦ 3QU LoRE | Red Flag Warning - Catastrophic Fires | Vegetation Contact | Branch (Not overhanging, within 4ft) | 2026 | 3.6436e-09 | 190.7177 | 6.949e-07 | 2026 | Mitigation | 0.9 | 30 | 0 | esc | 0.065884 | 2.4006e-10 | 0.069568 | 2.5348e-10 | 0.066806 | 2.4342e-10 | 0.063625 | 2.3183e-10
[120 empty] | 7.3.5.15 Identification and remediation of “at-risk species”WLDFRVegetation ContactBranch (Not overhanging, within 4ft) | WLDFR | HFTD - Distribution - Tier 3 - 5QU CoRE ¦ 3QU LoRE | Red Flag Warning - Catastrophic Fires | Vegetation Contact | Branch (Not overhanging, within 4ft) | 2027 | 3.6436e-09 | 190.7177 | 6.949e-07 | 2027 | Mitigation | 0.9 | 30 | 0 | esc | 0.065884 | 2.4006e-10 | 0.069568 | 2.5348e-10 | 0.066806 | 2.4342e-10 | 0.063625 | 2.3183e-10
[120 empty] | 7.3.5.15 Identification and remediation of “at-risk species”WLDFRVegetation ContactBranch (Not overhanging, within 4ft) | WLDFR | HFTD - Distribution - Tier 3 - 5QU CoRE ¦ 3QU LoRE | Red Flag Warning - Catastrophic Fires | Vegetation Contact | Branch (Not overhanging, within 4ft) | 2028 | 3.6436e-09 | 190.7177 | 6.949e-07 | 2028 | Mitigation | 0.9 | 30 | 0 | esc | 0.065884 | 2.4006e-10 | 0.069568 | 2.5348e-10 | 0.066806 | 2.4342e-10 | 0.063625 | 2.3183e-10
[120 empty] | 7.3.5.15 Identification and remediation of “at-risk species”WLDFRVegetation ContactBranch (Not overhanging, within 4ft) | WLDFR | HFTD - Distribution - Tier 3 - 5QU CoRE ¦ 3QU LoRE | Red Flag Warning - Catastrophic Fires | Vegetation Contact | Branch (Not overhanging, within 4ft) | 2029 | 3.6436e-09 | 190.7177 | 6.949e-07 | 2029 | Mitigation | 0.9 | 30 | 0 | esc | 0.065884 | 2.4006e-10 | 0.069568 | 2.5348e-10 | 0.066806 | 2.4342e-10 | 0.063625 | 2.3183e-10
[120 empty] | 7.3.5.15 Identification and remediation of “at-risk species”WLDFRVegetation ContactBranch (Not overhanging, within 4ft) | WLDFR | HFTD - Distribution - Tier 3 - 5QU CoRE ¦ 3QU LoRE | Red Flag Warning - Catastrophic Fires | Vegetation Contact | Branch (Not overhanging, within 4ft) | 2030 | 3.6436e-09 | 190.7177 | 6.949e-07 | 2030 | Mitigation | 0.9 | 30 | 0 | esc | 0.065884 | 2.4006e-10 | 0.069568 | 2.5348e-10 | 0.066806 | 2.4342e-10 | 0.063625 | 2.3183e-10
[120 empty] | 7.3.5.15 Identification and remediation of “at-risk species”WLDFRVegetation ContactBranch (Not overhanging, within 4ft) | WLDFR | HFTD - Distribution - Tier 3 - 5QU CoRE ¦ 3QU LoRE | Red Flag Warning - Catastrophic Fires | Vegetation Contact | Branch (Not overhanging, within 4ft) | 2031 | 3.6436e-09 | 190.7177 | 6.949e-07 | 2031 | Mitigation | 0.9 | 30 | 0 | esc | 0.065884 | 2.4006e-10 | 0.069568 | 2.5348e-10 | 0.066806 | 2.4342e-10 | 0.063625 | 2.3183e-10
[120 empty] | 7.3.5.15 Identification and remediation of “at-risk species”WLDFRVegetation ContactBranch (Not overhanging, within 4ft) | WLDFR | HFTD - Distribution - Tier 3 - 5QU CoRE ¦ 3QU LoRE | Red Flag Warning - Catastrophic Fires | Vegetation Contact | Branch (Not overhanging, within 4ft) | 2032 | 3.6436e-09 | 190.7177 | 6.949e-07 | 2032 | Mitigation | 0.9 | 30 | 0 | esc | 0.065884 | 2.4006e-10 | 0.069568 | 2.5348e-10 | 0.066806 | 2.4342e-10 | 0.063625 | 2.3183e-10
[120 empty] | 7.3.5.15 Identification and remediation of “at-risk species”WLDFRVegetation ContactBranch (Not overhanging, within 4ft) | WLDFR | HFTD - Distribution - Tier 3 - 5QU CoRE ¦ 3QU LoRE | Red Flag Warning - Catastrophic Fires | Vegetation Contact | Branch (Not overhanging, within 4ft) | 2033 | 3.6436e-09 | 190.7177 | 6.949e-07 | 2033 | Mitigation | 0.9 | 30 | 0 | esc | 0.065884 | 2.4006e-10 | 0.069568 | 2.5348e-10 | 0.066806 | 2.4342e-10 | 0.063625 | 2.3183e-10
[120 empty] | 7.3.5.15 Identification and remediation of “at-risk species”WLDFRVegetation ContactBranch (Not overhanging, within 4ft) | WLDFR | HFTD - Distribution - Tier 3 - 5QU CoRE ¦ 3QU LoRE | Red Flag Warning - Catastrophic Fires | Vegetation Contact | Branch (Not overhanging, within 4ft) | 2034 | 3.6436e-09 | 190.7177 | 6.949e-07 | 2034 | Mitigation | 0.9 | 30 | 0 | esc | 0.065884 | 2.4006e-10 | 0.069568 | 2.5348e-10 | 0.066806 | 2.4342e-10 | 0.063625 | 2.3183e-10
[120 empty] | 7.3.5.15 Identification and remediation of “at-risk species”WLDFRVegetation ContactBranch (Not overhanging, within 4ft) | WLDFR | HFTD - Distribution - Tier 3 - 5QU CoRE ¦ 3QU LoRE | Red Flag Warning - Catastrophic Fires | Vegetation Contact | Branch (Not overhanging, within 4ft) | 2035 | 3.6436e-09 | 190.7177 | 6.949e-07 | 2035 | Mitigation | 0.9 | 30 | 0 | esc | 0.065884 | 2.4006e-10 | 0.069568 | 2.5348e-10 | 0.066806 | 2.4342e-10 | 0.063625 | 2.3183e-10
[120 empty] | 7.3.5.15 Identification and remediation of “at-risk species”WLDFRVegetation ContactBranch (Not overhanging, within 4ft) | WLDFR | HFTD - Distribution - Tier 3 - 5QU CoRE ¦ 3QU LoRE | Red Flag Warning - Catastrophic Fires | Vegetation Contact | Branch (Not overhanging, within 4ft) | 2036 | 3.6436e-09 | 190.7177 | 6.949e-07 | 2036 | Mitigation | 0.9 | 30 | 0 | esc | 0.065884 | 2.4006e-10 | 0.069568 | 2.5348e-10 | 0.066806 | 2.4342e-10 | 0.063625 | 2.3183e-10
[120 empty] | 7.3.5.15 Identification and remediation of “at-risk species”WLDFRVegetation ContactBranch (Not overhanging, within 4ft) | WLDFR | HFTD - Distribution - Tier 3 - 5QU CoRE ¦ 3QU LoRE | Red Flag Warning - Catastrophic Fires | Vegetation Contact | Branch (Not overhanging, within 4ft) | 2037 | 3.6436e-09 | 190.7177 | 6.949e-07 | 2037 | Mitigation | 0.9 | 30 | 0 | esc | 0.065884 | 2.4006e-10 | 0.069568 | 2.5348e-10 | 0.066806 | 2.4342e-10 | 0.063625 | 2.3183e-10
[120 empty] | 7.3.5.15 Identification and remediation of “at-risk species”WLDFRVegetation ContactBranch (Not overhanging, within 4ft) | WLDFR | HFTD - Distribution - Tier 3 - 5QU CoRE ¦ 3QU LoRE | Red Flag Warning - Catastrophic Fires | Vegetation Contact | Branch (Not overhanging, within 4ft) | 2038 | 3.6436e-09 | 190.7177 | 6.949e-07 | 2038 | Mitigation | 0.9 | 30 | 0 | esc | 0.065884 | 2.4006e-10 | 0.069568 | 2.5348e-10 | 0.066806 | 2.4342e-10 | 0.063625 | 2.3183e-10
[120 empty] | 7.3.5.15 Identification and remediation of “at-risk species”WLDFRVegetation ContactBranch (Not overhanging, within 4ft) | WLDFR | HFTD - Distribution - Tier 3 - 5QU CoRE ¦ 3QU LoRE | Red Flag Warning - Catastrophic Fires | Vegetation Contact | Branch (Not overhanging, within 4ft) | 2039 | 3.6436e-09 | 190.7177 | 6.949e-07 | 2039 | Mitigation | 0.9 | 30 | 0 | esc | 0.065884 | 2.4006e-10 | 0.069568 | 2.5348e-10 | 0.066806 | 2.4342e-10 | 0.063625 | 2.3183e-10
[120 empty] | 7.3.5.15 Identification and remediation of “at-risk species”WLDFRVegetation ContactBranch (Not overhanging, within 4ft) | WLDFR | HFTD - Distribution - Tier 3 - 5QU CoRE ¦ 3QU LoRE | Red Flag Warning - Catastrophic Fires | Vegetation Contact | Branch (Not overhanging, within 4ft) | 2040 | 3.6436e-09 | 190.7177 | 6.949e-07 | 2040 | Mitigation | 0.9 | 30 | 0 | esc | 0.065884 | 2.4006e-10 | 0.069568 | 2.5348e-10 | 0.066806 | 2.4342e-10 | 0.063625 | 2.3183e-10
[120 empty] | 7.3.5.15 Identification and remediation of “at-risk species”WLDFRVegetation ContactBranch (Not overhanging, within 4ft) | WLDFR | HFTD - Distribution - Tier 3 - 5QU CoRE ¦ 3QU LoRE | Red Flag Warning - Catastrophic Fires | Vegetation Contact | Branch (Not overhanging, within 4ft) | 2041 | 3.6436e-09 | 190.7177 | 6.949e-07 | 2041 | Mitigation | 0.9 | 30 | 0 | esc | 0.065884 | 2.4006e-10 | 0.069568 | 2.5348e-10 | 0.066806 | 2.4342e-10 | 0.063625 | 2.3183e-10
[120 empty] | 7.3.5.15 Identification and remediation of “at-risk species”WLDFRVegetation ContactBranch (Not overhanging, within 4ft) | WLDFR | HFTD - Distribution - Tier 3 - 5QU CoRE ¦ 3QU LoRE | Red Flag Warning - Catastrophic Fires | Vegetation Contact | Branch (Not overhanging, within 4ft) | 2042 | 3.6436e-09 | 190.7177 | 6.949e-07 | 2042 | Mitigation | 0.9 | 30 | 0 | esc | 0.065884 | 2.4006e-10 | 0.069568 | 2.5348e-10 | 0.066806 | 2.4342e-10 | 0.063625 | 2.3183e-10
[120 empty] | 7.3.5.15 Identification and remediation of “at-risk species”WLDFRVegetation ContactBranch (Not overhanging, within 4ft) | WLDFR | HFTD - Distribution - Tier 3 - 5QU CoRE ¦ 3QU LoRE | Red Flag Warning - Catastrophic Fires | Vegetation Contact | Branch (Not overhanging, within 4ft) | 2043 | 3.6436e-09 | 190.7177 | 6.949e-07 | 2043 | Mitigation | 0.9 | 30 | 0 | esc | 0.065884 | 2.4006e-10 | 0.069568 | 2.5348e-10 | 0.066806 | 2.4342e-10 | 0.063625 | 2.3183e-10
[120 empty] | 7.3.5.15 Identification and remediation of “at-risk species”WLDFRVegetation ContactBranch (Not overhanging, within 4ft) | WLDFR | HFTD - Distribution - Tier 3 - 5QU CoRE ¦ 3QU LoRE | Red Flag Warning - Catastrophic Fires | Vegetation Contact | Branch (Not overhanging, within 4ft) | 2044 | 3.6436e-09 | 190.7177 | 6.949e-07 | 2044 | Mitigation | 0.9 | 30 | 0 | esc | 0.065884 | 2.4006e-10 | 0.069568 | 2.5348e-10 | 0.066806 | 2.4342e-10 | 0.063625 | 2.3183e-10
[120 empty] | 7.3.5.15 Identification and remediation of “at-risk species”WLDFRVegetation ContactBranch (Not overhanging, within 4ft) | WLDFR | HFTD - Distribution - Tier 3 - 5QU CoRE ¦ 3QU LoRE | Red Flag Warning - Catastrophic Fires | Vegetation Contact | Branch (Not overhanging, within 4ft) | 2045 | 3.6436e-09 | 190.7177 | 6.949e-07 | 2045 | Mitigation | 0.9 | 30 | 0 | esc | 0.065884 | 2.4006e-10 | 0.069568 | 2.5348e-10 | 0.066806 | 2.4342e-10 | 0.063625 | 2.3183e-10
[120 empty] | 7.3.5.15 Identification and remediation of “at-risk species”WLDFRVegetation ContactBranch (Not overhanging, within 4ft) | WLDFR | HFTD - Distribution - Tier 3 - 5QU CoRE ¦ 3QU LoRE | Red Flag Warning - Catastrophic Fires | Vegetation Contact | Branch (Not overhanging, within 4ft) | 2046 | 3.6436e-09 | 190.7177 | 6.949e-07 | 2046 | Mitigation | 0.9 | 30 | 0 | esc | 0.065884 | 2.4006e-10 | 0.069568 | 2.5348e-10 | 0.066806 | 2.4342e-10 | 0.063625 | 2.3183e-10
[120 empty] | 7.3.5.15 Identification and remediation of “at-risk species”WLDFRVegetation ContactBranch (Not overhanging, within 4ft) | WLDFR | HFTD - Distribution - Tier 3 - 5QU CoRE ¦ 3QU LoRE | Red Flag Warning - Catastrophic Fires | Vegetation Contact | Branch (Not overhanging, within 4ft) | 2047 | 3.6436e-09 | 190.7177 | 6.949e-07 | 2047 | Mitigation | 0.9 | 30 | 0 | esc | 0.065884 | 2.4006e-10 | 0.069568 | 2.5348e-10 | 0.066806 | 2.4342e-10 | 0.063625 | 2.3183e-10
[120 empty] | 7.3.5.15 Identification and remediation of “at-risk species”WLDFRVegetation ContactBranch (Not overhanging, within 4ft) | WLDFR | HFTD - Distribution - Tier 3 - 5QU CoRE ¦ 3QU LoRE | Red Flag Warning - Catastrophic Fires | Vegetation Contact | Branch (Not overhanging, within 4ft) | 2048 | 3.6436e-09 | 190.7177 | 6.949e-07 | 2048 | Mitigation | 0.9 | 30 | 0 | esc | 0.065884 | 2.4006e-10 | 0.069568 | 2.5348e-10 | 0.066806 | 2.4342e-10 | 0.063625 | 2.3183e-10
[120 empty] | 7.3.5.15 Identification and remediation of “at-risk species”WLDFRVegetation ContactBranch (Not overhanging, within 4ft) | WLDFR | HFTD - Distribution - Tier 3 - 5QU CoRE ¦ 3QU LoRE | Red Flag Warning - Catastrophic Fires | Vegetation Contact | Branch (Not overhanging, within 4ft) | 2049 | 3.6436e-09 | 190.7177 | 6.949e-07 | 2049 | Mitigation | 0.9 | 30 | 0 | esc | 0.065884 | 2.4006e-10 | 0.069568 | 2.5348e-10 | 0.066806 | 2.4342e-10 | 0.063625 | 2.3183e-10
[120 empty] | 7.3.5.15 Identification and remediation of “at-risk species”WLDFRVegetation ContactBranch (Not overhanging, within 4ft) | WLDFR | HFTD - Distribution - Tier 3 - 5QU CoRE ¦ 3QU LoRE | Red Flag Warning - Catastrophic Fires | Vegetation Contact | Branch (Not overhanging, within 4ft) | 2050 | 3.6436e-09 | 190.7177 | 6.949e-07 | 2050 | Mitigation | 0.9 | 30 | 0 | esc | 0 | 0 | 0.069568 | 2.5348e-10 | 0.066806 | 2.4342e-10 | 0.063625 | 2.3183e-10
[120 empty] | 7.3.5.15 Identification and remediation of “at-risk species”WLDFRVegetation ContactBranch (Not overhanging, within 4ft) | WLDFR | HFTD - Distribution - Tier 3 - 5QU CoRE ¦ 3QU LoRE | Red Flag Warning - Catastrophic Fires | Vegetation Contact | Branch (Not overhanging, within 4ft) | 2051 | 3.6436e-09 | 190.7177 | 6.949e-07 | 2051 | Mitigation | 0.9 | 30 | 0 | esc | 0 | 0 | 0 | 0 | 0.066806 | 2.4342e-10 | 0.063625 | 2.3183e-10
[120 empty] | 7.3.5.15 Identification and remediation of “at-risk species”WLDFRVegetation ContactBranch (Not overhanging, within 4ft) | WLDFR | HFTD - Distribution - Tier 3 - 5QU CoRE ¦ 3QU LoRE | Red Flag Warning - Catastrophic Fires | Vegetation Contact | Branch (Not overhanging, within 4ft) | 2052 | 3.6436e-09 | 190.7177 | 6.949e-07 | 2052 | Mitigation | 0.9 | 30 | 0 | esc | 0 | 0 | 0 | 0 | 0 | 0 | 0.063625 | 2.3183e-10
[120 empty] | 7.3.5.15 Identification and remediation of “at-risk species”WLDFRVegetation ContactBranch (OverHanging) | WLDFR | HFTD - Distribution - Tier 3 - 5QU CoRE ¦ 3QU LoRE | Red Flag Warning - Catastrophic Fires | Vegetation Contact | Branch (OverHanging) | 2022 | 2.1586e-07 | 190.7177 | 4.1168e-05 | 2022 | Mitigation | 0.9 | 30 | 0 | esc | 0.065884 | 1.4222e-08 | 0.069568 | 1.5017e-08 | 0.066806 | 1.4421e-08 | 0 | 0
[120 empty] | 7.3.5.15 Identification and remediation of “at-risk species”WLDFRVegetation ContactBranch (OverHanging) | WLDFR | HFTD - Distribution - Tier 3 - 5QU CoRE ¦ 3QU LoRE | Red Flag Warning - Catastrophic Fires | Vegetation Contact | Branch (OverHanging) | 2023 | 2.1586e-07 | 190.7177 | 4.1168e-05 | 2023 | Mitigation | 0.9 | 30 | 0 | esc | 0.065884 | 1.4222e-08 | 0.069568 | 1.5017e-08 | 0.066806 | 1.4421e-08 | 0.063625 | 1.3734e-08
[120 empty] | 7.3.5.15 Identification and remediation of “at-risk species”WLDFRVegetation ContactBranch (OverHanging) | WLDFR | HFTD - Distribution - Tier 3 - 5QU CoRE ¦ 3QU LoRE | Red Flag Warning - Catastrophic Fires | Vegetation Contact | Branch (OverHanging) | 2024 | 2.1586e-07 | 190.7177 | 4.1168e-05 | 2024 | Mitigation | 0.9 | 30 | 0 | esc | 0.065884 | 1.4222e-08 | 0.069568 | 1.5017e-08 | 0.066806 | 1.4421e-08 | 0.063625 | 1.3734e-08
[120 empty] | 7.3.5.15 Identification and remediation of “at-risk species”WLDFRVegetation ContactBranch (OverHanging) | WLDFR | HFTD - Distribution - Tier 3 - 5QU CoRE ¦ 3QU LoRE | Red Flag Warning - Catastrophic Fires | Vegetation Contact | Branch (OverHanging) | 2025 | 2.1586e-07 | 190.7177 | 4.1168e-05 | 2025 | Mitigation | 0.9 | 30 | 0 | esc | 0.065884 | 1.4222e-08 | 0.069568 | 1.5017e-08 | 0.066806 | 1.4421e-08 | 0.063625 | 1.3734e-08
[120 empty] | 7.3.5.15 Identification and remediation of “at-risk species”WLDFRVegetation ContactBranch (OverHanging) | WLDFR | HFTD - Distribution - Tier 3 - 5QU CoRE ¦ 3QU LoRE | Red Flag Warning - Catastrophic Fires | Vegetation Contact | Branch (OverHanging) | 2026 | 2.1586e-07 | 190.7177 | 4.1168e-05 | 2026 | Mitigation | 0.9 | 30 | 0 | esc | 0.065884 | 1.4222e-08 | 0.069568 | 1.5017e-08 | 0.066806 | 1.4421e-08 | 0.063625 | 1.3734e-08
[120 empty] | 7.3.5.15 Identification and remediation of “at-risk species”WLDFRVegetation ContactBranch (OverHanging) | WLDFR | HFTD - Distribution - Tier 3 - 5QU CoRE ¦ 3QU LoRE | Red Flag Warning - Catastrophic Fires | Vegetation Contact | Branch (OverHanging) | 2027 | 2.1586e-07 | 190.7177 | 4.1168e-05 | 2027 | Mitigation | 0.9 | 30 | 0 | esc | 0.065884 | 1.4222e-08 | 0.069568 | 1.5017e-08 | 0.066806 | 1.4421e-08 | 0.063625 | 1.3734e-08
[120 empty] | 7.3.5.15 Identification and remediation of “at-risk species”WLDFRVegetation ContactBranch (OverHanging) | WLDFR | HFTD - Distribution - Tier 3 - 5QU CoRE ¦ 3QU LoRE | Red Flag Warning - Catastrophic Fires | Vegetation Contact | Branch (OverHanging) | 2028 | 2.1586e-07 | 190.7177 | 4.1168e-05 | 2028 | Mitigation | 0.9 | 30 | 0 | esc | 0.065884 | 1.4222e-08 | 0.069568 | 1.5017e-08 | 0.066806 | 1.4421e-08 | 0.063625 | 1.3734e-08
[120 empty] | 7.3.5.15 Identification and remediation of “at-risk species”WLDFRVegetation ContactBranch (OverHanging) | WLDFR | HFTD - Distribution - Tier 3 - 5QU CoRE ¦ 3QU LoRE | Red Flag Warning - Catastrophic Fires | Vegetation Contact | Branch (OverHanging) | 2029 | 2.1586e-07 | 190.7177 | 4.1168e-05 | 2029 | Mitigation | 0.9 | 30 | 0 | esc | 0.065884 | 1.4222e-08 | 0.069568 | 1.5017e-08 | 0.066806 | 1.4421e-08 | 0.063625 | 1.3734e-08
[120 empty] | 7.3.5.15 Identification and remediation of “at-risk species”WLDFRVegetation ContactBranch (OverHanging) | WLDFR | HFTD - Distribution - Tier 3 - 5QU CoRE ¦ 3QU LoRE | Red Flag Warning - Catastrophic Fires | Vegetation Contact | Branch (OverHanging) | 2030 | 2.1586e-07 | 190.7177 | 4.1168e-05 | 2030 | Mitigation | 0.9 | 30 | 0 | esc | 0.065884 | 1.4222e-08 | 0.069568 | 1.5017e-08 | 0.066806 | 1.4421e-08 | 0.063625 | 1.3734e-08
[120 empty] | 7.3.5.15 Identification and remediation of “at-risk species”WLDFRVegetation ContactBranch (OverHanging) | WLDFR | HFTD - Distribution - Tier 3 - 5QU CoRE ¦ 3QU LoRE | Red Flag Warning - Catastrophic Fires | Vegetation Contact | Branch (OverHanging) | 2031 | 2.1586e-07 | 190.7177 | 4.1168e-05 | 2031 | Mitigation | 0.9 | 30 | 0 | esc | 0.065884 | 1.4222e-08 | 0.069568 | 1.5017e-08 | 0.066806 | 1.4421e-08 | 0.063625 | 1.3734e-08
[120 empty] | 7.3.5.15 Identification and remediation of “at-risk species”WLDFRVegetation ContactBranch (OverHanging) | WLDFR | HFTD - Distribution - Tier 3 - 5QU CoRE ¦ 3QU LoRE | Red Flag Warning - Catastrophic Fires | Vegetation Contact | Branch (OverHanging) | 2032 | 2.1586e-07 | 190.7177 | 4.1168e-05 | 2032 | Mitigation | 0.9 | 30 | 0 | esc | 0.065884 | 1.4222e-08 | 0.069568 | 1.5017e-08 | 0.066806 | 1.4421e-08 | 0.063625 | 1.3734e-08
[120 empty] | 7.3.5.15 Identification and remediation of “at-risk species”WLDFRVegetation ContactBranch (OverHanging) | WLDFR | HFTD - Distribution - Tier 3 - 5QU CoRE ¦ 3QU LoRE | Red Flag Warning - Catastrophic Fires | Vegetation Contact | Branch (OverHanging) | 2033 | 2.1586e-07 | 190.7177 | 4.1168e-05 | 2033 | Mitigation | 0.9 | 30 | 0 | esc | 0.065884 | 1.4222e-08 | 0.069568 | 1.5017e-08 | 0.066806 | 1.4421e-08 | 0.063625 | 1.3734e-08
[120 empty] | 7.3.5.15 Identification and remediation of “at-risk species”WLDFRVegetation ContactBranch (OverHanging) | WLDFR | HFTD - Distribution - Tier 3 - 5QU CoRE ¦ 3QU LoRE | Red Flag Warning - Catastrophic Fires | Vegetation Contact | Branch (OverHanging) | 2034 | 2.1586e-07 | 190.7177 | 4.1168e-05 | 2034 | Mitigation | 0.9 | 30 | 0 | esc | 0.065884 | 1.4222e-08 | 0.069568 | 1.5017e-08 | 0.066806 | 1.4421e-08 | 0.063625 | 1.3734e-08
[120 empty] | 7.3.5.15 Identification and remediation of “at-risk species”WLDFRVegetation ContactBranch (OverHanging) | WLDFR | HFTD - Distribution - Tier 3 - 5QU CoRE ¦ 3QU LoRE | Red Flag Warning - Catastrophic Fires | Vegetation Contact | Branch (OverHanging) | 2035 | 2.1586e-07 | 190.7177 | 4.1168e-05 | 2035 | Mitigation | 0.9 | 30 | 0 | esc | 0.065884 | 1.4222e-08 | 0.069568 | 1.5017e-08 | 0.066806 | 1.4421e-08 | 0.063625 | 1.3734e-08
[120 empty] | 7.3.5.15 Identification and remediation of “at-risk species”WLDFRVegetation ContactBranch (OverHanging) | WLDFR | HFTD - Distribution - Tier 3 - 5QU CoRE ¦ 3QU LoRE | Red Flag Warning - Catastrophic Fires | Vegetation Contact | Branch (OverHanging) | 2036 | 2.1586e-07 | 190.7177 | 4.1168e-05 | 2036 | Mitigation | 0.9 | 30 | 0 | esc | 0.065884 | 1.4222e-08 | 0.069568 | 1.5017e-08 | 0.066806 | 1.4421e-08 | 0.063625 | 1.3734e-08
[120 empty] | 7.3.5.15 Identification and remediation of “at-risk species”WLDFRVegetation ContactBranch (OverHanging) | WLDFR | HFTD - Distribution - Tier 3 - 5QU CoRE ¦ 3QU LoRE | Red Flag Warning - Catastrophic Fires | Vegetation Contact | Branch (OverHanging) | 2037 | 2.1586e-07 | 190.7177 | 4.1168e-05 | 2037 | Mitigation | 0.9 | 30 | 0 | esc | 0.065884 | 1.4222e-08 | 0.069568 | 1.5017e-08 | 0.066806 | 1.4421e-08 | 0.063625 | 1.3734e-08
[120 empty] | 7.3.5.15 Identification and remediation of “at-risk species”WLDFRVegetation ContactBranch (OverHanging) | WLDFR | HFTD - Distribution - Tier 3 - 5QU CoRE ¦ 3QU LoRE | Red Flag Warning - Catastrophic Fires | Vegetation Contact | Branch (OverHanging) | 2038 | 2.1586e-07 | 190.7177 | 4.1168e-05 | 2038 | Mitigation | 0.9 | 30 | 0 | esc | 0.065884 | 1.4222e-08 | 0.069568 | 1.5017e-08 | 0.066806 | 1.4421e-08 | 0.063625 | 1.3734e-08
[120 empty] | 7.3.5.15 Identification and remediation of “at-risk species”WLDFRVegetation ContactBranch (OverHanging) | WLDFR | HFTD - Distribution - Tier 3 - 5QU CoRE ¦ 3QU LoRE | Red Flag Warning - Catastrophic Fires | Vegetation Contact | Branch (OverHanging) | 2039 | 2.1586e-07 | 190.7177 | 4.1168e-05 | 2039 | Mitigation | 0.9 | 30 | 0 | esc | 0.065884 | 1.4222e-08 | 0.069568 | 1.5017e-08 | 0.066806 | 1.4421e-08 | 0.063625 | 1.3734e-08
[120 empty] | 7.3.5.15 Identification and remediation of “at-risk species”WLDFRVegetation ContactBranch (OverHanging) | WLDFR | HFTD - Distribution - Tier 3 - 5QU CoRE ¦ 3QU LoRE | Red Flag Warning - Catastrophic Fires | Vegetation Contact | Branch (OverHanging) | 2040 | 2.1586e-07 | 190.7177 | 4.1168e-05 | 2040 | Mitigation | 0.9 | 30 | 0 | esc | 0.065884 | 1.4222e-08 | 0.069568 | 1.5017e-08 | 0.066806 | 1.4421e-08 | 0.063625 | 1.3734e-08
[120 empty] | 7.3.5.15 Identification and remediation of “at-risk species”WLDFRVegetation ContactBranch (OverHanging) | WLDFR | HFTD - Distribution - Tier 3 - 5QU CoRE ¦ 3QU LoRE | Red Flag Warning - Catastrophic Fires | Vegetation Contact | Branch (OverHanging) | 2041 | 2.1586e-07 | 190.7177 | 4.1168e-05 | 2041 | Mitigation | 0.9 | 30 | 0 | esc | 0.065884 | 1.4222e-08 | 0.069568 | 1.5017e-08 | 0.066806 | 1.4421e-08 | 0.063625 | 1.3734e-08
[120 empty] | 7.3.5.15 Identification and remediation of “at-risk species”WLDFRVegetation ContactBranch (OverHanging) | WLDFR | HFTD - Distribution - Tier 3 - 5QU CoRE ¦ 3QU LoRE | Red Flag Warning - Catastrophic Fires | Vegetation Contact | Branch (OverHanging) | 2042 | 2.1586e-07 | 190.7177 | 4.1168e-05 | 2042 | Mitigation | 0.9 | 30 | 0 | esc | 0.065884 | 1.4222e-08 | 0.069568 | 1.5017e-08 | 0.066806 | 1.4421e-08 | 0.063625 | 1.3734e-08
[120 empty] | 7.3.5.15 Identification and remediation of “at-risk species”WLDFRVegetation ContactBranch (OverHanging) | WLDFR | HFTD - Distribution - Tier 3 - 5QU CoRE ¦ 3QU LoRE | Red Flag Warning - Catastrophic Fires | Vegetation Contact | Branch (OverHanging) | 2043 | 2.1586e-07 | 190.7177 | 4.1168e-05 | 2043 | Mitigation | 0.9 | 30 | 0 | esc | 0.065884 | 1.4222e-08 | 0.069568 | 1.5017e-08 | 0.066806 | 1.4421e-08 | 0.063625 | 1.3734e-08
[120 empty] | 7.3.5.15 Identification and remediation of “at-risk species”WLDFRVegetation ContactBranch (OverHanging) | WLDFR | HFTD - Distribution - Tier 3 - 5QU CoRE ¦ 3QU LoRE | Red Flag Warning - Catastrophic Fires | Vegetation Contact | Branch (OverHanging) | 2044 | 2.1586e-07 | 190.7177 | 4.1168e-05 | 2044 | Mitigation | 0.9 | 30 | 0 | esc | 0.065884 | 1.4222e-08 | 0.069568 | 1.5017e-08 | 0.066806 | 1.4421e-08 | 0.063625 | 1.3734e-08
[120 empty] | 7.3.5.15 Identification and remediation of “at-risk species”WLDFRVegetation ContactBranch (OverHanging) | WLDFR | HFTD - Distribution - Tier 3 - 5QU CoRE ¦ 3QU LoRE | Red Flag Warning - Catastrophic Fires | Vegetation Contact | Branch (OverHanging) | 2045 | 2.1586e-07 | 190.7177 | 4.1168e-05 | 2045 | Mitigation | 0.9 | 30 | 0 | esc | 0.065884 | 1.4222e-08 | 0.069568 | 1.5017e-08 | 0.066806 | 1.4421e-08 | 0.063625 | 1.3734e-08
[120 empty] | 7.3.5.15 Identification and remediation of “at-risk species”WLDFRVegetation ContactBranch (OverHanging) | WLDFR | HFTD - Distribution - Tier 3 - 5QU CoRE ¦ 3QU LoRE | Red Flag Warning - Catastrophic Fires | Vegetation Contact | Branch (OverHanging) | 2046 | 2.1586e-07 | 190.7177 | 4.1168e-05 | 2046 | Mitigation | 0.9 | 30 | 0 | esc | 0.065884 | 1.4222e-08 | 0.069568 | 1.5017e-08 | 0.066806 | 1.4421e-08 | 0.063625 | 1.3734e-08
[120 empty] | 7.3.5.15 Identification and remediation of “at-risk species”WLDFRVegetation ContactBranch (OverHanging) | WLDFR | HFTD - Distribution - Tier 3 - 5QU CoRE ¦ 3QU LoRE | Red Flag Warning - Catastrophic Fires | Vegetation Contact | Branch (OverHanging) | 2047 | 2.1586e-07 | 190.7177 | 4.1168e-05 | 2047 | Mitigation | 0.9 | 30 | 0 | esc | 0.065884 | 1.4222e-08 | 0.069568 | 1.5017e-08 | 0.066806 | 1.4421e-08 | 0.063625 | 1.3734e-08
[120 empty] | 7.3.5.15 Identification and remediation of “at-risk species”WLDFRVegetation ContactBranch (OverHanging) | WLDFR | HFTD - Distribution - Tier 3 - 5QU CoRE ¦ 3QU LoRE | Red Flag Warning - Catastrophic Fires | Vegetation Contact | Branch (OverHanging) | 2048 | 2.1586e-07 | 190.7177 | 4.1168e-05 | 2048 | Mitigation | 0.9 | 30 | 0 | esc | 0.065884 | 1.4222e-08 | 0.069568 | 1.5017e-08 | 0.066806 | 1.4421e-08 | 0.063625 | 1.3734e-08
[120 empty] | 7.3.5.15 Identification and remediation of “at-risk species”WLDFRVegetation ContactBranch (OverHanging) | WLDFR | HFTD - Distribution - Tier 3 - 5QU CoRE ¦ 3QU LoRE | Red Flag Warning - Catastrophic Fires | Vegetation Contact | Branch (OverHanging) | 2049 | 2.1586e-07 | 190.7177 | 4.1168e-05 | 2049 | Mitigation | 0.9 | 30 | 0 | esc | 0.065884 | 1.4222e-08 | 0.069568 | 1.5017e-08 | 0.066806 | 1.4421e-08 | 0.063625 | 1.3734e-08
[120 empty] | 7.3.5.15 Identification and remediation of “at-risk species”WLDFRVegetation ContactBranch (OverHanging) | WLDFR | HFTD - Distribution - Tier 3 - 5QU CoRE ¦ 3QU LoRE | Red Flag Warning - Catastrophic Fires | Vegetation Contact | Branch (OverHanging) | 2050 | 2.1586e-07 | 190.7177 | 4.1168e-05 | 2050 | Mitigation | 0.9 | 30 | 0 | esc | 0 | 0 | 0.069568 | 1.5017e-08 | 0.066806 | 1.4421e-08 | 0.063625 | 1.3734e-08
[120 empty] | 7.3.5.15 Identification and remediation of “at-risk species”WLDFRVegetation ContactBranch (OverHanging) | WLDFR | HFTD - Distribution - Tier 3 - 5QU CoRE ¦ 3QU LoRE | Red Flag Warning - Catastrophic Fires | Vegetation Contact | Branch (OverHanging) | 2051 | 2.1586e-07 | 190.7177 | 4.1168e-05 | 2051 | Mitigation | 0.9 | 30 | 0 | esc | 0 | 0 | 0 | 0 | 0.066806 | 1.4421e-08 | 0.063625 | 1.3734e-08
[120 empty] | 7.3.5.15 Identification and remediation of “at-risk species”WLDFRVegetation ContactBranch (OverHanging) | WLDFR | HFTD - Distribution - Tier 3 - 5QU CoRE ¦ 3QU LoRE | Red Flag Warning - Catastrophic Fires | Vegetation Contact | Branch (OverHanging) | 2052 | 2.1586e-07 | 190.7177 | 4.1168e-05 | 2052 | Mitigation | 0.9 | 30 | 0 | esc | 0 | 0 | 0 | 0 | 0 | 0 | 0.063625 | 1.3734e-08
[120 empty] | 7.3.5.15 Identification and remediation of “at-risk species”WLDFRVegetation ContactFell into (Moderate-Severe defect) | WLDFR | HFTD - Distribution - Tier 3 - 5QU CoRE ¦ 3QU LoRE | Red Flag Warning - Catastrophic Fires | Vegetation Contact | Fell into (Moderate-Severe defect) | 2022 | 6.2245e-08 | 190.7177 | 1.1871e-05 | 2022 | Mitigation | 0.95 | 1 | 0 | esc | 0 | 0 | 0 | 0 | 0.070518 | 4.3894e-09 | 0 | 0
[120 empty] | 7.3.5.15 Identification and remediation of “at-risk species”WLDFRVegetation ContactFell into (Moderate-Severe defect) | WLDFR | HFTD - Distribution - Tier 3 - 5QU CoRE ¦ 3QU LoRE | Red Flag Warning - Catastrophic Fires | Vegetation Contact | Fell into (Moderate-Severe defect) | 2023 | 6.2245e-08 | 190.7177 | 1.1871e-05 | 2023 | Mitigation | 0.95 | 1 | 0 | esc | 0 | 0 | 0 | 0 | 0 | 0 | 0.06716 | 4.1804e-09
[120 empty] | 7.3.5.15 Identification and remediation of “at-risk species”WLDFRVegetation ContactFell into (slight defect) | WLDFR | HFTD - Distribution - Tier 3 - 5QU CoRE ¦ 3QU LoRE | Red Flag Warning - Catastrophic Fires | Vegetation Contact | Fell into (slight defect) | 2022 | 6.8968e-08 | 190.7177 | 1.3153e-05 | 2022 | Mitigation | 0.5 | 1 | 0 | esc | 0 | 0 | 0 | 0 | 0.037115 | 2.5597e-09 | 0 | 0
[120 empty] | 7.3.5.15 Identification and remediation of “at-risk species”WLDFRVegetation ContactFell into (slight defect) | WLDFR | HFTD - Distribution - Tier 3 - 5QU CoRE ¦ 3QU LoRE | Red Flag Warning - Catastrophic Fires | Vegetation Contact | Fell into (slight defect) | 2023 | 6.8968e-08 | 190.7177 | 1.3153e-05 | 2023 | Mitigation | 0.5 | 1 | 0 | esc | 0 | 0 | 0 | 0 | 0 | 0 | 0.035347 | 2.4378e-09
[120 empty] | 7.3.5.15 Identification and remediation of “at-risk species”WLDFRVegetation ContactGrow Into | WLDFR | HFTD - Distribution - Tier 3 - 5QU CoRE ¦ 3QU LoRE | Red Flag Warning - Catastrophic Fires | Vegetation Contact | Grow Into | 2022 | 7.2504e-09 | 190.7177 | 1.3828e-06 | 2022 | Mitigation | 0.5 | 1 | 0 | esc | 0 | 0 | 0 | 0 | 0.037115 | 2.6909e-10 | 0 | 0
[120 empty] | 7.3.5.15 Identification and remediation of “at-risk species”WLDFRVegetation ContactGrow Into | WLDFR | HFTD - Distribution - Tier 3 - 5QU CoRE ¦ 3QU LoRE | Red Flag Warning - Catastrophic Fires | Vegetation Contact | Grow Into | 2023 | 7.2504e-09 | 190.7177 | 1.3828e-06 | 2023 | Mitigation | 0.5 | 1 | 0 | esc | 0 | 0 | 0 | 0 | 0 | 0 | 0.035347 | 2.5628e-10
[120 empty] | 7.3.5.15 Identification and remediation of “at-risk species”WLDFRVegetation ContactBranch (Not overhanging, 4-12ft) | WLDFR | HFTD - Distribution - Tier 3 - 5QU CoRE ¦ 3QU LoRE | Red Flag Warning - Destructive Fires | Vegetation Contact | Branch (Not overhanging, 4-12ft) | 2022 | 2.038e-09 | 190.7177 | 3.8868e-07 | 2022 | Mitigation | 0.5 | 30 | 0 | esc | 0.036602 | 7.4596e-11 | 0.038649 | 7.8767e-11 | 0.037115 | 7.564e-11 | 0 | 0
[120 empty] | 7.3.5.15 Identification and remediation of “at-risk species”WLDFRVegetation ContactBranch (Not overhanging, 4-12ft) | WLDFR | HFTD - Distribution - Tier 3 - 5QU CoRE ¦ 3QU LoRE | Red Flag Warning - Destructive Fires | Vegetation Contact | Branch (Not overhanging, 4-12ft) | 2023 | 2.038e-09 | 190.7177 | 3.8868e-07 | 2023 | Mitigation | 0.5 | 30 | 0 | esc | 0.036602 | 7.4596e-11 | 0.038649 | 7.8767e-11 | 0.037115 | 7.564e-11 | 0.035347 | 7.2038e-11
[120 empty] | 7.3.5.15 Identification and remediation of “at-risk species”WLDFRVegetation ContactBranch (Not overhanging, 4-12ft) | WLDFR | HFTD - Distribution - Tier 3 - 5QU CoRE ¦ 3QU LoRE | Red Flag Warning - Destructive Fires | Vegetation Contact | Branch (Not overhanging, 4-12ft) | 2024 | 2.038e-09 | 190.7177 | 3.8868e-07 | 2024 | Mitigation | 0.5 | 30 | 0 | esc | 0.036602 | 7.4596e-11 | 0.038649 | 7.8767e-11 | 0.037115 | 7.564e-11 | 0.035347 | 7.2038e-11
[120 empty] | 7.3.5.15 Identification and remediation of “at-risk species”WLDFRVegetation ContactBranch (Not overhanging, 4-12ft) | WLDFR | HFTD - Distribution - Tier 3 - 5QU CoRE ¦ 3QU LoRE | Red Flag Warning - Destructive Fires | Vegetation Contact | Branch (Not overhanging, 4-12ft) | 2025 | 2.038e-09 | 190.7177 | 3.8868e-07 | 2025 | Mitigation | 0.5 | 30 | 0 | esc | 0.036602 | 7.4596e-11 | 0.038649 | 7.8767e-11 | 0.037115 | 7.564e-11 | 0.035347 | 7.2038e-11
[120 empty] | 7.3.5.15 Identification and remediation of “at-risk species”WLDFRVegetation ContactBranch (Not overhanging, 4-12ft) | WLDFR | HFTD - Distribution - Tier 3 - 5QU CoRE ¦ 3QU LoRE | Red Flag Warning - Destructive Fires | Vegetation Contact | Branch (Not overhanging, 4-12ft) | 2026 | 2.038e-09 | 190.7177 | 3.8868e-07 | 2026 | Mitigation | 0.5 | 30 | 0 | esc | 0.036602 | 7.4596e-11 | 0.038649 | 7.8767e-11 | 0.037115 | 7.564e-11 | 0.035347 | 7.2038e-11
[120 empty] | 7.3.5.15 Identification and remediation of “at-risk species”WLDFRVegetation ContactBranch (Not overhanging, 4-12ft) | WLDFR | HFTD - Distribution - Tier 3 - 5QU CoRE ¦ 3QU LoRE | Red Flag Warning - Destructive Fires | Vegetation Contact | Branch (Not overhanging, 4-12ft) | 2027 | 2.038e-09 | 190.7177 | 3.8868e-07 | 2027 | Mitigation | 0.5 | 30 | 0 | esc | 0.036602 | 7.4596e-11 | 0.038649 | 7.8767e-11 | 0.037115 | 7.564e-11 | 0.035347 | 7.2038e-11
[120 empty] | 7.3.5.15 Identification and remediation of “at-risk species”WLDFRVegetation ContactBranch (Not overhanging, 4-12ft) | WLDFR | HFTD - Distribution - Tier 3 - 5QU CoRE ¦ 3QU LoRE | Red Flag Warning - Destructive Fires | Vegetation Contact | Branch (Not overhanging, 4-12ft) | 2028 | 2.038e-09 | 190.7177 | 3.8868e-07 | 2028 | Mitigation | 0.5 | 30 | 0 | esc | 0.036602 | 7.4596e-11 | 0.038649 | 7.8767e-11 | 0.037115 | 7.564e-11 | 0.035347 | 7.2038e-11
[120 empty] | 7.3.5.15 Identification and remediation of “at-risk species”WLDFRVegetation ContactBranch (Not overhanging, 4-12ft) | WLDFR | HFTD - Distribution - Tier 3 - 5QU CoRE ¦ 3QU LoRE | Red Flag Warning - Destructive Fires | Vegetation Contact | Branch (Not overhanging, 4-12ft) | 2029 | 2.038e-09 | 190.7177 | 3.8868e-07 | 2029 | Mitigation | 0.5 | 30 | 0 | esc | 0.036602 | 7.4596e-11 | 0.038649 | 7.8767e-11 | 0.037115 | 7.564e-11 | 0.035347 | 7.2038e-11
[120 empty] | 7.3.5.15 Identification and remediation of “at-risk species”WLDFRVegetation ContactBranch (Not overhanging, 4-12ft) | WLDFR | HFTD - Distribution - Tier 3 - 5QU CoRE ¦ 3QU LoRE | Red Flag Warning - Destructive Fires | Vegetation Contact | Branch (Not overhanging, 4-12ft) | 2030 | 2.038e-09 | 190.7177 | 3.8868e-07 | 2030 | Mitigation | 0.5 | 30 | 0 | esc | 0.036602 | 7.4596e-11 | 0.038649 | 7.8767e-11 | 0.037115 | 7.564e-11 | 0.035347 | 7.2038e-11
[120 empty] | 7.3.5.15 Identification and remediation of “at-risk species”WLDFRVegetation ContactBranch (Not overhanging, 4-12ft) | WLDFR | HFTD - Distribution - Tier 3 - 5QU CoRE ¦ 3QU LoRE | Red Flag Warning - Destructive Fires | Vegetation Contact | Branch (Not overhanging, 4-12ft) | 2031 | 2.038e-09 | 190.7177 | 3.8868e-07 | 2031 | Mitigation | 0.5 | 30 | 0 | esc | 0.036602 | 7.4596e-11 | 0.038649 | 7.8767e-11 | 0.037115 | 7.564e-11 | 0.035347 | 7.2038e-11
[120 empty] | 7.3.5.15 Identification and remediation of “at-risk species”WLDFRVegetation ContactBranch (Not overhanging, 4-12ft) | WLDFR | HFTD - Distribution - Tier 3 - 5QU CoRE ¦ 3QU LoRE | Red Flag Warning - Destructive Fires | Vegetation Contact | Branch (Not overhanging, 4-12ft) | 2032 | 2.038e-09 | 190.7177 | 3.8868e-07 | 2032 | Mitigation | 0.5 | 30 | 0 | esc | 0.036602 | 7.4596e-11 | 0.038649 | 7.8767e-11 | 0.037115 | 7.564e-11 | 0.035347 | 7.2038e-11
[120 empty] | 7.3.5.15 Identification and remediation of “at-risk species”WLDFRVegetation ContactBranch (Not overhanging, 4-12ft) | WLDFR | HFTD - Distribution - Tier 3 - 5QU CoRE ¦ 3QU LoRE | Red Flag Warning - Destructive Fires | Vegetation Contact | Branch (Not overhanging, 4-12ft) | 2033 | 2.038e-09 | 190.7177 | 3.8868e-07 | 2033 | Mitigation | 0.5 | 30 | 0 | esc | 0.036602 | 7.4596e-11 | 0.038649 | 7.8767e-11 | 0.037115 | 7.564e-11 | 0.035347 | 7.2038e-11
[120 empty] | 7.3.5.15 Identification and remediation of “at-risk species”WLDFRVegetation ContactBranch (Not overhanging, 4-12ft) | WLDFR | HFTD - Distribution - Tier 3 - 5QU CoRE ¦ 3QU LoRE | Red Flag Warning - Destructive Fires | Vegetation Contact | Branch (Not overhanging, 4-12ft) | 2034 | 2.038e-09 | 190.7177 | 3.8868e-07 | 2034 | Mitigation | 0.5 | 30 | 0 | esc | 0.036602 | 7.4596e-11 | 0.038649 | 7.8767e-11 | 0.037115 | 7.564e-11 | 0.035347 | 7.2038e-11
[120 empty] | 7.3.5.15 Identification and remediation of “at-risk species”WLDFRVegetation ContactBranch (Not overhanging, 4-12ft) | WLDFR | HFTD - Distribution - Tier 3 - 5QU CoRE ¦ 3QU LoRE | Red Flag Warning - Destructive Fires | Vegetation Contact | Branch (Not overhanging, 4-12ft) | 2035 | 2.038e-09 | 190.7177 | 3.8868e-07 | 2035 | Mitigation | 0.5 | 30 | 0 | esc | 0.036602 | 7.4596e-11 | 0.038649 | 7.8767e-11 | 0.037115 | 7.564e-11 | 0.035347 | 7.2038e-11
[120 empty] | 7.3.5.15 Identification and remediation of “at-risk species”WLDFRVegetation ContactBranch (Not overhanging, 4-12ft) | WLDFR | HFTD - Distribution - Tier 3 - 5QU CoRE ¦ 3QU LoRE | Red Flag Warning - Destructive Fires | Vegetation Contact | Branch (Not overhanging, 4-12ft) | 2036 | 2.038e-09 | 190.7177 | 3.8868e-07 | 2036 | Mitigation | 0.5 | 30 | 0 | esc | 0.036602 | 7.4596e-11 | 0.038649 | 7.8767e-11 | 0.037115 | 7.564e-11 | 0.035347 | 7.2038e-11
[120 empty] | 7.3.5.15 Identification and remediation of “at-risk species”WLDFRVegetation ContactBranch (Not overhanging, 4-12ft) | WLDFR | HFTD - Distribution - Tier 3 - 5QU CoRE ¦ 3QU LoRE | Red Flag Warning - Destructive Fires | Vegetation Contact | Branch (Not overhanging, 4-12ft) | 2037 | 2.038e-09 | 190.7177 | 3.8868e-07 | 2037 | Mitigation | 0.5 | 30 | 0 | esc | 0.036602 | 7.4596e-11 | 0.038649 | 7.8767e-11 | 0.037115 | 7.564e-11 | 0.035347 | 7.2038e-11
[120 empty] | 7.3.5.15 Identification and remediation of “at-risk species”WLDFRVegetation ContactBranch (Not overhanging, 4-12ft) | WLDFR | HFTD - Distribution - Tier 3 - 5QU CoRE ¦ 3QU LoRE | Red Flag Warning - Destructive Fires | Vegetation Contact | Branch (Not overhanging, 4-12ft) | 2038 | 2.038e-09 | 190.7177 | 3.8868e-07 | 2038 | Mitigation | 0.5 | 30 | 0 | esc | 0.036602 | 7.4596e-11 | 0.038649 | 7.8767e-11 | 0.037115 | 7.564e-11 | 0.035347 | 7.2038e-11
[120 empty] | 7.3.5.15 Identification and remediation of “at-risk species”WLDFRVegetation ContactBranch (Not overhanging, 4-12ft) | WLDFR | HFTD - Distribution - Tier 3 - 5QU CoRE ¦ 3QU LoRE | Red Flag Warning - Destructive Fires | Vegetation Contact | Branch (Not overhanging, 4-12ft) | 2039 | 2.038e-09 | 190.7177 | 3.8868e-07 | 2039 | Mitigation | 0.5 | 30 | 0 | esc | 0.036602 | 7.4596e-11 | 0.038649 | 7.8767e-11 | 0.037115 | 7.564e-11 | 0.035347 | 7.2038e-11
[120 empty] | 7.3.5.15 Identification and remediation of “at-risk species”WLDFRVegetation ContactBranch (Not overhanging, 4-12ft) | WLDFR | HFTD - Distribution - Tier 3 - 5QU CoRE ¦ 3QU LoRE | Red Flag Warning - Destructive Fires | Vegetation Contact | Branch (Not overhanging, 4-12ft) | 2040 | 2.038e-09 | 190.7177 | 3.8868e-07 | 2040 | Mitigation | 0.5 | 30 | 0 | esc | 0.036602 | 7.4596e-11 | 0.038649 | 7.8767e-11 | 0.037115 | 7.564e-11 | 0.035347 | 7.2038e-11
[120 empty] | 7.3.5.15 Identification and remediation of “at-risk species”WLDFRVegetation ContactBranch (Not overhanging, 4-12ft) | WLDFR | HFTD - Distribution - Tier 3 - 5QU CoRE ¦ 3QU LoRE | Red Flag Warning - Destructive Fires | Vegetation Contact | Branch (Not overhanging, 4-12ft) | 2041 | 2.038e-09 | 190.7177 | 3.8868e-07 | 2041 | Mitigation | 0.5 | 30 | 0 | esc | 0.036602 | 7.4596e-11 | 0.038649 | 7.8767e-11 | 0.037115 | 7.564e-11 | 0.035347 | 7.2038e-11
[120 empty] | 7.3.5.15 Identification and remediation of “at-risk species”WLDFRVegetation ContactBranch (Not overhanging, 4-12ft) | WLDFR | HFTD - Distribution - Tier 3 - 5QU CoRE ¦ 3QU LoRE | Red Flag Warning - Destructive Fires | Vegetation Contact | Branch (Not overhanging, 4-12ft) | 2042 | 2.038e-09 | 190.7177 | 3.8868e-07 | 2042 | Mitigation | 0.5 | 30 | 0 | esc | 0.036602 | 7.4596e-11 | 0.038649 | 7.8767e-11 | 0.037115 | 7.564e-11 | 0.035347 | 7.2038e-11
[120 empty] | 7.3.5.15 Identification and remediation of “at-risk species”WLDFRVegetation ContactBranch (Not overhanging, 4-12ft) | WLDFR | HFTD - Distribution - Tier 3 - 5QU CoRE ¦ 3QU LoRE | Red Flag Warning - Destructive Fires | Vegetation Contact | Branch (Not overhanging, 4-12ft) | 2043 | 2.038e-09 | 190.7177 | 3.8868e-07 | 2043 | Mitigation | 0.5 | 30 | 0 | esc | 0.036602 | 7.4596e-11 | 0.038649 | 7.8767e-11 | 0.037115 | 7.564e-11 | 0.035347 | 7.2038e-11
[120 empty] | 7.3.5.15 Identification and remediation of “at-risk species”WLDFRVegetation ContactBranch (Not overhanging, 4-12ft) | WLDFR | HFTD - Distribution - Tier 3 - 5QU CoRE ¦ 3QU LoRE | Red Flag Warning - Destructive Fires | Vegetation Contact | Branch (Not overhanging, 4-12ft) | 2044 | 2.038e-09 | 190.7177 | 3.8868e-07 | 2044 | Mitigation | 0.5 | 30 | 0 | esc | 0.036602 | 7.4596e-11 | 0.038649 | 7.8767e-11 | 0.037115 | 7.564e-11 | 0.035347 | 7.2038e-11
[120 empty] | 7.3.5.15 Identification and remediation of “at-risk species”WLDFRVegetation ContactBranch (Not overhanging, 4-12ft) | WLDFR | HFTD - Distribution - Tier 3 - 5QU CoRE ¦ 3QU LoRE | Red Flag Warning - Destructive Fires | Vegetation Contact | Branch (Not overhanging, 4-12ft) | 2045 | 2.038e-09 | 190.7177 | 3.8868e-07 | 2045 | Mitigation | 0.5 | 30 | 0 | esc | 0.036602 | 7.4596e-11 | 0.038649 | 7.8767e-11 | 0.037115 | 7.564e-11 | 0.035347 | 7.2038e-11
[120 empty] | 7.3.5.15 Identification and remediation of “at-risk species”WLDFRVegetation ContactBranch (Not overhanging, 4-12ft) | WLDFR | HFTD - Distribution - Tier 3 - 5QU CoRE ¦ 3QU LoRE | Red Flag Warning - Destructive Fires | Vegetation Contact | Branch (Not overhanging, 4-12ft) | 2046 | 2.038e-09 | 190.7177 | 3.8868e-07 | 2046 | Mitigation | 0.5 | 30 | 0 | esc | 0.036602 | 7.4596e-11 | 0.038649 | 7.8767e-11 | 0.037115 | 7.564e-11 | 0.035347 | 7.2038e-11
[120 empty] | 7.3.5.15 Identification and remediation of “at-risk species”WLDFRVegetation ContactBranch (Not overhanging, 4-12ft) | WLDFR | HFTD - Distribution - Tier 3 - 5QU CoRE ¦ 3QU LoRE | Red Flag Warning - Destructive Fires | Vegetation Contact | Branch (Not overhanging, 4-12ft) | 2047 | 2.038e-09 | 190.7177 | 3.8868e-07 | 2047 | Mitigation | 0.5 | 30 | 0 | esc | 0.036602 | 7.4596e-11 | 0.038649 | 7.8767e-11 | 0.037115 | 7.564e-11 | 0.035347 | 7.2038e-11
[120 empty] | 7.3.5.15 Identification and remediation of “at-risk species”WLDFRVegetation ContactBranch (Not overhanging, 4-12ft) | WLDFR | HFTD - Distribution - Tier 3 - 5QU CoRE ¦ 3QU LoRE | Red Flag Warning - Destructive Fires | Vegetation Contact | Branch (Not overhanging, 4-12ft) | 2048 | 2.038e-09 | 190.7177 | 3.8868e-07 | 2048 | Mitigation | 0.5 | 30 | 0 | esc | 0.036602 | 7.4596e-11 | 0.038649 | 7.8767e-11 | 0.037115 | 7.564e-11 | 0.035347 | 7.2038e-11
[120 empty] | 7.3.5.15 Identification and remediation of “at-risk species”WLDFRVegetation ContactBranch (Not overhanging, 4-12ft) | WLDFR | HFTD - Distribution - Tier 3 - 5QU CoRE ¦ 3QU LoRE | Red Flag Warning - Destructive Fires | Vegetation Contact | Branch (Not overhanging, 4-12ft) | 2049 | 2.038e-09 | 190.7177 | 3.8868e-07 | 2049 | Mitigation | 0.5 | 30 | 0 | esc | 0.036602 | 7.4596e-11 | 0.038649 | 7.8767e-11 | 0.037115 | 7.564e-11 | 0.035347 | 7.2038e-11
[120 empty] | 7.3.5.15 Identification and remediation of “at-risk species”WLDFRVegetation ContactBranch (Not overhanging, 4-12ft) | WLDFR | HFTD - Distribution - Tier 3 - 5QU CoRE ¦ 3QU LoRE | Red Flag Warning - Destructive Fires | Vegetation Contact | Branch (Not overhanging, 4-12ft) | 2050 | 2.038e-09 | 190.7177 | 3.8868e-07 | 2050 | Mitigation | 0.5 | 30 | 0 | esc | 0 | 0 | 0.038649 | 7.8767e-11 | 0.037115 | 7.564e-11 | 0.035347 | 7.2038e-11
[120 empty] | 7.3.5.15 Identification and remediation of “at-risk species”WLDFRVegetation ContactBranch (Not overhanging, 4-12ft) | WLDFR | HFTD - Distribution - Tier 3 - 5QU CoRE ¦ 3QU LoRE | Red Flag Warning - Destructive Fires | Vegetation Contact | Branch (Not overhanging, 4-12ft) | 2051 | 2.038e-09 | 190.7177 | 3.8868e-07 | 2051 | Mitigation | 0.5 | 30 | 0 | esc | 0 | 0 | 0 | 0 | 0.037115 | 7.564e-11 | 0.035347 | 7.2038e-11
[120 empty] | 7.3.5.15 Identification and remediation of “at-risk species”WLDFRVegetation ContactBranch (Not overhanging, 4-12ft) | WLDFR | HFTD - Distribution - Tier 3 - 5QU CoRE ¦ 3QU LoRE | Red Flag Warning - Destructive Fires | Vegetation Contact | Branch (Not overhanging, 4-12ft) | 2052 | 2.038e-09 | 190.7177 | 3.8868e-07 | 2052 | Mitigation | 0.5 | 30 | 0 | esc | 0 | 0 | 0 | 0 | 0 | 0 | 0.035347 | 7.2038e-11
[120 empty] | 7.3.5.15 Identification and remediation of “at-risk species”WLDFRVegetation ContactBranch (Not overhanging, within 4ft) | WLDFR | HFTD - Distribution - Tier 3 - 5QU CoRE ¦ 3QU LoRE | Red Flag Warning - Destructive Fires | Vegetation Contact | Branch (Not overhanging, within 4ft) | 2022 | 5.168e-10 | 190.7177 | 9.8563e-08 | 2022 | Mitigation | 0.9 | 30 | 0 | esc | 0.065884 | 3.4049e-11 | 0.069568 | 3.5953e-11 | 0.066806 | 3.4526e-11 | 0 | 0
[120 empty] | 7.3.5.15 Identification and remediation of “at-risk species”WLDFRVegetation ContactBranch (Not overhanging, within 4ft) | WLDFR | HFTD - Distribution - Tier 3 - 5QU CoRE ¦ 3QU LoRE | Red Flag Warning - Destructive Fires | Vegetation Contact | Branch (Not overhanging, within 4ft) | 2023 | 5.168e-10 | 190.7177 | 9.8563e-08 | 2023 | Mitigation | 0.9 | 30 | 0 | esc | 0.065884 | 3.4049e-11 | 0.069568 | 3.5953e-11 | 0.066806 | 3.4526e-11 | 0.063625 | 3.2882e-11