HFTD - Distribution - Tier 3 - 5QU CoRE ¦ 4QU LoRE | Non-Red Flag Warning - Destructive Fires | vegetation contact | branch (not overhanging, distance unknown) | 2.1239e-07
HFTD - Distribution - Tier 3 - 5QU CoRE ¦ 4QU LoRE | Non-Red Flag Warning - Destructive Fires | vegetation contact | branch (not overhanging, within 4ft) | 1.2428e-08
HFTD - Distribution - Tier 3 - 5QU CoRE ¦ 4QU LoRE | Non-Red Flag Warning - Destructive Fires | vegetation contact | branch (overhanging) | 5.5303e-07
HFTD - Distribution - Tier 3 - 5QU CoRE ¦ 4QU LoRE | Non-Red Flag Warning - Destructive Fires | vegetation contact | dead | 2.2596e-07
HFTD - Distribution - Tier 3 - 5QU CoRE ¦ 4QU LoRE | Non-Red Flag Warning - Destructive Fires | vegetation contact | fell into (moderate-severe defect) | 2.5845e-07
HFTD - Distribution - Tier 3 - 5QU CoRE ¦ 4QU LoRE | Non-Red Flag Warning - Destructive Fires | vegetation contact | fell into (no defect) | 1.5223e-06
HFTD - Distribution - Tier 3 - 5QU CoRE ¦ 4QU LoRE | Non-Red Flag Warning - Destructive Fires | vegetation contact | fell into (slight defect) | 3.195e-07
HFTD - Distribution - Tier 3 - 5QU CoRE ¦ 4QU LoRE | Non-Red Flag Warning - Destructive Fires | vegetation contact | grow into | 2.7655e-08
HFTD - Distribution - Tier 3 - 5QU CoRE ¦ 4QU LoRE | Non-Red Flag Warning - Destructive Fires | vegetation contact | other/unknown | 1.3114e-06
HFTD - Distribution - Tier 3 - 5QU CoRE ¦ 4QU LoRE | Non-Red Flag Warning - Destructive Fires | wire-to-wire contact | wire-to-wire contact / contamination | 1.3635e-06
HFTD - Distribution - Tier 3 - 5QU CoRE ¦ 4QU LoRE | Non-Red Flag Warning - Large Fires | contact from object | animal contact | 5.5927e-05
HFTD - Distribution - Tier 3 - 5QU CoRE ¦ 4QU LoRE | Non-Red Flag Warning - Large Fires | contact from object | balloon contact | 3.5925e-09
HFTD - Distribution - Tier 3 - 5QU CoRE ¦ 4QU LoRE | Non-Red Flag Warning - Large Fires | contact from object | other contact from object | 5.5362e-05
HFTD - Distribution - Tier 3 - 5QU CoRE ¦ 4QU LoRE | Non-Red Flag Warning - Large Fires | contact from object | vehicle contact | 2.2799e-05
HFTD - Distribution - Tier 3 - 5QU CoRE ¦ 4QU LoRE | Non-Red Flag Warning - Large Fires | contamination | contamination | 1.7385e-05
HFTD - Distribution - Tier 3 - 5QU CoRE ¦ 4QU LoRE | Non-Red Flag Warning - Large Fires | equipment / facility failure | anchor / guy damage or failure | 1.8999e-06
HFTD - Distribution - Tier 3 - 5QU CoRE ¦ 4QU LoRE | Non-Red Flag Warning - Large Fires | equipment / facility failure | capacitor bank damage or failure | 0
HFTD - Distribution - Tier 3 - 5QU CoRE ¦ 4QU LoRE | Non-Red Flag Warning - Large Fires | equipment / facility failure | conductor damage or failure | 1.4108e-05
HFTD - Distribution - Tier 3 - 5QU CoRE ¦ 4QU LoRE | Non-Red Flag Warning - Large Fires | equipment / facility failure | connection device damage or failure | 2.1316e-06
HFTD - Distribution - Tier 3 - 5QU CoRE ¦ 4QU LoRE | Non-Red Flag Warning - Large Fires | equipment / facility failure | crossarm damage or failure | 7.5164e-06
HFTD - Distribution - Tier 3 - 5QU CoRE ¦ 4QU LoRE | Non-Red Flag Warning - Large Fires | equipment / facility failure | fuse damage or failure | 1.8346e-06
HFTD - Distribution - Tier 3 - 5QU CoRE ¦ 4QU LoRE | Non-Red Flag Warning - Large Fires | equipment / facility failure | insulator and brushing damage or failure | 2.4808e-06
HFTD - Distribution - Tier 3 - 5QU CoRE ¦ 4QU LoRE | Non-Red Flag Warning - Large Fires | equipment / facility failure | lightning arrestor damage or failure | 8.0203e-07
HFTD - Distribution - Tier 3 - 5QU CoRE ¦ 4QU LoRE | Non-Red Flag Warning - Large Fires | equipment / facility failure | other equipment / facility failure | 2.6676e-05
HFTD - Distribution - Tier 3 - 5QU CoRE ¦ 4QU LoRE | Non-Red Flag Warning - Large Fires | equipment / facility failure | pole damage or failure | 9.5499e-06
HFTD - Distribution - Tier 3 - 5QU CoRE ¦ 4QU LoRE | Non-Red Flag Warning - Large Fires | equipment / facility failure | recloser damage or failure | 0
HFTD - Distribution - Tier 3 - 5QU CoRE ¦ 4QU LoRE | Non-Red Flag Warning - Large Fires | equipment / facility failure | sectionalizer damage or failure | 0
HFTD - Distribution - Tier 3 - 5QU CoRE ¦ 4QU LoRE | Non-Red Flag Warning - Large Fires | equipment / facility failure | switch damage or failure | 0
HFTD - Distribution - Tier 3 - 5QU CoRE ¦ 4QU LoRE | Non-Red Flag Warning - Large Fires | equipment / facility failure | transformer damage or failure | 2.3889e-05
HFTD - Distribution - Tier 3 - 5QU CoRE ¦ 4QU LoRE | Non-Red Flag Warning - Large Fires | equipment / facility failure | voltage regulator / booster damage or failure | 7.4818e-06
HFTD - Distribution - Tier 3 - 5QU CoRE ¦ 4QU LoRE | Non-Red Flag Warning - Large Fires | other | all other | 9.5599e-06
HFTD - Distribution - Tier 3 - 5QU CoRE ¦ 4QU LoRE | Non-Red Flag Warning - Large Fires | unknown | unknown | 3.2292e-05
HFTD - Distribution - Tier 3 - 5QU CoRE ¦ 4QU LoRE | Non-Red Flag Warning - Large Fires | utility work / operation | utility work / operation | 6.3406e-06
HFTD - Distribution - Tier 3 - 5QU CoRE ¦ 4QU LoRE | Non-Red Flag Warning - Large Fires | vandalism / theft | vandalism / theft | 7.2425e-10
HFTD - Distribution - Tier 3 - 5QU CoRE ¦ 4QU LoRE | Non-Red Flag Warning - Large Fires | vegetation contact | branch (not overhanging, 4-12ft) | 2.249e-06
HFTD - Distribution - Tier 3 - 5QU CoRE ¦ 4QU LoRE | Non-Red Flag Warning - Large Fires | vegetation contact | branch (not overhanging, > 12ft) | 5.1971e-06
HFTD - Distribution - Tier 3 - 5QU CoRE ¦ 4QU LoRE | Non-Red Flag Warning - Large Fires | vegetation contact | branch (not overhanging, distance unknown) | 1.7741e-05
HFTD - Distribution - Tier 3 - 5QU CoRE ¦ 4QU LoRE | Non-Red Flag Warning - Large Fires | vegetation contact | branch (not overhanging, within 4ft) | 9.8669e-07
HFTD - Distribution - Tier 3 - 5QU CoRE ¦ 4QU LoRE | Non-Red Flag Warning - Large Fires | vegetation contact | branch (overhanging) | 4.3908e-05
HFTD - Distribution - Tier 3 - 5QU CoRE ¦ 4QU LoRE | Non-Red Flag Warning - Large Fires | vegetation contact | dead | 1.8875e-05
HFTD - Distribution - Tier 3 - 5QU CoRE ¦ 4QU LoRE | Non-Red Flag Warning - Large Fires | vegetation contact | fell into (moderate-severe defect) | 2.1589e-05
HFTD - Distribution - Tier 3 - 5QU CoRE ¦ 4QU LoRE | Non-Red Flag Warning - Large Fires | vegetation contact | fell into (no defect) | 0.00012716
HFTD - Distribution - Tier 3 - 5QU CoRE ¦ 4QU LoRE | Non-Red Flag Warning - Large Fires | vegetation contact | fell into (slight defect) | 2.6688e-05
HFTD - Distribution - Tier 3 - 5QU CoRE ¦ 4QU LoRE | Non-Red Flag Warning - Large Fires | vegetation contact | grow into | 2.3101e-06
HFTD - Distribution - Tier 3 - 5QU CoRE ¦ 4QU LoRE | Non-Red Flag Warning - Large Fires | vegetation contact | other/unknown | 0.00010954
HFTD - Distribution - Tier 3 - 5QU CoRE ¦ 4QU LoRE | Non-Red Flag Warning - Large Fires | wire-to-wire contact | wire-to-wire contact / contamination | 6.2866e-05
HFTD - Distribution - Tier 3 - 5QU CoRE ¦ 4QU LoRE | Non-Red Flag Warning - Small Fires | contact from object | animal contact | 0.014102
HFTD - Distribution - Tier 3 - 5QU CoRE ¦ 4QU LoRE | Non-Red Flag Warning - Small Fires | contact from object | balloon contact | 1.2096e-06
HFTD - Distribution - Tier 3 - 5QU CoRE ¦ 4QU LoRE | Non-Red Flag Warning - Small Fires | contact from object | other contact from object | 0.014004
HFTD - Distribution - Tier 3 - 5QU CoRE ¦ 4QU LoRE | Non-Red Flag Warning - Small Fires | contact from object | vehicle contact | 0.0061329
HFTD - Distribution - Tier 3 - 5QU CoRE ¦ 4QU LoRE | Non-Red Flag Warning - Small Fires | contamination | contamination | 0.0041971
HFTD - Distribution - Tier 3 - 5QU CoRE ¦ 4QU LoRE | Non-Red Flag Warning - Small Fires | equipment / facility failure | anchor / guy damage or failure | 0.0013626
HFTD - Distribution - Tier 3 - 5QU CoRE ¦ 4QU LoRE | Non-Red Flag Warning - Small Fires | equipment / facility failure | capacitor bank damage or failure | 0
HFTD - Distribution - Tier 3 - 5QU CoRE ¦ 4QU LoRE | Non-Red Flag Warning - Small Fires | equipment / facility failure | conductor damage or failure | 0.01006
HFTD - Distribution - Tier 3 - 5QU CoRE ¦ 4QU LoRE | Non-Red Flag Warning - Small Fires | equipment / facility failure | connection device damage or failure | 0.0017606
HFTD - Distribution - Tier 3 - 5QU CoRE ¦ 4QU LoRE | Non-Red Flag Warning - Small Fires | equipment / facility failure | crossarm damage or failure | 0.0055475
HFTD - Distribution - Tier 3 - 5QU CoRE ¦ 4QU LoRE | Non-Red Flag Warning - Small Fires | equipment / facility failure | fuse damage or failure | 0.0013199
HFTD - Distribution - Tier 3 - 5QU CoRE ¦ 4QU LoRE | Non-Red Flag Warning - Small Fires | equipment / facility failure | insulator and brushing damage or failure | 0.0021109
HFTD - Distribution - Tier 3 - 5QU CoRE ¦ 4QU LoRE | Non-Red Flag Warning - Small Fires | equipment / facility failure | lightning arrestor damage or failure | 0.00057699
HFTD - Distribution - Tier 3 - 5QU CoRE ¦ 4QU LoRE | Non-Red Flag Warning - Small Fires | equipment / facility failure | other equipment / facility failure | 0.02108
HFTD - Distribution - Tier 3 - 5QU CoRE ¦ 4QU LoRE | Non-Red Flag Warning - Small Fires | equipment / facility failure | pole damage or failure | 0.0072224
HFTD - Distribution - Tier 3 - 5QU CoRE ¦ 4QU LoRE | Non-Red Flag Warning - Small Fires | equipment / facility failure | recloser damage or failure | 0
HFTD - Distribution - Tier 3 - 5QU CoRE ¦ 4QU LoRE | Non-Red Flag Warning - Small Fires | equipment / facility failure | sectionalizer damage or failure | 0
HFTD - Distribution - Tier 3 - 5QU CoRE ¦ 4QU LoRE | Non-Red Flag Warning - Small Fires | equipment / facility failure | switch damage or failure | 0
HFTD - Distribution - Tier 3 - 5QU CoRE ¦ 4QU LoRE | Non-Red Flag Warning - Small Fires | equipment / facility failure | transformer damage or failure | 0.019168
HFTD - Distribution - Tier 3 - 5QU CoRE ¦ 4QU LoRE | Non-Red Flag Warning - Small Fires | equipment / facility failure | voltage regulator / booster damage or failure | 0.0054157
HFTD - Distribution - Tier 3 - 5QU CoRE ¦ 4QU LoRE | Non-Red Flag Warning - Small Fires | other | all other | 0.0021574
HFTD - Distribution - Tier 3 - 5QU CoRE ¦ 4QU LoRE | Non-Red Flag Warning - Small Fires | unknown | unknown | 0.0078766
HFTD - Distribution - Tier 3 - 5QU CoRE ¦ 4QU LoRE | Non-Red Flag Warning - Small Fires | utility work / operation | utility work / operation | 0.0017784
HFTD - Distribution - Tier 3 - 5QU CoRE ¦ 4QU LoRE | Non-Red Flag Warning - Small Fires | vandalism / theft | vandalism / theft | 2.4385e-07
HFTD - Distribution - Tier 3 - 5QU CoRE ¦ 4QU LoRE | Non-Red Flag Warning - Small Fires | vegetation contact | branch (not overhanging, 4-12ft) | 0.00095758
HFTD - Distribution - Tier 3 - 5QU CoRE ¦ 4QU LoRE | Non-Red Flag Warning - Small Fires | vegetation contact | branch (not overhanging, > 12ft) | 0.0022092
HFTD - Distribution - Tier 3 - 5QU CoRE ¦ 4QU LoRE | Non-Red Flag Warning - Small Fires | vegetation contact | branch (not overhanging, distance unknown) | 0.0075415
HFTD - Distribution - Tier 3 - 5QU CoRE ¦ 4QU LoRE | Non-Red Flag Warning - Small Fires | vegetation contact | branch (not overhanging, within 4ft) | 0.00042073
HFTD - Distribution - Tier 3 - 5QU CoRE ¦ 4QU LoRE | Non-Red Flag Warning - Small Fires | vegetation contact | branch (overhanging) | 0.018722
HFTD - Distribution - Tier 3 - 5QU CoRE ¦ 4QU LoRE | Non-Red Flag Warning - Small Fires | vegetation contact | dead | 0.0080235
HFTD - Distribution - Tier 3 - 5QU CoRE ¦ 4QU LoRE | Non-Red Flag Warning - Small Fires | vegetation contact | fell into (moderate-severe defect) | 0.009177
HFTD - Distribution - Tier 3 - 5QU CoRE ¦ 4QU LoRE | Non-Red Flag Warning - Small Fires | vegetation contact | fell into (no defect) | 0.054056
HFTD - Distribution - Tier 3 - 5QU CoRE ¦ 4QU LoRE | Non-Red Flag Warning - Small Fires | vegetation contact | fell into (slight defect) | 0.011345
HFTD - Distribution - Tier 3 - 5QU CoRE ¦ 4QU LoRE | Non-Red Flag Warning - Small Fires | vegetation contact | grow into | 0.00098198
HFTD - Distribution - Tier 3 - 5QU CoRE ¦ 4QU LoRE | Non-Red Flag Warning - Small Fires | vegetation contact | other/unknown | 0.046564
HFTD - Distribution - Tier 3 - 5QU CoRE ¦ 4QU LoRE | Non-Red Flag Warning - Small Fires | wire-to-wire contact | wire-to-wire contact / contamination | 0.014758
HFTD - Distribution - Tier 3 - 5QU CoRE ¦ 4QU LoRE | Seismic - Red Flag Warning - Catastrophic Fires | cc - seismic scenario | seismic scenario | 1.7264e-06
HFTD - Distribution - Tier 3 - 5QU CoRE ¦ 4QU LoRE | Red Flag Warning - Catastrophic Fires | contact from object | animal contact | 0
HFTD - Distribution - Tier 3 - 5QU CoRE ¦ 4QU LoRE | Red Flag Warning - Catastrophic Fires | contact from object | balloon contact | 0
HFTD - Distribution - Tier 3 - 5QU CoRE ¦ 4QU LoRE | Red Flag Warning - Catastrophic Fires | contact from object | other contact from object | 0
HFTD - Distribution - Tier 3 - 5QU CoRE ¦ 4QU LoRE | Red Flag Warning - Catastrophic Fires | contact from object | vehicle contact | 0
HFTD - Distribution - Tier 3 - 5QU CoRE ¦ 4QU LoRE | Red Flag Warning - Catastrophic Fires | contamination | contamination | 0
HFTD - Distribution - Tier 3 - 5QU CoRE ¦ 4QU LoRE | Red Flag Warning - Catastrophic Fires | equipment / facility failure | anchor / guy damage or failure | 3.3735e-06
HFTD - Distribution - Tier 3 - 5QU CoRE ¦ 4QU LoRE | Red Flag Warning - Catastrophic Fires | equipment / facility failure | capacitor bank damage or failure | 0
HFTD - Distribution - Tier 3 - 5QU CoRE ¦ 4QU LoRE | Red Flag Warning - Catastrophic Fires | equipment / facility failure | conductor damage or failure | 1.8141e-05
HFTD - Distribution - Tier 3 - 5QU CoRE ¦ 4QU LoRE | Red Flag Warning - Catastrophic Fires | equipment / facility failure | connection device damage or failure | 8.7591e-07
HFTD - Distribution - Tier 3 - 5QU CoRE ¦ 4QU LoRE | Red Flag Warning - Catastrophic Fires | equipment / facility failure | crossarm damage or failure | 6.7215e-06
HFTD - Distribution - Tier 3 - 5QU CoRE ¦ 4QU LoRE | Red Flag Warning - Catastrophic Fires | equipment / facility failure | fuse damage or failure | 2.8263e-06
HFTD - Distribution - Tier 3 - 5QU CoRE ¦ 4QU LoRE | Red Flag Warning - Catastrophic Fires | equipment / facility failure | insulator and brushing damage or failure | 2.9678e-06
HFTD - Distribution - Tier 3 - 5QU CoRE ¦ 4QU LoRE | Red Flag Warning - Catastrophic Fires | equipment / facility failure | lightning arrestor damage or failure | 9.7363e-07
HFTD - Distribution - Tier 3 - 5QU CoRE ¦ 4QU LoRE | Red Flag Warning - Catastrophic Fires | equipment / facility failure | other equipment / facility failure | 8.5837e-06
HFTD - Distribution - Tier 3 - 5QU CoRE ¦ 4QU LoRE | Red Flag Warning - Catastrophic Fires | equipment / facility failure | pole damage or failure | 3.2834e-06
HFTD - Distribution - Tier 3 - 5QU CoRE ¦ 4QU LoRE | Red Flag Warning - Catastrophic Fires | equipment / facility failure | recloser damage or failure | 0
HFTD - Distribution - Tier 3 - 5QU CoRE ¦ 4QU LoRE | Red Flag Warning - Catastrophic Fires | equipment / facility failure | sectionalizer damage or failure | 0
HFTD - Distribution - Tier 3 - 5QU CoRE ¦ 4QU LoRE | Red Flag Warning - Catastrophic Fires | equipment / facility failure | switch damage or failure | 0
HFTD - Distribution - Tier 3 - 5QU CoRE ¦ 4QU LoRE | Red Flag Warning - Catastrophic Fires | equipment / facility failure | transformer damage or failure | 5.3223e-06
HFTD - Distribution - Tier 3 - 5QU CoRE ¦ 4QU LoRE | Red Flag Warning - Catastrophic Fires | equipment / facility failure | voltage regulator / booster damage or failure | 6.5452e-07
HFTD - Distribution - Tier 3 - 5QU CoRE ¦ 4QU LoRE | Red Flag Warning - Catastrophic Fires | other | all other | 0
HFTD - Distribution - Tier 3 - 5QU CoRE ¦ 4QU LoRE | Red Flag Warning - Catastrophic Fires | unknown | unknown | 0
HFTD - Distribution - Tier 3 - 5QU CoRE ¦ 4QU LoRE | Red Flag Warning - Catastrophic Fires | utility work / operation | utility work / operation | 0
HFTD - Distribution - Tier 3 - 5QU CoRE ¦ 4QU LoRE | Red Flag Warning - Catastrophic Fires | vandalism / theft | vandalism / theft | 0
HFTD - Distribution - Tier 3 - 5QU CoRE ¦ 4QU LoRE | Red Flag Warning - Catastrophic Fires | vegetation contact | branch (not overhanging, 4-12ft) | 1.5478e-06
HFTD - Distribution - Tier 3 - 5QU CoRE ¦ 4QU LoRE | Red Flag Warning - Catastrophic Fires | vegetation contact | branch (not overhanging, > 12ft) | 2.2506e-06
HFTD - Distribution - Tier 3 - 5QU CoRE ¦ 4QU LoRE | Red Flag Warning - Catastrophic Fires | vegetation contact | branch (not overhanging, distance unknown) | 1.0878e-05
HFTD - Distribution - Tier 3 - 5QU CoRE ¦ 4QU LoRE | Red Flag Warning - Catastrophic Fires | vegetation contact | branch (not overhanging, within 4ft) | 3.9816e-07
HFTD - Distribution - Tier 3 - 5QU CoRE ¦ 4QU LoRE | Red Flag Warning - Catastrophic Fires | vegetation contact | branch (overhanging) | 2.3491e-05
HFTD - Distribution - Tier 3 - 5QU CoRE ¦ 4QU LoRE | Red Flag Warning - Catastrophic Fires | vegetation contact | dead | 8.2523e-06
HFTD - Distribution - Tier 3 - 5QU CoRE ¦ 4QU LoRE | Red Flag Warning - Catastrophic Fires | vegetation contact | fell into (moderate-severe defect) | 6.7783e-06
HFTD - Distribution - Tier 3 - 5QU CoRE ¦ 4QU LoRE | Red Flag Warning - Catastrophic Fires | vegetation contact | fell into (no defect) | 2.7758e-05
HFTD - Distribution - Tier 3 - 5QU CoRE ¦ 4QU LoRE | Red Flag Warning - Catastrophic Fires | vegetation contact | fell into (slight defect) | 7.3059e-06
HFTD - Distribution - Tier 3 - 5QU CoRE ¦ 4QU LoRE | Red Flag Warning - Catastrophic Fires | vegetation contact | grow into | 7.6904e-07
HFTD - Distribution - Tier 3 - 5QU CoRE ¦ 4QU LoRE | Red Flag Warning - Catastrophic Fires | vegetation contact | other/unknown | 3.751e-05
HFTD - Distribution - Tier 3 - 5QU CoRE ¦ 4QU LoRE | Red Flag Warning - Catastrophic Fires | wire-to-wire contact | wire-to-wire contact / contamination | 0
HFTD - Distribution - Tier 3 - 5QU CoRE ¦ 4QU LoRE | Red Flag Warning - Destructive Fires | contact from object | animal contact | 0
HFTD - Distribution - Tier 3 - 5QU CoRE ¦ 4QU LoRE | Red Flag Warning - Destructive Fires | contact from object | balloon contact | 0
HFTD - Distribution - Tier 3 - 5QU CoRE ¦ 4QU LoRE | Red Flag Warning - Destructive Fires | contact from object | other contact from object | 0
HFTD - Distribution - Tier 3 - 5QU CoRE ¦ 4QU LoRE | Red Flag Warning - Destructive Fires | contact from object | vehicle contact | 0
HFTD - Distribution - Tier 3 - 5QU CoRE ¦ 4QU LoRE | Red Flag Warning - Destructive Fires | contamination | contamination | 0
HFTD - Distribution - Tier 3 - 5QU CoRE ¦ 4QU LoRE | Red Flag Warning - Destructive Fires | equipment / facility failure | anchor / guy damage or failure | 6.1486e-07
HFTD - Distribution - Tier 3 - 5QU CoRE ¦ 4QU LoRE | Red Flag Warning - Destructive Fires | equipment / facility failure | capacitor bank damage or failure | 0
HFTD - Distribution - Tier 3 - 5QU CoRE ¦ 4QU LoRE | Red Flag Warning - Destructive Fires | equipment / facility failure | conductor damage or failure | 3.4532e-06
HFTD - Distribution - Tier 3 - 5QU CoRE ¦ 4QU LoRE | Red Flag Warning - Destructive Fires | equipment / facility failure | connection device damage or failure | 1.8593e-07
HFTD - Distribution - Tier 3 - 5QU CoRE ¦ 4QU LoRE | Red Flag Warning - Destructive Fires | equipment / facility failure | crossarm damage or failure | 1.2498e-06
HFTD - Distribution - Tier 3 - 5QU CoRE ¦ 4QU LoRE | Red Flag Warning - Destructive Fires | equipment / facility failure | fuse damage or failure | 5.1513e-07
HFTD - Distribution - Tier 3 - 5QU CoRE ¦ 4QU LoRE | Red Flag Warning - Destructive Fires | equipment / facility failure | insulator and brushing damage or failure | 7.2947e-07
HFTD - Distribution - Tier 3 - 5QU CoRE ¦ 4QU LoRE | Red Flag Warning - Destructive Fires | equipment / facility failure | lightning arrestor damage or failure | 1.7746e-07
HFTD - Distribution - Tier 3 - 5QU CoRE ¦ 4QU LoRE | Red Flag Warning - Destructive Fires | equipment / facility failure | other equipment / facility failure | 1.7007e-06
HFTD - Distribution - Tier 3 - 5QU CoRE ¦ 4QU LoRE | Red Flag Warning - Destructive Fires | equipment / facility failure | pole damage or failure | 6.3395e-07
HFTD - Distribution - Tier 3 - 5QU CoRE ¦ 4QU LoRE | Red Flag Warning - Destructive Fires | equipment / facility failure | recloser damage or failure | 0
HFTD - Distribution - Tier 3 - 5QU CoRE ¦ 4QU LoRE | Red Flag Warning - Destructive Fires | equipment / facility failure | sectionalizer damage or failure | 0
HFTD - Distribution - Tier 3 - 5QU CoRE ¦ 4QU LoRE | Red Flag Warning - Destructive Fires | equipment / facility failure | switch damage or failure | 0
HFTD - Distribution - Tier 3 - 5QU CoRE ¦ 4QU LoRE | Red Flag Warning - Destructive Fires | equipment / facility failure | transformer damage or failure | 1.0302e-06
HFTD - Distribution - Tier 3 - 5QU CoRE ¦ 4QU LoRE | Red Flag Warning - Destructive Fires | equipment / facility failure | voltage regulator / booster damage or failure | 1.1992e-07
HFTD - Distribution - Tier 3 - 5QU CoRE ¦ 4QU LoRE | Red Flag Warning - Destructive Fires | other | all other | 0
HFTD - Distribution - Tier 3 - 5QU CoRE ¦ 4QU LoRE | Red Flag Warning - Destructive Fires | unknown | unknown | 0
HFTD - Distribution - Tier 3 - 5QU CoRE ¦ 4QU LoRE | Red Flag Warning - Destructive Fires | utility work / operation | utility work / operation | 0
HFTD - Distribution - Tier 3 - 5QU CoRE ¦ 4QU LoRE | Red Flag Warning - Destructive Fires | vandalism / theft | vandalism / theft | 0
HFTD - Distribution - Tier 3 - 5QU CoRE ¦ 4QU LoRE | Red Flag Warning - Destructive Fires | vegetation contact | branch (not overhanging, 4-12ft) | 2.2284e-07
HFTD - Distribution - Tier 3 - 5QU CoRE ¦ 4QU LoRE | Red Flag Warning - Destructive Fires | vegetation contact | branch (not overhanging, > 12ft) | 3.2466e-07
HFTD - Distribution - Tier 3 - 5QU CoRE ¦ 4QU LoRE | Red Flag Warning - Destructive Fires | vegetation contact | branch (not overhanging, distance unknown) | 1.5692e-06
HFTD - Distribution - Tier 3 - 5QU CoRE ¦ 4QU LoRE | Red Flag Warning - Destructive Fires | vegetation contact | branch (not overhanging, within 4ft) | 5.7228e-08
HFTD - Distribution - Tier 3 - 5QU CoRE ¦ 4QU LoRE | Red Flag Warning - Destructive Fires | vegetation contact | branch (overhanging) | 3.3765e-06
HFTD - Distribution - Tier 3 - 5QU CoRE ¦ 4QU LoRE | Red Flag Warning - Destructive Fires | vegetation contact | dead | 1.1904e-06
HFTD - Distribution - Tier 3 - 5QU CoRE ¦ 4QU LoRE | Red Flag Warning - Destructive Fires | vegetation contact | fell into (moderate-severe defect) | 9.778e-07
HFTD - Distribution - Tier 3 - 5QU CoRE ¦ 4QU LoRE | Red Flag Warning - Destructive Fires | vegetation contact | fell into (no defect) | 4.0042e-06
HFTD - Distribution - Tier 3 - 5QU CoRE ¦ 4QU LoRE | Red Flag Warning - Destructive Fires | vegetation contact | fell into (slight defect) | 1.0539e-06
HFTD - Distribution - Tier 3 - 5QU CoRE ¦ 4QU LoRE | Red Flag Warning - Destructive Fires | vegetation contact | grow into | 1.1094e-07
HFTD - Distribution - Tier 3 - 5QU CoRE ¦ 4QU LoRE | Red Flag Warning - Destructive Fires | vegetation contact | other/unknown | 5.4111e-06
HFTD - Distribution - Tier 3 - 5QU CoRE ¦ 4QU LoRE | Red Flag Warning - Destructive Fires | wire-to-wire contact | wire-to-wire contact / contamination | 0
HFTD - Distribution - Tier 3 - 5QU CoRE ¦ 4QU LoRE | Red Flag Warning - Large Fires | contact from object | animal contact | 0
HFTD - Distribution - Tier 3 - 5QU CoRE ¦ 4QU LoRE | Red Flag Warning - Large Fires | contact from object | balloon contact | 0
HFTD - Distribution - Tier 3 - 5QU CoRE ¦ 4QU LoRE | Red Flag Warning - Large Fires | contact from object | other contact from object | 0
HFTD - Distribution - Tier 3 - 5QU CoRE ¦ 4QU LoRE | Red Flag Warning - Large Fires | contact from object | vehicle contact | 0
HFTD - Distribution - Tier 3 - 5QU CoRE ¦ 4QU LoRE | Red Flag Warning - Large Fires | contamination | contamination | 0
HFTD - Distribution - Tier 3 - 5QU CoRE ¦ 4QU LoRE | Red Flag Warning - Large Fires | equipment / facility failure | anchor / guy damage or failure | 3.7733e-05
HFTD - Distribution - Tier 3 - 5QU CoRE ¦ 4QU LoRE | Red Flag Warning - Large Fires | equipment / facility failure | capacitor bank damage or failure | 0
HFTD - Distribution - Tier 3 - 5QU CoRE ¦ 4QU LoRE | Red Flag Warning - Large Fires | equipment / facility failure | conductor damage or failure | 0.00017712
HFTD - Distribution - Tier 3 - 5QU CoRE ¦ 4QU LoRE | Red Flag Warning - Large Fires | equipment / facility failure | connection device damage or failure | 1.8707e-05
HFTD - Distribution - Tier 3 - 5QU CoRE ¦ 4QU LoRE | Red Flag Warning - Large Fires | equipment / facility failure | crossarm damage or failure | 8.5269e-05
HFTD - Distribution - Tier 3 - 5QU CoRE ¦ 4QU LoRE | Red Flag Warning - Large Fires | equipment / facility failure | fuse damage or failure | 3.258e-05
HFTD - Distribution - Tier 3 - 5QU CoRE ¦ 4QU LoRE | Red Flag Warning - Large Fires | equipment / facility failure | insulator and brushing damage or failure | 5.4548e-05
HFTD - Distribution - Tier 3 - 5QU CoRE ¦ 4QU LoRE | Red Flag Warning - Large Fires | equipment / facility failure | lightning arrestor damage or failure | 1.1149e-05
HFTD - Distribution - Tier 3 - 5QU CoRE ¦ 4QU LoRE | Red Flag Warning - Large Fires | equipment / facility failure | other equipment / facility failure | 0.00010484
HFTD - Distribution - Tier 3 - 5QU CoRE ¦ 4QU LoRE | Red Flag Warning - Large Fires | equipment / facility failure | pole damage or failure | 4.639e-05
HFTD - Distribution - Tier 3 - 5QU CoRE ¦ 4QU LoRE | Red Flag Warning - Large Fires | equipment / facility failure | recloser damage or failure | 0
HFTD - Distribution - Tier 3 - 5QU CoRE ¦ 4QU LoRE | Red Flag Warning - Large Fires | equipment / facility failure | sectionalizer damage or failure | 0
HFTD - Distribution - Tier 3 - 5QU CoRE ¦ 4QU LoRE | Red Flag Warning - Large Fires | equipment / facility failure | switch damage or failure | 0
HFTD - Distribution - Tier 3 - 5QU CoRE ¦ 4QU LoRE | Red Flag Warning - Large Fires | equipment / facility failure | transformer damage or failure | 5.954e-05
HFTD - Distribution - Tier 3 - 5QU CoRE ¦ 4QU LoRE | Red Flag Warning - Large Fires | equipment / facility failure | voltage regulator / booster damage or failure | 7.5457e-06
HFTD - Distribution - Tier 3 - 5QU CoRE ¦ 4QU LoRE | Red Flag Warning - Large Fires | other | all other | 0
HFTD - Distribution - Tier 3 - 5QU CoRE ¦ 4QU LoRE | Red Flag Warning - Large Fires | unknown | unknown | 0
HFTD - Distribution - Tier 3 - 5QU CoRE ¦ 4QU LoRE | Red Flag Warning - Large Fires | utility work / operation | utility work / operation | 0
HFTD - Distribution - Tier 3 - 5QU CoRE ¦ 4QU LoRE | Red Flag Warning - Large Fires | vandalism / theft | vandalism / theft | 0
HFTD - Distribution - Tier 3 - 5QU CoRE ¦ 4QU LoRE | Red Flag Warning - Large Fires | vegetation contact | branch (not overhanging, 4-12ft) | 9.9164e-06
HFTD - Distribution - Tier 3 - 5QU CoRE ¦ 4QU LoRE | Red Flag Warning - Large Fires | vegetation contact | branch (not overhanging, > 12ft) | 1.4849e-05
HFTD - Distribution - Tier 3 - 5QU CoRE ¦ 4QU LoRE | Red Flag Warning - Large Fires | vegetation contact | branch (not overhanging, distance unknown) | 7.1769e-05
HFTD - Distribution - Tier 3 - 5QU CoRE ¦ 4QU LoRE | Red Flag Warning - Large Fires | vegetation contact | branch (not overhanging, within 4ft) | 2.4877e-06
HFTD - Distribution - Tier 3 - 5QU CoRE ¦ 4QU LoRE | Red Flag Warning - Large Fires | vegetation contact | branch (overhanging) | 0.00014678
HFTD - Distribution - Tier 3 - 5QU CoRE ¦ 4QU LoRE | Red Flag Warning - Large Fires | vegetation contact | dead | 5.4446e-05
HFTD - Distribution - Tier 3 - 5QU CoRE ¦ 4QU LoRE | Red Flag Warning - Large Fires | vegetation contact | fell into (moderate-severe defect) | 4.4721e-05
HFTD - Distribution - Tier 3 - 5QU CoRE ¦ 4QU LoRE | Red Flag Warning - Large Fires | vegetation contact | fell into (no defect) | 0.00018313
HFTD - Distribution - Tier 3 - 5QU CoRE ¦ 4QU LoRE | Red Flag Warning - Large Fires | vegetation contact | fell into (slight defect) | 4.8202e-05
HFTD - Distribution - Tier 3 - 5QU CoRE ¦ 4QU LoRE | Red Flag Warning - Large Fires | vegetation contact | grow into | 5.0739e-06
HFTD - Distribution - Tier 3 - 5QU CoRE ¦ 4QU LoRE | Red Flag Warning - Large Fires | vegetation contact | other/unknown | 0.00024748
HFTD - Distribution - Tier 3 - 5QU CoRE ¦ 4QU LoRE | Red Flag Warning - Large Fires | wire-to-wire contact | wire-to-wire contact / contamination | 0
HFTD - Distribution - Tier 3 - 5QU CoRE ¦ 4QU LoRE | Red Flag Warning - Small Fires | contact from object | animal contact | 0.0002693
HFTD - Distribution - Tier 3 - 5QU CoRE ¦ 4QU LoRE | Red Flag Warning - Small Fires | contact from object | balloon contact | 4.0351e-08
HFTD - Distribution - Tier 3 - 5QU CoRE ¦ 4QU LoRE | Red Flag Warning - Small Fires | contact from object | other contact from object | 0.00048256
HFTD - Distribution - Tier 3 - 5QU CoRE ¦ 4QU LoRE | Red Flag Warning - Small Fires | contact from object | vehicle contact | 0.00025018
HFTD - Distribution - Tier 3 - 5QU CoRE ¦ 4QU LoRE | Red Flag Warning - Small Fires | contamination | contamination | 4.5639e-05
HFTD - Distribution - Tier 3 - 5QU CoRE ¦ 4QU LoRE | Red Flag Warning - Small Fires | equipment / facility failure | anchor / guy damage or failure | 0.00042345
HFTD - Distribution - Tier 3 - 5QU CoRE ¦ 4QU LoRE | Red Flag Warning - Small Fires | equipment / facility failure | capacitor bank damage or failure | 0
HFTD - Distribution - Tier 3 - 5QU CoRE ¦ 4QU LoRE | Red Flag Warning - Small Fires | equipment / facility failure | conductor damage or failure | 0.0019762
HFTD - Distribution - Tier 3 - 5QU CoRE ¦ 4QU LoRE | Red Flag Warning - Small Fires | equipment / facility failure | connection device damage or failure | 0.00024175
HFTD - Distribution - Tier 3 - 5QU CoRE ¦ 4QU LoRE | Red Flag Warning - Small Fires | equipment / facility failure | crossarm damage or failure | 0.00098472
HFTD - Distribution - Tier 3 - 5QU CoRE ¦ 4QU LoRE | Red Flag Warning - Small Fires | equipment / facility failure | fuse damage or failure | 0.00036676
HFTD - Distribution - Tier 3 - 5QU CoRE ¦ 4QU LoRE | Red Flag Warning - Small Fires | equipment / facility failure | insulator and brushing damage or failure | 0.00072626
HFTD - Distribution - Tier 3 - 5QU CoRE ¦ 4QU LoRE | Red Flag Warning - Small Fires | equipment / facility failure | lightning arrestor damage or failure | 0.0001255
HFTD - Distribution - Tier 3 - 5QU CoRE ¦ 4QU LoRE | Red Flag Warning - Small Fires | equipment / facility failure | other equipment / facility failure | 0.0012963
HFTD - Distribution - Tier 3 - 5QU CoRE ¦ 4QU LoRE | Red Flag Warning - Small Fires | equipment / facility failure | pole damage or failure | 0.00054897
HFTD - Distribution - Tier 3 - 5QU CoRE ¦ 4QU LoRE | Red Flag Warning - Small Fires | equipment / facility failure | recloser damage or failure | 0
HFTD - Distribution - Tier 3 - 5QU CoRE ¦ 4QU LoRE | Red Flag Warning - Small Fires | equipment / facility failure | sectionalizer damage or failure | 0
HFTD - Distribution - Tier 3 - 5QU CoRE ¦ 4QU LoRE | Red Flag Warning - Small Fires | equipment / facility failure | switch damage or failure | 0
HFTD - Distribution - Tier 3 - 5QU CoRE ¦ 4QU LoRE | Red Flag Warning - Small Fires | equipment / facility failure | transformer damage or failure | 0.00074753
HFTD - Distribution - Tier 3 - 5QU CoRE ¦ 4QU LoRE | Red Flag Warning - Small Fires | equipment / facility failure | voltage regulator / booster damage or failure | 8.5463e-05
HFTD - Distribution - Tier 3 - 5QU CoRE ¦ 4QU LoRE | Red Flag Warning - Small Fires | other | all other | 6.4351e-05
HFTD - Distribution - Tier 3 - 5QU CoRE ¦ 4QU LoRE | Red Flag Warning - Small Fires | unknown | unknown | 0.00033437
HFTD - Distribution - Tier 3 - 5QU CoRE ¦ 4QU LoRE | Red Flag Warning - Small Fires | utility work / operation | utility work / operation | 4.7633e-05
HFTD - Distribution - Tier 3 - 5QU CoRE ¦ 4QU LoRE | Red Flag Warning - Small Fires | vandalism / theft | vandalism / theft | 4.0958e-09
HFTD - Distribution - Tier 3 - 5QU CoRE ¦ 4QU LoRE | Red Flag Warning - Small Fires | vegetation contact | branch (not overhanging, 4-12ft) | 0.00038076
HFTD - Distribution - Tier 3 - 5QU CoRE ¦ 4QU LoRE | Red Flag Warning - Small Fires | vegetation contact | branch (not overhanging, > 12ft) | 0.0005692
HFTD - Distribution - Tier 3 - 5QU CoRE ¦ 4QU LoRE | Red Flag Warning - Small Fires | vegetation contact | branch (not overhanging, distance unknown) | 0.0027512
HFTD - Distribution - Tier 3 - 5QU CoRE ¦ 4QU LoRE | Red Flag Warning - Small Fires | vegetation contact | branch (not overhanging, within 4ft) | 9.5659e-05
HFTD - Distribution - Tier 3 - 5QU CoRE ¦ 4QU LoRE | Red Flag Warning - Small Fires | vegetation contact | branch (overhanging) | 0.0056439
HFTD - Distribution - Tier 3 - 5QU CoRE ¦ 4QU LoRE | Red Flag Warning - Small Fires | vegetation contact | dead | 0.0020871
HFTD - Distribution - Tier 3 - 5QU CoRE ¦ 4QU LoRE | Red Flag Warning - Small Fires | vegetation contact | fell into (moderate-severe defect) | 0.0017143
HFTD - Distribution - Tier 3 - 5QU CoRE ¦ 4QU LoRE | Red Flag Warning - Small Fires | vegetation contact | fell into (no defect) | 0.0070202
HFTD - Distribution - Tier 3 - 5QU CoRE ¦ 4QU LoRE | Red Flag Warning - Small Fires | vegetation contact | fell into (slight defect) | 0.0018477
HFTD - Distribution - Tier 3 - 5QU CoRE ¦ 4QU LoRE | Red Flag Warning - Small Fires | vegetation contact | grow into | 0.0001945
HFTD - Distribution - Tier 3 - 5QU CoRE ¦ 4QU LoRE | Red Flag Warning - Small Fires | vegetation contact | other/unknown | 0.0094867
HFTD - Distribution - Tier 3 - 5QU CoRE ¦ 4QU LoRE | Red Flag Warning - Small Fires | wire-to-wire contact | wire-to-wire contact / contamination | 0.00049231
HFTD - Distribution - Tier 3 - 5QU CoRE ¦ 5QU LoRE | Seismic - Non-Red Flag Warning - Catastrophic Fires | cc - seismic scenario | seismic scenario | 4.9956e-08
HFTD - Distribution - Tier 3 - 5QU CoRE ¦ 5QU LoRE | Non-Red Flag Warning - Catastrophic Fires | contact from object | animal contact | 4.455e-08
HFTD - Distribution - Tier 3 - 5QU CoRE ¦ 5QU LoRE | Non-Red Flag Warning - Catastrophic Fires | contact from object | balloon contact | 5.2403e-10
HFTD - Distribution - Tier 3 - 5QU CoRE ¦ 5QU LoRE | Non-Red Flag Warning - Catastrophic Fires | contact from object | other contact from object | 8.4648e-07
HFTD - Distribution - Tier 3 - 5QU CoRE ¦ 5QU LoRE | Non-Red Flag Warning - Catastrophic Fires | contact from object | vehicle contact | 4.087e-07
HFTD - Distribution - Tier 3 - 5QU CoRE ¦ 5QU LoRE | Non-Red Flag Warning - Catastrophic Fires | contamination | contamination | 4.5716e-08
HFTD - Distribution - Tier 3 - 5QU CoRE ¦ 5QU LoRE | Non-Red Flag Warning - Catastrophic Fires | equipment / facility failure | anchor / guy damage or failure | 4.5237e-11
HFTD - Distribution - Tier 3 - 5QU CoRE ¦ 5QU LoRE | Non-Red Flag Warning - Catastrophic Fires | equipment / facility failure | capacitor bank damage or failure | 0
HFTD - Distribution - Tier 3 - 5QU CoRE ¦ 5QU LoRE | Non-Red Flag Warning - Catastrophic Fires | equipment / facility failure | conductor damage or failure | 1.4082e-08
HFTD - Distribution - Tier 3 - 5QU CoRE ¦ 5QU LoRE | Non-Red Flag Warning - Catastrophic Fires | equipment / facility failure | connection device damage or failure | 9.6779e-10
HFTD - Distribution - Tier 3 - 5QU CoRE ¦ 5QU LoRE | Non-Red Flag Warning - Catastrophic Fires | equipment / facility failure | crossarm damage or failure | 9.6677e-09
HFTD - Distribution - Tier 3 - 5QU CoRE ¦ 5QU LoRE | Non-Red Flag Warning - Catastrophic Fires | equipment / facility failure | fuse damage or failure | 5.9858e-09
HFTD - Distribution - Tier 3 - 5QU CoRE ¦ 5QU LoRE | Non-Red Flag Warning - Catastrophic Fires | equipment / facility failure | insulator and brushing damage or failure | 7.7024e-09
HFTD - Distribution - Tier 3 - 5QU CoRE ¦ 5QU LoRE | Non-Red Flag Warning - Catastrophic Fires | equipment / facility failure | lightning arrestor damage or failure | 1.6105e-09
HFTD - Distribution - Tier 3 - 5QU CoRE ¦ 5QU LoRE | Non-Red Flag Warning - Catastrophic Fires | equipment / facility failure | other equipment / facility failure | 2.1229e-08
HFTD - Distribution - Tier 3 - 5QU CoRE ¦ 5QU LoRE | Non-Red Flag Warning - Catastrophic Fires | equipment / facility failure | pole damage or failure | 6.4209e-09
HFTD - Distribution - Tier 3 - 5QU CoRE ¦ 5QU LoRE | Non-Red Flag Warning - Catastrophic Fires | equipment / facility failure | recloser damage or failure | 0
HFTD - Distribution - Tier 3 - 5QU CoRE ¦ 5QU LoRE | Non-Red Flag Warning - Catastrophic Fires | equipment / facility failure | sectionalizer damage or failure | 0
HFTD - Distribution - Tier 3 - 5QU CoRE ¦ 5QU LoRE | Non-Red Flag Warning - Catastrophic Fires | equipment / facility failure | switch damage or failure | 0
HFTD - Distribution - Tier 3 - 5QU CoRE ¦ 5QU LoRE | Non-Red Flag Warning - Catastrophic Fires | equipment / facility failure | transformer damage or failure | 1.4713e-08
HFTD - Distribution - Tier 3 - 5QU CoRE ¦ 5QU LoRE | Non-Red Flag Warning - Catastrophic Fires | equipment / facility failure | voltage regulator / booster damage or failure | 1.7058e-10
HFTD - Distribution - Tier 3 - 5QU CoRE ¦ 5QU LoRE | Non-Red Flag Warning - Catastrophic Fires | other | all other | 4.7564e-08
HFTD - Distribution - Tier 3 - 5QU CoRE ¦ 5QU LoRE | Non-Red Flag Warning - Catastrophic Fires | unknown | unknown | 3.2067e-07
HFTD - Distribution - Tier 3 - 5QU CoRE ¦ 5QU LoRE | Non-Red Flag Warning - Catastrophic Fires | utility work / operation | utility work / operation | 2.2325e-08
HFTD - Distribution - Tier 3 - 5QU CoRE ¦ 5QU LoRE | Non-Red Flag Warning - Catastrophic Fires | vandalism / theft | vandalism / theft | 1.0564e-10
HFTD - Distribution - Tier 3 - 5QU CoRE ¦ 5QU LoRE | Non-Red Flag Warning - Catastrophic Fires | vegetation contact | branch (not overhanging, 4-12ft) | 3.7592e-09
HFTD - Distribution - Tier 3 - 5QU CoRE ¦ 5QU LoRE | Non-Red Flag Warning - Catastrophic Fires | vegetation contact | branch (not overhanging, > 12ft) | 8.2914e-09
HFTD - Distribution - Tier 3 - 5QU CoRE ¦ 5QU LoRE | Non-Red Flag Warning - Catastrophic Fires | vegetation contact | branch (not overhanging, distance unknown) | 2.8304e-08
HFTD - Distribution - Tier 3 - 5QU CoRE ¦ 5QU LoRE | Non-Red Flag Warning - Catastrophic Fires | vegetation contact | branch (not overhanging, within 4ft) | 1.7152e-09
HFTD - Distribution - Tier 3 - 5QU CoRE ¦ 5QU LoRE | Non-Red Flag Warning - Catastrophic Fires | vegetation contact | branch (overhanging) | 7.6329e-08
HFTD - Distribution - Tier 3 - 5QU CoRE ¦ 5QU LoRE | Non-Red Flag Warning - Catastrophic Fires | vegetation contact | dead | 3.0113e-08
HFTD - Distribution - Tier 3 - 5QU CoRE ¦ 5QU LoRE | Non-Red Flag Warning - Catastrophic Fires | vegetation contact | fell into (moderate-severe defect) | 3.4442e-08
HFTD - Distribution - Tier 3 - 5QU CoRE ¦ 5QU LoRE | Non-Red Flag Warning - Catastrophic Fires | vegetation contact | fell into (no defect) | 2.0287e-07
HFTD - Distribution - Tier 3 - 5QU CoRE ¦ 5QU LoRE | Non-Red Flag Warning - Catastrophic Fires | vegetation contact | fell into (slight defect) | 4.2578e-08
HFTD - Distribution - Tier 3 - 5QU CoRE ¦ 5QU LoRE | Non-Red Flag Warning - Catastrophic Fires | vegetation contact | grow into | 3.6854e-09
HFTD - Distribution - Tier 3 - 5QU CoRE ¦ 5QU LoRE | Non-Red Flag Warning - Catastrophic Fires | vegetation contact | other/unknown | 1.7476e-07
HFTD - Distribution - Tier 3 - 5QU CoRE ¦ 5QU LoRE | Non-Red Flag Warning - Catastrophic Fires | wire-to-wire contact | wire-to-wire contact / contamination | 6.2233e-07
HFTD - Distribution - Tier 3 - 5QU CoRE ¦ 5QU LoRE | Non-Red Flag Warning - Destructive Fires | contact from object | animal contact | 3.0246e-08
HFTD - Distribution - Tier 3 - 5QU CoRE ¦ 5QU LoRE | Non-Red Flag Warning - Destructive Fires | contact from object | balloon contact | 4.136e-10
HFTD - Distribution - Tier 3 - 5QU CoRE ¦ 5QU LoRE | Non-Red Flag Warning - Destructive Fires | contact from object | other contact from object | 6.0066e-07
HFTD - Distribution - Tier 3 - 5QU CoRE ¦ 5QU LoRE | Non-Red Flag Warning - Destructive Fires | contact from object | vehicle contact | 3.2394e-07
HFTD - Distribution - Tier 3 - 5QU CoRE ¦ 5QU LoRE | Non-Red Flag Warning - Destructive Fires | contamination | contamination | 3.3437e-08
HFTD - Distribution - Tier 3 - 5QU CoRE ¦ 5QU LoRE | Non-Red Flag Warning - Destructive Fires | equipment / facility failure | anchor / guy damage or failure | 1.3914e-10
HFTD - Distribution - Tier 3 - 5QU CoRE ¦ 5QU LoRE | Non-Red Flag Warning - Destructive Fires | equipment / facility failure | capacitor bank damage or failure | 0
HFTD - Distribution - Tier 3 - 5QU CoRE ¦ 5QU LoRE | Non-Red Flag Warning - Destructive Fires | equipment / facility failure | conductor damage or failure | 5.6807e-08
HFTD - Distribution - Tier 3 - 5QU CoRE ¦ 5QU LoRE | Non-Red Flag Warning - Destructive Fires | equipment / facility failure | connection device damage or failure | 4.0314e-09
HFTD - Distribution - Tier 3 - 5QU CoRE ¦ 5QU LoRE | Non-Red Flag Warning - Destructive Fires | equipment / facility failure | crossarm damage or failure | 3.9821e-08
HFTD - Distribution - Tier 3 - 5QU CoRE ¦ 5QU LoRE | Non-Red Flag Warning - Destructive Fires | equipment / facility failure | fuse damage or failure | 2.4848e-08
HFTD - Distribution - Tier 3 - 5QU CoRE ¦ 5QU LoRE | Non-Red Flag Warning - Destructive Fires | equipment / facility failure | insulator and brushing damage or failure | 3.2222e-08
HFTD - Distribution - Tier 3 - 5QU CoRE ¦ 5QU LoRE | Non-Red Flag Warning - Destructive Fires | equipment / facility failure | lightning arrestor damage or failure | 6.9104e-09
HFTD - Distribution - Tier 3 - 5QU CoRE ¦ 5QU LoRE | Non-Red Flag Warning - Destructive Fires | equipment / facility failure | other equipment / facility failure | 8.155e-08
HFTD - Distribution - Tier 3 - 5QU CoRE ¦ 5QU LoRE | Non-Red Flag Warning - Destructive Fires | equipment / facility failure | pole damage or failure | 2.5853e-08
HFTD - Distribution - Tier 3 - 5QU CoRE ¦ 5QU LoRE | Non-Red Flag Warning - Destructive Fires | equipment / facility failure | recloser damage or failure | 0
HFTD - Distribution - Tier 3 - 5QU CoRE ¦ 5QU LoRE | Non-Red Flag Warning - Destructive Fires | equipment / facility failure | sectionalizer damage or failure | 0
HFTD - Distribution - Tier 3 - 5QU CoRE ¦ 5QU LoRE | Non-Red Flag Warning - Destructive Fires | equipment / facility failure | switch damage or failure | 0
HFTD - Distribution - Tier 3 - 5QU CoRE ¦ 5QU LoRE | Non-Red Flag Warning - Destructive Fires | equipment / facility failure | transformer damage or failure | 5.8725e-08
HFTD - Distribution - Tier 3 - 5QU CoRE ¦ 5QU LoRE | Non-Red Flag Warning - Destructive Fires | equipment / facility failure | voltage regulator / booster damage or failure | 5.2467e-10
HFTD - Distribution - Tier 3 - 5QU CoRE ¦ 5QU LoRE | Non-Red Flag Warning - Destructive Fires | other | all other | 3.6489e-08
HFTD - Distribution - Tier 3 - 5QU CoRE ¦ 5QU LoRE | Non-Red Flag Warning - Destructive Fires | unknown | unknown | 2.2937e-07
HFTD - Distribution - Tier 3 - 5QU CoRE ¦ 5QU LoRE | Non-Red Flag Warning - Destructive Fires | utility work / operation | utility work / operation | 1.4848e-08
HFTD - Distribution - Tier 3 - 5QU CoRE ¦ 5QU LoRE | Non-Red Flag Warning - Destructive Fires | vandalism / theft | vandalism / theft | 8.338e-11
HFTD - Distribution - Tier 3 - 5QU CoRE ¦ 5QU LoRE | Non-Red Flag Warning - Destructive Fires | vegetation contact | branch (not overhanging, 4-12ft) | 1.0703e-08
HFTD - Distribution - Tier 3 - 5QU CoRE ¦ 5QU LoRE | Non-Red Flag Warning - Destructive Fires | vegetation contact | branch (not overhanging, > 12ft) | 2.3605e-08
HFTD - Distribution - Tier 3 - 5QU CoRE ¦ 5QU LoRE | Non-Red Flag Warning - Destructive Fires | vegetation contact | branch (not overhanging, distance unknown) | 8.0578e-08
HFTD - Distribution - Tier 3 - 5QU CoRE ¦ 5QU LoRE | Non-Red Flag Warning - Destructive Fires | vegetation contact | branch (not overhanging, within 4ft) | 4.8841e-09
HFTD - Distribution - Tier 3 - 5QU CoRE ¦ 5QU LoRE | Non-Red Flag Warning - Destructive Fires | vegetation contact | branch (overhanging) | 2.1734e-07
HFTD - Distribution - Tier 3 - 5QU CoRE ¦ 5QU LoRE | Non-Red Flag Warning - Destructive Fires | vegetation contact | dead | 8.5728e-08
HFTD - Distribution - Tier 3 - 5QU CoRE ¦ 5QU LoRE | Non-Red Flag Warning - Destructive Fires | vegetation contact | fell into (moderate-severe defect) | 9.8053e-08
HFTD - Distribution - Tier 3 - 5QU CoRE ¦ 5QU LoRE | Non-Red Flag Warning - Destructive Fires | vegetation contact | fell into (no defect) | 5.7756e-07
HFTD - Distribution - Tier 3 - 5QU CoRE ¦ 5QU LoRE | Non-Red Flag Warning - Destructive Fires | vegetation contact | fell into (slight defect) | 1.2122e-07
HFTD - Distribution - Tier 3 - 5QU CoRE ¦ 5QU LoRE | Non-Red Flag Warning - Destructive Fires | vegetation contact | grow into | 1.0492e-08
HFTD - Distribution - Tier 3 - 5QU CoRE ¦ 5QU LoRE | Non-Red Flag Warning - Destructive Fires | vegetation contact | other/unknown | 4.9752e-07
HFTD - Distribution - Tier 3 - 5QU CoRE ¦ 5QU LoRE | Non-Red Flag Warning - Destructive Fires | wire-to-wire contact | wire-to-wire contact / contamination | 4.3512e-07
HFTD - Distribution - Tier 3 - 5QU CoRE ¦ 5QU LoRE | Non-Red Flag Warning - Large Fires | contact from object | animal contact | 1.1038e-05
HFTD - Distribution - Tier 3 - 5QU CoRE ¦ 5QU LoRE | Non-Red Flag Warning - Large Fires | contact from object | balloon contact | 2.4462e-07
HFTD - Distribution - Tier 3 - 5QU CoRE ¦ 5QU LoRE | Non-Red Flag Warning - Large Fires | contact from object | other contact from object | 5.8412e-05
HFTD - Distribution - Tier 3 - 5QU CoRE ¦ 5QU LoRE | Non-Red Flag Warning - Large Fires | contact from object | vehicle contact | 2.4478e-05
HFTD - Distribution - Tier 3 - 5QU CoRE ¦ 5QU LoRE | Non-Red Flag Warning - Large Fires | contamination | contamination | 5.2627e-06
HFTD - Distribution - Tier 3 - 5QU CoRE ¦ 5QU LoRE | Non-Red Flag Warning - Large Fires | equipment / facility failure | anchor / guy damage or failure | 3.8256e-07
HFTD - Distribution - Tier 3 - 5QU CoRE ¦ 5QU LoRE | Non-Red Flag Warning - Large Fires | equipment / facility failure | capacitor bank damage or failure | 0
HFTD - Distribution - Tier 3 - 5QU CoRE ¦ 5QU LoRE | Non-Red Flag Warning - Large Fires | equipment / facility failure | conductor damage or failure | 1.3231e-05
HFTD - Distribution - Tier 3 - 5QU CoRE ¦ 5QU LoRE | Non-Red Flag Warning - Large Fires | equipment / facility failure | connection device damage or failure | 1.4456e-06
HFTD - Distribution - Tier 3 - 5QU CoRE ¦ 5QU LoRE | Non-Red Flag Warning - Large Fires | equipment / facility failure | crossarm damage or failure | 7.9245e-06
HFTD - Distribution - Tier 3 - 5QU CoRE ¦ 5QU LoRE | Non-Red Flag Warning - Large Fires | equipment / facility failure | fuse damage or failure | 2.3363e-06
HFTD - Distribution - Tier 3 - 5QU CoRE ¦ 5QU LoRE | Non-Red Flag Warning - Large Fires | equipment / facility failure | insulator and brushing damage or failure | 6.4527e-06
HFTD - Distribution - Tier 3 - 5QU CoRE ¦ 5QU LoRE | Non-Red Flag Warning - Large Fires | equipment / facility failure | lightning arrestor damage or failure | 6.6724e-07
HFTD - Distribution - Tier 3 - 5QU CoRE ¦ 5QU LoRE | Non-Red Flag Warning - Large Fires | equipment / facility failure | other equipment / facility failure | 2.0416e-05
HFTD - Distribution - Tier 3 - 5QU CoRE ¦ 5QU LoRE | Non-Red Flag Warning - Large Fires | equipment / facility failure | pole damage or failure | 6.193e-06
HFTD - Distribution - Tier 3 - 5QU CoRE ¦ 5QU LoRE | Non-Red Flag Warning - Large Fires | equipment / facility failure | recloser damage or failure | 0
HFTD - Distribution - Tier 3 - 5QU CoRE ¦ 5QU LoRE | Non-Red Flag Warning - Large Fires | equipment / facility failure | sectionalizer damage or failure | 0
HFTD - Distribution - Tier 3 - 5QU CoRE ¦ 5QU LoRE | Non-Red Flag Warning - Large Fires | equipment / facility failure | switch damage or failure | 0
HFTD - Distribution - Tier 3 - 5QU CoRE ¦ 5QU LoRE | Non-Red Flag Warning - Large Fires | equipment / facility failure | transformer damage or failure | 1.6083e-05
HFTD - Distribution - Tier 3 - 5QU CoRE ¦ 5QU LoRE | Non-Red Flag Warning - Large Fires | equipment / facility failure | voltage regulator / booster damage or failure | 5.8044e-07
HFTD - Distribution - Tier 3 - 5QU CoRE ¦ 5QU LoRE | Non-Red Flag Warning - Large Fires | other | all other | 4.9717e-06
HFTD - Distribution - Tier 3 - 5QU CoRE ¦ 5QU LoRE | Non-Red Flag Warning - Large Fires | unknown | unknown | 2.297e-05
HFTD - Distribution - Tier 3 - 5QU CoRE ¦ 5QU LoRE | Non-Red Flag Warning - Large Fires | utility work / operation | utility work / operation | 4.7145e-06
HFTD - Distribution - Tier 3 - 5QU CoRE ¦ 5QU LoRE | Non-Red Flag Warning - Large Fires | vandalism / theft | vandalism / theft | 2.1813e-08
HFTD - Distribution - Tier 3 - 5QU CoRE ¦ 5QU LoRE | Non-Red Flag Warning - Large Fires | vegetation contact | branch (not overhanging, 4-12ft) | 1.4016e-06
HFTD - Distribution - Tier 3 - 5QU CoRE ¦ 5QU LoRE | Non-Red Flag Warning - Large Fires | vegetation contact | branch (not overhanging, > 12ft) | 3.0867e-06
HFTD - Distribution - Tier 3 - 5QU CoRE ¦ 5QU LoRE | Non-Red Flag Warning - Large Fires | vegetation contact | branch (not overhanging, distance unknown) | 1.0537e-05
HFTD - Distribution - Tier 3 - 5QU CoRE ¦ 5QU LoRE | Non-Red Flag Warning - Large Fires | vegetation contact | branch (not overhanging, within 4ft) | 6.4032e-07
HFTD - Distribution - Tier 3 - 5QU CoRE ¦ 5QU LoRE | Non-Red Flag Warning - Large Fires | vegetation contact | branch (overhanging) | 2.8494e-05
HFTD - Distribution - Tier 3 - 5QU CoRE ¦ 5QU LoRE | Non-Red Flag Warning - Large Fires | vegetation contact | dead | 1.121e-05
HFTD - Distribution - Tier 3 - 5QU CoRE ¦ 5QU LoRE | Non-Red Flag Warning - Large Fires | vegetation contact | fell into (moderate-severe defect) | 1.2822e-05
HFTD - Distribution - Tier 3 - 5QU CoRE ¦ 5QU LoRE | Non-Red Flag Warning - Large Fires | vegetation contact | fell into (no defect) | 7.5526e-05
HFTD - Distribution - Tier 3 - 5QU CoRE ¦ 5QU LoRE | Non-Red Flag Warning - Large Fires | vegetation contact | fell into (slight defect) | 1.5851e-05
HFTD - Distribution - Tier 3 - 5QU CoRE ¦ 5QU LoRE | Non-Red Flag Warning - Large Fires | vegetation contact | grow into | 1.372e-06
HFTD - Distribution - Tier 3 - 5QU CoRE ¦ 5QU LoRE | Non-Red Flag Warning - Large Fires | vegetation contact | other/unknown | 6.5059e-05
HFTD - Distribution - Tier 3 - 5QU CoRE ¦ 5QU LoRE | Non-Red Flag Warning - Large Fires | wire-to-wire contact | wire-to-wire contact / contamination | 3.5425e-05
HFTD - Distribution - Tier 3 - 5QU CoRE ¦ 5QU LoRE | Non-Red Flag Warning - Small Fires | contact from object | animal contact | 0.002975
HFTD - Distribution - Tier 3 - 5QU CoRE ¦ 5QU LoRE | Non-Red Flag Warning - Small Fires | contact from object | balloon contact | 6.6536e-05
HFTD - Distribution - Tier 3 - 5QU CoRE ¦ 5QU LoRE | Non-Red Flag Warning - Small Fires | contact from object | other contact from object | 0.015675
HFTD - Distribution - Tier 3 - 5QU CoRE ¦ 5QU LoRE | Non-Red Flag Warning - Small Fires | contact from object | vehicle contact | 0.0071677
HFTD - Distribution - Tier 3 - 5QU CoRE ¦ 5QU LoRE | Non-Red Flag Warning - Small Fires | contamination | contamination | 0.0014405
HFTD - Distribution - Tier 3 - 5QU CoRE ¦ 5QU LoRE | Non-Red Flag Warning - Small Fires | equipment / facility failure | anchor / guy damage or failure | 0.00032606
HFTD - Distribution - Tier 3 - 5QU CoRE ¦ 5QU LoRE | Non-Red Flag Warning - Small Fires | equipment / facility failure | capacitor bank damage or failure | 0
HFTD - Distribution - Tier 3 - 5QU CoRE ¦ 5QU LoRE | Non-Red Flag Warning - Small Fires | equipment / facility failure | conductor damage or failure | 0.010936
HFTD - Distribution - Tier 3 - 5QU CoRE ¦ 5QU LoRE | Non-Red Flag Warning - Small Fires | equipment / facility failure | connection device damage or failure | 0.0012147
HFTD - Distribution - Tier 3 - 5QU CoRE ¦ 5QU LoRE | Non-Red Flag Warning - Small Fires | equipment / facility failure | crossarm damage or failure | 0.0066527
HFTD - Distribution - Tier 3 - 5QU CoRE ¦ 5QU LoRE | Non-Red Flag Warning - Small Fires | equipment / facility failure | fuse damage or failure | 0.0019834
HFTD - Distribution - Tier 3 - 5QU CoRE ¦ 5QU LoRE | Non-Red Flag Warning - Small Fires | equipment / facility failure | insulator and brushing damage or failure | 0.0054535
HFTD - Distribution - Tier 3 - 5QU CoRE ¦ 5QU LoRE | Non-Red Flag Warning - Small Fires | equipment / facility failure | lightning arrestor damage or failure | 0.00057952
HFTD - Distribution - Tier 3 - 5QU CoRE ¦ 5QU LoRE | Non-Red Flag Warning - Small Fires | equipment / facility failure | other equipment / facility failure | 0.016609
HFTD - Distribution - Tier 3 - 5QU CoRE ¦ 5QU LoRE | Non-Red Flag Warning - Small Fires | equipment / facility failure | pole damage or failure | 0.0051539
HFTD - Distribution - Tier 3 - 5QU CoRE ¦ 5QU LoRE | Non-Red Flag Warning - Small Fires | equipment / facility failure | recloser damage or failure | 0
HFTD - Distribution - Tier 3 - 5QU CoRE ¦ 5QU LoRE | Non-Red Flag Warning - Small Fires | equipment / facility failure | sectionalizer damage or failure | 0
HFTD - Distribution - Tier 3 - 5QU CoRE ¦ 5QU LoRE | Non-Red Flag Warning - Small Fires | equipment / facility failure | switch damage or failure | 0
HFTD - Distribution - Tier 3 - 5QU CoRE ¦ 5QU LoRE | Non-Red Flag Warning - Small Fires | equipment / facility failure | transformer damage or failure | 0.013377
HFTD - Distribution - Tier 3 - 5QU CoRE ¦ 5QU LoRE | Non-Red Flag Warning - Small Fires | equipment / facility failure | voltage regulator / booster damage or failure | 0.00047176
HFTD - Distribution - Tier 3 - 5QU CoRE ¦ 5QU LoRE | Non-Red Flag Warning - Small Fires | other | all other | 0.0013659
HFTD - Distribution - Tier 3 - 5QU CoRE ¦ 5QU LoRE | Non-Red Flag Warning - Small Fires | unknown | unknown | 0.0058948
HFTD - Distribution - Tier 3 - 5QU CoRE ¦ 5QU LoRE | Non-Red Flag Warning - Small Fires | utility work / operation | utility work / operation | 0.0012646
HFTD - Distribution - Tier 3 - 5QU CoRE ¦ 5QU LoRE | Non-Red Flag Warning - Small Fires | vandalism / theft | vandalism / theft | 6.0029e-06
HFTD - Distribution - Tier 3 - 5QU CoRE ¦ 5QU LoRE | Non-Red Flag Warning - Small Fires | vegetation contact | branch (not overhanging, 4-12ft) | 0.00058745
HFTD - Distribution - Tier 3 - 5QU CoRE ¦ 5QU LoRE | Non-Red Flag Warning - Small Fires | vegetation contact | branch (not overhanging, > 12ft) | 0.0012937
HFTD - Distribution - Tier 3 - 5QU CoRE ¦ 5QU LoRE | Non-Red Flag Warning - Small Fires | vegetation contact | branch (not overhanging, distance unknown) | 0.0044162
HFTD - Distribution - Tier 3 - 5QU CoRE ¦ 5QU LoRE | Non-Red Flag Warning - Small Fires | vegetation contact | branch (not overhanging, within 4ft) | 0.00026837
HFTD - Distribution - Tier 3 - 5QU CoRE ¦ 5QU LoRE | Non-Red Flag Warning - Small Fires | vegetation contact | branch (overhanging) | 0.011943
HFTD - Distribution - Tier 3 - 5QU CoRE ¦ 5QU LoRE | Non-Red Flag Warning - Small Fires | vegetation contact | dead | 0.0046985
HFTD - Distribution - Tier 3 - 5QU CoRE ¦ 5QU LoRE | Non-Red Flag Warning - Small Fires | vegetation contact | fell into (moderate-severe defect) | 0.005374
HFTD - Distribution - Tier 3 - 5QU CoRE ¦ 5QU LoRE | Non-Red Flag Warning - Small Fires | vegetation contact | fell into (no defect) | 0.031654
HFTD - Distribution - Tier 3 - 5QU CoRE ¦ 5QU LoRE | Non-Red Flag Warning - Small Fires | vegetation contact | fell into (slight defect) | 0.0066435
HFTD - Distribution - Tier 3 - 5QU CoRE ¦ 5QU LoRE | Non-Red Flag Warning - Small Fires | vegetation contact | grow into | 0.00057504
HFTD - Distribution - Tier 3 - 5QU CoRE ¦ 5QU LoRE | Non-Red Flag Warning - Small Fires | vegetation contact | other/unknown | 0.027268
HFTD - Distribution - Tier 3 - 5QU CoRE ¦ 5QU LoRE | Non-Red Flag Warning - Small Fires | wire-to-wire contact | wire-to-wire contact / contamination | 0.0083417
HFTD - Distribution - Tier 3 - 5QU CoRE ¦ 5QU LoRE | Seismic - Red Flag Warning - Catastrophic Fires | cc - seismic scenario | seismic scenario | 2.1546e-06
HFTD - Distribution - Tier 3 - 5QU CoRE ¦ 5QU LoRE | Red Flag Warning - Catastrophic Fires | contact from object | animal contact | 0
HFTD - Distribution - Tier 3 - 5QU CoRE ¦ 5QU LoRE | Red Flag Warning - Catastrophic Fires | contact from object | balloon contact | 0
HFTD - Distribution - Tier 3 - 5QU CoRE ¦ 5QU LoRE | Red Flag Warning - Catastrophic Fires | contact from object | other contact from object | 0
HFTD - Distribution - Tier 3 - 5QU CoRE ¦ 5QU LoRE | Red Flag Warning - Catastrophic Fires | contact from object | vehicle contact | 0
HFTD - Distribution - Tier 3 - 5QU CoRE ¦ 5QU LoRE | Red Flag Warning - Catastrophic Fires | contamination | contamination | 0
HFTD - Distribution - Tier 3 - 5QU CoRE ¦ 5QU LoRE | Red Flag Warning - Catastrophic Fires | equipment / facility failure | anchor / guy damage or failure | 3.2606e-08
HFTD - Distribution - Tier 3 - 5QU CoRE ¦ 5QU LoRE | Red Flag Warning - Catastrophic Fires | equipment / facility failure | capacitor bank damage or failure | 0
HFTD - Distribution - Tier 3 - 5QU CoRE ¦ 5QU LoRE | Red Flag Warning - Catastrophic Fires | equipment / facility failure | conductor damage or failure | 6.416e-06
HFTD - Distribution - Tier 3 - 5QU CoRE ¦ 5QU LoRE | Red Flag Warning - Catastrophic Fires | equipment / facility failure | connection device damage or failure | 3.0822e-07
HFTD - Distribution - Tier 3 - 5QU CoRE ¦ 5QU LoRE | Red Flag Warning - Catastrophic Fires | equipment / facility failure | crossarm damage or failure | 3.9801e-06
HFTD - Distribution - Tier 3 - 5QU CoRE ¦ 5QU LoRE | Red Flag Warning - Catastrophic Fires | equipment / facility failure | fuse damage or failure | 3.8576e-06
HFTD - Distribution - Tier 3 - 5QU CoRE ¦ 5QU LoRE | Red Flag Warning - Catastrophic Fires | equipment / facility failure | insulator and brushing damage or failure | 6.1461e-06
HFTD - Distribution - Tier 3 - 5QU CoRE ¦ 5QU LoRE | Red Flag Warning - Catastrophic Fires | equipment / facility failure | lightning arrestor damage or failure | 8.1244e-07
HFTD - Distribution - Tier 3 - 5QU CoRE ¦ 5QU LoRE | Red Flag Warning - Catastrophic Fires | equipment / facility failure | other equipment / facility failure | 3.0278e-06
HFTD - Distribution - Tier 3 - 5QU CoRE ¦ 5QU LoRE | Red Flag Warning - Catastrophic Fires | equipment / facility failure | pole damage or failure | 1.1319e-06
HFTD - Distribution - Tier 3 - 5QU CoRE ¦ 5QU LoRE | Red Flag Warning - Catastrophic Fires | equipment / facility failure | recloser damage or failure | 0
HFTD - Distribution - Tier 3 - 5QU CoRE ¦ 5QU LoRE | Red Flag Warning - Catastrophic Fires | equipment / facility failure | sectionalizer damage or failure | 0
HFTD - Distribution - Tier 3 - 5QU CoRE ¦ 5QU LoRE | Red Flag Warning - Catastrophic Fires | equipment / facility failure | switch damage or failure | 0
HFTD - Distribution - Tier 3 - 5QU CoRE ¦ 5QU LoRE | Red Flag Warning - Catastrophic Fires | equipment / facility failure | transformer damage or failure | 1.3308e-06
HFTD - Distribution - Tier 3 - 5QU CoRE ¦ 5QU LoRE | Red Flag Warning - Catastrophic Fires | equipment / facility failure | voltage regulator / booster damage or failure | 6.2433e-09
HFTD - Distribution - Tier 3 - 5QU CoRE ¦ 5QU LoRE | Red Flag Warning - Catastrophic Fires | other | all other | 0
HFTD - Distribution - Tier 3 - 5QU CoRE ¦ 5QU LoRE | Red Flag Warning - Catastrophic Fires | unknown | unknown | 0
HFTD - Distribution - Tier 3 - 5QU CoRE ¦ 5QU LoRE | Red Flag Warning - Catastrophic Fires | utility work / operation | utility work / operation | 0
HFTD - Distribution - Tier 3 - 5QU CoRE ¦ 5QU LoRE | Red Flag Warning - Catastrophic Fires | vandalism / theft | vandalism / theft | 0
HFTD - Distribution - Tier 3 - 5QU CoRE ¦ 5QU LoRE | Red Flag Warning - Catastrophic Fires | vegetation contact | branch (not overhanging, 4-12ft) | 6.0153e-07
HFTD - Distribution - Tier 3 - 5QU CoRE ¦ 5QU LoRE | Red Flag Warning - Catastrophic Fires | vegetation contact | branch (not overhanging, > 12ft) | 8.597e-07
HFTD - Distribution - Tier 3 - 5QU CoRE ¦ 5QU LoRE | Red Flag Warning - Catastrophic Fires | vegetation contact | branch (not overhanging, distance unknown) | 4.1552e-06
HFTD - Distribution - Tier 3 - 5QU CoRE ¦ 5QU LoRE | Red Flag Warning - Catastrophic Fires | vegetation contact | branch (not overhanging, within 4ft) | 1.5694e-07
HFTD - Distribution - Tier 3 - 5QU CoRE ¦ 5QU LoRE | Red Flag Warning - Catastrophic Fires | vegetation contact | branch (overhanging) | 9.2597e-06
HFTD - Distribution - Tier 3 - 5QU CoRE ¦ 5QU LoRE | Red Flag Warning - Catastrophic Fires | vegetation contact | dead | 3.1522e-06
HFTD - Distribution - Tier 3 - 5QU CoRE ¦ 5QU LoRE | Red Flag Warning - Catastrophic Fires | vegetation contact | fell into (moderate-severe defect) | 2.5892e-06
HFTD - Distribution - Tier 3 - 5QU CoRE ¦ 5QU LoRE | Red Flag Warning - Catastrophic Fires | vegetation contact | fell into (no defect) | 1.0603e-05
HFTD - Distribution - Tier 3 - 5QU CoRE ¦ 5QU LoRE | Red Flag Warning - Catastrophic Fires | vegetation contact | fell into (slight defect) | 2.7907e-06
HFTD - Distribution - Tier 3 - 5QU CoRE ¦ 5QU LoRE | Red Flag Warning - Catastrophic Fires | vegetation contact | grow into | 2.9376e-07
HFTD - Distribution - Tier 3 - 5QU CoRE ¦ 5QU LoRE | Red Flag Warning - Catastrophic Fires | vegetation contact | other/unknown | 1.4328e-05
HFTD - Distribution - Tier 3 - 5QU CoRE ¦ 5QU LoRE | Red Flag Warning - Catastrophic Fires | wire-to-wire contact | wire-to-wire contact / contamination | 0
HFTD - Distribution - Tier 3 - 5QU CoRE ¦ 5QU LoRE | Red Flag Warning - Destructive Fires | contact from object | animal contact | 0
HFTD - Distribution - Tier 3 - 5QU CoRE ¦ 5QU LoRE | Red Flag Warning - Destructive Fires | contact from object | balloon contact | 0
HFTD - Distribution - Tier 3 - 5QU CoRE ¦ 5QU LoRE | Red Flag Warning - Destructive Fires | contact from object | other contact from object | 0
HFTD - Distribution - Tier 3 - 5QU CoRE ¦ 5QU LoRE | Red Flag Warning - Destructive Fires | contact from object | vehicle contact | 0
HFTD - Distribution - Tier 3 - 5QU CoRE ¦ 5QU LoRE | Red Flag Warning - Destructive Fires | contamination | contamination | 0
HFTD - Distribution - Tier 3 - 5QU CoRE ¦ 5QU LoRE | Red Flag Warning - Destructive Fires | equipment / facility failure | anchor / guy damage or failure | 5.0472e-09
HFTD - Distribution - Tier 3 - 5QU CoRE ¦ 5QU LoRE | Red Flag Warning - Destructive Fires | equipment / facility failure | capacitor bank damage or failure | 0
HFTD - Distribution - Tier 3 - 5QU CoRE ¦ 5QU LoRE | Red Flag Warning - Destructive Fires | equipment / facility failure | conductor damage or failure | 1.3026e-06
HFTD - Distribution - Tier 3 - 5QU CoRE ¦ 5QU LoRE | Red Flag Warning - Destructive Fires | equipment / facility failure | connection device damage or failure | 6.4615e-08
HFTD - Distribution - Tier 3 - 5QU CoRE ¦ 5QU LoRE | Red Flag Warning - Destructive Fires | equipment / facility failure | crossarm damage or failure | 8.2506e-07
HFTD - Distribution - Tier 3 - 5QU CoRE ¦ 5QU LoRE | Red Flag Warning - Destructive Fires | equipment / facility failure | fuse damage or failure | 8.0591e-07
HFTD - Distribution - Tier 3 - 5QU CoRE ¦ 5QU LoRE | Red Flag Warning - Destructive Fires | equipment / facility failure | insulator and brushing damage or failure | 1.294e-06
HFTD - Distribution - Tier 3 - 5QU CoRE ¦ 5QU LoRE | Red Flag Warning - Destructive Fires | equipment / facility failure | lightning arrestor damage or failure | 1.7544e-07
HFTD - Distribution - Tier 3 - 5QU CoRE ¦ 5QU LoRE | Red Flag Warning - Destructive Fires | equipment / facility failure | other equipment / facility failure | 5.8536e-07
HFTD - Distribution - Tier 3 - 5QU CoRE ¦ 5QU LoRE | Red Flag Warning - Destructive Fires | equipment / facility failure | pole damage or failure | 2.2937e-07
HFTD - Distribution - Tier 3 - 5QU CoRE ¦ 5QU LoRE | Red Flag Warning - Destructive Fires | equipment / facility failure | recloser damage or failure | 0
HFTD - Distribution - Tier 3 - 5QU CoRE ¦ 5QU LoRE | Red Flag Warning - Destructive Fires | equipment / facility failure | sectionalizer damage or failure | 0
HFTD - Distribution - Tier 3 - 5QU CoRE ¦ 5QU LoRE | Red Flag Warning - Destructive Fires | equipment / facility failure | switch damage or failure | 0
HFTD - Distribution - Tier 3 - 5QU CoRE ¦ 5QU LoRE | Red Flag Warning - Destructive Fires | equipment / facility failure | transformer damage or failure | 2.6732e-07
HFTD - Distribution - Tier 3 - 5QU CoRE ¦ 5QU LoRE | Red Flag Warning - Destructive Fires | equipment / facility failure | voltage regulator / booster damage or failure | 9.6643e-10
HFTD - Distribution - Tier 3 - 5QU CoRE ¦ 5QU LoRE | Red Flag Warning - Destructive Fires | other | all other | 0
HFTD - Distribution - Tier 3 - 5QU CoRE ¦ 5QU LoRE | Red Flag Warning - Destructive Fires | unknown | unknown | 0
HFTD - Distribution - Tier 3 - 5QU CoRE ¦ 5QU LoRE | Red Flag Warning - Destructive Fires | utility work / operation | utility work / operation | 0
HFTD - Distribution - Tier 3 - 5QU CoRE ¦ 5QU LoRE | Red Flag Warning - Destructive Fires | vandalism / theft | vandalism / theft | 0
HFTD - Distribution - Tier 3 - 5QU CoRE ¦ 5QU LoRE | Red Flag Warning - Destructive Fires | vegetation contact | branch (not overhanging, 4-12ft) | 8.6194e-08
HFTD - Distribution - Tier 3 - 5QU CoRE ¦ 5QU LoRE | Red Flag Warning - Destructive Fires | vegetation contact | branch (not overhanging, > 12ft) | 1.2317e-07
HFTD - Distribution - Tier 3 - 5QU CoRE ¦ 5QU LoRE | Red Flag Warning - Destructive Fires | vegetation contact | branch (not overhanging, distance unknown) | 5.9534e-07
HFTD - Distribution - Tier 3 - 5QU CoRE ¦ 5QU LoRE | Red Flag Warning - Destructive Fires | vegetation contact | branch (not overhanging, within 4ft) | 2.249e-08
HFTD - Distribution - Tier 3 - 5QU CoRE ¦ 5QU LoRE | Red Flag Warning - Destructive Fires | vegetation contact | branch (overhanging) | 1.3269e-06
HFTD - Distribution - Tier 3 - 5QU CoRE ¦ 5QU LoRE | Red Flag Warning - Destructive Fires | vegetation contact | dead | 4.5164e-07
HFTD - Distribution - Tier 3 - 5QU CoRE ¦ 5QU LoRE | Red Flag Warning - Destructive Fires | vegetation contact | fell into (moderate-severe defect) | 3.7097e-07
HFTD - Distribution - Tier 3 - 5QU CoRE ¦ 5QU LoRE | Red Flag Warning - Destructive Fires | vegetation contact | fell into (no defect) | 1.5191e-06
HFTD - Distribution - Tier 3 - 5QU CoRE ¦ 5QU LoRE | Red Flag Warning - Destructive Fires | vegetation contact | fell into (slight defect) | 3.9984e-07
HFTD - Distribution - Tier 3 - 5QU CoRE ¦ 5QU LoRE | Red Flag Warning - Destructive Fires | vegetation contact | grow into | 4.2089e-08
HFTD - Distribution - Tier 3 - 5QU CoRE ¦ 5QU LoRE | Red Flag Warning - Destructive Fires | vegetation contact | other/unknown | 2.0529e-06
HFTD - Distribution - Tier 3 - 5QU CoRE ¦ 5QU LoRE | Red Flag Warning - Destructive Fires | wire-to-wire contact | wire-to-wire contact / contamination | 0
HFTD - Distribution - Tier 3 - 5QU CoRE ¦ 5QU LoRE | Red Flag Warning - Large Fires | contact from object | animal contact | 0
HFTD - Distribution - Tier 3 - 5QU CoRE ¦ 5QU LoRE | Red Flag Warning - Large Fires | contact from object | balloon contact | 0
HFTD - Distribution - Tier 3 - 5QU CoRE ¦ 5QU LoRE | Red Flag Warning - Large Fires | contact from object | other contact from object | 0
HFTD - Distribution - Tier 3 - 5QU CoRE ¦ 5QU LoRE | Red Flag Warning - Large Fires | contact from object | vehicle contact | 0
HFTD - Distribution - Tier 3 - 5QU CoRE ¦ 5QU LoRE | Red Flag Warning - Large Fires | contamination | contamination | 0
HFTD - Distribution - Tier 3 - 5QU CoRE ¦ 5QU LoRE | Red Flag Warning - Large Fires | equipment / facility failure | anchor / guy damage or failure | 7.5982e-06
HFTD - Distribution - Tier 3 - 5QU CoRE ¦ 5QU LoRE | Red Flag Warning - Large Fires | equipment / facility failure | capacitor bank damage or failure | 0
HFTD - Distribution - Tier 3 - 5QU CoRE ¦ 5QU LoRE | Red Flag Warning - Large Fires | equipment / facility failure | conductor damage or failure | 0.00016611
HFTD - Distribution - Tier 3 - 5QU CoRE ¦ 5QU LoRE | Red Flag Warning - Large Fires | equipment / facility failure | connection device damage or failure | 1.2686e-05
HFTD - Distribution - Tier 3 - 5QU CoRE ¦ 5QU LoRE | Red Flag Warning - Large Fires | equipment / facility failure | crossarm damage or failure | 8.9899e-05
HFTD - Distribution - Tier 3 - 5QU CoRE ¦ 5QU LoRE | Red Flag Warning - Large Fires | equipment / facility failure | fuse damage or failure | 4.1488e-05
HFTD - Distribution - Tier 3 - 5QU CoRE ¦ 5QU LoRE | Red Flag Warning - Large Fires | equipment / facility failure | insulator and brushing damage or failure | 0.00014188
HFTD - Distribution - Tier 3 - 5QU CoRE ¦ 5QU LoRE | Red Flag Warning - Large Fires | equipment / facility failure | lightning arrestor damage or failure | 9.2751e-06
HFTD - Distribution - Tier 3 - 5QU CoRE ¦ 5QU LoRE | Red Flag Warning - Large Fires | equipment / facility failure | other equipment / facility failure | 8.0237e-05
HFTD - Distribution - Tier 3 - 5QU CoRE ¦ 5QU LoRE | Red Flag Warning - Large Fires | equipment / facility failure | pole damage or failure | 3.0084e-05
HFTD - Distribution - Tier 3 - 5QU CoRE ¦ 5QU LoRE | Red Flag Warning - Large Fires | equipment / facility failure | recloser damage or failure | 0
HFTD - Distribution - Tier 3 - 5QU CoRE ¦ 5QU LoRE | Red Flag Warning - Large Fires | equipment / facility failure | sectionalizer damage or failure | 0
HFTD - Distribution - Tier 3 - 5QU CoRE ¦ 5QU LoRE | Red Flag Warning - Large Fires | equipment / facility failure | switch damage or failure | 0
HFTD - Distribution - Tier 3 - 5QU CoRE ¦ 5QU LoRE | Red Flag Warning - Large Fires | equipment / facility failure | transformer damage or failure | 4.0085e-05
HFTD - Distribution - Tier 3 - 5QU CoRE ¦ 5QU LoRE | Red Flag Warning - Large Fires | equipment / facility failure | voltage regulator / booster damage or failure | 5.854e-07
HFTD - Distribution - Tier 3 - 5QU CoRE ¦ 5QU LoRE | Red Flag Warning - Large Fires | other | all other | 0
HFTD - Distribution - Tier 3 - 5QU CoRE ¦ 5QU LoRE | Red Flag Warning - Large Fires | unknown | unknown | 0
HFTD - Distribution - Tier 3 - 5QU CoRE ¦ 5QU LoRE | Red Flag Warning - Large Fires | utility work / operation | utility work / operation | 0
HFTD - Distribution - Tier 3 - 5QU CoRE ¦ 5QU LoRE | Red Flag Warning - Large Fires | vandalism / theft | vandalism / theft | 0
HFTD - Distribution - Tier 3 - 5QU CoRE ¦ 5QU LoRE | Red Flag Warning - Large Fires | vegetation contact | branch (not overhanging, 4-12ft) | 6.1802e-06
HFTD - Distribution - Tier 3 - 5QU CoRE ¦ 5QU LoRE | Red Flag Warning - Large Fires | vegetation contact | branch (not overhanging, > 12ft) | 8.8191e-06
HFTD - Distribution - Tier 3 - 5QU CoRE ¦ 5QU LoRE | Red Flag Warning - Large Fires | vegetation contact | branch (not overhanging, distance unknown) | 4.2626e-05
HFTD - Distribution - Tier 3 - 5QU CoRE ¦ 5QU LoRE | Red Flag Warning - Large Fires | vegetation contact | branch (not overhanging, within 4ft) | 1.6144e-06
HFTD - Distribution - Tier 3 - 5QU CoRE ¦ 5QU LoRE | Red Flag Warning - Large Fires | vegetation contact | branch (overhanging) | 9.5252e-05
HFTD - Distribution - Tier 3 - 5QU CoRE ¦ 5QU LoRE | Red Flag Warning - Large Fires | vegetation contact | dead | 3.2337e-05
HFTD - Distribution - Tier 3 - 5QU CoRE ¦ 5QU LoRE | Red Flag Warning - Large Fires | vegetation contact | fell into (moderate-severe defect) | 2.6561e-05
HFTD - Distribution - Tier 3 - 5QU CoRE ¦ 5QU LoRE | Red Flag Warning - Large Fires | vegetation contact | fell into (no defect) | 0.00010877
HFTD - Distribution - Tier 3 - 5QU CoRE ¦ 5QU LoRE | Red Flag Warning - Large Fires | vegetation contact | fell into (slight defect) | 2.8628e-05
HFTD - Distribution - Tier 3 - 5QU CoRE ¦ 5QU LoRE | Red Flag Warning - Large Fires | vegetation contact | grow into | 3.0135e-06
HFTD - Distribution - Tier 3 - 5QU CoRE ¦ 5QU LoRE | Red Flag Warning - Large Fires | vegetation contact | other/unknown | 0.00014699
HFTD - Distribution - Tier 3 - 5QU CoRE ¦ 5QU LoRE | Red Flag Warning - Large Fires | wire-to-wire contact | wire-to-wire contact / contamination | 0
HFTD - Distribution - Tier 3 - 5QU CoRE ¦ 5QU LoRE | Red Flag Warning - Small Fires | contact from object | animal contact | 5.6812e-05
HFTD - Distribution - Tier 3 - 5QU CoRE ¦ 5QU LoRE | Red Flag Warning - Small Fires | contact from object | balloon contact | 2.2196e-06
HFTD - Distribution - Tier 3 - 5QU CoRE ¦ 5QU LoRE | Red Flag Warning - Small Fires | contact from object | other contact from object | 0.00054013
HFTD - Distribution - Tier 3 - 5QU CoRE ¦ 5QU LoRE | Red Flag Warning - Small Fires | contact from object | vehicle contact | 0.00029239
HFTD - Distribution - Tier 3 - 5QU CoRE ¦ 5QU LoRE | Red Flag Warning - Small Fires | contamination | contamination | 1.5664e-05
HFTD - Distribution - Tier 3 - 5QU CoRE ¦ 5QU LoRE | Red Flag Warning - Small Fires | equipment / facility failure | anchor / guy damage or failure | 0.00010133
HFTD - Distribution - Tier 3 - 5QU CoRE ¦ 5QU LoRE | Red Flag Warning - Small Fires | equipment / facility failure | capacitor bank damage or failure | 0
HFTD - Distribution - Tier 3 - 5QU CoRE ¦ 5QU LoRE | Red Flag Warning - Small Fires | equipment / facility failure | conductor damage or failure | 0.0021484
HFTD - Distribution - Tier 3 - 5QU CoRE ¦ 5QU LoRE | Red Flag Warning - Small Fires | equipment / facility failure | connection device damage or failure | 0.00016679
HFTD - Distribution - Tier 3 - 5QU CoRE ¦ 5QU LoRE | Red Flag Warning - Small Fires | equipment / facility failure | crossarm damage or failure | 0.0011809
HFTD - Distribution - Tier 3 - 5QU CoRE ¦ 5QU LoRE | Red Flag Warning - Small Fires | equipment / facility failure | fuse damage or failure | 0.00055112
HFTD - Distribution - Tier 3 - 5QU CoRE ¦ 5QU LoRE | Red Flag Warning - Small Fires | equipment / facility failure | insulator and brushing damage or failure | 0.0018763
HFTD - Distribution - Tier 3 - 5QU CoRE ¦ 5QU LoRE | Red Flag Warning - Small Fires | equipment / facility failure | lightning arrestor damage or failure | 0.00012605
HFTD - Distribution - Tier 3 - 5QU CoRE ¦ 5QU LoRE | Red Flag Warning - Small Fires | equipment / facility failure | other equipment / facility failure | 0.0010214
HFTD - Distribution - Tier 3 - 5QU CoRE ¦ 5QU LoRE | Red Flag Warning - Small Fires | equipment / facility failure | pole damage or failure | 0.00039175
HFTD - Distribution - Tier 3 - 5QU CoRE ¦ 5QU LoRE | Red Flag Warning - Small Fires | equipment / facility failure | recloser damage or failure | 0
HFTD - Distribution - Tier 3 - 5QU CoRE ¦ 5QU LoRE | Red Flag Warning - Small Fires | equipment / facility failure | sectionalizer damage or failure | 0
HFTD - Distribution - Tier 3 - 5QU CoRE ¦ 5QU LoRE | Red Flag Warning - Small Fires | equipment / facility failure | switch damage or failure | 0
HFTD - Distribution - Tier 3 - 5QU CoRE ¦ 5QU LoRE | Red Flag Warning - Small Fires | equipment / facility failure | transformer damage or failure | 0.0005217
HFTD - Distribution - Tier 3 - 5QU CoRE ¦ 5QU LoRE | Red Flag Warning - Small Fires | equipment / facility failure | voltage regulator / booster damage or failure | 7.4447e-06
HFTD - Distribution - Tier 3 - 5QU CoRE ¦ 5QU LoRE | Red Flag Warning - Small Fires | other | all other | 4.0742e-05
HFTD - Distribution - Tier 3 - 5QU CoRE ¦ 5QU LoRE | Red Flag Warning - Small Fires | unknown | unknown | 0.00025024
HFTD - Distribution - Tier 3 - 5QU CoRE ¦ 5QU LoRE | Red Flag Warning - Small Fires | utility work / operation | utility work / operation | 3.3871e-05
HFTD - Distribution - Tier 3 - 5QU CoRE ¦ 5QU LoRE | Red Flag Warning - Small Fires | vandalism / theft | vandalism / theft | 1.0083e-07
HFTD - Distribution - Tier 3 - 5QU CoRE ¦ 5QU LoRE | Red Flag Warning - Small Fires | vegetation contact | branch (not overhanging, 4-12ft) | 0.00023358
HFTD - Distribution - Tier 3 - 5QU CoRE ¦ 5QU LoRE | Red Flag Warning - Small Fires | vegetation contact | branch (not overhanging, > 12ft) | 0.00033332
HFTD - Distribution - Tier 3 - 5QU CoRE ¦ 5QU LoRE | Red Flag Warning - Small Fires | vegetation contact | branch (not overhanging, distance unknown) | 0.001611
HFTD - Distribution - Tier 3 - 5QU CoRE ¦ 5QU LoRE | Red Flag Warning - Small Fires | vegetation contact | branch (not overhanging, within 4ft) | 6.1019e-05
HFTD - Distribution - Tier 3 - 5QU CoRE ¦ 5QU LoRE | Red Flag Warning - Small Fires | vegetation contact | branch (overhanging) | 0.0036001
HFTD - Distribution - Tier 3 - 5QU CoRE ¦ 5QU LoRE | Red Flag Warning - Small Fires | vegetation contact | dead | 0.0012222
HFTD - Distribution - Tier 3 - 5QU CoRE ¦ 5QU LoRE | Red Flag Warning - Small Fires | vegetation contact | fell into (moderate-severe defect) | 0.0010039
HFTD - Distribution - Tier 3 - 5QU CoRE ¦ 5QU LoRE | Red Flag Warning - Small Fires | vegetation contact | fell into (no defect) | 0.0041109
HFTD - Distribution - Tier 3 - 5QU CoRE ¦ 5QU LoRE | Red Flag Warning - Small Fires | vegetation contact | fell into (slight defect) | 0.001082
HFTD - Distribution - Tier 3 - 5QU CoRE ¦ 5QU LoRE | Red Flag Warning - Small Fires | vegetation contact | grow into | 0.0001139
HFTD - Distribution - Tier 3 - 5QU CoRE ¦ 5QU LoRE | Red Flag Warning - Small Fires | vegetation contact | other/unknown | 0.0055553
HFTD - Distribution - Tier 3 - 5QU CoRE ¦ 5QU LoRE | Red Flag Warning - Small Fires | wire-to-wire contact | wire-to-wire contact / contamination | 0.00027827
HFTD - Distribution - Zone 1 - 1QU CoRE ¦ 5QU LoRE | Seismic - Non-Red Flag Warning - Catastrophic Fires | cc - seismic scenario | seismic scenario | 4.673e-10
HFTD - Distribution - Zone 1 - 1QU CoRE ¦ 5QU LoRE | Seismic - Red Flag Warning - Catastrophic Fires | cc - seismic scenario | seismic scenario | 2.0154e-08
HFTD - Distribution - Zone 1 - 4QU CoRE ¦ 1QU LoRE | Non-Red Flag Warning - Catastrophic Fires | contact from object | animal contact | 8.8611e-08
HFTD - Distribution - Zone 1 - 4QU CoRE ¦ 1QU LoRE | Non-Red Flag Warning - Catastrophic Fires | contact from object | balloon contact | 2.5888e-09
HFTD - Distribution - Zone 1 - 4QU CoRE ¦ 1QU LoRE | Non-Red Flag Warning - Catastrophic Fires | contact from object | other contact from object | 3.9502e-08
HFTD - Distribution - Zone 1 - 4QU CoRE ¦ 1QU LoRE | Non-Red Flag Warning - Catastrophic Fires | contact from object | vehicle contact | 5.5221e-09
HFTD - Distribution - Zone 1 - 4QU CoRE ¦ 1QU LoRE | Non-Red Flag Warning - Catastrophic Fires | equipment / facility failure | anchor / guy damage or failure | 0
HFTD - Distribution - Zone 1 - 4QU CoRE ¦ 1QU LoRE | Non-Red Flag Warning - Catastrophic Fires | equipment / facility failure | capacitor bank damage or failure | 0
HFTD - Distribution - Zone 1 - 4QU CoRE ¦ 1QU LoRE | Non-Red Flag Warning - Catastrophic Fires | equipment / facility failure | conductor damage or failure | 6.0899e-09
HFTD - Distribution - Zone 1 - 4QU CoRE ¦ 1QU LoRE | Non-Red Flag Warning - Catastrophic Fires | equipment / facility failure | connection device damage or failure | 2.7643e-09
HFTD - Distribution - Zone 1 - 4QU CoRE ¦ 1QU LoRE | Non-Red Flag Warning - Catastrophic Fires | equipment / facility failure | crossarm damage or failure | 2.0988e-10
HFTD - Distribution - Zone 1 - 4QU CoRE ¦ 1QU LoRE | Non-Red Flag Warning - Catastrophic Fires | equipment / facility failure | fuse damage or failure | 0
HFTD - Distribution - Zone 1 - 4QU CoRE ¦ 1QU LoRE | Non-Red Flag Warning - Catastrophic Fires | equipment / facility failure | insulator and brushing damage or failure | 0
HFTD - Distribution - Zone 1 - 4QU CoRE ¦ 1QU LoRE | Non-Red Flag Warning - Catastrophic Fires | equipment / facility failure | lightning arrestor damage or failure | 0
HFTD - Distribution - Zone 1 - 4QU CoRE ¦ 1QU LoRE | Non-Red Flag Warning - Catastrophic Fires | equipment / facility failure | other equipment / facility failure | 6.3882e-10
HFTD - Distribution - Zone 1 - 4QU CoRE ¦ 1QU LoRE | Non-Red Flag Warning - Catastrophic Fires | equipment / facility failure | pole damage or failure | 2.128e-10
HFTD - Distribution - Zone 1 - 4QU CoRE ¦ 1QU LoRE | Non-Red Flag Warning - Catastrophic Fires | equipment / facility failure | recloser damage or failure | 0
HFTD - Distribution - Zone 1 - 4QU CoRE ¦ 1QU LoRE | Non-Red Flag Warning - Catastrophic Fires | equipment / facility failure | sectionalizer damage or failure | 0
HFTD - Distribution - Zone 1 - 4QU CoRE ¦ 1QU LoRE | Non-Red Flag Warning - Catastrophic Fires | equipment / facility failure | switch damage or failure | 0
HFTD - Distribution - Zone 1 - 4QU CoRE ¦ 1QU LoRE | Non-Red Flag Warning - Catastrophic Fires | equipment / facility failure | transformer damage or failure | 0
HFTD - Distribution - Zone 1 - 4QU CoRE ¦ 1QU LoRE | Non-Red Flag Warning - Catastrophic Fires | equipment / facility failure | voltage regulator / booster damage or failure | 0
HFTD - Distribution - Zone 1 - 4QU CoRE ¦ 1QU LoRE | Non-Red Flag Warning - Catastrophic Fires | other | all other | 7.695e-08
HFTD - Distribution - Zone 1 - 4QU CoRE ¦ 1QU LoRE | Non-Red Flag Warning - Catastrophic Fires | unknown | unknown | 1.536e-07
HFTD - Distribution - Zone 1 - 4QU CoRE ¦ 1QU LoRE | Non-Red Flag Warning - Catastrophic Fires | utility work / operation | utility work / operation | 2.0138e-08
HFTD - Distribution - Zone 1 - 4QU CoRE ¦ 1QU LoRE | Non-Red Flag Warning - Catastrophic Fires | vandalism / theft | vandalism / theft | 5.219e-10
HFTD - Distribution - Zone 1 - 4QU CoRE ¦ 1QU LoRE | Non-Red Flag Warning - Catastrophic Fires | vegetation contact | branch (not overhanging, 4-12ft) | 0
HFTD - Distribution - Zone 1 - 4QU CoRE ¦ 1QU LoRE | Non-Red Flag Warning - Catastrophic Fires | vegetation contact | branch (not overhanging, > 12ft) | 0
HFTD - Distribution - Zone 1 - 4QU CoRE ¦ 1QU LoRE | Non-Red Flag Warning - Catastrophic Fires | vegetation contact | branch (not overhanging, distance unknown) | 0
HFTD - Distribution - Zone 1 - 4QU CoRE ¦ 1QU LoRE | Non-Red Flag Warning - Catastrophic Fires | vegetation contact | branch (not overhanging, within 4ft) | 0
HFTD - Distribution - Zone 1 - 4QU CoRE ¦ 1QU LoRE | Non-Red Flag Warning - Catastrophic Fires | vegetation contact | branch (overhanging) | 0
HFTD - Distribution - Zone 1 - 4QU CoRE ¦ 1QU LoRE | Non-Red Flag Warning - Catastrophic Fires | vegetation contact | dead | 0
HFTD - Distribution - Zone 1 - 4QU CoRE ¦ 1QU LoRE | Non-Red Flag Warning - Catastrophic Fires | vegetation contact | fell into (moderate-severe defect) | 0
HFTD - Distribution - Zone 1 - 4QU CoRE ¦ 1QU LoRE | Non-Red Flag Warning - Catastrophic Fires | vegetation contact | fell into (no defect) | 0
HFTD - Distribution - Zone 1 - 4QU CoRE ¦ 1QU LoRE | Non-Red Flag Warning - Catastrophic Fires | vegetation contact | fell into (slight defect) | 0
HFTD - Distribution - Zone 1 - 4QU CoRE ¦ 1QU LoRE | Non-Red Flag Warning - Catastrophic Fires | vegetation contact | grow into | 0
HFTD - Distribution - Zone 1 - 4QU CoRE ¦ 1QU LoRE | Non-Red Flag Warning - Catastrophic Fires | vegetation contact | other/unknown | 0
HFTD - Distribution - Zone 1 - 4QU CoRE ¦ 1QU LoRE | Non-Red Flag Warning - Catastrophic Fires | wire-to-wire contact | wire-to-wire contact / contamination | 3.018e-07
HFTD - Distribution - Zone 1 - 4QU CoRE ¦ 1QU LoRE | Non-Red Flag Warning - Destructive Fires | contact from object | animal contact | 1.5302e-07
HFTD - Distribution - Zone 1 - 4QU CoRE ¦ 1QU LoRE | Non-Red Flag Warning - Destructive Fires | contact from object | balloon contact | 4.4707e-09
HFTD - Distribution - Zone 1 - 4QU CoRE ¦ 1QU LoRE | Non-Red Flag Warning - Destructive Fires | contact from object | other contact from object | 6.8216e-08
HFTD - Distribution - Zone 1 - 4QU CoRE ¦ 1QU LoRE | Non-Red Flag Warning - Destructive Fires | contact from object | vehicle contact | 9.5362e-09
HFTD - Distribution - Zone 1 - 4QU CoRE ¦ 1QU LoRE | Non-Red Flag Warning - Destructive Fires | equipment / facility failure | anchor / guy damage or failure | 0
HFTD - Distribution - Zone 1 - 4QU CoRE ¦ 1QU LoRE | Non-Red Flag Warning - Destructive Fires | equipment / facility failure | capacitor bank damage or failure | 0
HFTD - Distribution - Zone 1 - 4QU CoRE ¦ 1QU LoRE | Non-Red Flag Warning - Destructive Fires | equipment / facility failure | conductor damage or failure | 5.8386e-08
HFTD - Distribution - Zone 1 - 4QU CoRE ¦ 1QU LoRE | Non-Red Flag Warning - Destructive Fires | equipment / facility failure | connection device damage or failure | 2.6502e-08
HFTD - Distribution - Zone 1 - 4QU CoRE ¦ 1QU LoRE | Non-Red Flag Warning - Destructive Fires | equipment / facility failure | crossarm damage or failure | 2.0122e-09
HFTD - Distribution - Zone 1 - 4QU CoRE ¦ 1QU LoRE | Non-Red Flag Warning - Destructive Fires | equipment / facility failure | fuse damage or failure | 0
HFTD - Distribution - Zone 1 - 4QU CoRE ¦ 1QU LoRE | Non-Red Flag Warning - Destructive Fires | equipment / facility failure | insulator and brushing damage or failure | 0
HFTD - Distribution - Zone 1 - 4QU CoRE ¦ 1QU LoRE | Non-Red Flag Warning - Destructive Fires | equipment / facility failure | lightning arrestor damage or failure | 0
HFTD - Distribution - Zone 1 - 4QU CoRE ¦ 1QU LoRE | Non-Red Flag Warning - Destructive Fires | equipment / facility failure | other equipment / facility failure | 6.1246e-09
HFTD - Distribution - Zone 1 - 4QU CoRE ¦ 1QU LoRE | Non-Red Flag Warning - Destructive Fires | equipment / facility failure | pole damage or failure | 2.0402e-09
HFTD - Distribution - Zone 1 - 4QU CoRE ¦ 1QU LoRE | Non-Red Flag Warning - Destructive Fires | equipment / facility failure | recloser damage or failure | 0
HFTD - Distribution - Zone 1 - 4QU CoRE ¦ 1QU LoRE | Non-Red Flag Warning - Destructive Fires | equipment / facility failure | sectionalizer damage or failure | 0
HFTD - Distribution - Zone 1 - 4QU CoRE ¦ 1QU LoRE | Non-Red Flag Warning - Destructive Fires | equipment / facility failure | switch damage or failure | 0
HFTD - Distribution - Zone 1 - 4QU CoRE ¦ 1QU LoRE | Non-Red Flag Warning - Destructive Fires | equipment / facility failure | transformer damage or failure | 0
HFTD - Distribution - Zone 1 - 4QU CoRE ¦ 1QU LoRE | Non-Red Flag Warning - Destructive Fires | equipment / facility failure | voltage regulator / booster damage or failure | 0
HFTD - Distribution - Zone 1 - 4QU CoRE ¦ 1QU LoRE | Non-Red Flag Warning - Destructive Fires | other | all other | 1.3289e-07
HFTD - Distribution - Zone 1 - 4QU CoRE ¦ 1QU LoRE | Non-Red Flag Warning - Destructive Fires | unknown | unknown | 2.6525e-07
HFTD - Distribution - Zone 1 - 4QU CoRE ¦ 1QU LoRE | Non-Red Flag Warning - Destructive Fires | utility work / operation | utility work / operation | 3.4777e-08
HFTD - Distribution - Zone 1 - 4QU CoRE ¦ 1QU LoRE | Non-Red Flag Warning - Destructive Fires | vandalism / theft | vandalism / theft | 9.0127e-10
HFTD - Distribution - Zone 1 - 4QU CoRE ¦ 1QU LoRE | Non-Red Flag Warning - Destructive Fires | vegetation contact | branch (not overhanging, 4-12ft) | 0
HFTD - Distribution - Zone 1 - 4QU CoRE ¦ 1QU LoRE | Non-Red Flag Warning - Destructive Fires | vegetation contact | branch (not overhanging, > 12ft) | 0
HFTD - Distribution - Zone 1 - 4QU CoRE ¦ 1QU LoRE | Non-Red Flag Warning - Destructive Fires | vegetation contact | branch (not overhanging, distance unknown) | 0
HFTD - Distribution - Zone 1 - 4QU CoRE ¦ 1QU LoRE | Non-Red Flag Warning - Destructive Fires | vegetation contact | branch (not overhanging, within 4ft) | 0
HFTD - Distribution - Zone 1 - 4QU CoRE ¦ 1QU LoRE | Non-Red Flag Warning - Destructive Fires | vegetation contact | branch (overhanging) | 0
HFTD - Distribution - Zone 1 - 4QU CoRE ¦ 1QU LoRE | Non-Red Flag Warning - Destructive Fires | vegetation contact | dead | 0
HFTD - Distribution - Zone 1 - 4QU CoRE ¦ 1QU LoRE | Non-Red Flag Warning - Destructive Fires | vegetation contact | fell into (moderate-severe defect) | 0
HFTD - Distribution - Zone 1 - 4QU CoRE ¦ 1QU LoRE | Non-Red Flag Warning - Destructive Fires | vegetation contact | fell into (no defect) | 0
HFTD - Distribution - Zone 1 - 4QU CoRE ¦ 1QU LoRE | Non-Red Flag Warning - Destructive Fires | vegetation contact | fell into (slight defect) | 0
HFTD - Distribution - Zone 1 - 4QU CoRE ¦ 1QU LoRE | Non-Red Flag Warning - Destructive Fires | vegetation contact | grow into | 0
HFTD - Distribution - Zone 1 - 4QU CoRE ¦ 1QU LoRE | Non-Red Flag Warning - Destructive Fires | vegetation contact | other/unknown | 0
HFTD - Distribution - Zone 1 - 4QU CoRE ¦ 1QU LoRE | Non-Red Flag Warning - Destructive Fires | wire-to-wire contact | wire-to-wire contact / contamination | 5.2119e-07
HFTD - Distribution - Zone 1 - 4QU CoRE ¦ 1QU LoRE | Non-Red Flag Warning - Large Fires | contact from object | animal contact | 1.3457e-06
HFTD - Distribution - Zone 1 - 4QU CoRE ¦ 1QU LoRE | Non-Red Flag Warning - Large Fires | contact from object | balloon contact | 3.9314e-08
HFTD - Distribution - Zone 1 - 4QU CoRE ¦ 1QU LoRE | Non-Red Flag Warning - Large Fires | contact from object | other contact from object | 5.9988e-07
HFTD - Distribution - Zone 1 - 4QU CoRE ¦ 1QU LoRE | Non-Red Flag Warning - Large Fires | contact from object | vehicle contact | 8.386e-08
HFTD - Distribution - Zone 1 - 4QU CoRE ¦ 1QU LoRE | Non-Red Flag Warning - Large Fires | equipment / facility failure | anchor / guy damage or failure | 0
HFTD - Distribution - Zone 1 - 4QU CoRE ¦ 1QU LoRE | Non-Red Flag Warning - Large Fires | equipment / facility failure | capacitor bank damage or failure | 0
HFTD - Distribution - Zone 1 - 4QU CoRE ¦ 1QU LoRE | Non-Red Flag Warning - Large Fires | equipment / facility failure | conductor damage or failure | 6.8721e-07
HFTD - Distribution - Zone 1 - 4QU CoRE ¦ 1QU LoRE | Non-Red Flag Warning - Large Fires | equipment / facility failure | connection device damage or failure | 3.1194e-07
HFTD - Distribution - Zone 1 - 4QU CoRE ¦ 1QU LoRE | Non-Red Flag Warning - Large Fires | equipment / facility failure | crossarm damage or failure | 2.3684e-08
HFTD - Distribution - Zone 1 - 4QU CoRE ¦ 1QU LoRE | Non-Red Flag Warning - Large Fires | equipment / facility failure | fuse damage or failure | 0
HFTD - Distribution - Zone 1 - 4QU CoRE ¦ 1QU LoRE | Non-Red Flag Warning - Large Fires | equipment / facility failure | insulator and brushing damage or failure | 0
HFTD - Distribution - Zone 1 - 4QU CoRE ¦ 1QU LoRE | Non-Red Flag Warning - Large Fires | equipment / facility failure | lightning arrestor damage or failure | 0
HFTD - Distribution - Zone 1 - 4QU CoRE ¦ 1QU LoRE | Non-Red Flag Warning - Large Fires | equipment / facility failure | other equipment / facility failure | 7.2087e-08
HFTD - Distribution - Zone 1 - 4QU CoRE ¦ 1QU LoRE | Non-Red Flag Warning - Large Fires | equipment / facility failure | pole damage or failure | 2.4013e-08
HFTD - Distribution - Zone 1 - 4QU CoRE ¦ 1QU LoRE | Non-Red Flag Warning - Large Fires | equipment / facility failure | recloser damage or failure | 0
HFTD - Distribution - Zone 1 - 4QU CoRE ¦ 1QU LoRE | Non-Red Flag Warning - Large Fires | equipment / facility failure | sectionalizer damage or failure | 0
HFTD - Distribution - Zone 1 - 4QU CoRE ¦ 1QU LoRE | Non-Red Flag Warning - Large Fires | equipment / facility failure | switch damage or failure | 0
HFTD - Distribution - Zone 1 - 4QU CoRE ¦ 1QU LoRE | Non-Red Flag Warning - Large Fires | equipment / facility failure | transformer damage or failure | 0
HFTD - Distribution - Zone 1 - 4QU CoRE ¦ 1QU LoRE | Non-Red Flag Warning - Large Fires | equipment / facility failure | voltage regulator / booster damage or failure | 0
HFTD - Distribution - Zone 1 - 4QU CoRE ¦ 1QU LoRE | Non-Red Flag Warning - Large Fires | other | all other | 1.1686e-06
HFTD - Distribution - Zone 1 - 4QU CoRE ¦ 1QU LoRE | Non-Red Flag Warning - Large Fires | unknown | unknown | 2.3326e-06
HFTD - Distribution - Zone 1 - 4QU CoRE ¦ 1QU LoRE | Non-Red Flag Warning - Large Fires | utility work / operation | utility work / operation | 3.0583e-07
HFTD - Distribution - Zone 1 - 4QU CoRE ¦ 1QU LoRE | Non-Red Flag Warning - Large Fires | vandalism / theft | vandalism / theft | 7.9257e-09
HFTD - Distribution - Zone 1 - 4QU CoRE ¦ 1QU LoRE | Non-Red Flag Warning - Large Fires | vegetation contact | branch (not overhanging, 4-12ft) | 0
HFTD - Distribution - Zone 1 - 4QU CoRE ¦ 1QU LoRE | Non-Red Flag Warning - Large Fires | vegetation contact | branch (not overhanging, > 12ft) | 0
HFTD - Distribution - Zone 1 - 4QU CoRE ¦ 1QU LoRE | Non-Red Flag Warning - Large Fires | vegetation contact | branch (not overhanging, distance unknown) | 0
HFTD - Distribution - Zone 1 - 4QU CoRE ¦ 1QU LoRE | Non-Red Flag Warning - Large Fires | vegetation contact | branch (not overhanging, within 4ft) | 0
HFTD - Distribution - Zone 1 - 4QU CoRE ¦ 1QU LoRE | Non-Red Flag Warning - Large Fires | vegetation contact | branch (overhanging) | 0
HFTD - Distribution - Zone 1 - 4QU CoRE ¦ 1QU LoRE | Non-Red Flag Warning - Large Fires | vegetation contact | dead | 0
HFTD - Distribution - Zone 1 - 4QU CoRE ¦ 1QU LoRE | Non-Red Flag Warning - Large Fires | vegetation contact | fell into (moderate-severe defect) | 0
HFTD - Distribution - Zone 1 - 4QU CoRE ¦ 1QU LoRE | Non-Red Flag Warning - Large Fires | vegetation contact | fell into (no defect) | 0
HFTD - Distribution - Zone 1 - 4QU CoRE ¦ 1QU LoRE | Non-Red Flag Warning - Large Fires | vegetation contact | fell into (slight defect) | 0
HFTD - Distribution - Zone 1 - 4QU CoRE ¦ 1QU LoRE | Non-Red Flag Warning - Large Fires | vegetation contact | grow into | 0
HFTD - Distribution - Zone 1 - 4QU CoRE ¦ 1QU LoRE | Non-Red Flag Warning - Large Fires | vegetation contact | other/unknown | 0
HFTD - Distribution - Zone 1 - 4QU CoRE ¦ 1QU LoRE | Non-Red Flag Warning - Large Fires | wire-to-wire contact | wire-to-wire contact / contamination | 4.5833e-06
HFTD - Distribution - Zone 1 - 4QU CoRE ¦ 1QU LoRE | Non-Red Flag Warning - Small Fires | contact from object | animal contact | 0.00040218
HFTD - Distribution - Zone 1 - 4QU CoRE ¦ 1QU LoRE | Non-Red Flag Warning - Small Fires | contact from object | balloon contact | 1.175e-05
HFTD - Distribution - Zone 1 - 4QU CoRE ¦ 1QU LoRE | Non-Red Flag Warning - Small Fires | contact from object | other contact from object | 0.00017929
HFTD - Distribution - Zone 1 - 4QU CoRE ¦ 1QU LoRE | Non-Red Flag Warning - Small Fires | contact from object | vehicle contact | 2.5063e-05
HFTD - Distribution - Zone 1 - 4QU CoRE ¦ 1QU LoRE | Non-Red Flag Warning - Small Fires | equipment / facility failure | anchor / guy damage or failure | 0
HFTD - Distribution - Zone 1 - 4QU CoRE ¦ 1QU LoRE | Non-Red Flag Warning - Small Fires | equipment / facility failure | capacitor bank damage or failure | 0
HFTD - Distribution - Zone 1 - 4QU CoRE ¦ 1QU LoRE | Non-Red Flag Warning - Small Fires | equipment / facility failure | conductor damage or failure | 0.0006259
HFTD - Distribution - Zone 1 - 4QU CoRE ¦ 1QU LoRE | Non-Red Flag Warning - Small Fires | equipment / facility failure | connection device damage or failure | 0.00028411
HFTD - Distribution - Zone 1 - 4QU CoRE ¦ 1QU LoRE | Non-Red Flag Warning - Small Fires | equipment / facility failure | crossarm damage or failure | 2.1571e-05
HFTD - Distribution - Zone 1 - 4QU CoRE ¦ 1QU LoRE | Non-Red Flag Warning - Small Fires | equipment / facility failure | fuse damage or failure | 0
HFTD - Distribution - Zone 1 - 4QU CoRE ¦ 1QU LoRE | Non-Red Flag Warning - Small Fires | equipment / facility failure | insulator and brushing damage or failure | 0
HFTD - Distribution - Zone 1 - 4QU CoRE ¦ 1QU LoRE | Non-Red Flag Warning - Small Fires | equipment / facility failure | lightning arrestor damage or failure | 0
HFTD - Distribution - Zone 1 - 4QU CoRE ¦ 1QU LoRE | Non-Red Flag Warning - Small Fires | equipment / facility failure | other equipment / facility failure | 6.5656e-05
HFTD - Distribution - Zone 1 - 4QU CoRE ¦ 1QU LoRE | Non-Red Flag Warning - Small Fires | equipment / facility failure | pole damage or failure | 2.1871e-05
HFTD - Distribution - Zone 1 - 4QU CoRE ¦ 1QU LoRE | Non-Red Flag Warning - Small Fires | equipment / facility failure | recloser damage or failure | 0
HFTD - Distribution - Zone 1 - 4QU CoRE ¦ 1QU LoRE | Non-Red Flag Warning - Small Fires | equipment / facility failure | sectionalizer damage or failure | 0
HFTD - Distribution - Zone 1 - 4QU CoRE ¦ 1QU LoRE | Non-Red Flag Warning - Small Fires | equipment / facility failure | switch damage or failure | 0
HFTD - Distribution - Zone 1 - 4QU CoRE ¦ 1QU LoRE | Non-Red Flag Warning - Small Fires | equipment / facility failure | transformer damage or failure | 0
HFTD - Distribution - Zone 1 - 4QU CoRE ¦ 1QU LoRE | Non-Red Flag Warning - Small Fires | equipment / facility failure | voltage regulator / booster damage or failure | 0
HFTD - Distribution - Zone 1 - 4QU CoRE ¦ 1QU LoRE | Non-Red Flag Warning - Small Fires | other | all other | 0.00034926
HFTD - Distribution - Zone 1 - 4QU CoRE ¦ 1QU LoRE | Non-Red Flag Warning - Small Fires | unknown | unknown | 0.00069715
HFTD - Distribution - Zone 1 - 4QU CoRE ¦ 1QU LoRE | Non-Red Flag Warning - Small Fires | utility work / operation | utility work / operation | 9.1402e-05
HFTD - Distribution - Zone 1 - 4QU CoRE ¦ 1QU LoRE | Non-Red Flag Warning - Small Fires | vandalism / theft | vandalism / theft | 2.3688e-06
HFTD - Distribution - Zone 1 - 4QU CoRE ¦ 1QU LoRE | Non-Red Flag Warning - Small Fires | vegetation contact | branch (not overhanging, 4-12ft) | 0
HFTD - Distribution - Zone 1 - 4QU CoRE ¦ 1QU LoRE | Non-Red Flag Warning - Small Fires | vegetation contact | branch (not overhanging, > 12ft) | 0
HFTD - Distribution - Zone 1 - 4QU CoRE ¦ 1QU LoRE | Non-Red Flag Warning - Small Fires | vegetation contact | branch (not overhanging, distance unknown) | 0
HFTD - Distribution - Zone 1 - 4QU CoRE ¦ 1QU LoRE | Non-Red Flag Warning - Small Fires | vegetation contact | branch (not overhanging, within 4ft) | 0
HFTD - Distribution - Zone 1 - 4QU CoRE ¦ 1QU LoRE | Non-Red Flag Warning - Small Fires | vegetation contact | branch (overhanging) | 0
HFTD - Distribution - Zone 1 - 4QU CoRE ¦ 1QU LoRE | Non-Red Flag Warning - Small Fires | vegetation contact | dead | 0
HFTD - Distribution - Zone 1 - 4QU CoRE ¦ 1QU LoRE | Non-Red Flag Warning - Small Fires | vegetation contact | fell into (moderate-severe defect) | 0
HFTD - Distribution - Zone 1 - 4QU CoRE ¦ 1QU LoRE | Non-Red Flag Warning - Small Fires | vegetation contact | fell into (no defect) | 0
HFTD - Distribution - Zone 1 - 4QU CoRE ¦ 1QU LoRE | Non-Red Flag Warning - Small Fires | vegetation contact | fell into (slight defect) | 0
HFTD - Distribution - Zone 1 - 4QU CoRE ¦ 1QU LoRE | Non-Red Flag Warning - Small Fires | vegetation contact | grow into | 0
HFTD - Distribution - Zone 1 - 4QU CoRE ¦ 1QU LoRE | Non-Red Flag Warning - Small Fires | vegetation contact | other/unknown | 0
HFTD - Distribution - Zone 1 - 4QU CoRE ¦ 1QU LoRE | Non-Red Flag Warning - Small Fires | wire-to-wire contact | wire-to-wire contact / contamination | 0.0013698
HFTD - Distribution - Zone 1 - 4QU CoRE ¦ 1QU LoRE | Red Flag Warning - Catastrophic Fires | contact from object | animal contact | 0
HFTD - Distribution - Zone 1 - 4QU CoRE ¦ 1QU LoRE | Red Flag Warning - Catastrophic Fires | contact from object | balloon contact | 0
HFTD - Distribution - Zone 1 - 4QU CoRE ¦ 1QU LoRE | Red Flag Warning - Catastrophic Fires | contact from object | other contact from object | 0
HFTD - Distribution - Zone 1 - 4QU CoRE ¦ 1QU LoRE | Red Flag Warning - Catastrophic Fires | contact from object | vehicle contact | 0
HFTD - Distribution - Zone 1 - 4QU CoRE ¦ 1QU LoRE | Red Flag Warning - Catastrophic Fires | equipment / facility failure | anchor / guy damage or failure | 0
HFTD - Distribution - Zone 1 - 4QU CoRE ¦ 1QU LoRE | Red Flag Warning - Catastrophic Fires | equipment / facility failure | capacitor bank damage or failure | 0
HFTD - Distribution - Zone 1 - 4QU CoRE ¦ 1QU LoRE | Red Flag Warning - Catastrophic Fires | equipment / facility failure | conductor damage or failure | 2.7747e-06
HFTD - Distribution - Zone 1 - 4QU CoRE ¦ 1QU LoRE | Red Flag Warning - Catastrophic Fires | equipment / facility failure | connection device damage or failure | 8.8035e-07
HFTD - Distribution - Zone 1 - 4QU CoRE ¦ 1QU LoRE | Red Flag Warning - Catastrophic Fires | equipment / facility failure | crossarm damage or failure | 8.6404e-08
HFTD - Distribution - Zone 1 - 4QU CoRE ¦ 1QU LoRE | Red Flag Warning - Catastrophic Fires | equipment / facility failure | fuse damage or failure | 0
HFTD - Distribution - Zone 1 - 4QU CoRE ¦ 1QU LoRE | Red Flag Warning - Catastrophic Fires | equipment / facility failure | insulator and brushing damage or failure | 0
HFTD - Distribution - Zone 1 - 4QU CoRE ¦ 1QU LoRE | Red Flag Warning - Catastrophic Fires | equipment / facility failure | lightning arrestor damage or failure | 0
HFTD - Distribution - Zone 1 - 4QU CoRE ¦ 1QU LoRE | Red Flag Warning - Catastrophic Fires | equipment / facility failure | other equipment / facility failure | 9.1112e-08
HFTD - Distribution - Zone 1 - 4QU CoRE ¦ 1QU LoRE | Red Flag Warning - Catastrophic Fires | equipment / facility failure | pole damage or failure | 3.7514e-08
HFTD - Distribution - Zone 1 - 4QU CoRE ¦ 1QU LoRE | Red Flag Warning - Catastrophic Fires | equipment / facility failure | recloser damage or failure | 0
HFTD - Distribution - Zone 1 - 4QU CoRE ¦ 1QU LoRE | Red Flag Warning - Catastrophic Fires | equipment / facility failure | sectionalizer damage or failure | 0
HFTD - Distribution - Zone 1 - 4QU CoRE ¦ 1QU LoRE | Red Flag Warning - Catastrophic Fires | equipment / facility failure | switch damage or failure | 0
HFTD - Distribution - Zone 1 - 4QU CoRE ¦ 1QU LoRE | Red Flag Warning - Catastrophic Fires | equipment / facility failure | transformer damage or failure | 0
HFTD - Distribution - Zone 1 - 4QU CoRE ¦ 1QU LoRE | Red Flag Warning - Catastrophic Fires | equipment / facility failure | voltage regulator / booster damage or failure | 0
HFTD - Distribution - Zone 1 - 4QU CoRE ¦ 1QU LoRE | Red Flag Warning - Catastrophic Fires | other | all other | 0
HFTD - Distribution - Zone 1 - 4QU CoRE ¦ 1QU LoRE | Red Flag Warning - Catastrophic Fires | unknown | unknown | 0
HFTD - Distribution - Zone 1 - 4QU CoRE ¦ 1QU LoRE | Red Flag Warning - Catastrophic Fires | utility work / operation | utility work / operation | 0
HFTD - Distribution - Zone 1 - 4QU CoRE ¦ 1QU LoRE | Red Flag Warning - Catastrophic Fires | vandalism / theft | vandalism / theft | 0
HFTD - Distribution - Zone 1 - 4QU CoRE ¦ 1QU LoRE | Red Flag Warning - Catastrophic Fires | vegetation contact | branch (not overhanging, 4-12ft) | 0
HFTD - Distribution - Zone 1 - 4QU CoRE ¦ 1QU LoRE | Red Flag Warning - Catastrophic Fires | vegetation contact | branch (not overhanging, > 12ft) | 0
HFTD - Distribution - Zone 1 - 4QU CoRE ¦ 1QU LoRE | Red Flag Warning - Catastrophic Fires | vegetation contact | branch (not overhanging, distance unknown) | 0
HFTD - Distribution - Zone 1 - 4QU CoRE ¦ 1QU LoRE | Red Flag Warning - Catastrophic Fires | vegetation contact | branch (not overhanging, within 4ft) | 0
HFTD - Distribution - Zone 1 - 4QU CoRE ¦ 1QU LoRE | Red Flag Warning - Catastrophic Fires | vegetation contact | branch (overhanging) | 0
HFTD - Distribution - Zone 1 - 4QU CoRE ¦ 1QU LoRE | Red Flag Warning - Catastrophic Fires | vegetation contact | dead | 0
HFTD - Distribution - Zone 1 - 4QU CoRE ¦ 1QU LoRE | Red Flag Warning - Catastrophic Fires | vegetation contact | fell into (moderate-severe defect) | 0
HFTD - Distribution - Zone 1 - 4QU CoRE ¦ 1QU LoRE | Red Flag Warning - Catastrophic Fires | vegetation contact | fell into (no defect) | 0
HFTD - Distribution - Zone 1 - 4QU CoRE ¦ 1QU LoRE | Red Flag Warning - Catastrophic Fires | vegetation contact | fell into (slight defect) | 0
HFTD - Distribution - Zone 1 - 4QU CoRE ¦ 1QU LoRE | Red Flag Warning - Catastrophic Fires | vegetation contact | grow into | 0
HFTD - Distribution - Zone 1 - 4QU CoRE ¦ 1QU LoRE | Red Flag Warning - Catastrophic Fires | vegetation contact | other/unknown | 0
HFTD - Distribution - Zone 1 - 4QU CoRE ¦ 1QU LoRE | Red Flag Warning - Catastrophic Fires | wire-to-wire contact | wire-to-wire contact / contamination | 0
HFTD - Distribution - Zone 1 - 4QU CoRE ¦ 1QU LoRE | Red Flag Warning - Destructive Fires | contact from object | animal contact | 0
HFTD - Distribution - Zone 1 - 4QU CoRE ¦ 1QU LoRE | Red Flag Warning - Destructive Fires | contact from object | balloon contact | 0
HFTD - Distribution - Zone 1 - 4QU CoRE ¦ 1QU LoRE | Red Flag Warning - Destructive Fires | contact from object | other contact from object | 0
HFTD - Distribution - Zone 1 - 4QU CoRE ¦ 1QU LoRE | Red Flag Warning - Destructive Fires | contact from object | vehicle contact | 0
HFTD - Distribution - Zone 1 - 4QU CoRE ¦ 1QU LoRE | Red Flag Warning - Destructive Fires | equipment / facility failure | anchor / guy damage or failure | 0
HFTD - Distribution - Zone 1 - 4QU CoRE ¦ 1QU LoRE | Red Flag Warning - Destructive Fires | equipment / facility failure | capacitor bank damage or failure | 0
HFTD - Distribution - Zone 1 - 4QU CoRE ¦ 1QU LoRE | Red Flag Warning - Destructive Fires | equipment / facility failure | conductor damage or failure | 1.3388e-06
HFTD - Distribution - Zone 1 - 4QU CoRE ¦ 1QU LoRE | Red Flag Warning - Destructive Fires | equipment / facility failure | connection device damage or failure | 4.2477e-07
HFTD - Distribution - Zone 1 - 4QU CoRE ¦ 1QU LoRE | Red Flag Warning - Destructive Fires | equipment / facility failure | crossarm damage or failure | 4.169e-08
HFTD - Distribution - Zone 1 - 4QU CoRE ¦ 1QU LoRE | Red Flag Warning - Destructive Fires | equipment / facility failure | fuse damage or failure | 0
HFTD - Distribution - Zone 1 - 4QU CoRE ¦ 1QU LoRE | Red Flag Warning - Destructive Fires | equipment / facility failure | insulator and brushing damage or failure | 0
HFTD - Distribution - Zone 1 - 4QU CoRE ¦ 1QU LoRE | Red Flag Warning - Destructive Fires | equipment / facility failure | lightning arrestor damage or failure | 0
HFTD - Distribution - Zone 1 - 4QU CoRE ¦ 1QU LoRE | Red Flag Warning - Destructive Fires | equipment / facility failure | other equipment / facility failure | 4.3961e-08
HFTD - Distribution - Zone 1 - 4QU CoRE ¦ 1QU LoRE | Red Flag Warning - Destructive Fires | equipment / facility failure | pole damage or failure | 1.81e-08
HFTD - Distribution - Zone 1 - 4QU CoRE ¦ 1QU LoRE | Red Flag Warning - Destructive Fires | equipment / facility failure | recloser damage or failure | 0
HFTD - Distribution - Zone 1 - 4QU CoRE ¦ 1QU LoRE | Red Flag Warning - Destructive Fires | equipment / facility failure | sectionalizer damage or failure | 0
HFTD - Distribution - Zone 1 - 4QU CoRE ¦ 1QU LoRE | Red Flag Warning - Destructive Fires | equipment / facility failure | switch damage or failure | 0
HFTD - Distribution - Zone 1 - 4QU CoRE ¦ 1QU LoRE | Red Flag Warning - Destructive Fires | equipment / facility failure | transformer damage or failure | 0
HFTD - Distribution - Zone 1 - 4QU CoRE ¦ 1QU LoRE | Red Flag Warning - Destructive Fires | equipment / facility failure | voltage regulator / booster damage or failure | 0
HFTD - Distribution - Zone 1 - 4QU CoRE ¦ 1QU LoRE | Red Flag Warning - Destructive Fires | other | all other | 0
HFTD - Distribution - Zone 1 - 4QU CoRE ¦ 1QU LoRE | Red Flag Warning - Destructive Fires | unknown | unknown | 0
HFTD - Distribution - Zone 1 - 4QU CoRE ¦ 1QU LoRE | Red Flag Warning - Destructive Fires | utility work / operation | utility work / operation | 0
HFTD - Distribution - Zone 1 - 4QU CoRE ¦ 1QU LoRE | Red Flag Warning - Destructive Fires | vandalism / theft | vandalism / theft | 0
HFTD - Distribution - Zone 1 - 4QU CoRE ¦ 1QU LoRE | Red Flag Warning - Destructive Fires | vegetation contact | branch (not overhanging, 4-12ft) | 0
HFTD - Distribution - Zone 1 - 4QU CoRE ¦ 1QU LoRE | Red Flag Warning - Destructive Fires | vegetation contact | branch (not overhanging, > 12ft) | 0
HFTD - Distribution - Zone 1 - 4QU CoRE ¦ 1QU LoRE | Red Flag Warning - Destructive Fires | vegetation contact | branch (not overhanging, distance unknown) | 0
HFTD - Distribution - Zone 1 - 4QU CoRE ¦ 1QU LoRE | Red Flag Warning - Destructive Fires | vegetation contact | branch (not overhanging, within 4ft) | 0
HFTD - Distribution - Zone 1 - 4QU CoRE ¦ 1QU LoRE | Red Flag Warning - Destructive Fires | vegetation contact | branch (overhanging) | 0
HFTD - Distribution - Zone 1 - 4QU CoRE ¦ 1QU LoRE | Red Flag Warning - Destructive Fires | vegetation contact | dead | 0
HFTD - Distribution - Zone 1 - 4QU CoRE ¦ 1QU LoRE | Red Flag Warning - Destructive Fires | vegetation contact | fell into (moderate-severe defect) | 0
HFTD - Distribution - Zone 1 - 4QU CoRE ¦ 1QU LoRE | Red Flag Warning - Destructive Fires | vegetation contact | fell into (no defect) | 0
HFTD - Distribution - Zone 1 - 4QU CoRE ¦ 1QU LoRE | Red Flag Warning - Destructive Fires | vegetation contact | fell into (slight defect) | 0
HFTD - Distribution - Zone 1 - 4QU CoRE ¦ 1QU LoRE | Red Flag Warning - Destructive Fires | vegetation contact | grow into | 0
HFTD - Distribution - Zone 1 - 4QU CoRE ¦ 1QU LoRE | Red Flag Warning - Destructive Fires | vegetation contact | other/unknown | 0
HFTD - Distribution - Zone 1 - 4QU CoRE ¦ 1QU LoRE | Red Flag Warning - Destructive Fires | wire-to-wire contact | wire-to-wire contact / contamination | 0
HFTD - Distribution - Zone 1 - 4QU CoRE ¦ 1QU LoRE | Red Flag Warning - Large Fires | contact from object | animal contact | 0
HFTD - Distribution - Zone 1 - 4QU CoRE ¦ 1QU LoRE | Red Flag Warning - Large Fires | contact from object | balloon contact | 0
HFTD - Distribution - Zone 1 - 4QU CoRE ¦ 1QU LoRE | Red Flag Warning - Large Fires | contact from object | other contact from object | 0
HFTD - Distribution - Zone 1 - 4QU CoRE ¦ 1QU LoRE | Red Flag Warning - Large Fires | contact from object | vehicle contact | 0
HFTD - Distribution - Zone 1 - 4QU CoRE ¦ 1QU LoRE | Red Flag Warning - Large Fires | equipment / facility failure | anchor / guy damage or failure | 0
HFTD - Distribution - Zone 1 - 4QU CoRE ¦ 1QU LoRE | Red Flag Warning - Large Fires | equipment / facility failure | capacitor bank damage or failure | 0
HFTD - Distribution - Zone 1 - 4QU CoRE ¦ 1QU LoRE | Red Flag Warning - Large Fires | equipment / facility failure | conductor damage or failure | 8.628e-06
HFTD - Distribution - Zone 1 - 4QU CoRE ¦ 1QU LoRE | Red Flag Warning - Large Fires | equipment / facility failure | connection device damage or failure | 2.7375e-06
HFTD - Distribution - Zone 1 - 4QU CoRE ¦ 1QU LoRE | Red Flag Warning - Large Fires | equipment / facility failure | crossarm damage or failure | 2.6868e-07
HFTD - Distribution - Zone 1 - 4QU CoRE ¦ 1QU LoRE | Red Flag Warning - Large Fires | equipment / facility failure | fuse damage or failure | 0
HFTD - Distribution - Zone 1 - 4QU CoRE ¦ 1QU LoRE | Red Flag Warning - Large Fires | equipment / facility failure | insulator and brushing damage or failure | 0
HFTD - Distribution - Zone 1 - 4QU CoRE ¦ 1QU LoRE | Red Flag Warning - Large Fires | equipment / facility failure | lightning arrestor damage or failure | 0
HFTD - Distribution - Zone 1 - 4QU CoRE ¦ 1QU LoRE | Red Flag Warning - Large Fires | equipment / facility failure | other equipment / facility failure | 2.8331e-07
HFTD - Distribution - Zone 1 - 4QU CoRE ¦ 1QU LoRE | Red Flag Warning - Large Fires | equipment / facility failure | pole damage or failure | 1.1665e-07
HFTD - Distribution - Zone 1 - 4QU CoRE ¦ 1QU LoRE | Red Flag Warning - Large Fires | equipment / facility failure | recloser damage or failure | 0
HFTD - Distribution - Zone 1 - 4QU CoRE ¦ 1QU LoRE | Red Flag Warning - Large Fires | equipment / facility failure | sectionalizer damage or failure | 0
HFTD - Distribution - Zone 1 - 4QU CoRE ¦ 1QU LoRE | Red Flag Warning - Large Fires | equipment / facility failure | switch damage or failure | 0
HFTD - Distribution - Zone 1 - 4QU CoRE ¦ 1QU LoRE | Red Flag Warning - Large Fires | equipment / facility failure | transformer damage or failure | 0
HFTD - Distribution - Zone 1 - 4QU CoRE ¦ 1QU LoRE | Red Flag Warning - Large Fires | equipment / facility failure | voltage regulator / booster damage or failure | 0
HFTD - Distribution - Zone 1 - 4QU CoRE ¦ 1QU LoRE | Red Flag Warning - Large Fires | other | all other | 0
HFTD - Distribution - Zone 1 - 4QU CoRE ¦ 1QU LoRE | Red Flag Warning - Large Fires | unknown | unknown | 0
HFTD - Distribution - Zone 1 - 4QU CoRE ¦ 1QU LoRE | Red Flag Warning - Large Fires | utility work / operation | utility work / operation | 0
HFTD - Distribution - Zone 1 - 4QU CoRE ¦ 1QU LoRE | Red Flag Warning - Large Fires | vandalism / theft | vandalism / theft | 0
HFTD - Distribution - Zone 1 - 4QU CoRE ¦ 1QU LoRE | Red Flag Warning - Large Fires | vegetation contact | branch (not overhanging, 4-12ft) | 0
HFTD - Distribution - Zone 1 - 4QU CoRE ¦ 1QU LoRE | Red Flag Warning - Large Fires | vegetation contact | branch (not overhanging, > 12ft) | 0
HFTD - Distribution - Zone 1 - 4QU CoRE ¦ 1QU LoRE | Red Flag Warning - Large Fires | vegetation contact | branch (not overhanging, distance unknown) | 0
HFTD - Distribution - Zone 1 - 4QU CoRE ¦ 1QU LoRE | Red Flag Warning - Large Fires | vegetation contact | branch (not overhanging, within 4ft) | 0
HFTD - Distribution - Zone 1 - 4QU CoRE ¦ 1QU LoRE | Red Flag Warning - Large Fires | vegetation contact | branch (overhanging) | 0
HFTD - Distribution - Zone 1 - 4QU CoRE ¦ 1QU LoRE | Red Flag Warning - Large Fires | vegetation contact | dead | 0
HFTD - Distribution - Zone 1 - 4QU CoRE ¦ 1QU LoRE | Red Flag Warning - Large Fires | vegetation contact | fell into (moderate-severe defect) | 0
HFTD - Distribution - Zone 1 - 4QU CoRE ¦ 1QU LoRE | Red Flag Warning - Large Fires | vegetation contact | fell into (no defect) | 0
HFTD - Distribution - Zone 1 - 4QU CoRE ¦ 1QU LoRE | Red Flag Warning - Large Fires | vegetation contact | fell into (slight defect) | 0
HFTD - Distribution - Zone 1 - 4QU CoRE ¦ 1QU LoRE | Red Flag Warning - Large Fires | vegetation contact | grow into | 0
HFTD - Distribution - Zone 1 - 4QU CoRE ¦ 1QU LoRE | Red Flag Warning - Large Fires | vegetation contact | other/unknown | 0
HFTD - Distribution - Zone 1 - 4QU CoRE ¦ 1QU LoRE | Red Flag Warning - Large Fires | wire-to-wire contact | wire-to-wire contact / contamination | 0
HFTD - Distribution - Zone 1 - 4QU CoRE ¦ 1QU LoRE | Red Flag Warning - Small Fires | contact from object | animal contact | 7.6802e-06
HFTD - Distribution - Zone 1 - 4QU CoRE ¦ 1QU LoRE | Red Flag Warning - Small Fires | contact from object | balloon contact | 3.9197e-07
HFTD - Distribution - Zone 1 - 4QU CoRE ¦ 1QU LoRE | Red Flag Warning - Small Fires | contact from object | other contact from object | 6.1778e-06
HFTD - Distribution - Zone 1 - 4QU CoRE ¦ 1QU LoRE | Red Flag Warning - Small Fires | contact from object | vehicle contact | 1.0224e-06
HFTD - Distribution - Zone 1 - 4QU CoRE ¦ 1QU LoRE | Red Flag Warning - Small Fires | equipment / facility failure | anchor / guy damage or failure | 0
HFTD - Distribution - Zone 1 - 4QU CoRE ¦ 1QU LoRE | Red Flag Warning - Small Fires | equipment / facility failure | capacitor bank damage or failure | 0
HFTD - Distribution - Zone 1 - 4QU CoRE ¦ 1QU LoRE | Red Flag Warning - Small Fires | equipment / facility failure | conductor damage or failure | 0.00012296
HFTD - Distribution - Zone 1 - 4QU CoRE ¦ 1QU LoRE | Red Flag Warning - Small Fires | equipment / facility failure | connection device damage or failure | 3.9012e-05
HFTD - Distribution - Zone 1 - 4QU CoRE ¦ 1QU LoRE | Red Flag Warning - Small Fires | equipment / facility failure | crossarm damage or failure | 3.8289e-06
HFTD - Distribution - Zone 1 - 4QU CoRE ¦ 1QU LoRE | Red Flag Warning - Small Fires | equipment / facility failure | fuse damage or failure | 0
HFTD - Distribution - Zone 1 - 4QU CoRE ¦ 1QU LoRE | Red Flag Warning - Small Fires | equipment / facility failure | insulator and brushing damage or failure | 0
HFTD - Distribution - Zone 1 - 4QU CoRE ¦ 1QU LoRE | Red Flag Warning - Small Fires | equipment / facility failure | lightning arrestor damage or failure | 0
HFTD - Distribution - Zone 1 - 4QU CoRE ¦ 1QU LoRE | Red Flag Warning - Small Fires | equipment / facility failure | other equipment / facility failure | 4.0375e-06
HFTD - Distribution - Zone 1 - 4QU CoRE ¦ 1QU LoRE | Red Flag Warning - Small Fires | equipment / facility failure | pole damage or failure | 1.6624e-06
HFTD - Distribution - Zone 1 - 4QU CoRE ¦ 1QU LoRE | Red Flag Warning - Small Fires | equipment / facility failure | recloser damage or failure | 0
HFTD - Distribution - Zone 1 - 4QU CoRE ¦ 1QU LoRE | Red Flag Warning - Small Fires | equipment / facility failure | sectionalizer damage or failure | 0
HFTD - Distribution - Zone 1 - 4QU CoRE ¦ 1QU LoRE | Red Flag Warning - Small Fires | equipment / facility failure | switch damage or failure | 0
HFTD - Distribution - Zone 1 - 4QU CoRE ¦ 1QU LoRE | Red Flag Warning - Small Fires | equipment / facility failure | transformer damage or failure | 0
HFTD - Distribution - Zone 1 - 4QU CoRE ¦ 1QU LoRE | Red Flag Warning - Small Fires | equipment / facility failure | voltage regulator / booster damage or failure | 0
HFTD - Distribution - Zone 1 - 4QU CoRE ¦ 1QU LoRE | Red Flag Warning - Small Fires | other | all other | 1.0417e-05
HFTD - Distribution - Zone 1 - 4QU CoRE ¦ 1QU LoRE | Red Flag Warning - Small Fires | unknown | unknown | 2.9594e-05
HFTD - Distribution - Zone 1 - 4QU CoRE ¦ 1QU LoRE | Red Flag Warning - Small Fires | utility work / operation | utility work / operation | 2.4482e-06
HFTD - Distribution - Zone 1 - 4QU CoRE ¦ 1QU LoRE | Red Flag Warning - Small Fires | vandalism / theft | vandalism / theft | 3.9786e-08
HFTD - Distribution - Zone 1 - 4QU CoRE ¦ 1QU LoRE | Red Flag Warning - Small Fires | vegetation contact | branch (not overhanging, 4-12ft) | 0
HFTD - Distribution - Zone 1 - 4QU CoRE ¦ 1QU LoRE | Red Flag Warning - Small Fires | vegetation contact | branch (not overhanging, > 12ft) | 0
HFTD - Distribution - Zone 1 - 4QU CoRE ¦ 1QU LoRE | Red Flag Warning - Small Fires | vegetation contact | branch (not overhanging, distance unknown) | 0
HFTD - Distribution - Zone 1 - 4QU CoRE ¦ 1QU LoRE | Red Flag Warning - Small Fires | vegetation contact | branch (not overhanging, within 4ft) | 0
HFTD - Distribution - Zone 1 - 4QU CoRE ¦ 1QU LoRE | Red Flag Warning - Small Fires | vegetation contact | branch (overhanging) | 0
HFTD - Distribution - Zone 1 - 4QU CoRE ¦ 1QU LoRE | Red Flag Warning - Small Fires | vegetation contact | dead | 0
HFTD - Distribution - Zone 1 - 4QU CoRE ¦ 1QU LoRE | Red Flag Warning - Small Fires | vegetation contact | fell into (moderate-severe defect) | 0
HFTD - Distribution - Zone 1 - 4QU CoRE ¦ 1QU LoRE | Red Flag Warning - Small Fires | vegetation contact | fell into (no defect) | 0
HFTD - Distribution - Zone 1 - 4QU CoRE ¦ 1QU LoRE | Red Flag Warning - Small Fires | vegetation contact | fell into (slight defect) | 0
HFTD - Distribution - Zone 1 - 4QU CoRE ¦ 1QU LoRE | Red Flag Warning - Small Fires | vegetation contact | grow into | 0
HFTD - Distribution - Zone 1 - 4QU CoRE ¦ 1QU LoRE | Red Flag Warning - Small Fires | vegetation contact | other/unknown | 0
HFTD - Distribution - Zone 1 - 4QU CoRE ¦ 1QU LoRE | Red Flag Warning - Small Fires | wire-to-wire contact | wire-to-wire contact / contamination | 4.5696e-05
HFTD - Distribution - Zone 1 - 5QU CoRE ¦ 1QU LoRE | Seismic - Non-Red Flag Warning - Catastrophic Fires | cc - seismic scenario | seismic scenario | 5.6147e-10
HFTD - Distribution - Zone 1 - 5QU CoRE ¦ 1QU LoRE | Non-Red Flag Warning - Catastrophic Fires | contact from object | animal contact | 4.3395e-08
HFTD - Distribution - Zone 1 - 5QU CoRE ¦ 1QU LoRE | Non-Red Flag Warning - Catastrophic Fires | contact from object | balloon contact | 1.2678e-09
HFTD - Distribution - Zone 1 - 5QU CoRE ¦ 1QU LoRE | Non-Red Flag Warning - Catastrophic Fires | contact from object | other contact from object | 1.9345e-08
HFTD - Distribution - Zone 1 - 5QU CoRE ¦ 1QU LoRE | Non-Red Flag Warning - Catastrophic Fires | contact from object | vehicle contact | 2.7043e-09
HFTD - Distribution - Zone 1 - 5QU CoRE ¦ 1QU LoRE | Non-Red Flag Warning - Catastrophic Fires | contamination | contamination | 0
HFTD - Distribution - Zone 1 - 5QU CoRE ¦ 1QU LoRE | Non-Red Flag Warning - Catastrophic Fires | equipment / facility failure | anchor / guy damage or failure | 0
HFTD - Distribution - Zone 1 - 5QU CoRE ¦ 1QU LoRE | Non-Red Flag Warning - Catastrophic Fires | equipment / facility failure | capacitor bank damage or failure | 0
HFTD - Distribution - Zone 1 - 5QU CoRE ¦ 1QU LoRE | Non-Red Flag Warning - Catastrophic Fires | equipment / facility failure | conductor damage or failure | 2.9824e-09
HFTD - Distribution - Zone 1 - 5QU CoRE ¦ 1QU LoRE | Non-Red Flag Warning - Catastrophic Fires | equipment / facility failure | connection device damage or failure | 1.3538e-09
HFTD - Distribution - Zone 1 - 5QU CoRE ¦ 1QU LoRE | Non-Red Flag Warning - Catastrophic Fires | equipment / facility failure | crossarm damage or failure | 1.0278e-10
HFTD - Distribution - Zone 1 - 5QU CoRE ¦ 1QU LoRE | Non-Red Flag Warning - Catastrophic Fires | equipment / facility failure | fuse damage or failure | 0
HFTD - Distribution - Zone 1 - 5QU CoRE ¦ 1QU LoRE | Non-Red Flag Warning - Catastrophic Fires | equipment / facility failure | insulator and brushing damage or failure | 0
HFTD - Distribution - Zone 1 - 5QU CoRE ¦ 1QU LoRE | Non-Red Flag Warning - Catastrophic Fires | equipment / facility failure | lightning arrestor damage or failure | 0
HFTD - Distribution - Zone 1 - 5QU CoRE ¦ 1QU LoRE | Non-Red Flag Warning - Catastrophic Fires | equipment / facility failure | other equipment / facility failure | 3.4804e-09
HFTD - Distribution - Zone 1 - 5QU CoRE ¦ 1QU LoRE | Non-Red Flag Warning - Catastrophic Fires | equipment / facility failure | pole damage or failure | 3.592e-09
HFTD - Distribution - Zone 1 - 5QU CoRE ¦ 1QU LoRE | Non-Red Flag Warning - Catastrophic Fires | equipment / facility failure | recloser damage or failure | 0
HFTD - Distribution - Zone 1 - 5QU CoRE ¦ 1QU LoRE | Non-Red Flag Warning - Catastrophic Fires | equipment / facility failure | sectionalizer damage or failure | 0
HFTD - Distribution - Zone 1 - 5QU CoRE ¦ 1QU LoRE | Non-Red Flag Warning - Catastrophic Fires | equipment / facility failure | switch damage or failure | 0
HFTD - Distribution - Zone 1 - 5QU CoRE ¦ 1QU LoRE | Non-Red Flag Warning - Catastrophic Fires | equipment / facility failure | transformer damage or failure | 0
HFTD - Distribution - Zone 1 - 5QU CoRE ¦ 1QU LoRE | Non-Red Flag Warning - Catastrophic Fires | equipment / facility failure | voltage regulator / booster damage or failure | 0
HFTD - Distribution - Zone 1 - 5QU CoRE ¦ 1QU LoRE | Non-Red Flag Warning - Catastrophic Fires | other | all other | 3.7685e-08
HFTD - Distribution - Zone 1 - 5QU CoRE ¦ 1QU LoRE | Non-Red Flag Warning - Catastrophic Fires | unknown | unknown | 5.2133e-07
HFTD - Distribution - Zone 1 - 5QU CoRE ¦ 1QU LoRE | Non-Red Flag Warning - Catastrophic Fires | utility work / operation | utility work / operation | 9.8623e-09
HFTD - Distribution - Zone 1 - 5QU CoRE ¦ 1QU LoRE | Non-Red Flag Warning - Catastrophic Fires | vandalism / theft | vandalism / theft | 2.5559e-10
HFTD - Distribution - Zone 1 - 5QU CoRE ¦ 1QU LoRE | Non-Red Flag Warning - Catastrophic Fires | vegetation contact | branch (not overhanging, 4-12ft) | 0
HFTD - Distribution - Zone 1 - 5QU CoRE ¦ 1QU LoRE | Non-Red Flag Warning - Catastrophic Fires | vegetation contact | branch (not overhanging, > 12ft) | 0
HFTD - Distribution - Zone 1 - 5QU CoRE ¦ 1QU LoRE | Non-Red Flag Warning - Catastrophic Fires | vegetation contact | branch (not overhanging, distance unknown) | 0
HFTD - Distribution - Zone 1 - 5QU CoRE ¦ 1QU LoRE | Non-Red Flag Warning - Catastrophic Fires | vegetation contact | branch (not overhanging, within 4ft) | 0
HFTD - Distribution - Zone 1 - 5QU CoRE ¦ 1QU LoRE | Non-Red Flag Warning - Catastrophic Fires | vegetation contact | branch (overhanging) | 0
HFTD - Distribution - Zone 1 - 5QU CoRE ¦ 1QU LoRE | Non-Red Flag Warning - Catastrophic Fires | vegetation contact | dead | 0
HFTD - Distribution - Zone 1 - 5QU CoRE ¦ 1QU LoRE | Non-Red Flag Warning - Catastrophic Fires | vegetation contact | fell into (moderate-severe defect) | 0
HFTD - Distribution - Zone 1 - 5QU CoRE ¦ 1QU LoRE | Non-Red Flag Warning - Catastrophic Fires | vegetation contact | fell into (no defect) | 0
HFTD - Distribution - Zone 1 - 5QU CoRE ¦ 1QU LoRE | Non-Red Flag Warning - Catastrophic Fires | vegetation contact | fell into (slight defect) | 0
HFTD - Distribution - Zone 1 - 5QU CoRE ¦ 1QU LoRE | Non-Red Flag Warning - Catastrophic Fires | vegetation contact | grow into | 0
HFTD - Distribution - Zone 1 - 5QU CoRE ¦ 1QU LoRE | Non-Red Flag Warning - Catastrophic Fires | vegetation contact | other/unknown | 0
HFTD - Distribution - Zone 1 - 5QU CoRE ¦ 1QU LoRE | Non-Red Flag Warning - Catastrophic Fires | wire-to-wire contact | wire-to-wire contact / contamination | 8.7537e-07
HFTD - Distribution - Zone 1 - 5QU CoRE ¦ 1QU LoRE | Non-Red Flag Warning - Destructive Fires | contact from object | animal contact | 7.5219e-08
HFTD - Distribution - Zone 1 - 5QU CoRE ¦ 1QU LoRE | Non-Red Flag Warning - Destructive Fires | contact from object | balloon contact | 2.1976e-09
HFTD - Distribution - Zone 1 - 5QU CoRE ¦ 1QU LoRE | Non-Red Flag Warning - Destructive Fires | contact from object | other contact from object | 3.3532e-08
HFTD - Distribution - Zone 1 - 5QU CoRE ¦ 1QU LoRE | Non-Red Flag Warning - Destructive Fires | contact from object | vehicle contact | 4.6875e-09
HFTD - Distribution - Zone 1 - 5QU CoRE ¦ 1QU LoRE | Non-Red Flag Warning - Destructive Fires | contamination | contamination | 0
HFTD - Distribution - Zone 1 - 5QU CoRE ¦ 1QU LoRE | Non-Red Flag Warning - Destructive Fires | equipment / facility failure | anchor / guy damage or failure | 0
HFTD - Distribution - Zone 1 - 5QU CoRE ¦ 1QU LoRE | Non-Red Flag Warning - Destructive Fires | equipment / facility failure | capacitor bank damage or failure | 0
HFTD - Distribution - Zone 1 - 5QU CoRE ¦ 1QU LoRE | Non-Red Flag Warning - Destructive Fires | equipment / facility failure | conductor damage or failure | 2.87e-08
HFTD - Distribution - Zone 1 - 5QU CoRE ¦ 1QU LoRE | Non-Red Flag Warning - Destructive Fires | equipment / facility failure | connection device damage or failure | 1.3027e-08
HFTD - Distribution - Zone 1 - 5QU CoRE ¦ 1QU LoRE | Non-Red Flag Warning - Destructive Fires | equipment / facility failure | crossarm damage or failure | 9.8908e-10
HFTD - Distribution - Zone 1 - 5QU CoRE ¦ 1QU LoRE | Non-Red Flag Warning - Destructive Fires | equipment / facility failure | fuse damage or failure | 0
HFTD - Distribution - Zone 1 - 5QU CoRE ¦ 1QU LoRE | Non-Red Flag Warning - Destructive Fires | equipment / facility failure | insulator and brushing damage or failure | 0
HFTD - Distribution - Zone 1 - 5QU CoRE ¦ 1QU LoRE | Non-Red Flag Warning - Destructive Fires | equipment / facility failure | lightning arrestor damage or failure | 0
HFTD - Distribution - Zone 1 - 5QU CoRE ¦ 1QU LoRE | Non-Red Flag Warning - Destructive Fires | equipment / facility failure | other equipment / facility failure | 2.5211e-08
HFTD - Distribution - Zone 1 - 5QU CoRE ¦ 1QU LoRE | Non-Red Flag Warning - Destructive Fires | equipment / facility failure | pole damage or failure | 2.5448e-08
HFTD - Distribution - Zone 1 - 5QU CoRE ¦ 1QU LoRE | Non-Red Flag Warning - Destructive Fires | equipment / facility failure | recloser damage or failure | 0
HFTD - Distribution - Zone 1 - 5QU CoRE ¦ 1QU LoRE | Non-Red Flag Warning - Destructive Fires | equipment / facility failure | sectionalizer damage or failure | 0
HFTD - Distribution - Zone 1 - 5QU CoRE ¦ 1QU LoRE | Non-Red Flag Warning - Destructive Fires | equipment / facility failure | switch damage or failure | 0
HFTD - Distribution - Zone 1 - 5QU CoRE ¦ 1QU LoRE | Non-Red Flag Warning - Destructive Fires | equipment / facility failure | transformer damage or failure | 0
HFTD - Distribution - Zone 1 - 5QU CoRE ¦ 1QU LoRE | Non-Red Flag Warning - Destructive Fires | equipment / facility failure | voltage regulator / booster damage or failure | 0
HFTD - Distribution - Zone 1 - 5QU CoRE ¦ 1QU LoRE | Non-Red Flag Warning - Destructive Fires | other | all other | 6.5321e-08
HFTD - Distribution - Zone 1 - 5QU CoRE ¦ 1QU LoRE | Non-Red Flag Warning - Destructive Fires | unknown | unknown | 6.9358e-07
HFTD - Distribution - Zone 1 - 5QU CoRE ¦ 1QU LoRE | Non-Red Flag Warning - Destructive Fires | utility work / operation | utility work / operation | 1.7095e-08
HFTD - Distribution - Zone 1 - 5QU CoRE ¦ 1QU LoRE | Non-Red Flag Warning - Destructive Fires | vandalism / theft | vandalism / theft | 4.4302e-10
HFTD - Distribution - Zone 1 - 5QU CoRE ¦ 1QU LoRE | Non-Red Flag Warning - Destructive Fires | vegetation contact | branch (not overhanging, 4-12ft) | 0
HFTD - Distribution - Zone 1 - 5QU CoRE ¦ 1QU LoRE | Non-Red Flag Warning - Destructive Fires | vegetation contact | branch (not overhanging, > 12ft) | 0
HFTD - Distribution - Zone 1 - 5QU CoRE ¦ 1QU LoRE | Non-Red Flag Warning - Destructive Fires | vegetation contact | branch (not overhanging, distance unknown) | 0
HFTD - Distribution - Zone 1 - 5QU CoRE ¦ 1QU LoRE | Non-Red Flag Warning - Destructive Fires | vegetation contact | branch (not overhanging, within 4ft) | 0
HFTD - Distribution - Zone 1 - 5QU CoRE ¦ 1QU LoRE | Non-Red Flag Warning - Destructive Fires | vegetation contact | branch (overhanging) | 0
HFTD - Distribution - Zone 1 - 5QU CoRE ¦ 1QU LoRE | Non-Red Flag Warning - Destructive Fires | vegetation contact | dead | 0
HFTD - Distribution - Zone 1 - 5QU CoRE ¦ 1QU LoRE | Non-Red Flag Warning - Destructive Fires | vegetation contact | fell into (moderate-severe defect) | 0
HFTD - Distribution - Zone 1 - 5QU CoRE ¦ 1QU LoRE | Non-Red Flag Warning - Destructive Fires | vegetation contact | fell into (no defect) | 0
HFTD - Distribution - Zone 1 - 5QU CoRE ¦ 1QU LoRE | Non-Red Flag Warning - Destructive Fires | vegetation contact | fell into (slight defect) | 0
HFTD - Distribution - Zone 1 - 5QU CoRE ¦ 1QU LoRE | Non-Red Flag Warning - Destructive Fires | vegetation contact | grow into | 0
HFTD - Distribution - Zone 1 - 5QU CoRE ¦ 1QU LoRE | Non-Red Flag Warning - Destructive Fires | vegetation contact | other/unknown | 0
HFTD - Distribution - Zone 1 - 5QU CoRE ¦ 1QU LoRE | Non-Red Flag Warning - Destructive Fires | wire-to-wire contact | wire-to-wire contact / contamination | 1.1747e-06
HFTD - Distribution - Zone 1 - 5QU CoRE ¦ 1QU LoRE | Non-Red Flag Warning - Large Fires | contact from object | animal contact | 4.7884e-05
HFTD - Distribution - Zone 1 - 5QU CoRE ¦ 1QU LoRE | Non-Red Flag Warning - Large Fires | contact from object | balloon contact | 3.8184e-08
HFTD - Distribution - Zone 1 - 5QU CoRE ¦ 1QU LoRE | Non-Red Flag Warning - Large Fires | contact from object | other contact from object | 5.8263e-07
HFTD - Distribution - Zone 1 - 5QU CoRE ¦ 1QU LoRE | Non-Red Flag Warning - Large Fires | contact from object | vehicle contact | 8.1449e-08
HFTD - Distribution - Zone 1 - 5QU CoRE ¦ 1QU LoRE | Non-Red Flag Warning - Large Fires | contamination | contamination | 0
HFTD - Distribution - Zone 1 - 5QU CoRE ¦ 1QU LoRE | Non-Red Flag Warning - Large Fires | equipment / facility failure | anchor / guy damage or failure | 0
HFTD - Distribution - Zone 1 - 5QU CoRE ¦ 1QU LoRE | Non-Red Flag Warning - Large Fires | equipment / facility failure | capacitor bank damage or failure | 0
HFTD - Distribution - Zone 1 - 5QU CoRE ¦ 1QU LoRE | Non-Red Flag Warning - Large Fires | equipment / facility failure | conductor damage or failure | 0.00010072
HFTD - Distribution - Zone 1 - 5QU CoRE ¦ 1QU LoRE | Non-Red Flag Warning - Large Fires | equipment / facility failure | connection device damage or failure | 3.0297e-07
HFTD - Distribution - Zone 1 - 5QU CoRE ¦ 1QU LoRE | Non-Red Flag Warning - Large Fires | equipment / facility failure | crossarm damage or failure | 2.3003e-08
HFTD - Distribution - Zone 1 - 5QU CoRE ¦ 1QU LoRE | Non-Red Flag Warning - Large Fires | equipment / facility failure | fuse damage or failure | 0
HFTD - Distribution - Zone 1 - 5QU CoRE ¦ 1QU LoRE | Non-Red Flag Warning - Large Fires | equipment / facility failure | insulator and brushing damage or failure | 0
HFTD - Distribution - Zone 1 - 5QU CoRE ¦ 1QU LoRE | Non-Red Flag Warning - Large Fires | equipment / facility failure | lightning arrestor damage or failure | 0
HFTD - Distribution - Zone 1 - 5QU CoRE ¦ 1QU LoRE | Non-Red Flag Warning - Large Fires | equipment / facility failure | other equipment / facility failure | 1.1901e-05
HFTD - Distribution - Zone 1 - 5QU CoRE ¦ 1QU LoRE | Non-Red Flag Warning - Large Fires | equipment / facility failure | pole damage or failure | 7.9218e-06
HFTD - Distribution - Zone 1 - 5QU CoRE ¦ 1QU LoRE | Non-Red Flag Warning - Large Fires | equipment / facility failure | recloser damage or failure | 0
HFTD - Distribution - Zone 1 - 5QU CoRE ¦ 1QU LoRE | Non-Red Flag Warning - Large Fires | equipment / facility failure | sectionalizer damage or failure | 0
HFTD - Distribution - Zone 1 - 5QU CoRE ¦ 1QU LoRE | Non-Red Flag Warning - Large Fires | equipment / facility failure | switch damage or failure | 0
HFTD - Distribution - Zone 1 - 5QU CoRE ¦ 1QU LoRE | Non-Red Flag Warning - Large Fires | equipment / facility failure | transformer damage or failure | 0
HFTD - Distribution - Zone 1 - 5QU CoRE ¦ 1QU LoRE | Non-Red Flag Warning - Large Fires | equipment / facility failure | voltage regulator / booster damage or failure | 0
HFTD - Distribution - Zone 1 - 5QU CoRE ¦ 1QU LoRE | Non-Red Flag Warning - Large Fires | other | all other | 1.135e-06
HFTD - Distribution - Zone 1 - 5QU CoRE ¦ 1QU LoRE | Non-Red Flag Warning - Large Fires | unknown | unknown | 0.00013822
HFTD - Distribution - Zone 1 - 5QU CoRE ¦ 1QU LoRE | Non-Red Flag Warning - Large Fires | utility work / operation | utility work / operation | 2.9703e-07
HFTD - Distribution - Zone 1 - 5QU CoRE ¦ 1QU LoRE | Non-Red Flag Warning - Large Fires | vandalism / theft | vandalism / theft | 7.6978e-09
HFTD - Distribution - Zone 1 - 5QU CoRE ¦ 1QU LoRE | Non-Red Flag Warning - Large Fires | vegetation contact | branch (not overhanging, 4-12ft) | 0
HFTD - Distribution - Zone 1 - 5QU CoRE ¦ 1QU LoRE | Non-Red Flag Warning - Large Fires | vegetation contact | branch (not overhanging, > 12ft) | 0
HFTD - Distribution - Zone 1 - 5QU CoRE ¦ 1QU LoRE | Non-Red Flag Warning - Large Fires | vegetation contact | branch (not overhanging, distance unknown) | 0
HFTD - Distribution - Zone 1 - 5QU CoRE ¦ 1QU LoRE | Non-Red Flag Warning - Large Fires | vegetation contact | branch (not overhanging, within 4ft) | 0
HFTD - Distribution - Zone 1 - 5QU CoRE ¦ 1QU LoRE | Non-Red Flag Warning - Large Fires | vegetation contact | branch (overhanging) | 0
HFTD - Distribution - Zone 1 - 5QU CoRE ¦ 1QU LoRE | Non-Red Flag Warning - Large Fires | vegetation contact | dead | 0
HFTD - Distribution - Zone 1 - 5QU CoRE ¦ 1QU LoRE | Non-Red Flag Warning - Large Fires | vegetation contact | fell into (moderate-severe defect) | 0
HFTD - Distribution - Zone 1 - 5QU CoRE ¦ 1QU LoRE | Non-Red Flag Warning - Large Fires | vegetation contact | fell into (no defect) | 0
HFTD - Distribution - Zone 1 - 5QU CoRE ¦ 1QU LoRE | Non-Red Flag Warning - Large Fires | vegetation contact | fell into (slight defect) | 0
HFTD - Distribution - Zone 1 - 5QU CoRE ¦ 1QU LoRE | Non-Red Flag Warning - Large Fires | vegetation contact | grow into | 0
HFTD - Distribution - Zone 1 - 5QU CoRE ¦ 1QU LoRE | Non-Red Flag Warning - Large Fires | vegetation contact | other/unknown | 0
HFTD - Distribution - Zone 1 - 5QU CoRE ¦ 1QU LoRE | Non-Red Flag Warning - Large Fires | wire-to-wire contact | wire-to-wire contact / contamination | 0.00027418
HFTD - Distribution - Zone 1 - 5QU CoRE ¦ 1QU LoRE | Non-Red Flag Warning - Small Fires | contact from object | animal contact | 0.013052
HFTD - Distribution - Zone 1 - 5QU CoRE ¦ 1QU LoRE | Non-Red Flag Warning - Small Fires | contact from object | balloon contact | 1.0819e-05
HFTD - Distribution - Zone 1 - 5QU CoRE ¦ 1QU LoRE | Non-Red Flag Warning - Small Fires | contact from object | other contact from object | 0.00016509
HFTD - Distribution - Zone 1 - 5QU CoRE ¦ 1QU LoRE | Non-Red Flag Warning - Small Fires | contact from object | vehicle contact | 2.3078e-05
HFTD - Distribution - Zone 1 - 5QU CoRE ¦ 1QU LoRE | Non-Red Flag Warning - Small Fires | contamination | contamination | 0
HFTD - Distribution - Zone 1 - 5QU CoRE ¦ 1QU LoRE | Non-Red Flag Warning - Small Fires | equipment / facility failure | anchor / guy damage or failure | 0
HFTD - Distribution - Zone 1 - 5QU CoRE ¦ 1QU LoRE | Non-Red Flag Warning - Small Fires | equipment / facility failure | capacitor bank damage or failure | 0
HFTD - Distribution - Zone 1 - 5QU CoRE ¦ 1QU LoRE | Non-Red Flag Warning - Small Fires | equipment / facility failure | conductor damage or failure | 0.081888
HFTD - Distribution - Zone 1 - 5QU CoRE ¦ 1QU LoRE | Non-Red Flag Warning - Small Fires | equipment / facility failure | connection device damage or failure | 0.00026161
HFTD - Distribution - Zone 1 - 5QU CoRE ¦ 1QU LoRE | Non-Red Flag Warning - Small Fires | equipment / facility failure | crossarm damage or failure | 1.9862e-05
HFTD - Distribution - Zone 1 - 5QU CoRE ¦ 1QU LoRE | Non-Red Flag Warning - Small Fires | equipment / facility failure | fuse damage or failure | 0
HFTD - Distribution - Zone 1 - 5QU CoRE ¦ 1QU LoRE | Non-Red Flag Warning - Small Fires | equipment / facility failure | insulator and brushing damage or failure | 0
HFTD - Distribution - Zone 1 - 5QU CoRE ¦ 1QU LoRE | Non-Red Flag Warning - Small Fires | equipment / facility failure | lightning arrestor damage or failure | 0
HFTD - Distribution - Zone 1 - 5QU CoRE ¦ 1QU LoRE | Non-Red Flag Warning - Small Fires | equipment / facility failure | other equipment / facility failure | 0.0094962
HFTD - Distribution - Zone 1 - 5QU CoRE ¦ 1QU LoRE | Non-Red Flag Warning - Small Fires | equipment / facility failure | pole damage or failure | 0.0061545
HFTD - Distribution - Zone 1 - 5QU CoRE ¦ 1QU LoRE | Non-Red Flag Warning - Small Fires | equipment / facility failure | recloser damage or failure | 0
HFTD - Distribution - Zone 1 - 5QU CoRE ¦ 1QU LoRE | Non-Red Flag Warning - Small Fires | equipment / facility failure | sectionalizer damage or failure | 0
HFTD - Distribution - Zone 1 - 5QU CoRE ¦ 1QU LoRE | Non-Red Flag Warning - Small Fires | equipment / facility failure | switch damage or failure | 0
HFTD - Distribution - Zone 1 - 5QU CoRE ¦ 1QU LoRE | Non-Red Flag Warning - Small Fires | equipment / facility failure | transformer damage or failure | 0
HFTD - Distribution - Zone 1 - 5QU CoRE ¦ 1QU LoRE | Non-Red Flag Warning - Small Fires | equipment / facility failure | voltage regulator / booster damage or failure | 0
HFTD - Distribution - Zone 1 - 5QU CoRE ¦ 1QU LoRE | Non-Red Flag Warning - Small Fires | other | all other | 0.00032159
HFTD - Distribution - Zone 1 - 5QU CoRE ¦ 1QU LoRE | Non-Red Flag Warning - Small Fires | unknown | unknown | 0.035292
HFTD - Distribution - Zone 1 - 5QU CoRE ¦ 1QU LoRE | Non-Red Flag Warning - Small Fires | utility work / operation | utility work / operation | 8.4163e-05
HFTD - Distribution - Zone 1 - 5QU CoRE ¦ 1QU LoRE | Non-Red Flag Warning - Small Fires | vandalism / theft | vandalism / theft | 2.1811e-06
HFTD - Distribution - Zone 1 - 5QU CoRE ¦ 1QU LoRE | Non-Red Flag Warning - Small Fires | vegetation contact | branch (not overhanging, 4-12ft) | 0
HFTD - Distribution - Zone 1 - 5QU CoRE ¦ 1QU LoRE | Non-Red Flag Warning - Small Fires | vegetation contact | branch (not overhanging, > 12ft) | 0
HFTD - Distribution - Zone 1 - 5QU CoRE ¦ 1QU LoRE | Non-Red Flag Warning - Small Fires | vegetation contact | branch (not overhanging, distance unknown) | 0
HFTD - Distribution - Zone 1 - 5QU CoRE ¦ 1QU LoRE | Non-Red Flag Warning - Small Fires | vegetation contact | branch (not overhanging, within 4ft) | 0
HFTD - Distribution - Zone 1 - 5QU CoRE ¦ 1QU LoRE | Non-Red Flag Warning - Small Fires | vegetation contact | branch (overhanging) | 0
HFTD - Distribution - Zone 1 - 5QU CoRE ¦ 1QU LoRE | Non-Red Flag Warning - Small Fires | vegetation contact | dead | 0
HFTD - Distribution - Zone 1 - 5QU CoRE ¦ 1QU LoRE | Non-Red Flag Warning - Small Fires | vegetation contact | fell into (moderate-severe defect) | 0
HFTD - Distribution - Zone 1 - 5QU CoRE ¦ 1QU LoRE | Non-Red Flag Warning - Small Fires | vegetation contact | fell into (no defect) | 0
HFTD - Distribution - Zone 1 - 5QU CoRE ¦ 1QU LoRE | Non-Red Flag Warning - Small Fires | vegetation contact | fell into (slight defect) | 0
HFTD - Distribution - Zone 1 - 5QU CoRE ¦ 1QU LoRE | Non-Red Flag Warning - Small Fires | vegetation contact | grow into | 0
HFTD - Distribution - Zone 1 - 5QU CoRE ¦ 1QU LoRE | Non-Red Flag Warning - Small Fires | vegetation contact | other/unknown | 0
HFTD - Distribution - Zone 1 - 5QU CoRE ¦ 1QU LoRE | Non-Red Flag Warning - Small Fires | wire-to-wire contact | wire-to-wire contact / contamination | 0.07084
HFTD - Distribution - Zone 1 - 5QU CoRE ¦ 1QU LoRE | Seismic - Red Flag Warning - Catastrophic Fires | cc - seismic scenario | seismic scenario | 2.4216e-08
HFTD - Distribution - Zone 1 - 5QU CoRE ¦ 1QU LoRE | Red Flag Warning - Catastrophic Fires | contact from object | animal contact | 0
HFTD - Distribution - Zone 1 - 5QU CoRE ¦ 1QU LoRE | Red Flag Warning - Catastrophic Fires | contact from object | balloon contact | 0
HFTD - Distribution - Zone 1 - 5QU CoRE ¦ 1QU LoRE | Red Flag Warning - Catastrophic Fires | contact from object | other contact from object | 0
HFTD - Distribution - Zone 1 - 5QU CoRE ¦ 1QU LoRE | Red Flag Warning - Catastrophic Fires | contact from object | vehicle contact | 0
HFTD - Distribution - Zone 1 - 5QU CoRE ¦ 1QU LoRE | Red Flag Warning - Catastrophic Fires | contamination | contamination | 0
HFTD - Distribution - Zone 1 - 5QU CoRE ¦ 1QU LoRE | Red Flag Warning - Catastrophic Fires | equipment / facility failure | anchor / guy damage or failure | 0
HFTD - Distribution - Zone 1 - 5QU CoRE ¦ 1QU LoRE | Red Flag Warning - Catastrophic Fires | equipment / facility failure | capacitor bank damage or failure | 0
HFTD - Distribution - Zone 1 - 5QU CoRE ¦ 1QU LoRE | Red Flag Warning - Catastrophic Fires | equipment / facility failure | conductor damage or failure | 1.3589e-06
HFTD - Distribution - Zone 1 - 5QU CoRE ¦ 1QU LoRE | Red Flag Warning - Catastrophic Fires | equipment / facility failure | connection device damage or failure | 4.3113e-07
HFTD - Distribution - Zone 1 - 5QU CoRE ¦ 1QU LoRE | Red Flag Warning - Catastrophic Fires | equipment / facility failure | crossarm damage or failure | 4.2314e-08
HFTD - Distribution - Zone 1 - 5QU CoRE ¦ 1QU LoRE | Red Flag Warning - Catastrophic Fires | equipment / facility failure | fuse damage or failure | 0
HFTD - Distribution - Zone 1 - 5QU CoRE ¦ 1QU LoRE | Red Flag Warning - Catastrophic Fires | equipment / facility failure | insulator and brushing damage or failure | 0
HFTD - Distribution - Zone 1 - 5QU CoRE ¦ 1QU LoRE | Red Flag Warning - Catastrophic Fires | equipment / facility failure | lightning arrestor damage or failure | 0
HFTD - Distribution - Zone 1 - 5QU CoRE ¦ 1QU LoRE | Red Flag Warning - Catastrophic Fires | equipment / facility failure | other equipment / facility failure | 4.9639e-07
HFTD - Distribution - Zone 1 - 5QU CoRE ¦ 1QU LoRE | Red Flag Warning - Catastrophic Fires | equipment / facility failure | pole damage or failure | 6.3322e-07
HFTD - Distribution - Zone 1 - 5QU CoRE ¦ 1QU LoRE | Red Flag Warning - Catastrophic Fires | equipment / facility failure | recloser damage or failure | 0
HFTD - Distribution - Zone 1 - 5QU CoRE ¦ 1QU LoRE | Red Flag Warning - Catastrophic Fires | equipment / facility failure | sectionalizer damage or failure | 0
HFTD - Distribution - Zone 1 - 5QU CoRE ¦ 1QU LoRE | Red Flag Warning - Catastrophic Fires | equipment / facility failure | switch damage or failure | 0
HFTD - Distribution - Zone 1 - 5QU CoRE ¦ 1QU LoRE | Red Flag Warning - Catastrophic Fires | equipment / facility failure | transformer damage or failure | 0
HFTD - Distribution - Zone 1 - 5QU CoRE ¦ 1QU LoRE | Red Flag Warning - Catastrophic Fires | equipment / facility failure | voltage regulator / booster damage or failure | 0
HFTD - Distribution - Zone 1 - 5QU CoRE ¦ 1QU LoRE | Red Flag Warning - Catastrophic Fires | other | all other | 0
HFTD - Distribution - Zone 1 - 5QU CoRE ¦ 1QU LoRE | Red Flag Warning - Catastrophic Fires | unknown | unknown | 0
HFTD - Distribution - Zone 1 - 5QU CoRE ¦ 1QU LoRE | Red Flag Warning - Catastrophic Fires | utility work / operation | utility work / operation | 0
HFTD - Distribution - Zone 1 - 5QU CoRE ¦ 1QU LoRE | Red Flag Warning - Catastrophic Fires | vandalism / theft | vandalism / theft | 0
HFTD - Distribution - Zone 1 - 5QU CoRE ¦ 1QU LoRE | Red Flag Warning - Catastrophic Fires | vegetation contact | branch (not overhanging, 4-12ft) | 0
HFTD - Distribution - Zone 1 - 5QU CoRE ¦ 1QU LoRE | Red Flag Warning - Catastrophic Fires | vegetation contact | branch (not overhanging, > 12ft) | 0
HFTD - Distribution - Zone 1 - 5QU CoRE ¦ 1QU LoRE | Red Flag Warning - Catastrophic Fires | vegetation contact | branch (not overhanging, distance unknown) | 0
HFTD - Distribution - Zone 1 - 5QU CoRE ¦ 1QU LoRE | Red Flag Warning - Catastrophic Fires | vegetation contact | branch (not overhanging, within 4ft) | 0
HFTD - Distribution - Zone 1 - 5QU CoRE ¦ 1QU LoRE | Red Flag Warning - Catastrophic Fires | vegetation contact | branch (overhanging) | 0
HFTD - Distribution - Zone 1 - 5QU CoRE ¦ 1QU LoRE | Red Flag Warning - Catastrophic Fires | vegetation contact | dead | 0
HFTD - Distribution - Zone 1 - 5QU CoRE ¦ 1QU LoRE | Red Flag Warning - Catastrophic Fires | vegetation contact | fell into (moderate-severe defect) | 0
HFTD - Distribution - Zone 1 - 5QU CoRE ¦ 1QU LoRE | Red Flag Warning - Catastrophic Fires | vegetation contact | fell into (no defect) | 0
HFTD - Distribution - Zone 1 - 5QU CoRE ¦ 1QU LoRE | Red Flag Warning - Catastrophic Fires | vegetation contact | fell into (slight defect) | 0
HFTD - Distribution - Zone 1 - 5QU CoRE ¦ 1QU LoRE | Red Flag Warning - Catastrophic Fires | vegetation contact | grow into | 0
HFTD - Distribution - Zone 1 - 5QU CoRE ¦ 1QU LoRE | Red Flag Warning - Catastrophic Fires | vegetation contact | other/unknown | 0
HFTD - Distribution - Zone 1 - 5QU CoRE ¦ 1QU LoRE | Red Flag Warning - Catastrophic Fires | wire-to-wire contact | wire-to-wire contact / contamination | 0
HFTD - Distribution - Zone 1 - 5QU CoRE ¦ 1QU LoRE | Red Flag Warning - Destructive Fires | contact from object | animal contact | 0
HFTD - Distribution - Zone 1 - 5QU CoRE ¦ 1QU LoRE | Red Flag Warning - Destructive Fires | contact from object | balloon contact | 0
HFTD - Distribution - Zone 1 - 5QU CoRE ¦ 1QU LoRE | Red Flag Warning - Destructive Fires | contact from object | other contact from object | 0
HFTD - Distribution - Zone 1 - 5QU CoRE ¦ 1QU LoRE | Red Flag Warning - Destructive Fires | contact from object | vehicle contact | 0
HFTD - Distribution - Zone 1 - 5QU CoRE ¦ 1QU LoRE | Red Flag Warning - Destructive Fires | contamination | contamination | 0
HFTD - Distribution - Zone 1 - 5QU CoRE ¦ 1QU LoRE | Red Flag Warning - Destructive Fires | equipment / facility failure | anchor / guy damage or failure | 0
HFTD - Distribution - Zone 1 - 5QU CoRE ¦ 1QU LoRE | Red Flag Warning - Destructive Fires | equipment / facility failure | capacitor bank damage or failure | 0
HFTD - Distribution - Zone 1 - 5QU CoRE ¦ 1QU LoRE | Red Flag Warning - Destructive Fires | equipment / facility failure | conductor damage or failure | 6.5809e-07
HFTD - Distribution - Zone 1 - 5QU CoRE ¦ 1QU LoRE | Red Flag Warning - Destructive Fires | equipment / facility failure | connection device damage or failure | 2.088e-07
HFTD - Distribution - Zone 1 - 5QU CoRE ¦ 1QU LoRE | Red Flag Warning - Destructive Fires | equipment / facility failure | crossarm damage or failure | 2.0493e-08
HFTD - Distribution - Zone 1 - 5QU CoRE ¦ 1QU LoRE | Red Flag Warning - Destructive Fires | equipment / facility failure | fuse damage or failure | 0
HFTD - Distribution - Zone 1 - 5QU CoRE ¦ 1QU LoRE | Red Flag Warning - Destructive Fires | equipment / facility failure | insulator and brushing damage or failure | 0
HFTD - Distribution - Zone 1 - 5QU CoRE ¦ 1QU LoRE | Red Flag Warning - Destructive Fires | equipment / facility failure | lightning arrestor damage or failure | 0
HFTD - Distribution - Zone 1 - 5QU CoRE ¦ 1QU LoRE | Red Flag Warning - Destructive Fires | equipment / facility failure | other equipment / facility failure | 1.8097e-07
HFTD - Distribution - Zone 1 - 5QU CoRE ¦ 1QU LoRE | Red Flag Warning - Destructive Fires | equipment / facility failure | pole damage or failure | 2.2578e-07
HFTD - Distribution - Zone 1 - 5QU CoRE ¦ 1QU LoRE | Red Flag Warning - Destructive Fires | equipment / facility failure | recloser damage or failure | 0
HFTD - Distribution - Zone 1 - 5QU CoRE ¦ 1QU LoRE | Red Flag Warning - Destructive Fires | equipment / facility failure | sectionalizer damage or failure | 0
HFTD - Distribution - Zone 1 - 5QU CoRE ¦ 1QU LoRE | Red Flag Warning - Destructive Fires | equipment / facility failure | switch damage or failure | 0
HFTD - Distribution - Zone 1 - 5QU CoRE ¦ 1QU LoRE | Red Flag Warning - Destructive Fires | equipment / facility failure | transformer damage or failure | 0
HFTD - Distribution - Zone 1 - 5QU CoRE ¦ 1QU LoRE | Red Flag Warning - Destructive Fires | equipment / facility failure | voltage regulator / booster damage or failure | 0
HFTD - Distribution - Zone 1 - 5QU CoRE ¦ 1QU LoRE | Red Flag Warning - Destructive Fires | other | all other | 0
HFTD - Distribution - Zone 1 - 5QU CoRE ¦ 1QU LoRE | Red Flag Warning - Destructive Fires | unknown | unknown | 0
HFTD - Distribution - Zone 1 - 5QU CoRE ¦ 1QU LoRE | Red Flag Warning - Destructive Fires | utility work / operation | utility work / operation | 0
HFTD - Distribution - Zone 1 - 5QU CoRE ¦ 1QU LoRE | Red Flag Warning - Destructive Fires | vandalism / theft | vandalism / theft | 0
HFTD - Distribution - Zone 1 - 5QU CoRE ¦ 1QU LoRE | Red Flag Warning - Destructive Fires | vegetation contact | branch (not overhanging, 4-12ft) | 0
HFTD - Distribution - Zone 1 - 5QU CoRE ¦ 1QU LoRE | Red Flag Warning - Destructive Fires | vegetation contact | branch (not overhanging, > 12ft) | 0
HFTD - Distribution - Zone 1 - 5QU CoRE ¦ 1QU LoRE | Red Flag Warning - Destructive Fires | vegetation contact | branch (not overhanging, distance unknown) | 0
HFTD - Distribution - Zone 1 - 5QU CoRE ¦ 1QU LoRE | Red Flag Warning - Destructive Fires | vegetation contact | branch (not overhanging, within 4ft) | 0
HFTD - Distribution - Zone 1 - 5QU CoRE ¦ 1QU LoRE | Red Flag Warning - Destructive Fires | vegetation contact | branch (overhanging) | 0
HFTD - Distribution - Zone 1 - 5QU CoRE ¦ 1QU LoRE | Red Flag Warning - Destructive Fires | vegetation contact | dead | 0
HFTD - Distribution - Zone 1 - 5QU CoRE ¦ 1QU LoRE | Red Flag Warning - Destructive Fires | vegetation contact | fell into (moderate-severe defect) | 0
HFTD - Distribution - Zone 1 - 5QU CoRE ¦ 1QU LoRE | Red Flag Warning - Destructive Fires | vegetation contact | fell into (no defect) | 0
HFTD - Distribution - Zone 1 - 5QU CoRE ¦ 1QU LoRE | Red Flag Warning - Destructive Fires | vegetation contact | fell into (slight defect) | 0
HFTD - Distribution - Zone 1 - 5QU CoRE ¦ 1QU LoRE | Red Flag Warning - Destructive Fires | vegetation contact | grow into | 0
HFTD - Distribution - Zone 1 - 5QU CoRE ¦ 1QU LoRE | Red Flag Warning - Destructive Fires | vegetation contact | other/unknown | 0
HFTD - Distribution - Zone 1 - 5QU CoRE ¦ 1QU LoRE | Red Flag Warning - Destructive Fires | wire-to-wire contact | wire-to-wire contact / contamination | 0
HFTD - Distribution - Zone 1 - 5QU CoRE ¦ 1QU LoRE | Red Flag Warning - Large Fires | contact from object | animal contact | 0
HFTD - Distribution - Zone 1 - 5QU CoRE ¦ 1QU LoRE | Red Flag Warning - Large Fires | contact from object | balloon contact | 0
HFTD - Distribution - Zone 1 - 5QU CoRE ¦ 1QU LoRE | Red Flag Warning - Large Fires | contact from object | other contact from object | 0
HFTD - Distribution - Zone 1 - 5QU CoRE ¦ 1QU LoRE | Red Flag Warning - Large Fires | contact from object | vehicle contact | 0
HFTD - Distribution - Zone 1 - 5QU CoRE ¦ 1QU LoRE | Red Flag Warning - Large Fires | contamination | contamination | 0
HFTD - Distribution - Zone 1 - 5QU CoRE ¦ 1QU LoRE | Red Flag Warning - Large Fires | equipment / facility failure | anchor / guy damage or failure | 0
HFTD - Distribution - Zone 1 - 5QU CoRE ¦ 1QU LoRE | Red Flag Warning - Large Fires | equipment / facility failure | capacitor bank damage or failure | 0
HFTD - Distribution - Zone 1 - 5QU CoRE ¦ 1QU LoRE | Red Flag Warning - Large Fires | equipment / facility failure | conductor damage or failure | 0.0012645
HFTD - Distribution - Zone 1 - 5QU CoRE ¦ 1QU LoRE | Red Flag Warning - Large Fires | equipment / facility failure | connection device damage or failure | 2.6588e-06
HFTD - Distribution - Zone 1 - 5QU CoRE ¦ 1QU LoRE | Red Flag Warning - Large Fires | equipment / facility failure | crossarm damage or failure | 2.6095e-07
HFTD - Distribution - Zone 1 - 5QU CoRE ¦ 1QU LoRE | Red Flag Warning - Large Fires | equipment / facility failure | fuse damage or failure | 0
HFTD - Distribution - Zone 1 - 5QU CoRE ¦ 1QU LoRE | Red Flag Warning - Large Fires | equipment / facility failure | insulator and brushing damage or failure | 0
HFTD - Distribution - Zone 1 - 5QU CoRE ¦ 1QU LoRE | Red Flag Warning - Large Fires | equipment / facility failure | lightning arrestor damage or failure | 0
HFTD - Distribution - Zone 1 - 5QU CoRE ¦ 1QU LoRE | Red Flag Warning - Large Fires | equipment / facility failure | other equipment / facility failure | 4.6773e-05
HFTD - Distribution - Zone 1 - 5QU CoRE ¦ 1QU LoRE | Red Flag Warning - Large Fires | equipment / facility failure | pole damage or failure | 3.8482e-05
HFTD - Distribution - Zone 1 - 5QU CoRE ¦ 1QU LoRE | Red Flag Warning - Large Fires | equipment / facility failure | recloser damage or failure | 0
HFTD - Distribution - Zone 1 - 5QU CoRE ¦ 1QU LoRE | Red Flag Warning - Large Fires | equipment / facility failure | sectionalizer damage or failure | 0
HFTD - Distribution - Zone 1 - 5QU CoRE ¦ 1QU LoRE | Red Flag Warning - Large Fires | equipment / facility failure | switch damage or failure | 0
HFTD - Distribution - Zone 1 - 5QU CoRE ¦ 1QU LoRE | Red Flag Warning - Large Fires | equipment / facility failure | transformer damage or failure | 0
HFTD - Distribution - Zone 1 - 5QU CoRE ¦ 1QU LoRE | Red Flag Warning - Large Fires | equipment / facility failure | voltage regulator / booster damage or failure | 0
HFTD - Distribution - Zone 1 - 5QU CoRE ¦ 1QU LoRE | Red Flag Warning - Large Fires | other | all other | 0
HFTD - Distribution - Zone 1 - 5QU CoRE ¦ 1QU LoRE | Red Flag Warning - Large Fires | unknown | unknown | 0
HFTD - Distribution - Zone 1 - 5QU CoRE ¦ 1QU LoRE | Red Flag Warning - Large Fires | utility work / operation | utility work / operation | 0
HFTD - Distribution - Zone 1 - 5QU CoRE ¦ 1QU LoRE | Red Flag Warning - Large Fires | vandalism / theft | vandalism / theft | 0
HFTD - Distribution - Zone 1 - 5QU CoRE ¦ 1QU LoRE | Red Flag Warning - Large Fires | vegetation contact | branch (not overhanging, 4-12ft) | 0
HFTD - Distribution - Zone 1 - 5QU CoRE ¦ 1QU LoRE | Red Flag Warning - Large Fires | vegetation contact | branch (not overhanging, > 12ft) | 0
HFTD - Distribution - Zone 1 - 5QU CoRE ¦ 1QU LoRE | Red Flag Warning - Large Fires | vegetation contact | branch (not overhanging, distance unknown) | 0
HFTD - Distribution - Zone 1 - 5QU CoRE ¦ 1QU LoRE | Red Flag Warning - Large Fires | vegetation contact | branch (not overhanging, within 4ft) | 0
HFTD - Distribution - Zone 1 - 5QU CoRE ¦ 1QU LoRE | Red Flag Warning - Large Fires | vegetation contact | branch (overhanging) | 0
HFTD - Distribution - Zone 1 - 5QU CoRE ¦ 1QU LoRE | Red Flag Warning - Large Fires | vegetation contact | dead | 0
HFTD - Distribution - Zone 1 - 5QU CoRE ¦ 1QU LoRE | Red Flag Warning - Large Fires | vegetation contact | fell into (moderate-severe defect) | 0
HFTD - Distribution - Zone 1 - 5QU CoRE ¦ 1QU LoRE | Red Flag Warning - Large Fires | vegetation contact | fell into (no defect) | 0
HFTD - Distribution - Zone 1 - 5QU CoRE ¦ 1QU LoRE | Red Flag Warning - Large Fires | vegetation contact | fell into (slight defect) | 0
HFTD - Distribution - Zone 1 - 5QU CoRE ¦ 1QU LoRE | Red Flag Warning - Large Fires | vegetation contact | grow into | 0
HFTD - Distribution - Zone 1 - 5QU CoRE ¦ 1QU LoRE | Red Flag Warning - Large Fires | vegetation contact | other/unknown | 0
HFTD - Distribution - Zone 1 - 5QU CoRE ¦ 1QU LoRE | Red Flag Warning - Large Fires | wire-to-wire contact | wire-to-wire contact / contamination | 0
HFTD - Distribution - Zone 1 - 5QU CoRE ¦ 1QU LoRE | Red Flag Warning - Small Fires | contact from object | animal contact | 0.00024924
HFTD - Distribution - Zone 1 - 5QU CoRE ¦ 1QU LoRE | Red Flag Warning - Small Fires | contact from object | balloon contact | 3.6092e-07
HFTD - Distribution - Zone 1 - 5QU CoRE ¦ 1QU LoRE | Red Flag Warning - Small Fires | contact from object | other contact from object | 5.6885e-06
HFTD - Distribution - Zone 1 - 5QU CoRE ¦ 1QU LoRE | Red Flag Warning - Small Fires | contact from object | vehicle contact | 9.4143e-07
HFTD - Distribution - Zone 1 - 5QU CoRE ¦ 1QU LoRE | Red Flag Warning - Small Fires | contamination | contamination | 0
HFTD - Distribution - Zone 1 - 5QU CoRE ¦ 1QU LoRE | Red Flag Warning - Small Fires | equipment / facility failure | anchor / guy damage or failure | 0
HFTD - Distribution - Zone 1 - 5QU CoRE ¦ 1QU LoRE | Red Flag Warning - Small Fires | equipment / facility failure | capacitor bank damage or failure | 0
HFTD - Distribution - Zone 1 - 5QU CoRE ¦ 1QU LoRE | Red Flag Warning - Small Fires | equipment / facility failure | conductor damage or failure | 0.016087
HFTD - Distribution - Zone 1 - 5QU CoRE ¦ 1QU LoRE | Red Flag Warning - Small Fires | equipment / facility failure | connection device damage or failure | 3.5922e-05
HFTD - Distribution - Zone 1 - 5QU CoRE ¦ 1QU LoRE | Red Flag Warning - Small Fires | equipment / facility failure | crossarm damage or failure | 3.5257e-06
HFTD - Distribution - Zone 1 - 5QU CoRE ¦ 1QU LoRE | Red Flag Warning - Small Fires | equipment / facility failure | fuse damage or failure | 0
HFTD - Distribution - Zone 1 - 5QU CoRE ¦ 1QU LoRE | Red Flag Warning - Small Fires | equipment / facility failure | insulator and brushing damage or failure | 0
HFTD - Distribution - Zone 1 - 5QU CoRE ¦ 1QU LoRE | Red Flag Warning - Small Fires | equipment / facility failure | lightning arrestor damage or failure | 0
HFTD - Distribution - Zone 1 - 5QU CoRE ¦ 1QU LoRE | Red Flag Warning - Small Fires | equipment / facility failure | other equipment / facility failure | 0.00058397
HFTD - Distribution - Zone 1 - 5QU CoRE ¦ 1QU LoRE | Red Flag Warning - Small Fires | equipment / facility failure | pole damage or failure | 0.0004678
HFTD - Distribution - Zone 1 - 5QU CoRE ¦ 1QU LoRE | Red Flag Warning - Small Fires | equipment / facility failure | recloser damage or failure | 0
HFTD - Distribution - Zone 1 - 5QU CoRE ¦ 1QU LoRE | Red Flag Warning - Small Fires | equipment / facility failure | sectionalizer damage or failure | 0
HFTD - Distribution - Zone 1 - 5QU CoRE ¦ 1QU LoRE | Red Flag Warning - Small Fires | equipment / facility failure | switch damage or failure | 0
HFTD - Distribution - Zone 1 - 5QU CoRE ¦ 1QU LoRE | Red Flag Warning - Small Fires | equipment / facility failure | transformer damage or failure | 0
HFTD - Distribution - Zone 1 - 5QU CoRE ¦ 1QU LoRE | Red Flag Warning - Small Fires | equipment / facility failure | voltage regulator / booster damage or failure | 0
HFTD - Distribution - Zone 1 - 5QU CoRE ¦ 1QU LoRE | Red Flag Warning - Small Fires | other | all other | 9.5923e-06
HFTD - Distribution - Zone 1 - 5QU CoRE ¦ 1QU LoRE | Red Flag Warning - Small Fires | unknown | unknown | 0.0014981
HFTD - Distribution - Zone 1 - 5QU CoRE ¦ 1QU LoRE | Red Flag Warning - Small Fires | utility work / operation | utility work / operation | 2.2543e-06
HFTD - Distribution - Zone 1 - 5QU CoRE ¦ 1QU LoRE | Red Flag Warning - Small Fires | vandalism / theft | vandalism / theft | 3.6635e-08
HFTD - Distribution - Zone 1 - 5QU CoRE ¦ 1QU LoRE | Red Flag Warning - Small Fires | vegetation contact | branch (not overhanging, 4-12ft) | 0
HFTD - Distribution - Zone 1 - 5QU CoRE ¦ 1QU LoRE | Red Flag Warning - Small Fires | vegetation contact | branch (not overhanging, > 12ft) | 0
HFTD - Distribution - Zone 1 - 5QU CoRE ¦ 1QU LoRE | Red Flag Warning - Small Fires | vegetation contact | branch (not overhanging, distance unknown) | 0
HFTD - Distribution - Zone 1 - 5QU CoRE ¦ 1QU LoRE | Red Flag Warning - Small Fires | vegetation contact | branch (not overhanging, within 4ft) | 0
HFTD - Distribution - Zone 1 - 5QU CoRE ¦ 1QU LoRE | Red Flag Warning - Small Fires | vegetation contact | branch (overhanging) | 0
HFTD - Distribution - Zone 1 - 5QU CoRE ¦ 1QU LoRE | Red Flag Warning - Small Fires | vegetation contact | dead | 0
HFTD - Distribution - Zone 1 - 5QU CoRE ¦ 1QU LoRE | Red Flag Warning - Small Fires | vegetation contact | fell into (moderate-severe defect) | 0
HFTD - Distribution - Zone 1 - 5QU CoRE ¦ 1QU LoRE | Red Flag Warning - Small Fires | vegetation contact | fell into (no defect) | 0
HFTD - Distribution - Zone 1 - 5QU CoRE ¦ 1QU LoRE | Red Flag Warning - Small Fires | vegetation contact | fell into (slight defect) | 0
HFTD - Distribution - Zone 1 - 5QU CoRE ¦ 1QU LoRE | Red Flag Warning - Small Fires | vegetation contact | grow into | 0
HFTD - Distribution - Zone 1 - 5QU CoRE ¦ 1QU LoRE | Red Flag Warning - Small Fires | vegetation contact | other/unknown | 0
HFTD - Distribution - Zone 1 - 5QU CoRE ¦ 1QU LoRE | Red Flag Warning - Small Fires | wire-to-wire contact | wire-to-wire contact / contamination | 0.0023632
HFTD - Distribution - Zone 1 - 5QU CoRE ¦ 4QU LoRE | Seismic - Non-Red Flag Warning - Catastrophic Fires | cc - seismic scenario | seismic scenario | 1.456e-10
HFTD - Distribution - Zone 1 - 5QU CoRE ¦ 4QU LoRE | Non-Red Flag Warning - Catastrophic Fires | contact from object | animal contact | 0
HFTD - Distribution - Zone 1 - 5QU CoRE ¦ 4QU LoRE | Non-Red Flag Warning - Catastrophic Fires | contact from object | balloon contact | 0
HFTD - Distribution - Zone 1 - 5QU CoRE ¦ 4QU LoRE | Non-Red Flag Warning - Catastrophic Fires | contact from object | other contact from object | 0
HFTD - Distribution - Zone 1 - 5QU CoRE ¦ 4QU LoRE | Non-Red Flag Warning - Catastrophic Fires | contact from object | vehicle contact | 0
HFTD - Distribution - Zone 1 - 5QU CoRE ¦ 4QU LoRE | Non-Red Flag Warning - Catastrophic Fires | contamination | contamination | 0
HFTD - Distribution - Zone 1 - 5QU CoRE ¦ 4QU LoRE | Non-Red Flag Warning - Catastrophic Fires | equipment / facility failure | anchor / guy damage or failure | 0
HFTD - Distribution - Zone 1 - 5QU CoRE ¦ 4QU LoRE | Non-Red Flag Warning - Catastrophic Fires | equipment / facility failure | capacitor bank damage or failure | 0
HFTD - Distribution - Zone 1 - 5QU CoRE ¦ 4QU LoRE | Non-Red Flag Warning - Catastrophic Fires | equipment / facility failure | conductor damage or failure | 0
HFTD - Distribution - Zone 1 - 5QU CoRE ¦ 4QU LoRE | Non-Red Flag Warning - Catastrophic Fires | equipment / facility failure | crossarm damage or failure | 0
HFTD - Distribution - Zone 1 - 5QU CoRE ¦ 4QU LoRE | Non-Red Flag Warning - Catastrophic Fires | equipment / facility failure | fuse damage or failure | 0
HFTD - Distribution - Zone 1 - 5QU CoRE ¦ 4QU LoRE | Non-Red Flag Warning - Catastrophic Fires | equipment / facility failure | insulator and brushing damage or failure | 0
HFTD - Distribution - Zone 1 - 5QU CoRE ¦ 4QU LoRE | Non-Red Flag Warning - Catastrophic Fires | equipment / facility failure | lightning arrestor damage or failure | 0
HFTD - Distribution - Zone 1 - 5QU CoRE ¦ 4QU LoRE | Non-Red Flag Warning - Catastrophic Fires | equipment / facility failure | other equipment / facility failure | 0
HFTD - Distribution - Zone 1 - 5QU CoRE ¦ 4QU LoRE | Non-Red Flag Warning - Catastrophic Fires | equipment / facility failure | pole damage or failure | 0
HFTD - Distribution - Zone 1 - 5QU CoRE ¦ 4QU LoRE | Non-Red Flag Warning - Catastrophic Fires | equipment / facility failure | transformer damage or failure | 0
HFTD - Distribution - Zone 1 - 5QU CoRE ¦ 4QU LoRE | Non-Red Flag Warning - Catastrophic Fires | equipment / facility failure | voltage regulator / booster damage or failure | 0
HFTD - Distribution - Zone 1 - 5QU CoRE ¦ 4QU LoRE | Non-Red Flag Warning - Catastrophic Fires | other | all other | 0
HFTD - Distribution - Zone 1 - 5QU CoRE ¦ 4QU LoRE | Non-Red Flag Warning - Catastrophic Fires | unknown | unknown | 0
HFTD - Distribution - Zone 1 - 5QU CoRE ¦ 4QU LoRE | Non-Red Flag Warning - Catastrophic Fires | utility work / operation | utility work / operation | 0
HFTD - Distribution - Zone 1 - 5QU CoRE ¦ 4QU LoRE | Non-Red Flag Warning - Catastrophic Fires | vandalism / theft | vandalism / theft | 0
HFTD - Distribution - Zone 1 - 5QU CoRE ¦ 4QU LoRE | Non-Red Flag Warning - Catastrophic Fires | vegetation contact | branch (not overhanging, 4-12ft) | 0
HFTD - Distribution - Zone 1 - 5QU CoRE ¦ 4QU LoRE | Non-Red Flag Warning - Catastrophic Fires | vegetation contact | branch (not overhanging, > 12ft) | 0
HFTD - Distribution - Zone 1 - 5QU CoRE ¦ 4QU LoRE | Non-Red Flag Warning - Catastrophic Fires | vegetation contact | branch (not overhanging, distance unknown) | 0
HFTD - Distribution - Zone 1 - 5QU CoRE ¦ 4QU LoRE | Non-Red Flag Warning - Catastrophic Fires | vegetation contact | branch (not overhanging, within 4ft) | 0
HFTD - Distribution - Zone 1 - 5QU CoRE ¦ 4QU LoRE | Non-Red Flag Warning - Catastrophic Fires | vegetation contact | branch (overhanging) | 0
HFTD - Distribution - Zone 1 - 5QU CoRE ¦ 4QU LoRE | Non-Red Flag Warning - Catastrophic Fires | vegetation contact | dead | 0
HFTD - Distribution - Zone 1 - 5QU CoRE ¦ 4QU LoRE | Non-Red Flag Warning - Catastrophic Fires | vegetation contact | fell into (moderate-severe defect) | 0
HFTD - Distribution - Zone 1 - 5QU CoRE ¦ 4QU LoRE | Non-Red Flag Warning - Catastrophic Fires | vegetation contact | fell into (no defect) | 0
HFTD - Distribution - Zone 1 - 5QU CoRE ¦ 4QU LoRE | Non-Red Flag Warning - Catastrophic Fires | vegetation contact | fell into (slight defect) | 0
HFTD - Distribution - Zone 1 - 5QU CoRE ¦ 4QU LoRE | Non-Red Flag Warning - Catastrophic Fires | vegetation contact | grow into | 0
HFTD - Distribution - Zone 1 - 5QU CoRE ¦ 4QU LoRE | Non-Red Flag Warning - Catastrophic Fires | vegetation contact | other/unknown | 0
HFTD - Distribution - Zone 1 - 5QU CoRE ¦ 4QU LoRE | Non-Red Flag Warning - Catastrophic Fires | wire-to-wire contact | wire-to-wire contact / contamination | 0
HFTD - Distribution - Zone 1 - 5QU CoRE ¦ 4QU LoRE | Non-Red Flag Warning - Destructive Fires | contact from object | animal contact | 0
HFTD - Distribution - Zone 1 - 5QU CoRE ¦ 4QU LoRE | Non-Red Flag Warning - Destructive Fires | contact from object | balloon contact | 0
HFTD - Distribution - Zone 1 - 5QU CoRE ¦ 4QU LoRE | Non-Red Flag Warning - Destructive Fires | contact from object | other contact from object | 0
HFTD - Distribution - Zone 1 - 5QU CoRE ¦ 4QU LoRE | Non-Red Flag Warning - Destructive Fires | contact from object | vehicle contact | 0
HFTD - Distribution - Zone 1 - 5QU CoRE ¦ 4QU LoRE | Non-Red Flag Warning - Destructive Fires | contamination | contamination | 0
HFTD - Distribution - Zone 1 - 5QU CoRE ¦ 4QU LoRE | Non-Red Flag Warning - Destructive Fires | equipment / facility failure | anchor / guy damage or failure | 0
HFTD - Distribution - Zone 1 - 5QU CoRE ¦ 4QU LoRE | Non-Red Flag Warning - Destructive Fires | equipment / facility failure | capacitor bank damage or failure | 0
HFTD - Distribution - Zone 1 - 5QU CoRE ¦ 4QU LoRE | Non-Red Flag Warning - Destructive Fires | equipment / facility failure | conductor damage or failure | 0
HFTD - Distribution - Zone 1 - 5QU CoRE ¦ 4QU LoRE | Non-Red Flag Warning - Destructive Fires | equipment / facility failure | crossarm damage or failure | 0
HFTD - Distribution - Zone 1 - 5QU CoRE ¦ 4QU LoRE | Non-Red Flag Warning - Destructive Fires | equipment / facility failure | fuse damage or failure | 0
HFTD - Distribution - Zone 1 - 5QU CoRE ¦ 4QU LoRE | Non-Red Flag Warning - Destructive Fires | equipment / facility failure | insulator and brushing damage or failure | 0
HFTD - Distribution - Zone 1 - 5QU CoRE ¦ 4QU LoRE | Non-Red Flag Warning - Destructive Fires | equipment / facility failure | lightning arrestor damage or failure | 0
HFTD - Distribution - Zone 1 - 5QU CoRE ¦ 4QU LoRE | Non-Red Flag Warning - Destructive Fires | equipment / facility failure | other equipment / facility failure | 0
HFTD - Distribution - Zone 1 - 5QU CoRE ¦ 4QU LoRE | Non-Red Flag Warning - Destructive Fires | equipment / facility failure | pole damage or failure | 0
HFTD - Distribution - Zone 1 - 5QU CoRE ¦ 4QU LoRE | Non-Red Flag Warning - Destructive Fires | equipment / facility failure | transformer damage or failure | 0
HFTD - Distribution - Zone 1 - 5QU CoRE ¦ 4QU LoRE | Non-Red Flag Warning - Destructive Fires | equipment / facility failure | voltage regulator / booster damage or failure | 0
HFTD - Distribution - Zone 1 - 5QU CoRE ¦ 4QU LoRE | Non-Red Flag Warning - Destructive Fires | other | all other | 0
HFTD - Distribution - Zone 1 - 5QU CoRE ¦ 4QU LoRE | Non-Red Flag Warning - Destructive Fires | unknown | unknown | 0
HFTD - Distribution - Zone 1 - 5QU CoRE ¦ 4QU LoRE | Non-Red Flag Warning - Destructive Fires | utility work / operation | utility work / operation | 0
HFTD - Distribution - Zone 1 - 5QU CoRE ¦ 4QU LoRE | Non-Red Flag Warning - Destructive Fires | vandalism / theft | vandalism / theft | 0
HFTD - Distribution - Zone 1 - 5QU CoRE ¦ 4QU LoRE | Non-Red Flag Warning - Destructive Fires | vegetation contact | branch (not overhanging, 4-12ft) | 0
HFTD - Distribution - Zone 1 - 5QU CoRE ¦ 4QU LoRE | Non-Red Flag Warning - Destructive Fires | vegetation contact | branch (not overhanging, > 12ft) | 0
HFTD - Distribution - Zone 1 - 5QU CoRE ¦ 4QU LoRE | Non-Red Flag Warning - Destructive Fires | vegetation contact | branch (not overhanging, distance unknown) | 0
HFTD - Distribution - Zone 1 - 5QU CoRE ¦ 4QU LoRE | Non-Red Flag Warning - Destructive Fires | vegetation contact | branch (not overhanging, within 4ft) | 0
HFTD - Distribution - Zone 1 - 5QU CoRE ¦ 4QU LoRE | Non-Red Flag Warning - Destructive Fires | vegetation contact | branch (overhanging) | 0
HFTD - Distribution - Zone 1 - 5QU CoRE ¦ 4QU LoRE | Non-Red Flag Warning - Destructive Fires | vegetation contact | dead | 0
HFTD - Distribution - Zone 1 - 5QU CoRE ¦ 4QU LoRE | Non-Red Flag Warning - Destructive Fires | vegetation contact | fell into (moderate-severe defect) | 0
HFTD - Distribution - Zone 1 - 5QU CoRE ¦ 4QU LoRE | Non-Red Flag Warning - Destructive Fires | vegetation contact | fell into (no defect) | 0
HFTD - Distribution - Zone 1 - 5QU CoRE ¦ 4QU LoRE | Non-Red Flag Warning - Destructive Fires | vegetation contact | fell into (slight defect) | 0
HFTD - Distribution - Zone 1 - 5QU CoRE ¦ 4QU LoRE | Non-Red Flag Warning - Destructive Fires | vegetation contact | grow into | 0
HFTD - Distribution - Zone 1 - 5QU CoRE ¦ 4QU LoRE | Non-Red Flag Warning - Destructive Fires | vegetation contact | other/unknown | 0
HFTD - Distribution - Zone 1 - 5QU CoRE ¦ 4QU LoRE | Non-Red Flag Warning - Destructive Fires | wire-to-wire contact | wire-to-wire contact / contamination | 0
HFTD - Distribution - Zone 1 - 5QU CoRE ¦ 4QU LoRE | Non-Red Flag Warning - Large Fires | contact from object | animal contact | 1.9212e-06
HFTD - Distribution - Zone 1 - 5QU CoRE ¦ 4QU LoRE | Non-Red Flag Warning - Large Fires | contact from object | balloon contact | 0
HFTD - Distribution - Zone 1 - 5QU CoRE ¦ 4QU LoRE | Non-Red Flag Warning - Large Fires | contact from object | other contact from object | 0
HFTD - Distribution - Zone 1 - 5QU CoRE ¦ 4QU LoRE | Non-Red Flag Warning - Large Fires | contact from object | vehicle contact | 0
HFTD - Distribution - Zone 1 - 5QU CoRE ¦ 4QU LoRE | Non-Red Flag Warning - Large Fires | contamination | contamination | 0
HFTD - Distribution - Zone 1 - 5QU CoRE ¦ 4QU LoRE | Non-Red Flag Warning - Large Fires | equipment / facility failure | anchor / guy damage or failure | 0
HFTD - Distribution - Zone 1 - 5QU CoRE ¦ 4QU LoRE | Non-Red Flag Warning - Large Fires | equipment / facility failure | capacitor bank damage or failure | 0
HFTD - Distribution - Zone 1 - 5QU CoRE ¦ 4QU LoRE | Non-Red Flag Warning - Large Fires | equipment / facility failure | conductor damage or failure | 0
HFTD - Distribution - Zone 1 - 5QU CoRE ¦ 4QU LoRE | Non-Red Flag Warning - Large Fires | equipment / facility failure | crossarm damage or failure | 0
HFTD - Distribution - Zone 1 - 5QU CoRE ¦ 4QU LoRE | Non-Red Flag Warning - Large Fires | equipment / facility failure | fuse damage or failure | 0
HFTD - Distribution - Zone 1 - 5QU CoRE ¦ 4QU LoRE | Non-Red Flag Warning - Large Fires | equipment / facility failure | insulator and brushing damage or failure | 0
HFTD - Distribution - Zone 1 - 5QU CoRE ¦ 4QU LoRE | Non-Red Flag Warning - Large Fires | equipment / facility failure | lightning arrestor damage or failure | 0
HFTD - Distribution - Zone 1 - 5QU CoRE ¦ 4QU LoRE | Non-Red Flag Warning - Large Fires | equipment / facility failure | other equipment / facility failure | 1.9212e-07
HFTD - Distribution - Zone 1 - 5QU CoRE ¦ 4QU LoRE | Non-Red Flag Warning - Large Fires | equipment / facility failure | pole damage or failure | 0
HFTD - Distribution - Zone 1 - 5QU CoRE ¦ 4QU LoRE | Non-Red Flag Warning - Large Fires | equipment / facility failure | transformer damage or failure | 0
HFTD - Distribution - Zone 1 - 5QU CoRE ¦ 4QU LoRE | Non-Red Flag Warning - Large Fires | equipment / facility failure | voltage regulator / booster damage or failure | 0
HFTD - Distribution - Zone 1 - 5QU CoRE ¦ 4QU LoRE | Non-Red Flag Warning - Large Fires | other | all other | 0
HFTD - Distribution - Zone 1 - 5QU CoRE ¦ 4QU LoRE | Non-Red Flag Warning - Large Fires | unknown | unknown | 0
HFTD - Distribution - Zone 1 - 5QU CoRE ¦ 4QU LoRE | Non-Red Flag Warning - Large Fires | utility work / operation | utility work / operation | 0
HFTD - Distribution - Zone 1 - 5QU CoRE ¦ 4QU LoRE | Non-Red Flag Warning - Large Fires | vandalism / theft | vandalism / theft | 0
HFTD - Distribution - Zone 1 - 5QU CoRE ¦ 4QU LoRE | Non-Red Flag Warning - Large Fires | vegetation contact | branch (not overhanging, 4-12ft) | 0
HFTD - Distribution - Zone 1 - 5QU CoRE ¦ 4QU LoRE | Non-Red Flag Warning - Large Fires | vegetation contact | branch (not overhanging, > 12ft) | 0
HFTD - Distribution - Zone 1 - 5QU CoRE ¦ 4QU LoRE | Non-Red Flag Warning - Large Fires | vegetation contact | branch (not overhanging, distance unknown) | 0
HFTD - Distribution - Zone 1 - 5QU CoRE ¦ 4QU LoRE | Non-Red Flag Warning - Large Fires | vegetation contact | branch (not overhanging, within 4ft) | 0
HFTD - Distribution - Zone 1 - 5QU CoRE ¦ 4QU LoRE | Non-Red Flag Warning - Large Fires | vegetation contact | branch (overhanging) | 0
HFTD - Distribution - Zone 1 - 5QU CoRE ¦ 4QU LoRE | Non-Red Flag Warning - Large Fires | vegetation contact | dead | 0
HFTD - Distribution - Zone 1 - 5QU CoRE ¦ 4QU LoRE | Non-Red Flag Warning - Large Fires | vegetation contact | fell into (moderate-severe defect) | 0
HFTD - Distribution - Zone 1 - 5QU CoRE ¦ 4QU LoRE | Non-Red Flag Warning - Large Fires | vegetation contact | fell into (no defect) | 0
HFTD - Distribution - Zone 1 - 5QU CoRE ¦ 4QU LoRE | Non-Red Flag Warning - Large Fires | vegetation contact | fell into (slight defect) | 0
HFTD - Distribution - Zone 1 - 5QU CoRE ¦ 4QU LoRE | Non-Red Flag Warning - Large Fires | vegetation contact | grow into | 0
HFTD - Distribution - Zone 1 - 5QU CoRE ¦ 4QU LoRE | Non-Red Flag Warning - Large Fires | vegetation contact | other/unknown | 0
HFTD - Distribution - Zone 1 - 5QU CoRE ¦ 4QU LoRE | Non-Red Flag Warning - Large Fires | wire-to-wire contact | wire-to-wire contact / contamination | 1.9796e-06
HFTD - Distribution - Zone 1 - 5QU CoRE ¦ 4QU LoRE | Non-Red Flag Warning - Small Fires | contact from object | animal contact | 0.0005132
HFTD - Distribution - Zone 1 - 5QU CoRE ¦ 4QU LoRE | Non-Red Flag Warning - Small Fires | contact from object | balloon contact | 0
HFTD - Distribution - Zone 1 - 5QU CoRE ¦ 4QU LoRE | Non-Red Flag Warning - Small Fires | contact from object | other contact from object | 0
HFTD - Distribution - Zone 1 - 5QU CoRE ¦ 4QU LoRE | Non-Red Flag Warning - Small Fires | contact from object | vehicle contact | 0
HFTD - Distribution - Zone 1 - 5QU CoRE ¦ 4QU LoRE | Non-Red Flag Warning - Small Fires | contamination | contamination | 0
HFTD - Distribution - Zone 1 - 5QU CoRE ¦ 4QU LoRE | Non-Red Flag Warning - Small Fires | equipment / facility failure | anchor / guy damage or failure | 0
HFTD - Distribution - Zone 1 - 5QU CoRE ¦ 4QU LoRE | Non-Red Flag Warning - Small Fires | equipment / facility failure | capacitor bank damage or failure | 0
HFTD - Distribution - Zone 1 - 5QU CoRE ¦ 4QU LoRE | Non-Red Flag Warning - Small Fires | equipment / facility failure | conductor damage or failure | 0
HFTD - Distribution - Zone 1 - 5QU CoRE ¦ 4QU LoRE | Non-Red Flag Warning - Small Fires | equipment / facility failure | crossarm damage or failure | 0
HFTD - Distribution - Zone 1 - 5QU CoRE ¦ 4QU LoRE | Non-Red Flag Warning - Small Fires | equipment / facility failure | fuse damage or failure | 0
HFTD - Distribution - Zone 1 - 5QU CoRE ¦ 4QU LoRE | Non-Red Flag Warning - Small Fires | equipment / facility failure | insulator and brushing damage or failure | 0
HFTD - Distribution - Zone 1 - 5QU CoRE ¦ 4QU LoRE | Non-Red Flag Warning - Small Fires | equipment / facility failure | lightning arrestor damage or failure | 0
HFTD - Distribution - Zone 1 - 5QU CoRE ¦ 4QU LoRE | Non-Red Flag Warning - Small Fires | equipment / facility failure | other equipment / facility failure | 0.0001564
HFTD - Distribution - Zone 1 - 5QU CoRE ¦ 4QU LoRE | Non-Red Flag Warning - Small Fires | equipment / facility failure | pole damage or failure | 0
HFTD - Distribution - Zone 1 - 5QU CoRE ¦ 4QU LoRE | Non-Red Flag Warning - Small Fires | equipment / facility failure | transformer damage or failure | 0
HFTD - Distribution - Zone 1 - 5QU CoRE ¦ 4QU LoRE | Non-Red Flag Warning - Small Fires | equipment / facility failure | voltage regulator / booster damage or failure | 0
HFTD - Distribution - Zone 1 - 5QU CoRE ¦ 4QU LoRE | Non-Red Flag Warning - Small Fires | other | all other | 0
HFTD - Distribution - Zone 1 - 5QU CoRE ¦ 4QU LoRE | Non-Red Flag Warning - Small Fires | unknown | unknown | 0
HFTD - Distribution - Zone 1 - 5QU CoRE ¦ 4QU LoRE | Non-Red Flag Warning - Small Fires | utility work / operation | utility work / operation | 0
HFTD - Distribution - Zone 1 - 5QU CoRE ¦ 4QU LoRE | Non-Red Flag Warning - Small Fires | vandalism / theft | vandalism / theft | 0
HFTD - Distribution - Zone 1 - 5QU CoRE ¦ 4QU LoRE | Non-Red Flag Warning - Small Fires | vegetation contact | branch (not overhanging, 4-12ft) | 0
HFTD - Distribution - Zone 1 - 5QU CoRE ¦ 4QU LoRE | Non-Red Flag Warning - Small Fires | vegetation contact | branch (not overhanging, > 12ft) | 0
HFTD - Distribution - Zone 1 - 5QU CoRE ¦ 4QU LoRE | Non-Red Flag Warning - Small Fires | vegetation contact | branch (not overhanging, distance unknown) | 0
HFTD - Distribution - Zone 1 - 5QU CoRE ¦ 4QU LoRE | Non-Red Flag Warning - Small Fires | vegetation contact | branch (not overhanging, within 4ft) | 0
HFTD - Distribution - Zone 1 - 5QU CoRE ¦ 4QU LoRE | Non-Red Flag Warning - Small Fires | vegetation contact | branch (overhanging) | 0
HFTD - Distribution - Zone 1 - 5QU CoRE ¦ 4QU LoRE | Non-Red Flag Warning - Small Fires | vegetation contact | dead | 0
HFTD - Distribution - Zone 1 - 5QU CoRE ¦ 4QU LoRE | Non-Red Flag Warning - Small Fires | vegetation contact | fell into (moderate-severe defect) | 0
HFTD - Distribution - Zone 1 - 5QU CoRE ¦ 4QU LoRE | Non-Red Flag Warning - Small Fires | vegetation contact | fell into (no defect) | 0
HFTD - Distribution - Zone 1 - 5QU CoRE ¦ 4QU LoRE | Non-Red Flag Warning - Small Fires | vegetation contact | fell into (slight defect) | 0
HFTD - Distribution - Zone 1 - 5QU CoRE ¦ 4QU LoRE | Non-Red Flag Warning - Small Fires | vegetation contact | grow into | 0
HFTD - Distribution - Zone 1 - 5QU CoRE ¦ 4QU LoRE | Non-Red Flag Warning - Small Fires | vegetation contact | other/unknown | 0
HFTD - Distribution - Zone 1 - 5QU CoRE ¦ 4QU LoRE | Non-Red Flag Warning - Small Fires | wire-to-wire contact | wire-to-wire contact / contamination | 0.0005288
HFTD - Distribution - Zone 1 - 5QU CoRE ¦ 4QU LoRE | Seismic - Red Flag Warning - Catastrophic Fires | cc - seismic scenario | seismic scenario | 6.2795e-09
HFTD - Distribution - Zone 1 - 5QU CoRE ¦ 4QU LoRE | Red Flag Warning - Catastrophic Fires | contact from object | animal contact | 0
HFTD - Distribution - Zone 1 - 5QU CoRE ¦ 4QU LoRE | Red Flag Warning - Catastrophic Fires | contact from object | balloon contact | 0
HFTD - Distribution - Zone 1 - 5QU CoRE ¦ 4QU LoRE | Red Flag Warning - Catastrophic Fires | contact from object | other contact from object | 0
HFTD - Distribution - Zone 1 - 5QU CoRE ¦ 4QU LoRE | Red Flag Warning - Catastrophic Fires | contact from object | vehicle contact | 0
HFTD - Distribution - Zone 1 - 5QU CoRE ¦ 4QU LoRE | Red Flag Warning - Catastrophic Fires | contamination | contamination | 0
HFTD - Distribution - Zone 1 - 5QU CoRE ¦ 4QU LoRE | Red Flag Warning - Catastrophic Fires | equipment / facility failure | anchor / guy damage or failure | 0
HFTD - Distribution - Zone 1 - 5QU CoRE ¦ 4QU LoRE | Red Flag Warning - Catastrophic Fires | equipment / facility failure | capacitor bank damage or failure | 0
HFTD - Distribution - Zone 1 - 5QU CoRE ¦ 4QU LoRE | Red Flag Warning - Catastrophic Fires | equipment / facility failure | conductor damage or failure | 0
HFTD - Distribution - Zone 1 - 5QU CoRE ¦ 4QU LoRE | Red Flag Warning - Catastrophic Fires | equipment / facility failure | crossarm damage or failure | 0
HFTD - Distribution - Zone 1 - 5QU CoRE ¦ 4QU LoRE | Red Flag Warning - Catastrophic Fires | equipment / facility failure | fuse damage or failure | 0
HFTD - Distribution - Zone 1 - 5QU CoRE ¦ 4QU LoRE | Red Flag Warning - Catastrophic Fires | equipment / facility failure | insulator and brushing damage or failure | 0
HFTD - Distribution - Zone 1 - 5QU CoRE ¦ 4QU LoRE | Red Flag Warning - Catastrophic Fires | equipment / facility failure | lightning arrestor damage or failure | 0
HFTD - Distribution - Zone 1 - 5QU CoRE ¦ 4QU LoRE | Red Flag Warning - Catastrophic Fires | equipment / facility failure | other equipment / facility failure | 0
HFTD - Distribution - Zone 1 - 5QU CoRE ¦ 4QU LoRE | Red Flag Warning - Catastrophic Fires | equipment / facility failure | pole damage or failure | 0
HFTD - Distribution - Zone 1 - 5QU CoRE ¦ 4QU LoRE | Red Flag Warning - Catastrophic Fires | equipment / facility failure | transformer damage or failure | 0
HFTD - Distribution - Zone 1 - 5QU CoRE ¦ 4QU LoRE | Red Flag Warning - Catastrophic Fires | equipment / facility failure | voltage regulator / booster damage or failure | 0
HFTD - Distribution - Zone 1 - 5QU CoRE ¦ 4QU LoRE | Red Flag Warning - Catastrophic Fires | other | all other | 0
HFTD - Distribution - Zone 1 - 5QU CoRE ¦ 4QU LoRE | Red Flag Warning - Catastrophic Fires | unknown | unknown | 0
HFTD - Distribution - Zone 1 - 5QU CoRE ¦ 4QU LoRE | Red Flag Warning - Catastrophic Fires | utility work / operation | utility work / operation | 0
HFTD - Distribution - Zone 1 - 5QU CoRE ¦ 4QU LoRE | Red Flag Warning - Catastrophic Fires | vandalism / theft | vandalism / theft | 0
HFTD - Distribution - Zone 1 - 5QU CoRE ¦ 4QU LoRE | Red Flag Warning - Catastrophic Fires | vegetation contact | branch (not overhanging, 4-12ft) | 0
HFTD - Distribution - Zone 1 - 5QU CoRE ¦ 4QU LoRE | Red Flag Warning - Catastrophic Fires | vegetation contact | branch (not overhanging, > 12ft) | 0
HFTD - Distribution - Zone 1 - 5QU CoRE ¦ 4QU LoRE | Red Flag Warning - Catastrophic Fires | vegetation contact | branch (not overhanging, distance unknown) | 0
HFTD - Distribution - Zone 1 - 5QU CoRE ¦ 4QU LoRE | Red Flag Warning - Catastrophic Fires | vegetation contact | branch (not overhanging, within 4ft) | 0
HFTD - Distribution - Zone 1 - 5QU CoRE ¦ 4QU LoRE | Red Flag Warning - Catastrophic Fires | vegetation contact | branch (overhanging) | 0
HFTD - Distribution - Zone 1 - 5QU CoRE ¦ 4QU LoRE | Red Flag Warning - Catastrophic Fires | vegetation contact | dead | 0
HFTD - Distribution - Zone 1 - 5QU CoRE ¦ 4QU LoRE | Red Flag Warning - Catastrophic Fires | vegetation contact | fell into (moderate-severe defect) | 0
HFTD - Distribution - Zone 1 - 5QU CoRE ¦ 4QU LoRE | Red Flag Warning - Catastrophic Fires | vegetation contact | fell into (no defect) | 0
HFTD - Distribution - Zone 1 - 5QU CoRE ¦ 4QU LoRE | Red Flag Warning - Catastrophic Fires | vegetation contact | fell into (slight defect) | 0
HFTD - Distribution - Zone 1 - 5QU CoRE ¦ 4QU LoRE | Red Flag Warning - Catastrophic Fires | vegetation contact | grow into | 0
HFTD - Distribution - Zone 1 - 5QU CoRE ¦ 4QU LoRE | Red Flag Warning - Catastrophic Fires | vegetation contact | other/unknown | 0
HFTD - Distribution - Zone 1 - 5QU CoRE ¦ 4QU LoRE | Red Flag Warning - Catastrophic Fires | wire-to-wire contact | wire-to-wire contact / contamination | 0
HFTD - Distribution - Zone 1 - 5QU CoRE ¦ 4QU LoRE | Red Flag Warning - Destructive Fires | contact from object | animal contact | 0
HFTD - Distribution - Zone 1 - 5QU CoRE ¦ 4QU LoRE | Red Flag Warning - Destructive Fires | contact from object | balloon contact | 0
HFTD - Distribution - Zone 1 - 5QU CoRE ¦ 4QU LoRE | Red Flag Warning - Destructive Fires | contact from object | other contact from object | 0
HFTD - Distribution - Zone 1 - 5QU CoRE ¦ 4QU LoRE | Red Flag Warning - Destructive Fires | contact from object | vehicle contact | 0
HFTD - Distribution - Zone 1 - 5QU CoRE ¦ 4QU LoRE | Red Flag Warning - Destructive Fires | contamination | contamination | 0
HFTD - Distribution - Zone 1 - 5QU CoRE ¦ 4QU LoRE | Red Flag Warning - Destructive Fires | equipment / facility failure | anchor / guy damage or failure | 0
HFTD - Distribution - Zone 1 - 5QU CoRE ¦ 4QU LoRE | Red Flag Warning - Destructive Fires | equipment / facility failure | capacitor bank damage or failure | 0
HFTD - Distribution - Zone 1 - 5QU CoRE ¦ 4QU LoRE | Red Flag Warning - Destructive Fires | equipment / facility failure | conductor damage or failure | 0
HFTD - Distribution - Zone 1 - 5QU CoRE ¦ 4QU LoRE | Red Flag Warning - Destructive Fires | equipment / facility failure | crossarm damage or failure | 0
HFTD - Distribution - Zone 1 - 5QU CoRE ¦ 4QU LoRE | Red Flag Warning - Destructive Fires | equipment / facility failure | fuse damage or failure | 0
HFTD - Distribution - Zone 1 - 5QU CoRE ¦ 4QU LoRE | Red Flag Warning - Destructive Fires | equipment / facility failure | insulator and brushing damage or failure | 0
HFTD - Distribution - Zone 1 - 5QU CoRE ¦ 4QU LoRE | Red Flag Warning - Destructive Fires | equipment / facility failure | lightning arrestor damage or failure | 0
HFTD - Distribution - Zone 1 - 5QU CoRE ¦ 4QU LoRE | Red Flag Warning - Destructive Fires | equipment / facility failure | other equipment / facility failure | 0
HFTD - Distribution - Zone 1 - 5QU CoRE ¦ 4QU LoRE | Red Flag Warning - Destructive Fires | equipment / facility failure | pole damage or failure | 0
HFTD - Distribution - Zone 1 - 5QU CoRE ¦ 4QU LoRE | Red Flag Warning - Destructive Fires | equipment / facility failure | transformer damage or failure | 0
HFTD - Distribution - Zone 1 - 5QU CoRE ¦ 4QU LoRE | Red Flag Warning - Destructive Fires | equipment / facility failure | voltage regulator / booster damage or failure | 0
HFTD - Distribution - Zone 1 - 5QU CoRE ¦ 4QU LoRE | Red Flag Warning - Destructive Fires | other | all other | 0
HFTD - Distribution - Zone 1 - 5QU CoRE ¦ 4QU LoRE | Red Flag Warning - Destructive Fires | unknown | unknown | 0
HFTD - Distribution - Zone 1 - 5QU CoRE ¦ 4QU LoRE | Red Flag Warning - Destructive Fires | utility work / operation | utility work / operation | 0
HFTD - Distribution - Zone 1 - 5QU CoRE ¦ 4QU LoRE | Red Flag Warning - Destructive Fires | vandalism / theft | vandalism / theft | 0
HFTD - Distribution - Zone 1 - 5QU CoRE ¦ 4QU LoRE | Red Flag Warning - Destructive Fires | vegetation contact | branch (not overhanging, 4-12ft) | 0
HFTD - Distribution - Zone 1 - 5QU CoRE ¦ 4QU LoRE | Red Flag Warning - Destructive Fires | vegetation contact | branch (not overhanging, > 12ft) | 0
HFTD - Distribution - Zone 1 - 5QU CoRE ¦ 4QU LoRE | Red Flag Warning - Destructive Fires | vegetation contact | branch (not overhanging, distance unknown) | 0
HFTD - Distribution - Zone 1 - 5QU CoRE ¦ 4QU LoRE | Red Flag Warning - Destructive Fires | vegetation contact | branch (not overhanging, within 4ft) | 0
HFTD - Distribution - Zone 1 - 5QU CoRE ¦ 4QU LoRE | Red Flag Warning - Destructive Fires | vegetation contact | branch (overhanging) | 0
HFTD - Distribution - Zone 1 - 5QU CoRE ¦ 4QU LoRE | Red Flag Warning - Destructive Fires | vegetation contact | dead | 0
HFTD - Distribution - Zone 1 - 5QU CoRE ¦ 4QU LoRE | Red Flag Warning - Destructive Fires | vegetation contact | fell into (moderate-severe defect) | 0
HFTD - Distribution - Zone 1 - 5QU CoRE ¦ 4QU LoRE | Red Flag Warning - Destructive Fires | vegetation contact | fell into (no defect) | 0
HFTD - Distribution - Zone 1 - 5QU CoRE ¦ 4QU LoRE | Red Flag Warning - Destructive Fires | vegetation contact | fell into (slight defect) | 0
HFTD - Distribution - Zone 1 - 5QU CoRE ¦ 4QU LoRE | Red Flag Warning - Destructive Fires | vegetation contact | grow into | 0
HFTD - Distribution - Zone 1 - 5QU CoRE ¦ 4QU LoRE | Red Flag Warning - Destructive Fires | vegetation contact | other/unknown | 0
HFTD - Distribution - Zone 1 - 5QU CoRE ¦ 4QU LoRE | Red Flag Warning - Destructive Fires | wire-to-wire contact | wire-to-wire contact / contamination | 0
HFTD - Distribution - Zone 1 - 5QU CoRE ¦ 4QU LoRE | Red Flag Warning - Large Fires | contact from object | animal contact | 0
HFTD - Distribution - Zone 1 - 5QU CoRE ¦ 4QU LoRE | Red Flag Warning - Large Fires | contact from object | balloon contact | 0
HFTD - Distribution - Zone 1 - 5QU CoRE ¦ 4QU LoRE | Red Flag Warning - Large Fires | contact from object | other contact from object | 0
HFTD - Distribution - Zone 1 - 5QU CoRE ¦ 4QU LoRE | Red Flag Warning - Large Fires | contact from object | vehicle contact | 0
HFTD - Distribution - Zone 1 - 5QU CoRE ¦ 4QU LoRE | Red Flag Warning - Large Fires | contamination | contamination | 0
HFTD - Distribution - Zone 1 - 5QU CoRE ¦ 4QU LoRE | Red Flag Warning - Large Fires | equipment / facility failure | anchor / guy damage or failure | 0
HFTD - Distribution - Zone 1 - 5QU CoRE ¦ 4QU LoRE | Red Flag Warning - Large Fires | equipment / facility failure | capacitor bank damage or failure | 0
HFTD - Distribution - Zone 1 - 5QU CoRE ¦ 4QU LoRE | Red Flag Warning - Large Fires | equipment / facility failure | conductor damage or failure | 0
HFTD - Distribution - Zone 1 - 5QU CoRE ¦ 4QU LoRE | Red Flag Warning - Large Fires | equipment / facility failure | crossarm damage or failure | 0
HFTD - Distribution - Zone 1 - 5QU CoRE ¦ 4QU LoRE | Red Flag Warning - Large Fires | equipment / facility failure | fuse damage or failure | 0
HFTD - Distribution - Zone 1 - 5QU CoRE ¦ 4QU LoRE | Red Flag Warning - Large Fires | equipment / facility failure | insulator and brushing damage or failure | 0
HFTD - Distribution - Zone 1 - 5QU CoRE ¦ 4QU LoRE | Red Flag Warning - Large Fires | equipment / facility failure | lightning arrestor damage or failure | 0
HFTD - Distribution - Zone 1 - 5QU CoRE ¦ 4QU LoRE | Red Flag Warning - Large Fires | equipment / facility failure | other equipment / facility failure | 7.5507e-07
HFTD - Distribution - Zone 1 - 5QU CoRE ¦ 4QU LoRE | Red Flag Warning - Large Fires | equipment / facility failure | pole damage or failure | 0
HFTD - Distribution - Zone 1 - 5QU CoRE ¦ 4QU LoRE | Red Flag Warning - Large Fires | equipment / facility failure | transformer damage or failure | 0
HFTD - Distribution - Zone 1 - 5QU CoRE ¦ 4QU LoRE | Red Flag Warning - Large Fires | equipment / facility failure | voltage regulator / booster damage or failure | 0
HFTD - Distribution - Zone 1 - 5QU CoRE ¦ 4QU LoRE | Red Flag Warning - Large Fires | other | all other | 0
HFTD - Distribution - Zone 1 - 5QU CoRE ¦ 4QU LoRE | Red Flag Warning - Large Fires | unknown | unknown | 0
HFTD - Distribution - Zone 1 - 5QU CoRE ¦ 4QU LoRE | Red Flag Warning - Large Fires | utility work / operation | utility work / operation | 0
HFTD - Distribution - Zone 1 - 5QU CoRE ¦ 4QU LoRE | Red Flag Warning - Large Fires | vandalism / theft | vandalism / theft | 0
HFTD - Distribution - Zone 1 - 5QU CoRE ¦ 4QU LoRE | Red Flag Warning - Large Fires | vegetation contact | branch (not overhanging, 4-12ft) | 0
HFTD - Distribution - Zone 1 - 5QU CoRE ¦ 4QU LoRE | Red Flag Warning - Large Fires | vegetation contact | branch (not overhanging, > 12ft) | 0
HFTD - Distribution - Zone 1 - 5QU CoRE ¦ 4QU LoRE | Red Flag Warning - Large Fires | vegetation contact | branch (not overhanging, distance unknown) | 0
HFTD - Distribution - Zone 1 - 5QU CoRE ¦ 4QU LoRE | Red Flag Warning - Large Fires | vegetation contact | branch (not overhanging, within 4ft) | 0
HFTD - Distribution - Zone 1 - 5QU CoRE ¦ 4QU LoRE | Red Flag Warning - Large Fires | vegetation contact | branch (overhanging) | 0
HFTD - Distribution - Zone 1 - 5QU CoRE ¦ 4QU LoRE | Red Flag Warning - Large Fires | vegetation contact | dead | 0
HFTD - Distribution - Zone 1 - 5QU CoRE ¦ 4QU LoRE | Red Flag Warning - Large Fires | vegetation contact | fell into (moderate-severe defect) | 0
HFTD - Distribution - Zone 1 - 5QU CoRE ¦ 4QU LoRE | Red Flag Warning - Large Fires | vegetation contact | fell into (no defect) | 0
HFTD - Distribution - Zone 1 - 5QU CoRE ¦ 4QU LoRE | Red Flag Warning - Large Fires | vegetation contact | fell into (slight defect) | 0
HFTD - Distribution - Zone 1 - 5QU CoRE ¦ 4QU LoRE | Red Flag Warning - Large Fires | vegetation contact | grow into | 0
HFTD - Distribution - Zone 1 - 5QU CoRE ¦ 4QU LoRE | Red Flag Warning - Large Fires | vegetation contact | other/unknown | 0
HFTD - Distribution - Zone 1 - 5QU CoRE ¦ 4QU LoRE | Red Flag Warning - Large Fires | wire-to-wire contact | wire-to-wire contact / contamination | 0
HFTD - Distribution - Zone 1 - 5QU CoRE ¦ 4QU LoRE | Red Flag Warning - Small Fires | contact from object | animal contact | 9.8002e-06
HFTD - Distribution - Zone 1 - 5QU CoRE ¦ 4QU LoRE | Red Flag Warning - Small Fires | contact from object | balloon contact | 0
HFTD - Distribution - Zone 1 - 5QU CoRE ¦ 4QU LoRE | Red Flag Warning - Small Fires | contact from object | other contact from object | 0
HFTD - Distribution - Zone 1 - 5QU CoRE ¦ 4QU LoRE | Red Flag Warning - Small Fires | contact from object | vehicle contact | 0
HFTD - Distribution - Zone 1 - 5QU CoRE ¦ 4QU LoRE | Red Flag Warning - Small Fires | contamination | contamination | 0
HFTD - Distribution - Zone 1 - 5QU CoRE ¦ 4QU LoRE | Red Flag Warning - Small Fires | equipment / facility failure | anchor / guy damage or failure | 0
HFTD - Distribution - Zone 1 - 5QU CoRE ¦ 4QU LoRE | Red Flag Warning - Small Fires | equipment / facility failure | capacitor bank damage or failure | 0
HFTD - Distribution - Zone 1 - 5QU CoRE ¦ 4QU LoRE | Red Flag Warning - Small Fires | equipment / facility failure | conductor damage or failure | 0
HFTD - Distribution - Zone 1 - 5QU CoRE ¦ 4QU LoRE | Red Flag Warning - Small Fires | equipment / facility failure | crossarm damage or failure | 0
HFTD - Distribution - Zone 1 - 5QU CoRE ¦ 4QU LoRE | Red Flag Warning - Small Fires | equipment / facility failure | fuse damage or failure | 0
HFTD - Distribution - Zone 1 - 5QU CoRE ¦ 4QU LoRE | Red Flag Warning - Small Fires | equipment / facility failure | insulator and brushing damage or failure | 0
HFTD - Distribution - Zone 1 - 5QU CoRE ¦ 4QU LoRE | Red Flag Warning - Small Fires | equipment / facility failure | lightning arrestor damage or failure | 0
HFTD - Distribution - Zone 1 - 5QU CoRE ¦ 4QU LoRE | Red Flag Warning - Small Fires | equipment / facility failure | other equipment / facility failure | 9.6176e-06
HFTD - Distribution - Zone 1 - 5QU CoRE ¦ 4QU LoRE | Red Flag Warning - Small Fires | equipment / facility failure | pole damage or failure | 0
HFTD - Distribution - Zone 1 - 5QU CoRE ¦ 4QU LoRE | Red Flag Warning - Small Fires | equipment / facility failure | transformer damage or failure | 0
HFTD - Distribution - Zone 1 - 5QU CoRE ¦ 4QU LoRE | Red Flag Warning - Small Fires | equipment / facility failure | voltage regulator / booster damage or failure | 0
HFTD - Distribution - Zone 1 - 5QU CoRE ¦ 4QU LoRE | Red Flag Warning - Small Fires | other | all other | 0
HFTD - Distribution - Zone 1 - 5QU CoRE ¦ 4QU LoRE | Red Flag Warning - Small Fires | unknown | unknown | 0
HFTD - Distribution - Zone 1 - 5QU CoRE ¦ 4QU LoRE | Red Flag Warning - Small Fires | utility work / operation | utility work / operation | 0
HFTD - Distribution - Zone 1 - 5QU CoRE ¦ 4QU LoRE | Red Flag Warning - Small Fires | vandalism / theft | vandalism / theft | 0
HFTD - Distribution - Zone 1 - 5QU CoRE ¦ 4QU LoRE | Red Flag Warning - Small Fires | vegetation contact | branch (not overhanging, 4-12ft) | 0
HFTD - Distribution - Zone 1 - 5QU CoRE ¦ 4QU LoRE | Red Flag Warning - Small Fires | vegetation contact | branch (not overhanging, > 12ft) | 0
HFTD - Distribution - Zone 1 - 5QU CoRE ¦ 4QU LoRE | Red Flag Warning - Small Fires | vegetation contact | branch (not overhanging, distance unknown) | 0
HFTD - Distribution - Zone 1 - 5QU CoRE ¦ 4QU LoRE | Red Flag Warning - Small Fires | vegetation contact | branch (not overhanging, within 4ft) | 0
HFTD - Distribution - Zone 1 - 5QU CoRE ¦ 4QU LoRE | Red Flag Warning - Small Fires | vegetation contact | branch (overhanging) | 0
HFTD - Distribution - Zone 1 - 5QU CoRE ¦ 4QU LoRE | Red Flag Warning - Small Fires | vegetation contact | dead | 0
HFTD - Distribution - Zone 1 - 5QU CoRE ¦ 4QU LoRE | Red Flag Warning - Small Fires | vegetation contact | fell into (moderate-severe defect) | 0
HFTD - Distribution - Zone 1 - 5QU CoRE ¦ 4QU LoRE | Red Flag Warning - Small Fires | vegetation contact | fell into (no defect) | 0
HFTD - Distribution - Zone 1 - 5QU CoRE ¦ 4QU LoRE | Red Flag Warning - Small Fires | vegetation contact | fell into (slight defect) | 0
HFTD - Distribution - Zone 1 - 5QU CoRE ¦ 4QU LoRE | Red Flag Warning - Small Fires | vegetation contact | grow into | 0
HFTD - Distribution - Zone 1 - 5QU CoRE ¦ 4QU LoRE | Red Flag Warning - Small Fires | vegetation contact | other/unknown | 0
HFTD - Distribution - Zone 1 - 5QU CoRE ¦ 4QU LoRE | Red Flag Warning - Small Fires | wire-to-wire contact | wire-to-wire contact / contamination | 1.764e-05
non-HFTD - Distribution | Non-Red Flag Warning - Catastrophic Fires | vegetation contact | branch (not overhanging, > 12ft) | 0
non-HFTD - Distribution | Non-Red Flag Warning - Destructive Fires | vegetation contact | branch (not overhanging, > 12ft) | 0
non-HFTD - Distribution | Non-Red Flag Warning - Large Fires | vegetation contact | branch (not overhanging, > 12ft) | 0.0066569
non-HFTD - Distribution | Non-Red Flag Warning - Small Fires | vegetation contact | branch (not overhanging, > 12ft) | 1.3772
non-HFTD - Distribution | Non-Red Flag Warning - Catastrophic Fires | vegetation contact | branch (not overhanging, 4-12ft) | 0
non-HFTD - Distribution | Non-Red Flag Warning - Destructive Fires | vegetation contact | branch (not overhanging, 4-12ft) | 0
non-HFTD - Distribution | Non-Red Flag Warning - Large Fires | vegetation contact | branch (not overhanging, 4-12ft) | 0.004302
non-HFTD - Distribution | Non-Red Flag Warning - Small Fires | vegetation contact | branch (not overhanging, 4-12ft) | 0.89003
non-HFTD - Distribution | Non-Red Flag Warning - Catastrophic Fires | vegetation contact | branch (not overhanging, distance unknown) | 0
non-HFTD - Distribution | Non-Red Flag Warning - Destructive Fires | vegetation contact | branch (not overhanging, distance unknown) | 0
non-HFTD - Distribution | Non-Red Flag Warning - Large Fires | vegetation contact | branch (not overhanging, distance unknown) | 0.018969
non-HFTD - Distribution | Non-Red Flag Warning - Small Fires | vegetation contact | branch (not overhanging, distance unknown) | 3.9246
non-HFTD - Distribution | Non-Red Flag Warning - Catastrophic Fires | vegetation contact | branch (not overhanging, within 4ft) | 0
non-HFTD - Distribution | Non-Red Flag Warning - Destructive Fires | vegetation contact | branch (not overhanging, within 4ft) | 0
non-HFTD - Distribution | Non-Red Flag Warning - Large Fires | vegetation contact | branch (not overhanging, within 4ft) | 0.0027258
non-HFTD - Distribution | Non-Red Flag Warning - Small Fires | vegetation contact | branch (not overhanging, within 4ft) | 0.56394
non-HFTD - Distribution | Non-Red Flag Warning - Catastrophic Fires | vegetation contact | branch (overhanging) | 0
non-HFTD - Distribution | Non-Red Flag Warning - Destructive Fires | vegetation contact | branch (overhanging) | 0
non-HFTD - Distribution | Non-Red Flag Warning - Large Fires | vegetation contact | branch (overhanging) | 0.042983
non-HFTD - Distribution | Non-Red Flag Warning - Small Fires | vegetation contact | branch (overhanging) | 8.8926
non-HFTD - Distribution | Non-Red Flag Warning - Catastrophic Fires | vegetation contact | dead | 0
non-HFTD - Distribution | Non-Red Flag Warning - Destructive Fires | vegetation contact | dead | 0
non-HFTD - Distribution | Non-Red Flag Warning - Large Fires | vegetation contact | dead | 0.0098463
non-HFTD - Distribution | Non-Red Flag Warning - Small Fires | vegetation contact | dead | 2.0371
non-HFTD - Distribution | Non-Red Flag Warning - Catastrophic Fires | vegetation contact | fell into (moderate-severe defect) | 0
non-HFTD - Distribution | Non-Red Flag Warning - Destructive Fires | vegetation contact | fell into (moderate-severe defect) | 0
non-HFTD - Distribution | Non-Red Flag Warning - Large Fires | vegetation contact | fell into (moderate-severe defect) | 0.0074728
non-HFTD - Distribution | Non-Red Flag Warning - Small Fires | vegetation contact | fell into (moderate-severe defect) | 1.546
non-HFTD - Distribution | Non-Red Flag Warning - Catastrophic Fires | vegetation contact | fell into (no defect) | 0
non-HFTD - Distribution | Non-Red Flag Warning - Destructive Fires | vegetation contact | fell into (no defect) | 0
non-HFTD - Distribution | Non-Red Flag Warning - Large Fires | vegetation contact | fell into (no defect) | 0.052161
non-HFTD - Distribution | Non-Red Flag Warning - Small Fires | vegetation contact | fell into (no defect) | 10.7916
non-HFTD - Distribution | Non-Red Flag Warning - Catastrophic Fires | vegetation contact | fell into (slight defect) | 0
non-HFTD - Distribution | Non-Red Flag Warning - Destructive Fires | vegetation contact | fell into (slight defect) | 0
non-HFTD - Distribution | Non-Red Flag Warning - Large Fires | vegetation contact | fell into (slight defect) | 0.0093086
non-HFTD - Distribution | Non-Red Flag Warning - Small Fires | vegetation contact | fell into (slight defect) | 1.9258
non-HFTD - Distribution | Non-Red Flag Warning - Catastrophic Fires | vegetation contact | grow into | 0
non-HFTD - Distribution | Non-Red Flag Warning - Destructive Fires | vegetation contact | grow into | 0
non-HFTD - Distribution | Non-Red Flag Warning - Large Fires | vegetation contact | grow into | 0.012183
non-HFTD - Distribution | Non-Red Flag Warning - Small Fires | vegetation contact | grow into | 2.5205
non-HFTD - Distribution | Non-Red Flag Warning - Catastrophic Fires | vegetation contact | other/unknown | 0
non-HFTD - Distribution | Non-Red Flag Warning - Destructive Fires | vegetation contact | other/unknown | 0
non-HFTD - Distribution | Non-Red Flag Warning - Large Fires | vegetation contact | other/unknown | 0.092344
non-HFTD - Distribution | Non-Red Flag Warning - Small Fires | vegetation contact | other/unknown | 19.1049
non-HFTD - Distribution | Red Flag Warning - Catastrophic Fires | vegetation contact | branch (not overhanging, > 12ft) | 0.00025697
non-HFTD - Distribution | Red Flag Warning - Destructive Fires | vegetation contact | branch (not overhanging, > 12ft) | 7.3419e-05
non-HFTD - Distribution | Red Flag Warning - Large Fires | vegetation contact | branch (not overhanging, > 12ft) | 0.0033039
non-HFTD - Distribution | Red Flag Warning - Small Fires | vegetation contact | branch (not overhanging, > 12ft) | 0.34195
non-HFTD - Distribution | Red Flag Warning - Catastrophic Fires | vegetation contact | branch (not overhanging, 4-12ft) | 7.9749e-05
non-HFTD - Distribution | Red Flag Warning - Destructive Fires | vegetation contact | branch (not overhanging, 4-12ft) | 2.2785e-05
non-HFTD - Distribution | Red Flag Warning - Large Fires | vegetation contact | branch (not overhanging, 4-12ft) | 0.0010253
non-HFTD - Distribution | Red Flag Warning - Small Fires | vegetation contact | branch (not overhanging, 4-12ft) | 0.10612
non-HFTD - Distribution | Red Flag Warning - Catastrophic Fires | vegetation contact | branch (not overhanging, distance unknown) | 0.00051394
non-HFTD - Distribution | Red Flag Warning - Destructive Fires | vegetation contact | branch (not overhanging, distance unknown) | 0.00014684
non-HFTD - Distribution | Red Flag Warning - Large Fires | vegetation contact | branch (not overhanging, distance unknown) | 0.0066078
non-HFTD - Distribution | Red Flag Warning - Small Fires | vegetation contact | branch (not overhanging, distance unknown) | 0.6839
non-HFTD - Distribution | Red Flag Warning - Catastrophic Fires | vegetation contact | branch (not overhanging, within 4ft) | 2.6583e-05
non-HFTD - Distribution | Red Flag Warning - Destructive Fires | vegetation contact | branch (not overhanging, within 4ft) | 7.5951e-06
non-HFTD - Distribution | Red Flag Warning - Large Fires | vegetation contact | branch (not overhanging, within 4ft) | 0.00034178
non-HFTD - Distribution | Red Flag Warning - Small Fires | vegetation contact | branch (not overhanging, within 4ft) | 0.035374
non-HFTD - Distribution | Red Flag Warning - Catastrophic Fires | vegetation contact | branch (overhanging) | 0.00087724
non-HFTD - Distribution | Red Flag Warning - Destructive Fires | vegetation contact | branch (overhanging) | 0.00025064
non-HFTD - Distribution | Red Flag Warning - Large Fires | vegetation contact | branch (overhanging) | 0.011279
non-HFTD - Distribution | Red Flag Warning - Small Fires | vegetation contact | branch (overhanging) | 1.1674
non-HFTD - Distribution | Red Flag Warning - Catastrophic Fires | vegetation contact | dead | 0.00024811
non-HFTD - Distribution | Red Flag Warning - Destructive Fires | vegetation contact | dead | 7.0888e-05
non-HFTD - Distribution | Red Flag Warning - Large Fires | vegetation contact | dead | 0.0031899
non-HFTD - Distribution | Red Flag Warning - Small Fires | vegetation contact | dead | 0.33016
non-HFTD - Distribution | Red Flag Warning - Catastrophic Fires | vegetation contact | fell into (moderate-severe defect) | 0.00011519
non-HFTD - Distribution | Red Flag Warning - Destructive Fires | vegetation contact | fell into (moderate-severe defect) | 3.2912e-05
non-HFTD - Distribution | Red Flag Warning - Large Fires | vegetation contact | fell into (moderate-severe defect) | 0.001481
non-HFTD - Distribution | Red Flag Warning - Small Fires | vegetation contact | fell into (moderate-severe defect) | 0.15329
non-HFTD - Distribution | Red Flag Warning - Catastrophic Fires | vegetation contact | fell into (no defect) | 0.00051394
non-HFTD - Distribution | Red Flag Warning - Destructive Fires | vegetation contact | fell into (no defect) | 0.00014684
non-HFTD - Distribution | Red Flag Warning - Large Fires | vegetation contact | fell into (no defect) | 0.0066078
non-HFTD - Distribution | Red Flag Warning - Small Fires | vegetation contact | fell into (no defect) | 0.6839
non-HFTD - Distribution | Red Flag Warning - Catastrophic Fires | vegetation contact | fell into (slight defect) | 0.0001595
non-HFTD - Distribution | Red Flag Warning - Destructive Fires | vegetation contact | fell into (slight defect) | 4.5571e-05
non-HFTD - Distribution | Red Flag Warning - Large Fires | vegetation contact | fell into (slight defect) | 0.0020507
non-HFTD - Distribution | Red Flag Warning - Small Fires | vegetation contact | fell into (slight defect) | 0.21225
non-HFTD - Distribution | Red Flag Warning - Catastrophic Fires | vegetation contact | grow into | 0.00027469
non-HFTD - Distribution | Red Flag Warning - Destructive Fires | vegetation contact | grow into | 7.8483e-05
non-HFTD - Distribution | Red Flag Warning - Large Fires | vegetation contact | grow into | 0.0035317
non-HFTD - Distribution | Red Flag Warning - Small Fires | vegetation contact | grow into | 0.36553
non-HFTD - Distribution | Red Flag Warning - Catastrophic Fires | vegetation contact | other/unknown | 0.0022241
non-HFTD - Distribution | Red Flag Warning - Destructive Fires | vegetation contact | other/unknown | 0.00063546
non-HFTD - Distribution | Red Flag Warning - Large Fires | vegetation contact | other/unknown | 0.028596
non-HFTD - Distribution | Red Flag Warning - Small Fires | vegetation contact | other/unknown | 2.9596
non-HFTD - Distribution | Red Flag Warning - Catastrophic Fires | other | all other | 6.1134e-05
non-HFTD - Distribution | Red Flag Warning - Destructive Fires | other | all other | 1.7467e-05
non-HFTD - Distribution | Red Flag Warning - Large Fires | other | all other | 0.00078601
non-HFTD - Distribution | Red Flag Warning - Small Fires | other | all other | 0.081352
non-HFTD - Distribution | Red Flag Warning - Catastrophic Fires | equipment / facility failure | anchor / guy damage or failure | 2.5898e-05
non-HFTD - Distribution | Red Flag Warning - Destructive Fires | equipment / facility failure | anchor / guy damage or failure | 7.3995e-06
non-HFTD - Distribution | Red Flag Warning - Large Fires | equipment / facility failure | anchor / guy damage or failure | 0.00033298
non-HFTD - Distribution | Red Flag Warning - Small Fires | equipment / facility failure | anchor / guy damage or failure | 0.034463
non-HFTD - Distribution | Red Flag Warning - Catastrophic Fires | equipment / facility failure | capacitor bank damage or failure | 0.00031726
non-HFTD - Distribution | Red Flag Warning - Destructive Fires | equipment / facility failure | capacitor bank damage or failure | 9.0644e-05
non-HFTD - Distribution | Red Flag Warning - Large Fires | equipment / facility failure | capacitor bank damage or failure | 0.004079
non-HFTD - Distribution | Red Flag Warning - Small Fires | equipment / facility failure | capacitor bank damage or failure | 0.42218
non-HFTD - Distribution | Red Flag Warning - Catastrophic Fires | equipment / facility failure | conductor damage or failure | 0.0018906
non-HFTD - Distribution | Red Flag Warning - Destructive Fires | equipment / facility failure | conductor damage or failure | 0.00054017
non-HFTD - Distribution | Red Flag Warning - Large Fires | equipment / facility failure | conductor damage or failure | 0.024308
non-HFTD - Distribution | Red Flag Warning - Small Fires | equipment / facility failure | conductor damage or failure | 2.5158
non-HFTD - Distribution | Red Flag Warning - Catastrophic Fires | equipment / facility failure | connection device damage or failure | 0.0007381
non-HFTD - Distribution | Red Flag Warning - Destructive Fires | equipment / facility failure | connection device damage or failure | 0.00021089
non-HFTD - Distribution | Red Flag Warning - Large Fires | equipment / facility failure | connection device damage or failure | 0.0094899
non-HFTD - Distribution | Red Flag Warning - Small Fires | equipment / facility failure | connection device damage or failure | 0.98221
non-HFTD - Distribution | Red Flag Warning - Catastrophic Fires | equipment / facility failure | crossarm damage or failure | 0.00010359
non-HFTD - Distribution | Red Flag Warning - Destructive Fires | equipment / facility failure | crossarm damage or failure | 2.9598e-05
non-HFTD - Distribution | Red Flag Warning - Large Fires | equipment / facility failure | crossarm damage or failure | 0.0013319
non-HFTD - Distribution | Red Flag Warning - Small Fires | equipment / facility failure | crossarm damage or failure | 0.13785
non-HFTD - Distribution | Red Flag Warning - Catastrophic Fires | equipment / facility failure | fuse damage or failure | 0.00020719
non-HFTD - Distribution | Red Flag Warning - Destructive Fires | equipment / facility failure | fuse damage or failure | 5.9196e-05
non-HFTD - Distribution | Red Flag Warning - Large Fires | equipment / facility failure | fuse damage or failure | 0.0026638
non-HFTD - Distribution | Red Flag Warning - Small Fires | equipment / facility failure | fuse damage or failure | 0.27571
non-HFTD - Distribution | Red Flag Warning - Catastrophic Fires | equipment / facility failure | insulator and brushing damage or failure | 0.00016187
non-HFTD - Distribution | Red Flag Warning - Destructive Fires | equipment / facility failure | insulator and brushing damage or failure | 4.6247e-05
non-HFTD - Distribution | Red Flag Warning - Large Fires | equipment / facility failure | insulator and brushing damage or failure | 0.0020811
non-HFTD - Distribution | Red Flag Warning - Small Fires | equipment / facility failure | insulator and brushing damage or failure | 0.2154
non-HFTD - Distribution | Red Flag Warning - Catastrophic Fires | equipment / facility failure | lightning arrestor damage or failure | 0.00012949
non-HFTD - Distribution | Red Flag Warning - Destructive Fires | equipment / facility failure | lightning arrestor damage or failure | 3.6998e-05
non-HFTD - Distribution | Red Flag Warning - Large Fires | equipment / facility failure | lightning arrestor damage or failure | 0.0016649
non-HFTD - Distribution | Red Flag Warning - Small Fires | equipment / facility failure | lightning arrestor damage or failure | 0.17232
non-HFTD - Distribution | Red Flag Warning - Catastrophic Fires | equipment / facility failure | other equipment / facility failure | 0.00079638
non-HFTD - Distribution | Red Flag Warning - Destructive Fires | equipment / facility failure | other equipment / facility failure | 0.00022754
non-HFTD - Distribution | Red Flag Warning - Large Fires | equipment / facility failure | other equipment / facility failure | 0.010239
non-HFTD - Distribution | Red Flag Warning - Small Fires | equipment / facility failure | other equipment / facility failure | 1.0597
non-HFTD - Distribution | Red Flag Warning - Catastrophic Fires | equipment / facility failure | pole damage or failure | 0.00025251
non-HFTD - Distribution | Red Flag Warning - Destructive Fires | equipment / facility failure | pole damage or failure | 7.2146e-05
non-HFTD - Distribution | Red Flag Warning - Large Fires | equipment / facility failure | pole damage or failure | 0.0032466
non-HFTD - Distribution | Red Flag Warning - Small Fires | equipment / facility failure | pole damage or failure | 0.33602
non-HFTD - Distribution | Red Flag Warning - Catastrophic Fires | equipment / facility failure | recloser damage or failure | 5.8271e-05
non-HFTD - Distribution | Red Flag Warning - Destructive Fires | equipment / facility failure | recloser damage or failure | 1.6649e-05
non-HFTD - Distribution | Red Flag Warning - Large Fires | equipment / facility failure | recloser damage or failure | 0.0007492
non-HFTD - Distribution | Red Flag Warning - Small Fires | equipment / facility failure | recloser damage or failure | 0.077543
non-HFTD - Distribution | Red Flag Warning - Catastrophic Fires | equipment / facility failure | sectionalizer damage or failure | 6.4746e-06
non-HFTD - Distribution | Red Flag Warning - Destructive Fires | equipment / facility failure | sectionalizer damage or failure | 1.8499e-06
non-HFTD - Distribution | Red Flag Warning - Large Fires | equipment / facility failure | sectionalizer damage or failure | 8.3245e-05
non-HFTD - Distribution | Red Flag Warning - Small Fires | equipment / facility failure | sectionalizer damage or failure | 0.0086158
non-HFTD - Distribution | Red Flag Warning - Catastrophic Fires | equipment / facility failure | switch damage or failure | 7.7695e-05
non-HFTD - Distribution | Red Flag Warning - Destructive Fires | equipment / facility failure | switch damage or failure | 2.2199e-05
non-HFTD - Distribution | Red Flag Warning - Large Fires | equipment / facility failure | switch damage or failure | 0.00099894
non-HFTD - Distribution | Red Flag Warning - Small Fires | equipment / facility failure | switch damage or failure | 0.10339
non-HFTD - Distribution | Red Flag Warning - Catastrophic Fires | equipment / facility failure | transformer damage or failure | 0.00054387
non-HFTD - Distribution | Red Flag Warning - Destructive Fires | equipment / facility failure | transformer damage or failure | 0.00015539
non-HFTD - Distribution | Red Flag Warning - Large Fires | equipment / facility failure | transformer damage or failure | 0.0069926
non-HFTD - Distribution | Red Flag Warning - Small Fires | equipment / facility failure | transformer damage or failure | 0.72373
non-HFTD - Distribution | Red Flag Warning - Catastrophic Fires | equipment / facility failure | voltage regulator / booster damage or failure | 5.8271e-05
non-HFTD - Distribution | Red Flag Warning - Destructive Fires | equipment / facility failure | voltage regulator / booster damage or failure | 1.6649e-05
non-HFTD - Distribution | Red Flag Warning - Large Fires | equipment / facility failure | voltage regulator / booster damage or failure | 0.0007492
non-HFTD - Distribution | Red Flag Warning - Small Fires | equipment / facility failure | voltage regulator / booster damage or failure | 0.077543
non-HFTD - Distribution | Red Flag Warning - Catastrophic Fires | contact from object | animal contact | 0.00070741
non-HFTD - Distribution | Red Flag Warning - Destructive Fires | contact from object | animal contact | 0.00020212
non-HFTD - Distribution | Red Flag Warning - Large Fires | contact from object | animal contact | 0.0090953
non-HFTD - Distribution | Red Flag Warning - Small Fires | contact from object | animal contact | 0.94136
non-HFTD - Distribution | Red Flag Warning - Catastrophic Fires | contact from object | balloon contact | 0.00023289
non-HFTD - Distribution | Red Flag Warning - Destructive Fires | contact from object | balloon contact | 6.6541e-05
non-HFTD - Distribution | Red Flag Warning - Large Fires | contact from object | balloon contact | 0.0029943
non-HFTD - Distribution | Red Flag Warning - Small Fires | contact from object | balloon contact | 0.30991
non-HFTD - Distribution | Red Flag Warning - Catastrophic Fires | contact from object | other contact from object | 0.00026783
non-HFTD - Distribution | Red Flag Warning - Destructive Fires | contact from object | other contact from object | 7.6522e-05
non-HFTD - Distribution | Red Flag Warning - Large Fires | contact from object | other contact from object | 0.0034435
non-HFTD - Distribution | Red Flag Warning - Small Fires | contact from object | other contact from object | 0.3564
non-HFTD - Distribution | Red Flag Warning - Catastrophic Fires | contact from object | vehicle contact | 0.00055312
non-HFTD - Distribution | Red Flag Warning - Destructive Fires | contact from object | vehicle contact | 0.00015803
non-HFTD - Distribution | Red Flag Warning - Large Fires | contact from object | vehicle contact | 0.0071115
non-HFTD - Distribution | Red Flag Warning - Small Fires | contact from object | vehicle contact | 0.73604
non-HFTD - Distribution | Red Flag Warning - Catastrophic Fires | contamination | contamination | 2.3289e-05
non-HFTD - Distribution | Red Flag Warning - Destructive Fires | contamination | contamination | 6.6541e-06
non-HFTD - Distribution | Red Flag Warning - Large Fires | contamination | contamination | 0.00029943
non-HFTD - Distribution | Red Flag Warning - Small Fires | contamination | contamination | 0.030991
non-HFTD - Distribution | Red Flag Warning - Catastrophic Fires | unknown | unknown | 0.00017758
non-HFTD - Distribution | Red Flag Warning - Destructive Fires | unknown | unknown | 5.0737e-05
non-HFTD - Distribution | Red Flag Warning - Large Fires | unknown | unknown | 0.0022832
non-HFTD - Distribution | Red Flag Warning - Small Fires | unknown | unknown | 0.23631
non-HFTD - Distribution | Red Flag Warning - Catastrophic Fires | utility work / operation | utility work / operation | 2.9112e-06
non-HFTD - Distribution | Red Flag Warning - Destructive Fires | utility work / operation | utility work / operation | 8.3176e-07
non-HFTD - Distribution | Red Flag Warning - Large Fires | utility work / operation | utility work / operation | 3.7429e-05
non-HFTD - Distribution | Red Flag Warning - Small Fires | utility work / operation | utility work / operation | 0.0038739
non-HFTD - Distribution | Red Flag Warning - Catastrophic Fires | vandalism / theft | vandalism / theft | 3.2023e-05
non-HFTD - Distribution | Red Flag Warning - Destructive Fires | vandalism / theft | vandalism / theft | 9.1493e-06
non-HFTD - Distribution | Red Flag Warning - Large Fires | vandalism / theft | vandalism / theft | 0.00041172
non-HFTD - Distribution | Red Flag Warning - Small Fires | vandalism / theft | vandalism / theft | 0.042613
non-HFTD - Distribution | Red Flag Warning - Catastrophic Fires | wire-to-wire contact | wire-to-wire contact / contamination | 2.3289e-05
non-HFTD - Distribution | Red Flag Warning - Destructive Fires | wire-to-wire contact | wire-to-wire contact / contamination | 6.6541e-06
non-HFTD - Distribution | Red Flag Warning - Large Fires | wire-to-wire contact | wire-to-wire contact / contamination | 0.00029943
non-HFTD - Distribution | Red Flag Warning - Small Fires | wire-to-wire contact | wire-to-wire contact / contamination | 0.030991
non-HFTD - Distribution | Non-Red Flag Warning - Catastrophic Fires | other | all other | 0
non-HFTD - Distribution | Non-Red Flag Warning - Destructive Fires | other | all other | 0
non-HFTD - Distribution | Non-Red Flag Warning - Large Fires | other | all other | 0.016441
non-HFTD - Distribution | Non-Red Flag Warning - Small Fires | other | all other | 3.4014
non-HFTD - Distribution | Non-Red Flag Warning - Catastrophic Fires | equipment / facility failure | anchor / guy damage or failure | 0
non-HFTD - Distribution | Non-Red Flag Warning - Destructive Fires | equipment / facility failure | anchor / guy damage or failure | 0
non-HFTD - Distribution | Non-Red Flag Warning - Large Fires | equipment / facility failure | anchor / guy damage or failure | 0.0030395
non-HFTD - Distribution | Non-Red Flag Warning - Small Fires | equipment / facility failure | anchor / guy damage or failure | 0.62883
non-HFTD - Distribution | Non-Red Flag Warning - Catastrophic Fires | equipment / facility failure | capacitor bank damage or failure | 0
non-HFTD - Distribution | Non-Red Flag Warning - Destructive Fires | equipment / facility failure | capacitor bank damage or failure | 0
non-HFTD - Distribution | Non-Red Flag Warning - Large Fires | equipment / facility failure | capacitor bank damage or failure | 0.037233
non-HFTD - Distribution | Non-Red Flag Warning - Small Fires | equipment / facility failure | capacitor bank damage or failure | 7.7032
non-HFTD - Distribution | Non-Red Flag Warning - Catastrophic Fires | equipment / facility failure | conductor damage or failure | 0
non-HFTD - Distribution | Non-Red Flag Warning - Destructive Fires | equipment / facility failure | conductor damage or failure | 0
non-HFTD - Distribution | Non-Red Flag Warning - Large Fires | equipment / facility failure | conductor damage or failure | 0.22188
non-HFTD - Distribution | Non-Red Flag Warning - Small Fires | equipment / facility failure | conductor damage or failure | 45.9047
non-HFTD - Distribution | Non-Red Flag Warning - Catastrophic Fires | equipment / facility failure | connection device damage or failure | 0
non-HFTD - Distribution | Non-Red Flag Warning - Destructive Fires | equipment / facility failure | connection device damage or failure | 0
non-HFTD - Distribution | Non-Red Flag Warning - Large Fires | equipment / facility failure | connection device damage or failure | 0.086625
non-HFTD - Distribution | Non-Red Flag Warning - Small Fires | equipment / facility failure | connection device damage or failure | 17.9217
non-HFTD - Distribution | Non-Red Flag Warning - Catastrophic Fires | equipment / facility failure | crossarm damage or failure | 0
non-HFTD - Distribution | Non-Red Flag Warning - Destructive Fires | equipment / facility failure | crossarm damage or failure | 0
non-HFTD - Distribution | Non-Red Flag Warning - Large Fires | equipment / facility failure | crossarm damage or failure | 0.012158
non-HFTD - Distribution | Non-Red Flag Warning - Small Fires | equipment / facility failure | crossarm damage or failure | 2.5153
non-HFTD - Distribution | Non-Red Flag Warning - Catastrophic Fires | equipment / facility failure | fuse damage or failure | 0
non-HFTD - Distribution | Non-Red Flag Warning - Destructive Fires | equipment / facility failure | fuse damage or failure | 0
non-HFTD - Distribution | Non-Red Flag Warning - Large Fires | equipment / facility failure | fuse damage or failure | 0.024316
non-HFTD - Distribution | Non-Red Flag Warning - Small Fires | equipment / facility failure | fuse damage or failure | 5.0306
non-HFTD - Distribution | Non-Red Flag Warning - Catastrophic Fires | equipment / facility failure | insulator and brushing damage or failure | 0
non-HFTD - Distribution | Non-Red Flag Warning - Destructive Fires | equipment / facility failure | insulator and brushing damage or failure | 0
non-HFTD - Distribution | Non-Red Flag Warning - Large Fires | equipment / facility failure | insulator and brushing damage or failure | 0.018997
non-HFTD - Distribution | Non-Red Flag Warning - Small Fires | equipment / facility failure | insulator and brushing damage or failure | 3.9302
non-HFTD - Distribution | Non-Red Flag Warning - Catastrophic Fires | equipment / facility failure | lightning arrestor damage or failure | 0
non-HFTD - Distribution | Non-Red Flag Warning - Destructive Fires | equipment / facility failure | lightning arrestor damage or failure | 0
non-HFTD - Distribution | Non-Red Flag Warning - Large Fires | equipment / facility failure | lightning arrestor damage or failure | 0.015197
non-HFTD - Distribution | Non-Red Flag Warning - Small Fires | equipment / facility failure | lightning arrestor damage or failure | 3.1442
non-HFTD - Distribution | Non-Red Flag Warning - Catastrophic Fires | equipment / facility failure | other equipment / facility failure | 0
non-HFTD - Distribution | Non-Red Flag Warning - Destructive Fires | equipment / facility failure | other equipment / facility failure | 0
non-HFTD - Distribution | Non-Red Flag Warning - Large Fires | equipment / facility failure | other equipment / facility failure | 0.093463
non-HFTD - Distribution | Non-Red Flag Warning - Small Fires | equipment / facility failure | other equipment / facility failure | 19.3365
non-HFTD - Distribution | Non-Red Flag Warning - Catastrophic Fires | equipment / facility failure | pole damage or failure | 0
non-HFTD - Distribution | Non-Red Flag Warning - Destructive Fires | equipment / facility failure | pole damage or failure | 0
non-HFTD - Distribution | Non-Red Flag Warning - Large Fires | equipment / facility failure | pole damage or failure | 0.029635
non-HFTD - Distribution | Non-Red Flag Warning - Small Fires | equipment / facility failure | pole damage or failure | 6.1311
non-HFTD - Distribution | Non-Red Flag Warning - Catastrophic Fires | equipment / facility failure | recloser damage or failure | 0
non-HFTD - Distribution | Non-Red Flag Warning - Destructive Fires | equipment / facility failure | recloser damage or failure | 0
non-HFTD - Distribution | Non-Red Flag Warning - Large Fires | equipment / facility failure | recloser damage or failure | 0.0068388
non-HFTD - Distribution | Non-Red Flag Warning - Small Fires | equipment / facility failure | recloser damage or failure | 1.4149
non-HFTD - Distribution | Non-Red Flag Warning - Catastrophic Fires | equipment / facility failure | sectionalizer damage or failure | 0
non-HFTD - Distribution | Non-Red Flag Warning - Destructive Fires | equipment / facility failure | sectionalizer damage or failure | 0
non-HFTD - Distribution | Non-Red Flag Warning - Large Fires | equipment / facility failure | sectionalizer damage or failure | 0.00075987
non-HFTD - Distribution | Non-Red Flag Warning - Small Fires | equipment / facility failure | sectionalizer damage or failure | 0.15721
non-HFTD - Distribution | Non-Red Flag Warning - Catastrophic Fires | equipment / facility failure | switch damage or failure | 0
non-HFTD - Distribution | Non-Red Flag Warning - Destructive Fires | equipment / facility failure | switch damage or failure | 0
non-HFTD - Distribution | Non-Red Flag Warning - Large Fires | equipment / facility failure | switch damage or failure | 0.0091184
non-HFTD - Distribution | Non-Red Flag Warning - Small Fires | equipment / facility failure | switch damage or failure | 1.8865
non-HFTD - Distribution | Non-Red Flag Warning - Catastrophic Fires | equipment / facility failure | transformer damage or failure | 0
non-HFTD - Distribution | Non-Red Flag Warning - Destructive Fires | equipment / facility failure | transformer damage or failure | 0
non-HFTD - Distribution | Non-Red Flag Warning - Large Fires | equipment / facility failure | transformer damage or failure | 0.063829
non-HFTD - Distribution | Non-Red Flag Warning - Small Fires | equipment / facility failure | transformer damage or failure | 13.2054
non-HFTD - Distribution | Non-Red Flag Warning - Catastrophic Fires | equipment / facility failure | voltage regulator / booster damage or failure | 0
non-HFTD - Distribution | Non-Red Flag Warning - Destructive Fires | equipment / facility failure | voltage regulator / booster damage or failure | 0
non-HFTD - Distribution | Non-Red Flag Warning - Large Fires | equipment / facility failure | voltage regulator / booster damage or failure | 0.0068388
non-HFTD - Distribution | Non-Red Flag Warning - Small Fires | equipment / facility failure | voltage regulator / booster damage or failure | 1.4149
non-HFTD - Distribution | Non-Red Flag Warning - Catastrophic Fires | contact from object | animal contact | 0
non-HFTD - Distribution | Non-Red Flag Warning - Destructive Fires | contact from object | animal contact | 0
non-HFTD - Distribution | Non-Red Flag Warning - Large Fires | contact from object | animal contact | 0.19024
non-HFTD - Distribution | Non-Red Flag Warning - Small Fires | contact from object | animal contact | 39.3593
non-HFTD - Distribution | Non-Red Flag Warning - Catastrophic Fires | contact from object | balloon contact | 0
non-HFTD - Distribution | Non-Red Flag Warning - Destructive Fires | contact from object | balloon contact | 0
non-HFTD - Distribution | Non-Red Flag Warning - Large Fires | contact from object | balloon contact | 0.062632
non-HFTD - Distribution | Non-Red Flag Warning - Small Fires | contact from object | balloon contact | 12.9578
non-HFTD - Distribution | Non-Red Flag Warning - Catastrophic Fires | contact from object | other contact from object | 0
non-HFTD - Distribution | Non-Red Flag Warning - Destructive Fires | contact from object | other contact from object | 0
non-HFTD - Distribution | Non-Red Flag Warning - Large Fires | contact from object | other contact from object | 0.072026
non-HFTD - Distribution | Non-Red Flag Warning - Small Fires | contact from object | other contact from object | 14.9015
non-HFTD - Distribution | Non-Red Flag Warning - Catastrophic Fires | contact from object | vehicle contact | 0
non-HFTD - Distribution | Non-Red Flag Warning - Destructive Fires | contact from object | vehicle contact | 0
non-HFTD - Distribution | Non-Red Flag Warning - Large Fires | contact from object | vehicle contact | 0.14875
non-HFTD - Distribution | Non-Red Flag Warning - Small Fires | contact from object | vehicle contact | 30.7748
non-HFTD - Distribution | Non-Red Flag Warning - Catastrophic Fires | contamination | contamination | 0
non-HFTD - Distribution | Non-Red Flag Warning - Destructive Fires | contamination | contamination | 0
non-HFTD - Distribution | Non-Red Flag Warning - Large Fires | contamination | contamination | 0.0062632
non-HFTD - Distribution | Non-Red Flag Warning - Small Fires | contamination | contamination | 1.2958
non-HFTD - Distribution | Non-Red Flag Warning - Catastrophic Fires | unknown | unknown | 0
non-HFTD - Distribution | Non-Red Flag Warning - Destructive Fires | unknown | unknown | 0
non-HFTD - Distribution | Non-Red Flag Warning - Large Fires | unknown | unknown | 0.047757
non-HFTD - Distribution | Non-Red Flag Warning - Small Fires | unknown | unknown | 9.8803
non-HFTD - Distribution | Non-Red Flag Warning - Catastrophic Fires | utility work / operation | utility work / operation | 0
non-HFTD - Distribution | Non-Red Flag Warning - Destructive Fires | utility work / operation | utility work / operation | 0
non-HFTD - Distribution | Non-Red Flag Warning - Large Fires | utility work / operation | utility work / operation | 0.0007829
non-HFTD - Distribution | Non-Red Flag Warning - Small Fires | utility work / operation | utility work / operation | 0.16197
non-HFTD - Distribution | Non-Red Flag Warning - Catastrophic Fires | vandalism / theft | vandalism / theft | 0
non-HFTD - Distribution | Non-Red Flag Warning - Destructive Fires | vandalism / theft | vandalism / theft | 0
non-HFTD - Distribution | Non-Red Flag Warning - Large Fires | vandalism / theft | vandalism / theft | 0.0086119
non-HFTD - Distribution | Non-Red Flag Warning - Small Fires | vandalism / theft | vandalism / theft | 1.7817
non-HFTD - Distribution | Non-Red Flag Warning - Catastrophic Fires | wire-to-wire contact | wire-to-wire contact / contamination | 0
non-HFTD - Distribution | Non-Red Flag Warning - Destructive Fires | wire-to-wire contact | wire-to-wire contact / contamination | 0
non-HFTD - Distribution | Non-Red Flag Warning - Large Fires | wire-to-wire contact | wire-to-wire contact / contamination | 0.0062632
non-HFTD - Distribution | Non-Red Flag Warning - Small Fires | wire-to-wire contact | wire-to-wire contact / contamination | 1.2958
non-HFTD - Distribution | Red Flag Warning - Catastrophic Fires | wire-to-wire contact | 0 | 0
non-HFTD - Distribution | Red Flag Warning - Destructive Fires | wire-to-wire contact | 0 | 0
non-HFTD - Distribution | Red Flag Warning - Large Fires | wire-to-wire contact | 0 | 0
non-HFTD - Distribution | Red Flag Warning - Small Fires | wire-to-wire contact | 0 | 0
non-HFTD - Distribution | Red Flag Warning - Catastrophic Fires | utility work / operation | 0 | 0
non-HFTD - Distribution | Red Flag Warning - Destructive Fires | utility work / operation | 0 | 0
non-HFTD - Distribution | Red Flag Warning - Large Fires | utility work / operation | 0 | 0
non-HFTD - Distribution | Red Flag Warning - Small Fires | utility work / operation | 0 | 0
non-HFTD - Distribution | Non-Red Flag Warning - Catastrophic Fires | wire-to-wire contact | 0 | 0
non-HFTD - Distribution | Non-Red Flag Warning - Destructive Fires | wire-to-wire contact | 0 | 0
non-HFTD - Distribution | Non-Red Flag Warning - Large Fires | wire-to-wire contact | 0 | 0
non-HFTD - Distribution | Non-Red Flag Warning - Small Fires | wire-to-wire contact | 0 | 0
non-HFTD - Distribution | Non-Red Flag Warning - Catastrophic Fires | utility work / operation | 0 | 0
non-HFTD - Distribution | Non-Red Flag Warning - Destructive Fires | utility work / operation | 0 | 0
non-HFTD - Distribution | Non-Red Flag Warning - Large Fires | utility work / operation | 0 | 0
non-HFTD - Distribution | Non-Red Flag Warning - Small Fires | utility work / operation | 0 | 0
non-HFTD - Distribution | Red Flag Warning - Catastrophic Fires | Contact from object | balloon contact | 1.8991e-05
non-HFTD - Distribution | Red Flag Warning - Destructive Fires | Contact from object | balloon contact | 5.426e-06
non-HFTD - Distribution | Red Flag Warning - Large Fires | Contact from object | balloon contact | 0.00024417
non-HFTD - Distribution | Red Flag Warning - Small Fires | Contact from object | balloon contact | 0.025272
non-HFTD - Distribution | Red Flag Warning - Catastrophic Fires | Contact from object | other contact from object | 9.4955e-06
non-HFTD - Distribution | Red Flag Warning - Destructive Fires | Contact from object | other contact from object | 2.713e-06
non-HFTD - Distribution | Red Flag Warning - Large Fires | Contact from object | other contact from object | 0.00012208
non-HFTD - Distribution | Red Flag Warning - Small Fires | Contact from object | other contact from object | 0.012636
non-HFTD - Distribution | Red Flag Warning - Catastrophic Fires | Equipment / facility failure | conductor damage or failure | 0.00027537
non-HFTD - Distribution | Red Flag Warning - Destructive Fires | Equipment / facility failure | conductor damage or failure | 7.8677e-05
non-HFTD - Distribution | Red Flag Warning - Large Fires | Equipment / facility failure | conductor damage or failure | 0.0035405
non-HFTD - Distribution | Red Flag Warning - Small Fires | Equipment / facility failure | conductor damage or failure | 0.36644
non-HFTD - Distribution | Red Flag Warning - Catastrophic Fires | Equipment / facility failure | connection device damage or failure | 1.8991e-05
non-HFTD - Distribution | Red Flag Warning - Destructive Fires | Equipment / facility failure | connection device damage or failure | 5.426e-06
non-HFTD - Distribution | Red Flag Warning - Large Fires | Equipment / facility failure | connection device damage or failure | 0.00024417
non-HFTD - Distribution | Red Flag Warning - Small Fires | Equipment / facility failure | connection device damage or failure | 0.025272
non-HFTD - Distribution | Red Flag Warning - Catastrophic Fires | Equipment / facility failure | crossarm damage or failure | 7.5964e-05
non-HFTD - Distribution | Red Flag Warning - Destructive Fires | Equipment / facility failure | crossarm damage or failure | 2.1704e-05
non-HFTD - Distribution | Red Flag Warning - Large Fires | Equipment / facility failure | crossarm damage or failure | 0.00097668
non-HFTD - Distribution | Red Flag Warning - Small Fires | Equipment / facility failure | crossarm damage or failure | 0.10109
non-HFTD - Distribution | Red Flag Warning - Catastrophic Fires | Equipment / facility failure | insulator and brushing damage or failure | 9.4955e-06
non-HFTD - Distribution | Red Flag Warning - Destructive Fires | Equipment / facility failure | insulator and brushing damage or failure | 2.713e-06
non-HFTD - Distribution | Red Flag Warning - Large Fires | Equipment / facility failure | insulator and brushing damage or failure | 0.00012208
non-HFTD - Distribution | Red Flag Warning - Small Fires | Equipment / facility failure | insulator and brushing damage or failure | 0.012636
non-HFTD - Distribution | Red Flag Warning - Catastrophic Fires | Equipment / facility failure | other equipment / facility failure | 2.8486e-05
non-HFTD - Distribution | Red Flag Warning - Destructive Fires | Equipment / facility failure | other equipment / facility failure | 8.139e-06
non-HFTD - Distribution | Red Flag Warning - Large Fires | Equipment / facility failure | other equipment / facility failure | 0.00036625
non-HFTD - Distribution | Red Flag Warning - Small Fires | Equipment / facility failure | other equipment / facility failure | 0.037907
non-HFTD - Distribution | Red Flag Warning - Catastrophic Fires | Equipment / facility failure | pole damage or failure | 0.00010445
non-HFTD - Distribution | Red Flag Warning - Destructive Fires | Equipment / facility failure | pole damage or failure | 2.9843e-05
non-HFTD - Distribution | Red Flag Warning - Large Fires | Equipment / facility failure | pole damage or failure | 0.0013429
non-HFTD - Distribution | Red Flag Warning - Small Fires | Equipment / facility failure | pole damage or failure | 0.13899
non-HFTD - Distribution | Seismic - Non-Red Flag Warning - Catastrophic Fires | cc - seismic scenario | seismic scenario | 0
non-HFTD - Distribution | Seismic - Red Flag Warning - Catastrophic Fires | cc - seismic scenario | seismic scenario | 1.576e-05
HFTD - Transmission - Tier 2 - 60/70 kV | Non-Red Flag Warning - Catastrophic Fires | vegetation contact | branch (not overhanging, > 12ft) | 3.1868e-06
HFTD - Transmission - Tier 2 - 60/70 kV | Non-Red Flag Warning - Destructive Fires | vegetation contact | branch (not overhanging, > 12ft) | 3.1868e-06
HFTD - Transmission - Tier 2 - 60/70 kV | Non-Red Flag Warning - Large Fires | vegetation contact | branch (not overhanging, > 12ft) | 2.8681e-05
HFTD - Transmission - Tier 2 - 60/70 kV | Non-Red Flag Warning - Small Fires | vegetation contact | branch (not overhanging, > 12ft) | 0.0049252
HFTD - Transmission - Tier 2 - 60/70 kV | Non-Red Flag Warning - Catastrophic Fires | vegetation contact | branch (not overhanging, 4-12ft) | 1.4196e-06
HFTD - Transmission - Tier 2 - 60/70 kV | Non-Red Flag Warning - Destructive Fires | vegetation contact | branch (not overhanging, 4-12ft) | 1.4196e-06
HFTD - Transmission - Tier 2 - 60/70 kV | Non-Red Flag Warning - Large Fires | vegetation contact | branch (not overhanging, 4-12ft) | 1.2776e-05
HFTD - Transmission - Tier 2 - 60/70 kV | Non-Red Flag Warning - Small Fires | vegetation contact | branch (not overhanging, 4-12ft) | 0.0021939
HFTD - Transmission - Tier 2 - 60/70 kV | Non-Red Flag Warning - Catastrophic Fires | vegetation contact | branch (not overhanging, distance unknown) | 1.0879e-05
HFTD - Transmission - Tier 2 - 60/70 kV | Non-Red Flag Warning - Destructive Fires | vegetation contact | branch (not overhanging, distance unknown) | 1.0879e-05
HFTD - Transmission - Tier 2 - 60/70 kV | Non-Red Flag Warning - Large Fires | vegetation contact | branch (not overhanging, distance unknown) | 9.7907e-05
HFTD - Transmission - Tier 2 - 60/70 kV | Non-Red Flag Warning - Small Fires | vegetation contact | branch (not overhanging, distance unknown) | 0.016813
HFTD - Transmission - Tier 2 - 60/70 kV | Non-Red Flag Warning - Catastrophic Fires | vegetation contact | branch (not overhanging, within 4ft) | 6.3736e-07
HFTD - Transmission - Tier 2 - 60/70 kV | Non-Red Flag Warning - Destructive Fires | vegetation contact | branch (not overhanging, within 4ft) | 6.3736e-07
HFTD - Transmission - Tier 2 - 60/70 kV | Non-Red Flag Warning - Large Fires | vegetation contact | branch (not overhanging, within 4ft) | 5.7362e-06
HFTD - Transmission - Tier 2 - 60/70 kV | Non-Red Flag Warning - Small Fires | vegetation contact | branch (not overhanging, within 4ft) | 0.00098504
HFTD - Transmission - Tier 2 - 60/70 kV | Non-Red Flag Warning - Catastrophic Fires | vegetation contact | branch (overhanging) | 2.8362e-05
HFTD - Transmission - Tier 2 - 60/70 kV | Non-Red Flag Warning - Destructive Fires | vegetation contact | branch (overhanging) | 2.8362e-05
HFTD - Transmission - Tier 2 - 60/70 kV | Non-Red Flag Warning - Large Fires | vegetation contact | branch (overhanging) | 0.00025526
HFTD - Transmission - Tier 2 - 60/70 kV | Non-Red Flag Warning - Small Fires | vegetation contact | branch (overhanging) | 0.043834
HFTD - Transmission - Tier 2 - 60/70 kV | Non-Red Flag Warning - Catastrophic Fires | vegetation contact | dead | 1.1574e-05
HFTD - Transmission - Tier 2 - 60/70 kV | Non-Red Flag Warning - Destructive Fires | vegetation contact | dead | 1.1574e-05
HFTD - Transmission - Tier 2 - 60/70 kV | Non-Red Flag Warning - Large Fires | vegetation contact | dead | 0.00010416
HFTD - Transmission - Tier 2 - 60/70 kV | Non-Red Flag Warning - Small Fires | vegetation contact | dead | 0.017887
HFTD - Transmission - Tier 2 - 60/70 kV | Non-Red Flag Warning - Catastrophic Fires | vegetation contact | fell into (moderate-severe defect) | 1.2023e-05
HFTD - Transmission - Tier 2 - 60/70 kV | Non-Red Flag Warning - Destructive Fires | vegetation contact | fell into (moderate-severe defect) | 1.2023e-05
HFTD - Transmission - Tier 2 - 60/70 kV | Non-Red Flag Warning - Large Fires | vegetation contact | fell into (moderate-severe defect) | 0.00010821
HFTD - Transmission - Tier 2 - 60/70 kV | Non-Red Flag Warning - Small Fires | vegetation contact | fell into (moderate-severe defect) | 0.018581
HFTD - Transmission - Tier 2 - 60/70 kV | Non-Red Flag Warning - Catastrophic Fires | vegetation contact | fell into (no defect) | 7.7975e-05
HFTD - Transmission - Tier 2 - 60/70 kV | Non-Red Flag Warning - Destructive Fires | vegetation contact | fell into (no defect) | 7.7975e-05
HFTD - Transmission - Tier 2 - 60/70 kV | Non-Red Flag Warning - Large Fires | vegetation contact | fell into (no defect) | 0.00070177
HFTD - Transmission - Tier 2 - 60/70 kV | Non-Red Flag Warning - Small Fires | vegetation contact | fell into (no defect) | 0.12051
HFTD - Transmission - Tier 2 - 60/70 kV | Non-Red Flag Warning - Catastrophic Fires | vegetation contact | fell into (slight defect) | 1.5731e-05
HFTD - Transmission - Tier 2 - 60/70 kV | Non-Red Flag Warning - Destructive Fires | vegetation contact | fell into (slight defect) | 1.5731e-05
HFTD - Transmission - Tier 2 - 60/70 kV | Non-Red Flag Warning - Large Fires | vegetation contact | fell into (slight defect) | 0.00014158
HFTD - Transmission - Tier 2 - 60/70 kV | Non-Red Flag Warning - Small Fires | vegetation contact | fell into (slight defect) | 0.024312
HFTD - Transmission - Tier 2 - 60/70 kV | Non-Red Flag Warning - Catastrophic Fires | vegetation contact | grow into | 1.3616e-06
HFTD - Transmission - Tier 2 - 60/70 kV | Non-Red Flag Warning - Destructive Fires | vegetation contact | grow into | 1.3616e-06
HFTD - Transmission - Tier 2 - 60/70 kV | Non-Red Flag Warning - Large Fires | vegetation contact | grow into | 1.2255e-05
HFTD - Transmission - Tier 2 - 60/70 kV | Non-Red Flag Warning - Small Fires | vegetation contact | grow into | 0.0021044
HFTD - Transmission - Tier 2 - 60/70 kV | Non-Red Flag Warning - Catastrophic Fires | vegetation contact | other/unknown | 6.7169e-05
HFTD - Transmission - Tier 2 - 60/70 kV | Non-Red Flag Warning - Destructive Fires | vegetation contact | other/unknown | 6.7169e-05
HFTD - Transmission - Tier 2 - 60/70 kV | Non-Red Flag Warning - Large Fires | vegetation contact | other/unknown | 0.00060452
HFTD - Transmission - Tier 2 - 60/70 kV | Non-Red Flag Warning - Small Fires | vegetation contact | other/unknown | 0.10381
HFTD - Transmission - Tier 2 - 60/70 kV | Red Flag Warning - Catastrophic Fires | vegetation contact | branch (not overhanging, > 12ft) | 7.2408e-05
HFTD - Transmission - Tier 2 - 60/70 kV | Red Flag Warning - Destructive Fires | vegetation contact | branch (not overhanging, > 12ft) | 1.0344e-05
HFTD - Transmission - Tier 2 - 60/70 kV | Red Flag Warning - Large Fires | vegetation contact | branch (not overhanging, > 12ft) | 6.2064e-05
HFTD - Transmission - Tier 2 - 60/70 kV | Red Flag Warning - Small Fires | vegetation contact | branch (not overhanging, > 12ft) | 0.0008528
HFTD - Transmission - Tier 2 - 60/70 kV | Red Flag Warning - Catastrophic Fires | vegetation contact | branch (not overhanging, 4-12ft) | 4.8272e-05
HFTD - Transmission - Tier 2 - 60/70 kV | Red Flag Warning - Destructive Fires | vegetation contact | branch (not overhanging, 4-12ft) | 6.896e-06
HFTD - Transmission - Tier 2 - 60/70 kV | Red Flag Warning - Large Fires | vegetation contact | branch (not overhanging, 4-12ft) | 4.1376e-05
HFTD - Transmission - Tier 2 - 60/70 kV | Red Flag Warning - Small Fires | vegetation contact | branch (not overhanging, 4-12ft) | 0.00056853
HFTD - Transmission - Tier 2 - 60/70 kV | Red Flag Warning - Catastrophic Fires | vegetation contact | branch (not overhanging, distance unknown) | 0.00034997
HFTD - Transmission - Tier 2 - 60/70 kV | Red Flag Warning - Destructive Fires | vegetation contact | branch (not overhanging, distance unknown) | 4.9996e-05
HFTD - Transmission - Tier 2 - 60/70 kV | Red Flag Warning - Large Fires | vegetation contact | branch (not overhanging, distance unknown) | 0.00029997
HFTD - Transmission - Tier 2 - 60/70 kV | Red Flag Warning - Small Fires | vegetation contact | branch (not overhanging, distance unknown) | 0.0041219
HFTD - Transmission - Tier 2 - 60/70 kV | Red Flag Warning - Catastrophic Fires | vegetation contact | branch (not overhanging, within 4ft) | 1.2068e-05
HFTD - Transmission - Tier 2 - 60/70 kV | Red Flag Warning - Destructive Fires | vegetation contact | branch (not overhanging, within 4ft) | 1.724e-06
HFTD - Transmission - Tier 2 - 60/70 kV | Red Flag Warning - Large Fires | vegetation contact | branch (not overhanging, within 4ft) | 1.0344e-05
HFTD - Transmission - Tier 2 - 60/70 kV | Red Flag Warning - Small Fires | vegetation contact | branch (not overhanging, within 4ft) | 0.00014213
HFTD - Transmission - Tier 2 - 60/70 kV | Red Flag Warning - Catastrophic Fires | vegetation contact | branch (overhanging) | 0.00071201
HFTD - Transmission - Tier 2 - 60/70 kV | Red Flag Warning - Destructive Fires | vegetation contact | branch (overhanging) | 0.00010172
HFTD - Transmission - Tier 2 - 60/70 kV | Red Flag Warning - Large Fires | vegetation contact | branch (overhanging) | 0.00061029
HFTD - Transmission - Tier 2 - 60/70 kV | Red Flag Warning - Small Fires | vegetation contact | branch (overhanging) | 0.0083859
HFTD - Transmission - Tier 2 - 60/70 kV | Red Flag Warning - Catastrophic Fires | vegetation contact | dead | 0.00026549
HFTD - Transmission - Tier 2 - 60/70 kV | Red Flag Warning - Destructive Fires | vegetation contact | dead | 3.7928e-05
HFTD - Transmission - Tier 2 - 60/70 kV | Red Flag Warning - Large Fires | vegetation contact | dead | 0.00022757
HFTD - Transmission - Tier 2 - 60/70 kV | Red Flag Warning - Small Fires | vegetation contact | dead | 0.0031269
HFTD - Transmission - Tier 2 - 60/70 kV | Red Flag Warning - Catastrophic Fires | vegetation contact | fell into (moderate-severe defect) | 0.00020515
HFTD - Transmission - Tier 2 - 60/70 kV | Red Flag Warning - Destructive Fires | vegetation contact | fell into (moderate-severe defect) | 2.9308e-05
HFTD - Transmission - Tier 2 - 60/70 kV | Red Flag Warning - Large Fires | vegetation contact | fell into (moderate-severe defect) | 0.00017585
HFTD - Transmission - Tier 2 - 60/70 kV | Red Flag Warning - Small Fires | vegetation contact | fell into (moderate-severe defect) | 0.0024163
HFTD - Transmission - Tier 2 - 60/70 kV | Red Flag Warning - Catastrophic Fires | vegetation contact | fell into (no defect) | 0.00089303
HFTD - Transmission - Tier 2 - 60/70 kV | Red Flag Warning - Destructive Fires | vegetation contact | fell into (no defect) | 0.00012758
HFTD - Transmission - Tier 2 - 60/70 kV | Red Flag Warning - Large Fires | vegetation contact | fell into (no defect) | 0.00076545
HFTD - Transmission - Tier 2 - 60/70 kV | Red Flag Warning - Small Fires | vegetation contact | fell into (no defect) | 0.010518
HFTD - Transmission - Tier 2 - 60/70 kV | Red Flag Warning - Catastrophic Fires | vegetation contact | fell into (slight defect) | 0.00022929
HFTD - Transmission - Tier 2 - 60/70 kV | Red Flag Warning - Destructive Fires | vegetation contact | fell into (slight defect) | 3.2756e-05
HFTD - Transmission - Tier 2 - 60/70 kV | Red Flag Warning - Large Fires | vegetation contact | fell into (slight defect) | 0.00019654
HFTD - Transmission - Tier 2 - 60/70 kV | Red Flag Warning - Small Fires | vegetation contact | fell into (slight defect) | 0.0027005
HFTD - Transmission - Tier 2 - 60/70 kV | Red Flag Warning - Catastrophic Fires | vegetation contact | grow into | 2.4136e-05
HFTD - Transmission - Tier 2 - 60/70 kV | Red Flag Warning - Destructive Fires | vegetation contact | grow into | 3.448e-06
HFTD - Transmission - Tier 2 - 60/70 kV | Red Flag Warning - Large Fires | vegetation contact | grow into | 2.0688e-05
HFTD - Transmission - Tier 2 - 60/70 kV | Red Flag Warning - Small Fires | vegetation contact | grow into | 0.00028427
HFTD - Transmission - Tier 2 - 60/70 kV | Red Flag Warning - Catastrophic Fires | vegetation contact | other/unknown | 0.0012068
HFTD - Transmission - Tier 2 - 60/70 kV | Red Flag Warning - Destructive Fires | vegetation contact | other/unknown | 0.0001724
HFTD - Transmission - Tier 2 - 60/70 kV | Red Flag Warning - Large Fires | vegetation contact | other/unknown | 0.0010344
HFTD - Transmission - Tier 2 - 60/70 kV | Red Flag Warning - Small Fires | vegetation contact | other/unknown | 0.014213
HFTD - Transmission - Tier 3 - 60/70 kV | Non-Red Flag Warning - Catastrophic Fires | vegetation contact | branch (not overhanging, > 12ft) | 8.4508e-07
HFTD - Transmission - Tier 3 - 60/70 kV | Non-Red Flag Warning - Destructive Fires | vegetation contact | branch (not overhanging, > 12ft) | 8.4508e-07
HFTD - Transmission - Tier 3 - 60/70 kV | Non-Red Flag Warning - Large Fires | vegetation contact | branch (not overhanging, > 12ft) | 7.6057e-06
HFTD - Transmission - Tier 3 - 60/70 kV | Non-Red Flag Warning - Small Fires | vegetation contact | branch (not overhanging, > 12ft) | 0.0013061
HFTD - Transmission - Tier 3 - 60/70 kV | Non-Red Flag Warning - Catastrophic Fires | vegetation contact | branch (not overhanging, 4-12ft) | 3.7645e-07
HFTD - Transmission - Tier 3 - 60/70 kV | Non-Red Flag Warning - Destructive Fires | vegetation contact | branch (not overhanging, 4-12ft) | 3.7645e-07
HFTD - Transmission - Tier 3 - 60/70 kV | Non-Red Flag Warning - Large Fires | vegetation contact | branch (not overhanging, 4-12ft) | 3.388e-06
HFTD - Transmission - Tier 3 - 60/70 kV | Non-Red Flag Warning - Small Fires | vegetation contact | branch (not overhanging, 4-12ft) | 0.0005818
HFTD - Transmission - Tier 3 - 60/70 kV | Non-Red Flag Warning - Catastrophic Fires | vegetation contact | branch (not overhanging, distance unknown) | 2.8848e-06
HFTD - Transmission - Tier 3 - 60/70 kV | Non-Red Flag Warning - Destructive Fires | vegetation contact | branch (not overhanging, distance unknown) | 2.8848e-06
HFTD - Transmission - Tier 3 - 60/70 kV | Non-Red Flag Warning - Large Fires | vegetation contact | branch (not overhanging, distance unknown) | 2.5963e-05
HFTD - Transmission - Tier 3 - 60/70 kV | Non-Red Flag Warning - Small Fires | vegetation contact | branch (not overhanging, distance unknown) | 0.0044585
HFTD - Transmission - Tier 3 - 60/70 kV | Non-Red Flag Warning - Catastrophic Fires | vegetation contact | branch (not overhanging, within 4ft) | 1.6902e-07
HFTD - Transmission - Tier 3 - 60/70 kV | Non-Red Flag Warning - Destructive Fires | vegetation contact | branch (not overhanging, within 4ft) | 1.6902e-07
HFTD - Transmission - Tier 3 - 60/70 kV | Non-Red Flag Warning - Large Fires | vegetation contact | branch (not overhanging, within 4ft) | 1.5211e-06
HFTD - Transmission - Tier 3 - 60/70 kV | Non-Red Flag Warning - Small Fires | vegetation contact | branch (not overhanging, within 4ft) | 0.00026121
HFTD - Transmission - Tier 3 - 60/70 kV | Non-Red Flag Warning - Catastrophic Fires | vegetation contact | branch (overhanging) | 7.5212e-06
HFTD - Transmission - Tier 3 - 60/70 kV | Non-Red Flag Warning - Destructive Fires | vegetation contact | branch (overhanging) | 7.5212e-06
HFTD - Transmission - Tier 3 - 60/70 kV | Non-Red Flag Warning - Large Fires | vegetation contact | branch (overhanging) | 6.7691e-05
HFTD - Transmission - Tier 3 - 60/70 kV | Non-Red Flag Warning - Small Fires | vegetation contact | branch (overhanging) | 0.011624
HFTD - Transmission - Tier 3 - 60/70 kV | Non-Red Flag Warning - Catastrophic Fires | vegetation contact | dead | 3.0692e-06
HFTD - Transmission - Tier 3 - 60/70 kV | Non-Red Flag Warning - Destructive Fires | vegetation contact | dead | 3.0692e-06
HFTD - Transmission - Tier 3 - 60/70 kV | Non-Red Flag Warning - Large Fires | vegetation contact | dead | 2.7623e-05
HFTD - Transmission - Tier 3 - 60/70 kV | Non-Red Flag Warning - Small Fires | vegetation contact | dead | 0.0047434
HFTD - Transmission - Tier 3 - 60/70 kV | Non-Red Flag Warning - Catastrophic Fires | vegetation contact | fell into (moderate-severe defect) | 3.1883e-06
HFTD - Transmission - Tier 3 - 60/70 kV | Non-Red Flag Warning - Destructive Fires | vegetation contact | fell into (moderate-severe defect) | 3.1883e-06
HFTD - Transmission - Tier 3 - 60/70 kV | Non-Red Flag Warning - Large Fires | vegetation contact | fell into (moderate-severe defect) | 2.8694e-05
HFTD - Transmission - Tier 3 - 60/70 kV | Non-Red Flag Warning - Small Fires | vegetation contact | fell into (moderate-severe defect) | 0.0049275
HFTD - Transmission - Tier 3 - 60/70 kV | Non-Red Flag Warning - Catastrophic Fires | vegetation contact | fell into (no defect) | 2.0678e-05
HFTD - Transmission - Tier 3 - 60/70 kV | Non-Red Flag Warning - Destructive Fires | vegetation contact | fell into (no defect) | 2.0678e-05
HFTD - Transmission - Tier 3 - 60/70 kV | Non-Red Flag Warning - Large Fires | vegetation contact | fell into (no defect) | 0.0001861
HFTD - Transmission - Tier 3 - 60/70 kV | Non-Red Flag Warning - Small Fires | vegetation contact | fell into (no defect) | 0.031957
HFTD - Transmission - Tier 3 - 60/70 kV | Non-Red Flag Warning - Catastrophic Fires | vegetation contact | fell into (slight defect) | 4.1716e-06
HFTD - Transmission - Tier 3 - 60/70 kV | Non-Red Flag Warning - Destructive Fires | vegetation contact | fell into (slight defect) | 4.1716e-06
HFTD - Transmission - Tier 3 - 60/70 kV | Non-Red Flag Warning - Large Fires | vegetation contact | fell into (slight defect) | 3.7545e-05
HFTD - Transmission - Tier 3 - 60/70 kV | Non-Red Flag Warning - Small Fires | vegetation contact | fell into (slight defect) | 0.0064473
HFTD - Transmission - Tier 3 - 60/70 kV | Non-Red Flag Warning - Catastrophic Fires | vegetation contact | grow into | 3.6108e-07
HFTD - Transmission - Tier 3 - 60/70 kV | Non-Red Flag Warning - Destructive Fires | vegetation contact | grow into | 3.6108e-07
HFTD - Transmission - Tier 3 - 60/70 kV | Non-Red Flag Warning - Large Fires | vegetation contact | grow into | 3.2497e-06
HFTD - Transmission - Tier 3 - 60/70 kV | Non-Red Flag Warning - Small Fires | vegetation contact | grow into | 0.00055805
HFTD - Transmission - Tier 3 - 60/70 kV | Non-Red Flag Warning - Catastrophic Fires | vegetation contact | other/unknown | 1.7812e-05
HFTD - Transmission - Tier 3 - 60/70 kV | Non-Red Flag Warning - Destructive Fires | vegetation contact | other/unknown | 1.7812e-05
HFTD - Transmission - Tier 3 - 60/70 kV | Non-Red Flag Warning - Large Fires | vegetation contact | other/unknown | 0.00016031
HFTD - Transmission - Tier 3 - 60/70 kV | Non-Red Flag Warning - Small Fires | vegetation contact | other/unknown | 0.027528
HFTD - Transmission - Tier 3 - 60/70 kV | Red Flag Warning - Catastrophic Fires | vegetation contact | branch (not overhanging, > 12ft) | 2.7193e-05
HFTD - Transmission - Tier 3 - 60/70 kV | Red Flag Warning - Destructive Fires | vegetation contact | branch (not overhanging, > 12ft) | 3.8847e-06
HFTD - Transmission - Tier 3 - 60/70 kV | Red Flag Warning - Large Fires | vegetation contact | branch (not overhanging, > 12ft) | 2.3308e-05
HFTD - Transmission - Tier 3 - 60/70 kV | Red Flag Warning - Small Fires | vegetation contact | branch (not overhanging, > 12ft) | 0.00032027
HFTD - Transmission - Tier 3 - 60/70 kV | Red Flag Warning - Catastrophic Fires | vegetation contact | branch (not overhanging, 4-12ft) | 1.8128e-05
HFTD - Transmission - Tier 3 - 60/70 kV | Red Flag Warning - Destructive Fires | vegetation contact | branch (not overhanging, 4-12ft) | 2.5898e-06
HFTD - Transmission - Tier 3 - 60/70 kV | Red Flag Warning - Large Fires | vegetation contact | branch (not overhanging, 4-12ft) | 1.5539e-05
HFTD - Transmission - Tier 3 - 60/70 kV | Red Flag Warning - Small Fires | vegetation contact | branch (not overhanging, 4-12ft) | 0.00021351
HFTD - Transmission - Tier 3 - 60/70 kV | Red Flag Warning - Catastrophic Fires | vegetation contact | branch (not overhanging, distance unknown) | 0.00013143
HFTD - Transmission - Tier 3 - 60/70 kV | Red Flag Warning - Destructive Fires | vegetation contact | branch (not overhanging, distance unknown) | 1.8776e-05
HFTD - Transmission - Tier 3 - 60/70 kV | Red Flag Warning - Large Fires | vegetation contact | branch (not overhanging, distance unknown) | 0.00011266
HFTD - Transmission - Tier 3 - 60/70 kV | Red Flag Warning - Small Fires | vegetation contact | branch (not overhanging, distance unknown) | 0.001548
HFTD - Transmission - Tier 3 - 60/70 kV | Red Flag Warning - Catastrophic Fires | vegetation contact | branch (not overhanging, within 4ft) | 4.5321e-06
HFTD - Transmission - Tier 3 - 60/70 kV | Red Flag Warning - Destructive Fires | vegetation contact | branch (not overhanging, within 4ft) | 6.4744e-07
HFTD - Transmission - Tier 3 - 60/70 kV | Red Flag Warning - Large Fires | vegetation contact | branch (not overhanging, within 4ft) | 3.8847e-06
HFTD - Transmission - Tier 3 - 60/70 kV | Red Flag Warning - Small Fires | vegetation contact | branch (not overhanging, within 4ft) | 5.3378e-05
HFTD - Transmission - Tier 3 - 60/70 kV | Red Flag Warning - Catastrophic Fires | vegetation contact | branch (overhanging) | 0.00026739
HFTD - Transmission - Tier 3 - 60/70 kV | Red Flag Warning - Destructive Fires | vegetation contact | branch (overhanging) | 3.8199e-05
HFTD - Transmission - Tier 3 - 60/70 kV | Red Flag Warning - Large Fires | vegetation contact | branch (overhanging) | 0.00022919
HFTD - Transmission - Tier 3 - 60/70 kV | Red Flag Warning - Small Fires | vegetation contact | branch (overhanging) | 0.0031493
HFTD - Transmission - Tier 3 - 60/70 kV | Red Flag Warning - Catastrophic Fires | vegetation contact | dead | 9.9706e-05
HFTD - Transmission - Tier 3 - 60/70 kV | Red Flag Warning - Destructive Fires | vegetation contact | dead | 1.4244e-05
HFTD - Transmission - Tier 3 - 60/70 kV | Red Flag Warning - Large Fires | vegetation contact | dead | 8.5462e-05
HFTD - Transmission - Tier 3 - 60/70 kV | Red Flag Warning - Small Fires | vegetation contact | dead | 0.0011743
HFTD - Transmission - Tier 3 - 60/70 kV | Red Flag Warning - Catastrophic Fires | vegetation contact | fell into (moderate-severe defect) | 7.7046e-05
HFTD - Transmission - Tier 3 - 60/70 kV | Red Flag Warning - Destructive Fires | vegetation contact | fell into (moderate-severe defect) | 1.1007e-05
HFTD - Transmission - Tier 3 - 60/70 kV | Red Flag Warning - Large Fires | vegetation contact | fell into (moderate-severe defect) | 6.6039e-05
HFTD - Transmission - Tier 3 - 60/70 kV | Red Flag Warning - Small Fires | vegetation contact | fell into (moderate-severe defect) | 0.00090743
HFTD - Transmission - Tier 3 - 60/70 kV | Red Flag Warning - Catastrophic Fires | vegetation contact | fell into (no defect) | 0.00033538
HFTD - Transmission - Tier 3 - 60/70 kV | Red Flag Warning - Destructive Fires | vegetation contact | fell into (no defect) | 4.7911e-05
HFTD - Transmission - Tier 3 - 60/70 kV | Red Flag Warning - Large Fires | vegetation contact | fell into (no defect) | 0.00028746
HFTD - Transmission - Tier 3 - 60/70 kV | Red Flag Warning - Small Fires | vegetation contact | fell into (no defect) | 0.00395
HFTD - Transmission - Tier 3 - 60/70 kV | Red Flag Warning - Catastrophic Fires | vegetation contact | fell into (slight defect) | 8.611e-05
HFTD - Transmission - Tier 3 - 60/70 kV | Red Flag Warning - Destructive Fires | vegetation contact | fell into (slight defect) | 1.2301e-05
HFTD - Transmission - Tier 3 - 60/70 kV | Red Flag Warning - Large Fires | vegetation contact | fell into (slight defect) | 7.3809e-05
HFTD - Transmission - Tier 3 - 60/70 kV | Red Flag Warning - Small Fires | vegetation contact | fell into (slight defect) | 0.0010142
HFTD - Transmission - Tier 3 - 60/70 kV | Red Flag Warning - Catastrophic Fires | vegetation contact | grow into | 9.0642e-06
HFTD - Transmission - Tier 3 - 60/70 kV | Red Flag Warning - Destructive Fires | vegetation contact | grow into | 1.2949e-06
HFTD - Transmission - Tier 3 - 60/70 kV | Red Flag Warning - Large Fires | vegetation contact | grow into | 7.7693e-06
HFTD - Transmission - Tier 3 - 60/70 kV | Red Flag Warning - Small Fires | vegetation contact | grow into | 0.00010676
HFTD - Transmission - Tier 3 - 60/70 kV | Red Flag Warning - Catastrophic Fires | vegetation contact | other/unknown | 0.00045321
HFTD - Transmission - Tier 3 - 60/70 kV | Red Flag Warning - Destructive Fires | vegetation contact | other/unknown | 6.4744e-05
HFTD - Transmission - Tier 3 - 60/70 kV | Red Flag Warning - Large Fires | vegetation contact | other/unknown | 0.00038847
HFTD - Transmission - Tier 3 - 60/70 kV | Red Flag Warning - Small Fires | vegetation contact | other/unknown | 0.0053378
HFTD - Transmission - Zone 1 - 60/70 kV | Non-Red Flag Warning - Catastrophic Fires | vegetation contact | branch (not overhanging, > 12ft) | 4.041e-09
HFTD - Transmission - Zone 1 - 60/70 kV | Non-Red Flag Warning - Destructive Fires | vegetation contact | branch (not overhanging, > 12ft) | 4.041e-09
HFTD - Transmission - Zone 1 - 60/70 kV | Non-Red Flag Warning - Large Fires | vegetation contact | branch (not overhanging, > 12ft) | 3.6369e-08
HFTD - Transmission - Zone 1 - 60/70 kV | Non-Red Flag Warning - Small Fires | vegetation contact | branch (not overhanging, > 12ft) | 6.2453e-06
HFTD - Transmission - Zone 1 - 60/70 kV | Non-Red Flag Warning - Catastrophic Fires | vegetation contact | branch (not overhanging, 4-12ft) | 1.8001e-09
HFTD - Transmission - Zone 1 - 60/70 kV | Non-Red Flag Warning - Destructive Fires | vegetation contact | branch (not overhanging, 4-12ft) | 1.8001e-09
HFTD - Transmission - Zone 1 - 60/70 kV | Non-Red Flag Warning - Large Fires | vegetation contact | branch (not overhanging, 4-12ft) | 1.6201e-08
HFTD - Transmission - Zone 1 - 60/70 kV | Non-Red Flag Warning - Small Fires | vegetation contact | branch (not overhanging, 4-12ft) | 2.782e-06
HFTD - Transmission - Zone 1 - 60/70 kV | Non-Red Flag Warning - Catastrophic Fires | vegetation contact | branch (not overhanging, distance unknown) | 1.3794e-08
HFTD - Transmission - Zone 1 - 60/70 kV | Non-Red Flag Warning - Destructive Fires | vegetation contact | branch (not overhanging, distance unknown) | 1.3794e-08
HFTD - Transmission - Zone 1 - 60/70 kV | Non-Red Flag Warning - Large Fires | vegetation contact | branch (not overhanging, distance unknown) | 1.2415e-07
HFTD - Transmission - Zone 1 - 60/70 kV | Non-Red Flag Warning - Small Fires | vegetation contact | branch (not overhanging, distance unknown) | 2.1319e-05
HFTD - Transmission - Zone 1 - 60/70 kV | Non-Red Flag Warning - Catastrophic Fires | vegetation contact | branch (not overhanging, within 4ft) | 8.082e-10
HFTD - Transmission - Zone 1 - 60/70 kV | Non-Red Flag Warning - Destructive Fires | vegetation contact | branch (not overhanging, within 4ft) | 8.082e-10
HFTD - Transmission - Zone 1 - 60/70 kV | Non-Red Flag Warning - Large Fires | vegetation contact | branch (not overhanging, within 4ft) | 7.2738e-09
HFTD - Transmission - Zone 1 - 60/70 kV | Non-Red Flag Warning - Small Fires | vegetation contact | branch (not overhanging, within 4ft) | 1.2491e-06
HFTD - Transmission - Zone 1 - 60/70 kV | Non-Red Flag Warning - Catastrophic Fires | vegetation contact | branch (overhanging) | 3.5965e-08
HFTD - Transmission - Zone 1 - 60/70 kV | Non-Red Flag Warning - Destructive Fires | vegetation contact | branch (overhanging) | 3.5965e-08
HFTD - Transmission - Zone 1 - 60/70 kV | Non-Red Flag Warning - Large Fires | vegetation contact | branch (overhanging) | 3.2368e-07
HFTD - Transmission - Zone 1 - 60/70 kV | Non-Red Flag Warning - Small Fires | vegetation contact | branch (overhanging) | 5.5584e-05
HFTD - Transmission - Zone 1 - 60/70 kV | Non-Red Flag Warning - Catastrophic Fires | vegetation contact | dead | 1.4676e-08
HFTD - Transmission - Zone 1 - 60/70 kV | Non-Red Flag Warning - Destructive Fires | vegetation contact | dead | 1.4676e-08
HFTD - Transmission - Zone 1 - 60/70 kV | Non-Red Flag Warning - Large Fires | vegetation contact | dead | 1.3209e-07
HFTD - Transmission - Zone 1 - 60/70 kV | Non-Red Flag Warning - Small Fires | vegetation contact | dead | 2.2682e-05
HFTD - Transmission - Zone 1 - 60/70 kV | Non-Red Flag Warning - Catastrophic Fires | vegetation contact | fell into (moderate-severe defect) | 1.5246e-08
HFTD - Transmission - Zone 1 - 60/70 kV | Non-Red Flag Warning - Destructive Fires | vegetation contact | fell into (moderate-severe defect) | 1.5246e-08
HFTD - Transmission - Zone 1 - 60/70 kV | Non-Red Flag Warning - Large Fires | vegetation contact | fell into (moderate-severe defect) | 1.3721e-07
HFTD - Transmission - Zone 1 - 60/70 kV | Non-Red Flag Warning - Small Fires | vegetation contact | fell into (moderate-severe defect) | 2.3562e-05
HFTD - Transmission - Zone 1 - 60/70 kV | Non-Red Flag Warning - Catastrophic Fires | vegetation contact | fell into (no defect) | 9.8875e-08
HFTD - Transmission - Zone 1 - 60/70 kV | Non-Red Flag Warning - Destructive Fires | vegetation contact | fell into (no defect) | 9.8875e-08
HFTD - Transmission - Zone 1 - 60/70 kV | Non-Red Flag Warning - Large Fires | vegetation contact | fell into (no defect) | 8.8988e-07
HFTD - Transmission - Zone 1 - 60/70 kV | Non-Red Flag Warning - Small Fires | vegetation contact | fell into (no defect) | 0.00015281
HFTD - Transmission - Zone 1 - 60/70 kV | Non-Red Flag Warning - Catastrophic Fires | vegetation contact | fell into (slight defect) | 1.9948e-08
HFTD - Transmission - Zone 1 - 60/70 kV | Non-Red Flag Warning - Destructive Fires | vegetation contact | fell into (slight defect) | 1.9948e-08
HFTD - Transmission - Zone 1 - 60/70 kV | Non-Red Flag Warning - Large Fires | vegetation contact | fell into (slight defect) | 1.7953e-07
HFTD - Transmission - Zone 1 - 60/70 kV | Non-Red Flag Warning - Small Fires | vegetation contact | fell into (slight defect) | 3.0829e-05
HFTD - Transmission - Zone 1 - 60/70 kV | Non-Red Flag Warning - Catastrophic Fires | vegetation contact | grow into | 1.7266e-09
HFTD - Transmission - Zone 1 - 60/70 kV | Non-Red Flag Warning - Destructive Fires | vegetation contact | grow into | 1.7266e-09
HFTD - Transmission - Zone 1 - 60/70 kV | Non-Red Flag Warning - Large Fires | vegetation contact | grow into | 1.5539e-08
HFTD - Transmission - Zone 1 - 60/70 kV | Non-Red Flag Warning - Small Fires | vegetation contact | grow into | 2.6685e-06
HFTD - Transmission - Zone 1 - 60/70 kV | Non-Red Flag Warning - Catastrophic Fires | vegetation contact | other/unknown | 8.5173e-08
HFTD - Transmission - Zone 1 - 60/70 kV | Non-Red Flag Warning - Destructive Fires | vegetation contact | other/unknown | 8.5173e-08
HFTD - Transmission - Zone 1 - 60/70 kV | Non-Red Flag Warning - Large Fires | vegetation contact | other/unknown | 7.6656e-07
HFTD - Transmission - Zone 1 - 60/70 kV | Non-Red Flag Warning - Small Fires | vegetation contact | other/unknown | 0.00013163
HFTD - Transmission - Zone 1 - 60/70 kV | Red Flag Warning - Catastrophic Fires | vegetation contact | branch (not overhanging, > 12ft) | 6.022e-08
HFTD - Transmission - Zone 1 - 60/70 kV | Red Flag Warning - Destructive Fires | vegetation contact | branch (not overhanging, > 12ft) | 8.6029e-09
HFTD - Transmission - Zone 1 - 60/70 kV | Red Flag Warning - Large Fires | vegetation contact | branch (not overhanging, > 12ft) | 5.1617e-08
HFTD - Transmission - Zone 1 - 60/70 kV | Red Flag Warning - Small Fires | vegetation contact | branch (not overhanging, > 12ft) | 7.0926e-07
HFTD - Transmission - Zone 1 - 60/70 kV | Red Flag Warning - Catastrophic Fires | vegetation contact | branch (not overhanging, 4-12ft) | 4.0147e-08
HFTD - Transmission - Zone 1 - 60/70 kV | Red Flag Warning - Destructive Fires | vegetation contact | branch (not overhanging, 4-12ft) | 5.7353e-09
HFTD - Transmission - Zone 1 - 60/70 kV | Red Flag Warning - Large Fires | vegetation contact | branch (not overhanging, 4-12ft) | 3.4412e-08
HFTD - Transmission - Zone 1 - 60/70 kV | Red Flag Warning - Small Fires | vegetation contact | branch (not overhanging, 4-12ft) | 4.7284e-07
HFTD - Transmission - Zone 1 - 60/70 kV | Red Flag Warning - Catastrophic Fires | vegetation contact | branch (not overhanging, distance unknown) | 2.9106e-07
HFTD - Transmission - Zone 1 - 60/70 kV | Red Flag Warning - Destructive Fires | vegetation contact | branch (not overhanging, distance unknown) | 4.1581e-08
HFTD - Transmission - Zone 1 - 60/70 kV | Red Flag Warning - Large Fires | vegetation contact | branch (not overhanging, distance unknown) | 2.4948e-07
HFTD - Transmission - Zone 1 - 60/70 kV | Red Flag Warning - Small Fires | vegetation contact | branch (not overhanging, distance unknown) | 3.4281e-06
HFTD - Transmission - Zone 1 - 60/70 kV | Red Flag Warning - Catastrophic Fires | vegetation contact | branch (not overhanging, within 4ft) | 1.0037e-08
HFTD - Transmission - Zone 1 - 60/70 kV | Red Flag Warning - Destructive Fires | vegetation contact | branch (not overhanging, within 4ft) | 1.4338e-09
HFTD - Transmission - Zone 1 - 60/70 kV | Red Flag Warning - Large Fires | vegetation contact | branch (not overhanging, within 4ft) | 8.6029e-09
HFTD - Transmission - Zone 1 - 60/70 kV | Red Flag Warning - Small Fires | vegetation contact | branch (not overhanging, within 4ft) | 1.1821e-07
HFTD - Transmission - Zone 1 - 60/70 kV | Red Flag Warning - Catastrophic Fires | vegetation contact | branch (overhanging) | 5.9217e-07
HFTD - Transmission - Zone 1 - 60/70 kV | Red Flag Warning - Destructive Fires | vegetation contact | branch (overhanging) | 8.4595e-08
HFTD - Transmission - Zone 1 - 60/70 kV | Red Flag Warning - Large Fires | vegetation contact | branch (overhanging) | 5.0757e-07
HFTD - Transmission - Zone 1 - 60/70 kV | Red Flag Warning - Small Fires | vegetation contact | branch (overhanging) | 6.9744e-06
HFTD - Transmission - Zone 1 - 60/70 kV | Red Flag Warning - Catastrophic Fires | vegetation contact | dead | 2.2081e-07
HFTD - Transmission - Zone 1 - 60/70 kV | Red Flag Warning - Destructive Fires | vegetation contact | dead | 3.1544e-08
HFTD - Transmission - Zone 1 - 60/70 kV | Red Flag Warning - Large Fires | vegetation contact | dead | 1.8926e-07
HFTD - Transmission - Zone 1 - 60/70 kV | Red Flag Warning - Small Fires | vegetation contact | dead | 2.6006e-06
HFTD - Transmission - Zone 1 - 60/70 kV | Red Flag Warning - Catastrophic Fires | vegetation contact | fell into (moderate-severe defect) | 1.7062e-07
HFTD - Transmission - Zone 1 - 60/70 kV | Red Flag Warning - Destructive Fires | vegetation contact | fell into (moderate-severe defect) | 2.4375e-08
HFTD - Transmission - Zone 1 - 60/70 kV | Red Flag Warning - Large Fires | vegetation contact | fell into (moderate-severe defect) | 1.4625e-07
HFTD - Transmission - Zone 1 - 60/70 kV | Red Flag Warning - Small Fires | vegetation contact | fell into (moderate-severe defect) | 2.0096e-06
HFTD - Transmission - Zone 1 - 60/70 kV | Red Flag Warning - Catastrophic Fires | vegetation contact | fell into (no defect) | 7.4272e-07
HFTD - Transmission - Zone 1 - 60/70 kV | Red Flag Warning - Destructive Fires | vegetation contact | fell into (no defect) | 1.061e-07
HFTD - Transmission - Zone 1 - 60/70 kV | Red Flag Warning - Large Fires | vegetation contact | fell into (no defect) | 6.3661e-07
HFTD - Transmission - Zone 1 - 60/70 kV | Red Flag Warning - Small Fires | vegetation contact | fell into (no defect) | 8.7475e-06
HFTD - Transmission - Zone 1 - 60/70 kV | Red Flag Warning - Catastrophic Fires | vegetation contact | fell into (slight defect) | 1.907e-07
HFTD - Transmission - Zone 1 - 60/70 kV | Red Flag Warning - Destructive Fires | vegetation contact | fell into (slight defect) | 2.7242e-08
HFTD - Transmission - Zone 1 - 60/70 kV | Red Flag Warning - Large Fires | vegetation contact | fell into (slight defect) | 1.6345e-07
HFTD - Transmission - Zone 1 - 60/70 kV | Red Flag Warning - Small Fires | vegetation contact | fell into (slight defect) | 2.246e-06
HFTD - Transmission - Zone 1 - 60/70 kV | Red Flag Warning - Catastrophic Fires | vegetation contact | grow into | 2.0073e-08
HFTD - Transmission - Zone 1 - 60/70 kV | Red Flag Warning - Destructive Fires | vegetation contact | grow into | 2.8676e-09
HFTD - Transmission - Zone 1 - 60/70 kV | Red Flag Warning - Large Fires | vegetation contact | grow into | 1.7206e-08
HFTD - Transmission - Zone 1 - 60/70 kV | Red Flag Warning - Small Fires | vegetation contact | grow into | 2.3642e-07
HFTD - Transmission - Zone 1 - 60/70 kV | Red Flag Warning - Catastrophic Fires | vegetation contact | other/unknown | 1.0037e-06
HFTD - Transmission - Zone 1 - 60/70 kV | Red Flag Warning - Destructive Fires | vegetation contact | other/unknown | 1.4338e-07
HFTD - Transmission - Zone 1 - 60/70 kV | Red Flag Warning - Large Fires | vegetation contact | other/unknown | 8.6029e-07
HFTD - Transmission - Zone 1 - 60/70 kV | Red Flag Warning - Small Fires | vegetation contact | other/unknown | 1.1821e-05
non-HFTD - Transmission - 115 kV or Lower | Red Flag Warning - Catastrophic Fires | contact from object | animal contact | 2.62e-05
non-HFTD - Transmission - 115 kV or Lower | Red Flag Warning - Destructive Fires | contact from object | animal contact | 7.4858e-06
non-HFTD - Transmission - 115 kV or Lower | Red Flag Warning - Large Fires | contact from object | animal contact | 0.00033686
non-HFTD - Transmission - 115 kV or Lower | Red Flag Warning - Small Fires | contact from object | animal contact | 0.034832
non-HFTD - Transmission - 115 kV or Lower | Red Flag Warning - Catastrophic Fires | contact from object | balloon contact | 8.7335e-06
non-HFTD - Transmission - 115 kV or Lower | Red Flag Warning - Destructive Fires | contact from object | balloon contact | 2.4953e-06
non-HFTD - Transmission - 115 kV or Lower | Red Flag Warning - Large Fires | contact from object | balloon contact | 0.00011229
non-HFTD - Transmission - 115 kV or Lower | Red Flag Warning - Small Fires | contact from object | balloon contact | 0.011611
non-HFTD - Transmission - 115 kV or Lower | Red Flag Warning - Catastrophic Fires | contact from object | other contact from object | 1.4556e-05
non-HFTD - Transmission - 115 kV or Lower | Red Flag Warning - Destructive Fires | contact from object | other contact from object | 4.1588e-06
non-HFTD - Transmission - 115 kV or Lower | Red Flag Warning - Large Fires | contact from object | other contact from object | 0.00018715
non-HFTD - Transmission - 115 kV or Lower | Red Flag Warning - Small Fires | contact from object | other contact from object | 0.019351
non-HFTD - Transmission - 115 kV or Lower | Red Flag Warning - Catastrophic Fires | contact from object | vehicle contact | 1.1645e-05
non-HFTD - Transmission - 115 kV or Lower | Red Flag Warning - Destructive Fires | contact from object | vehicle contact | 3.327e-06
non-HFTD - Transmission - 115 kV or Lower | Red Flag Warning - Large Fires | contact from object | vehicle contact | 0.00014972
non-HFTD - Transmission - 115 kV or Lower | Red Flag Warning - Small Fires | contact from object | vehicle contact | 0.015481
non-HFTD - Transmission - 115 kV or Lower | Red Flag Warning - Catastrophic Fires | contamination | contamination | 2.9112e-06
non-HFTD - Transmission - 115 kV or Lower | Red Flag Warning - Destructive Fires | contamination | contamination | 8.3176e-07
non-HFTD - Transmission - 115 kV or Lower | Red Flag Warning - Large Fires | contamination | contamination | 3.7429e-05
non-HFTD - Transmission - 115 kV or Lower | Red Flag Warning - Small Fires | contamination | contamination | 0.0038702
non-HFTD - Transmission - 115 kV or Lower | Red Flag Warning - Catastrophic Fires | equipment / facility failure | conductor damage or failure | 6.4746e-06
non-HFTD - Transmission - 115 kV or Lower | Red Flag Warning - Destructive Fires | equipment / facility failure | conductor damage or failure | 1.8499e-06
non-HFTD - Transmission - 115 kV or Lower | Red Flag Warning - Large Fires | equipment / facility failure | conductor damage or failure | 8.3245e-05
non-HFTD - Transmission - 115 kV or Lower | Red Flag Warning - Small Fires | equipment / facility failure | conductor damage or failure | 0.0086075
non-HFTD - Transmission - 115 kV or Lower | Red Flag Warning - Catastrophic Fires | equipment / facility failure | insulator and brushing damage or failure | 1.2949e-05
non-HFTD - Transmission - 115 kV or Lower | Red Flag Warning - Destructive Fires | equipment / facility failure | insulator and brushing damage or failure | 3.6998e-06
non-HFTD - Transmission - 115 kV or Lower | Red Flag Warning - Large Fires | equipment / facility failure | insulator and brushing damage or failure | 0.00016649
non-HFTD - Transmission - 115 kV or Lower | Red Flag Warning - Small Fires | equipment / facility failure | insulator and brushing damage or failure | 0.017215
non-HFTD - Transmission - 115 kV or Lower | Red Flag Warning - Catastrophic Fires | equipment / facility failure | transformer damage or failure | 6.4746e-06
non-HFTD - Transmission - 115 kV or Lower | Red Flag Warning - Destructive Fires | equipment / facility failure | transformer damage or failure | 1.8499e-06
non-HFTD - Transmission - 115 kV or Lower | Red Flag Warning - Large Fires | equipment / facility failure | transformer damage or failure | 8.3245e-05
non-HFTD - Transmission - 115 kV or Lower | Red Flag Warning - Small Fires | equipment / facility failure | transformer damage or failure | 0.0086075
non-HFTD - Transmission - 115 kV or Lower | Red Flag Warning - Catastrophic Fires | unknown | unknown | 8.7335e-06
non-HFTD - Transmission - 115 kV or Lower | Red Flag Warning - Destructive Fires | unknown | unknown | 2.4953e-06
non-HFTD - Transmission - 115 kV or Lower | Red Flag Warning - Large Fires | unknown | unknown | 0.00011229
non-HFTD - Transmission - 115 kV or Lower | Red Flag Warning - Small Fires | unknown | unknown | 0.011611
non-HFTD - Transmission - 115 kV or Lower | Non-Red Flag Warning - Catastrophic Fires | contact from object | animal contact | 0
non-HFTD - Transmission - 115 kV or Lower | Non-Red Flag Warning - Destructive Fires | contact from object | animal contact | 0
non-HFTD - Transmission - 115 kV or Lower | Non-Red Flag Warning - Large Fires | contact from object | animal contact | 0.0070461
non-HFTD - Transmission - 115 kV or Lower | Non-Red Flag Warning - Small Fires | contact from object | animal contact | 1.4578
non-HFTD - Transmission - 115 kV or Lower | Non-Red Flag Warning - Catastrophic Fires | contact from object | balloon contact | 0
non-HFTD - Transmission - 115 kV or Lower | Non-Red Flag Warning - Destructive Fires | contact from object | balloon contact | 0
non-HFTD - Transmission - 115 kV or Lower | Non-Red Flag Warning - Large Fires | contact from object | balloon contact | 0.0023487
non-HFTD - Transmission - 115 kV or Lower | Non-Red Flag Warning - Small Fires | contact from object | balloon contact | 0.48592
non-HFTD - Transmission - 115 kV or Lower | Non-Red Flag Warning - Catastrophic Fires | contact from object | other contact from object | 0
non-HFTD - Transmission - 115 kV or Lower | Non-Red Flag Warning - Destructive Fires | contact from object | other contact from object | 0
non-HFTD - Transmission - 115 kV or Lower | Non-Red Flag Warning - Large Fires | contact from object | other contact from object | 0.0039145
non-HFTD - Transmission - 115 kV or Lower | Non-Red Flag Warning - Small Fires | contact from object | other contact from object | 0.80986
non-HFTD - Transmission - 115 kV or Lower | Non-Red Flag Warning - Catastrophic Fires | contact from object | vehicle contact | 0
non-HFTD - Transmission - 115 kV or Lower | Non-Red Flag Warning - Destructive Fires | contact from object | vehicle contact | 0
non-HFTD - Transmission - 115 kV or Lower | Non-Red Flag Warning - Large Fires | contact from object | vehicle contact | 0.0031316
non-HFTD - Transmission - 115 kV or Lower | Non-Red Flag Warning - Small Fires | contact from object | vehicle contact | 0.64789
non-HFTD - Transmission - 115 kV or Lower | Non-Red Flag Warning - Catastrophic Fires | contamination | contamination | 0
non-HFTD - Transmission - 115 kV or Lower | Non-Red Flag Warning - Destructive Fires | contamination | contamination | 0
non-HFTD - Transmission - 115 kV or Lower | Non-Red Flag Warning - Large Fires | contamination | contamination | 0.0007829
non-HFTD - Transmission - 115 kV or Lower | Non-Red Flag Warning - Small Fires | contamination | contamination | 0.16197
non-HFTD - Transmission - 115 kV or Lower | Non-Red Flag Warning - Catastrophic Fires | equipment / facility failure | conductor damage or failure | 0
non-HFTD - Transmission - 115 kV or Lower | Non-Red Flag Warning - Destructive Fires | equipment / facility failure | conductor damage or failure | 0
non-HFTD - Transmission - 115 kV or Lower | Non-Red Flag Warning - Large Fires | equipment / facility failure | conductor damage or failure | 0.00075987
non-HFTD - Transmission - 115 kV or Lower | Non-Red Flag Warning - Small Fires | equipment / facility failure | conductor damage or failure | 0.15721
non-HFTD - Transmission - 115 kV or Lower | Non-Red Flag Warning - Catastrophic Fires | equipment / facility failure | insulator and brushing damage or failure | 0
non-HFTD - Transmission - 115 kV or Lower | Non-Red Flag Warning - Destructive Fires | equipment / facility failure | insulator and brushing damage or failure | 0
non-HFTD - Transmission - 115 kV or Lower | Non-Red Flag Warning - Large Fires | equipment / facility failure | insulator and brushing damage or failure | 0.0015197
non-HFTD - Transmission - 115 kV or Lower | Non-Red Flag Warning - Small Fires | equipment / facility failure | insulator and brushing damage or failure | 0.31442
non-HFTD - Transmission - 115 kV or Lower | Non-Red Flag Warning - Catastrophic Fires | equipment / facility failure | transformer damage or failure | 0
non-HFTD - Transmission - 115 kV or Lower | Non-Red Flag Warning - Destructive Fires | equipment / facility failure | transformer damage or failure | 0
non-HFTD - Transmission - 115 kV or Lower | Non-Red Flag Warning - Large Fires | equipment / facility failure | transformer damage or failure | 0.00075987
non-HFTD - Transmission - 115 kV or Lower | Non-Red Flag Warning - Small Fires | equipment / facility failure | transformer damage or failure | 0.15721
non-HFTD - Transmission - 115 kV or Lower | Non-Red Flag Warning - Catastrophic Fires | unknown | unknown | 0
non-HFTD - Transmission - 115 kV or Lower | Non-Red Flag Warning - Destructive Fires | unknown | unknown | 0
non-HFTD - Transmission - 115 kV or Lower | Non-Red Flag Warning - Large Fires | unknown | unknown | 0.0023487
non-HFTD - Transmission - 115 kV or Lower | Non-Red Flag Warning - Small Fires | unknown | unknown | 0.48592
non-HFTD - Transmission - 60/70 kV | Red Flag Warning - Catastrophic Fires | contact from object | animal contact | 3.7845e-05
non-HFTD - Transmission - 60/70 kV | Red Flag Warning - Destructive Fires | contact from object | animal contact | 1.0813e-05
non-HFTD - Transmission - 60/70 kV | Red Flag Warning - Large Fires | contact from object | animal contact | 0.00048658
non-HFTD - Transmission - 60/70 kV | Red Flag Warning - Small Fires | contact from object | animal contact | 0.050312
non-HFTD - Transmission - 60/70 kV | Red Flag Warning - Catastrophic Fires | contact from object | other contact from object | 8.7335e-06
non-HFTD - Transmission - 60/70 kV | Red Flag Warning - Destructive Fires | contact from object | other contact from object | 2.4953e-06
non-HFTD - Transmission - 60/70 kV | Red Flag Warning - Large Fires | contact from object | other contact from object | 0.00011229
non-HFTD - Transmission - 60/70 kV | Red Flag Warning - Small Fires | contact from object | other contact from object | 0.011611
non-HFTD - Transmission - 60/70 kV | Red Flag Warning - Catastrophic Fires | contact from object | vehicle contact | 2.0378e-05
non-HFTD - Transmission - 60/70 kV | Red Flag Warning - Destructive Fires | contact from object | vehicle contact | 5.8223e-06
non-HFTD - Transmission - 60/70 kV | Red Flag Warning - Large Fires | contact from object | vehicle contact | 0.000262
non-HFTD - Transmission - 60/70 kV | Red Flag Warning - Small Fires | contact from object | vehicle contact | 0.027091
non-HFTD - Transmission - 60/70 kV | Red Flag Warning - Catastrophic Fires | contamination | contamination | 2.9112e-06
non-HFTD - Transmission - 60/70 kV | Red Flag Warning - Destructive Fires | contamination | contamination | 8.3176e-07
non-HFTD - Transmission - 60/70 kV | Red Flag Warning - Large Fires | contamination | contamination | 3.7429e-05
non-HFTD - Transmission - 60/70 kV | Red Flag Warning - Small Fires | contamination | contamination | 0.0038702
non-HFTD - Transmission - 60/70 kV | Red Flag Warning - Catastrophic Fires | equipment / facility failure | conductor damage or failure | 1.9424e-05
non-HFTD - Transmission - 60/70 kV | Red Flag Warning - Destructive Fires | equipment / facility failure | conductor damage or failure | 5.5497e-06
non-HFTD - Transmission - 60/70 kV | Red Flag Warning - Large Fires | equipment / facility failure | conductor damage or failure | 0.00024973
non-HFTD - Transmission - 60/70 kV | Red Flag Warning - Small Fires | equipment / facility failure | conductor damage or failure | 0.025823
non-HFTD - Transmission - 60/70 kV | Red Flag Warning - Catastrophic Fires | equipment / facility failure | crossarm damage or failure | 6.4746e-06
non-HFTD - Transmission - 60/70 kV | Red Flag Warning - Destructive Fires | equipment / facility failure | crossarm damage or failure | 1.8499e-06
non-HFTD - Transmission - 60/70 kV | Red Flag Warning - Large Fires | equipment / facility failure | crossarm damage or failure | 8.3245e-05
non-HFTD - Transmission - 60/70 kV | Red Flag Warning - Small Fires | equipment / facility failure | crossarm damage or failure | 0.0086075
non-HFTD - Transmission - 60/70 kV | Red Flag Warning - Catastrophic Fires | equipment / facility failure | insulator and brushing damage or failure | 6.4746e-06
non-HFTD - Transmission - 60/70 kV | Red Flag Warning - Destructive Fires | equipment / facility failure | insulator and brushing damage or failure | 1.8499e-06
non-HFTD - Transmission - 60/70 kV | Red Flag Warning - Large Fires | equipment / facility failure | insulator and brushing damage or failure | 8.3245e-05
non-HFTD - Transmission - 60/70 kV | Red Flag Warning - Small Fires | equipment / facility failure | insulator and brushing damage or failure | 0.0086075
non-HFTD - Transmission - 60/70 kV | Red Flag Warning - Catastrophic Fires | equipment / facility failure | other equipment / facility failure | 6.4746e-06
non-HFTD - Transmission - 60/70 kV | Red Flag Warning - Destructive Fires | equipment / facility failure | other equipment / facility failure | 1.8499e-06
non-HFTD - Transmission - 60/70 kV | Red Flag Warning - Large Fires | equipment / facility failure | other equipment / facility failure | 8.3245e-05
non-HFTD - Transmission - 60/70 kV | Red Flag Warning - Small Fires | equipment / facility failure | other equipment / facility failure | 0.0086075
non-HFTD - Transmission - 60/70 kV | Red Flag Warning - Catastrophic Fires | equipment / facility failure | pole damage or failure | 6.4746e-06
non-HFTD - Transmission - 60/70 kV | Red Flag Warning - Destructive Fires | equipment / facility failure | pole damage or failure | 1.8499e-06
non-HFTD - Transmission - 60/70 kV | Red Flag Warning - Large Fires | equipment / facility failure | pole damage or failure | 8.3245e-05
non-HFTD - Transmission - 60/70 kV | Red Flag Warning - Small Fires | equipment / facility failure | pole damage or failure | 0.0086075
non-HFTD - Transmission - 60/70 kV | Red Flag Warning - Catastrophic Fires | unknown | unknown | 2.9112e-06
non-HFTD - Transmission - 60/70 kV | Red Flag Warning - Destructive Fires | unknown | unknown | 8.3176e-07
non-HFTD - Transmission - 60/70 kV | Red Flag Warning - Large Fires | unknown | unknown | 3.7429e-05
non-HFTD - Transmission - 60/70 kV | Red Flag Warning - Small Fires | unknown | unknown | 0.0038702
non-HFTD - Transmission - 60/70 kV | Non-Red Flag Warning - Catastrophic Fires | contact from object | animal contact | 0
non-HFTD - Transmission - 60/70 kV | Non-Red Flag Warning - Destructive Fires | contact from object | animal contact | 0
non-HFTD - Transmission - 60/70 kV | Non-Red Flag Warning - Large Fires | contact from object | animal contact | 0.010178
non-HFTD - Transmission - 60/70 kV | Non-Red Flag Warning - Small Fires | contact from object | animal contact | 2.1056
non-HFTD - Transmission - 60/70 kV | Non-Red Flag Warning - Catastrophic Fires | contact from object | other contact from object | 0
non-HFTD - Transmission - 60/70 kV | Non-Red Flag Warning - Destructive Fires | contact from object | other contact from object | 0
non-HFTD - Transmission - 60/70 kV | Non-Red Flag Warning - Large Fires | contact from object | other contact from object | 0.0023487
non-HFTD - Transmission - 60/70 kV | Non-Red Flag Warning - Small Fires | contact from object | other contact from object | 0.48592
non-HFTD - Transmission - 60/70 kV | Non-Red Flag Warning - Catastrophic Fires | contact from object | vehicle contact | 0
non-HFTD - Transmission - 60/70 kV | Non-Red Flag Warning - Destructive Fires | contact from object | vehicle contact | 0
non-HFTD - Transmission - 60/70 kV | Non-Red Flag Warning - Large Fires | contact from object | vehicle contact | 0.0054803
non-HFTD - Transmission - 60/70 kV | Non-Red Flag Warning - Small Fires | contact from object | vehicle contact | 1.1338
non-HFTD - Transmission - 60/70 kV | Non-Red Flag Warning - Catastrophic Fires | contamination | contamination | 0
non-HFTD - Transmission - 60/70 kV | Non-Red Flag Warning - Destructive Fires | contamination | contamination | 0
non-HFTD - Transmission - 60/70 kV | Non-Red Flag Warning - Large Fires | contamination | contamination | 0.0007829
non-HFTD - Transmission - 60/70 kV | Non-Red Flag Warning - Small Fires | contamination | contamination | 0.16197
non-HFTD - Transmission - 60/70 kV | Non-Red Flag Warning - Catastrophic Fires | equipment / facility failure | conductor damage or failure | 0
non-HFTD - Transmission - 60/70 kV | Non-Red Flag Warning - Destructive Fires | equipment / facility failure | conductor damage or failure | 0
non-HFTD - Transmission - 60/70 kV | Non-Red Flag Warning - Large Fires | equipment / facility failure | conductor damage or failure | 0.0022796
non-HFTD - Transmission - 60/70 kV | Non-Red Flag Warning - Small Fires | equipment / facility failure | conductor damage or failure | 0.47162
non-HFTD - Transmission - 60/70 kV | Non-Red Flag Warning - Catastrophic Fires | equipment / facility failure | crossarm damage or failure | 0
non-HFTD - Transmission - 60/70 kV | Non-Red Flag Warning - Destructive Fires | equipment / facility failure | crossarm damage or failure | 0
non-HFTD - Transmission - 60/70 kV | Non-Red Flag Warning - Large Fires | equipment / facility failure | crossarm damage or failure | 0.00075987
non-HFTD - Transmission - 60/70 kV | Non-Red Flag Warning - Small Fires | equipment / facility failure | crossarm damage or failure | 0.15721
non-HFTD - Transmission - 60/70 kV | Non-Red Flag Warning - Catastrophic Fires | equipment / facility failure | insulator and brushing damage or failure | 0
non-HFTD - Transmission - 60/70 kV | Non-Red Flag Warning - Destructive Fires | equipment / facility failure | insulator and brushing damage or failure | 0
non-HFTD - Transmission - 60/70 kV | Non-Red Flag Warning - Large Fires | equipment / facility failure | insulator and brushing damage or failure | 0.00075987
non-HFTD - Transmission - 60/70 kV | Non-Red Flag Warning - Small Fires | equipment / facility failure | insulator and brushing damage or failure | 0.15721
non-HFTD - Transmission - 60/70 kV | Non-Red Flag Warning - Catastrophic Fires | equipment / facility failure | other equipment / facility failure | 0
non-HFTD - Transmission - 60/70 kV | Non-Red Flag Warning - Destructive Fires | equipment / facility failure | other equipment / facility failure | 0
non-HFTD - Transmission - 60/70 kV | Non-Red Flag Warning - Large Fires | equipment / facility failure | other equipment / facility failure | 0.00075987
non-HFTD - Transmission - 60/70 kV | Non-Red Flag Warning - Small Fires | equipment / facility failure | other equipment / facility failure | 0.15721
non-HFTD - Transmission - 60/70 kV | Non-Red Flag Warning - Catastrophic Fires | equipment / facility failure | pole damage or failure | 0
non-HFTD - Transmission - 60/70 kV | Non-Red Flag Warning - Destructive Fires | equipment / facility failure | pole damage or failure | 0
non-HFTD - Transmission - 60/70 kV | Non-Red Flag Warning - Large Fires | equipment / facility failure | pole damage or failure | 0.00075987
non-HFTD - Transmission - 60/70 kV | Non-Red Flag Warning - Small Fires | equipment / facility failure | pole damage or failure | 0.15721
non-HFTD - Transmission - 60/70 kV | Non-Red Flag Warning - Catastrophic Fires | unknown | unknown | 0
non-HFTD - Transmission - 60/70 kV | Non-Red Flag Warning - Destructive Fires | unknown | unknown | 0
non-HFTD - Transmission - 60/70 kV | Non-Red Flag Warning - Large Fires | unknown | unknown | 0.0007829
non-HFTD - Transmission - 60/70 kV | Non-Red Flag Warning - Small Fires | unknown | unknown | 0.16197
non-HFTD - Transmission - 230 kV or Higher | Red Flag Warning - Catastrophic Fires | contamination | contamination | 2.9112e-06
non-HFTD - Transmission - 230 kV or Higher | Red Flag Warning - Destructive Fires | contamination | contamination | 8.3176e-07
non-HFTD - Transmission - 230 kV or Higher | Red Flag Warning - Large Fires | contamination | contamination | 3.7429e-05
non-HFTD - Transmission - 230 kV or Higher | Red Flag Warning - Small Fires | contamination | contamination | 0.0038702
non-HFTD - Transmission - 230 kV or Higher | Red Flag Warning - Catastrophic Fires | equipment / facility failure | insulator and brushing damage or failure | 6.4746e-06
non-HFTD - Transmission - 230 kV or Higher | Red Flag Warning - Destructive Fires | equipment / facility failure | insulator and brushing damage or failure | 1.8499e-06
non-HFTD - Transmission - 230 kV or Higher | Red Flag Warning - Large Fires | equipment / facility failure | insulator and brushing damage or failure | 8.3245e-05
non-HFTD - Transmission - 230 kV or Higher | Red Flag Warning - Small Fires | equipment / facility failure | insulator and brushing damage or failure | 0.0086075
non-HFTD - Transmission - 230 kV or Higher | Red Flag Warning - Catastrophic Fires | vandalism / theft | vandalism / theft | 2.9112e-06
non-HFTD - Transmission - 230 kV or Higher | Red Flag Warning - Destructive Fires | vandalism / theft | vandalism / theft | 8.3176e-07
non-HFTD - Transmission - 230 kV or Higher | Red Flag Warning - Large Fires | vandalism / theft | vandalism / theft | 3.7429e-05
non-HFTD - Transmission - 230 kV or Higher | Red Flag Warning - Small Fires | vandalism / theft | vandalism / theft | 0.0038702
non-HFTD - Transmission - 230 kV or Higher | Non-Red Flag Warning - Catastrophic Fires | contamination | contamination | 0
non-HFTD - Transmission - 230 kV or Higher | Non-Red Flag Warning - Destructive Fires | contamination | contamination | 0
non-HFTD - Transmission - 230 kV or Higher | Non-Red Flag Warning - Large Fires | contamination | contamination | 0.0007829
non-HFTD - Transmission - 230 kV or Higher | Non-Red Flag Warning - Small Fires | contamination | contamination | 0.16197
non-HFTD - Transmission - 230 kV or Higher | Non-Red Flag Warning - Catastrophic Fires | equipment / facility failure | insulator and brushing damage or failure | 0
non-HFTD - Transmission - 230 kV or Higher | Non-Red Flag Warning - Destructive Fires | equipment / facility failure | insulator and brushing damage or failure | 0
non-HFTD - Transmission - 230 kV or Higher | Non-Red Flag Warning - Large Fires | equipment / facility failure | insulator and brushing damage or failure | 0.00075987
non-HFTD - Transmission - 230 kV or Higher | Non-Red Flag Warning - Small Fires | equipment / facility failure | insulator and brushing damage or failure | 0.15721
non-HFTD - Transmission - 230 kV or Higher | Non-Red Flag Warning - Catastrophic Fires | vandalism / theft | vandalism / theft | 0
non-HFTD - Transmission - 230 kV or Higher | Non-Red Flag Warning - Destructive Fires | vandalism / theft | vandalism / theft | 0
non-HFTD - Transmission - 230 kV or Higher | Non-Red Flag Warning - Large Fires | vandalism / theft | vandalism / theft | 0.0007829
non-HFTD - Transmission - 230 kV or Higher | Non-Red Flag Warning - Small Fires | vandalism / theft | vandalism / theft | 0.16197
HFTD - Transmission - Tier 2 - 115 kV or Lower | Red Flag Warning - Catastrophic Fires | contact from object | animal contact | 0.0034676
HFTD - Transmission - Tier 3 - 115 kV or Lower | Red Flag Warning - Catastrophic Fires | contact from object | animal contact | 0.0011928
HFTD - Transmission - Zone 1 - 115 kV or Lower | Red Flag Warning - Catastrophic Fires | contact from object | animal contact | 3.3894e-06
HFTD - Transmission - Tier 2 - 115 kV or Lower | Red Flag Warning - Destructive Fires | contact from object | animal contact | 0.00049537
HFTD - Transmission - Tier 3 - 115 kV or Lower | Red Flag Warning - Destructive Fires | contact from object | animal contact | 0.0001704
HFTD - Transmission - Zone 1 - 115 kV or Lower | Red Flag Warning - Destructive Fires | contact from object | animal contact | 4.842e-07
HFTD - Transmission - Tier 2 - 115 kV or Lower | Red Flag Warning - Large Fires | contact from object | animal contact | 0.0029722
HFTD - Transmission - Tier 3 - 115 kV or Lower | Red Flag Warning - Large Fires | contact from object | animal contact | 0.0010224
HFTD - Transmission - Zone 1 - 115 kV or Lower | Red Flag Warning - Large Fires | contact from object | animal contact | 2.9052e-06
HFTD - Transmission - Tier 2 - 115 kV or Lower | Red Flag Warning - Small Fires | contact from object | animal contact | 0.040841
HFTD - Transmission - Tier 3 - 115 kV or Lower | Red Flag Warning - Small Fires | contact from object | animal contact | 0.014049
HFTD - Transmission - Zone 1 - 115 kV or Lower | Red Flag Warning - Small Fires | contact from object | animal contact | 3.992e-05
HFTD - Transmission - Tier 2 - 115 kV or Lower | Red Flag Warning - Catastrophic Fires | contact from object | balloon contact | 0.00028897
HFTD - Transmission - Tier 3 - 115 kV or Lower | Red Flag Warning - Catastrophic Fires | contact from object | balloon contact | 9.9402e-05
HFTD - Transmission - Zone 1 - 115 kV or Lower | Red Flag Warning - Catastrophic Fires | contact from object | balloon contact | 2.8245e-07
HFTD - Transmission - Tier 2 - 115 kV or Lower | Red Flag Warning - Destructive Fires | contact from object | balloon contact | 4.1281e-05
HFTD - Transmission - Tier 3 - 115 kV or Lower | Red Flag Warning - Destructive Fires | contact from object | balloon contact | 1.42e-05
HFTD - Transmission - Zone 1 - 115 kV or Lower | Red Flag Warning - Destructive Fires | contact from object | balloon contact | 4.035e-08
HFTD - Transmission - Tier 2 - 115 kV or Lower | Red Flag Warning - Large Fires | contact from object | balloon contact | 0.00024769
HFTD - Transmission - Tier 3 - 115 kV or Lower | Red Flag Warning - Large Fires | contact from object | balloon contact | 8.5202e-05
HFTD - Transmission - Zone 1 - 115 kV or Lower | Red Flag Warning - Large Fires | contact from object | balloon contact | 2.421e-07
HFTD - Transmission - Tier 2 - 115 kV or Lower | Red Flag Warning - Small Fires | contact from object | balloon contact | 0.0034034
HFTD - Transmission - Tier 3 - 115 kV or Lower | Red Flag Warning - Small Fires | contact from object | balloon contact | 0.0011707
HFTD - Transmission - Zone 1 - 115 kV or Lower | Red Flag Warning - Small Fires | contact from object | balloon contact | 3.3266e-06
HFTD - Transmission - Tier 2 - 115 kV or Lower | Red Flag Warning - Catastrophic Fires | contact from object | other contact from object | 0.0008669
HFTD - Transmission - Tier 3 - 115 kV or Lower | Red Flag Warning - Catastrophic Fires | contact from object | other contact from object | 0.00029821
HFTD - Transmission - Zone 1 - 115 kV or Lower | Red Flag Warning - Catastrophic Fires | contact from object | other contact from object | 8.4735e-07
HFTD - Transmission - Tier 2 - 115 kV or Lower | Red Flag Warning - Destructive Fires | contact from object | other contact from object | 0.00012384
HFTD - Transmission - Tier 3 - 115 kV or Lower | Red Flag Warning - Destructive Fires | contact from object | other contact from object | 4.2601e-05
HFTD - Transmission - Zone 1 - 115 kV or Lower | Red Flag Warning - Destructive Fires | contact from object | other contact from object | 1.2105e-07
HFTD - Transmission - Tier 2 - 115 kV or Lower | Red Flag Warning - Large Fires | contact from object | other contact from object | 0.00074306
HFTD - Transmission - Tier 3 - 115 kV or Lower | Red Flag Warning - Large Fires | contact from object | other contact from object | 0.00025561
HFTD - Transmission - Zone 1 - 115 kV or Lower | Red Flag Warning - Large Fires | contact from object | other contact from object | 7.263e-07
HFTD - Transmission - Tier 2 - 115 kV or Lower | Red Flag Warning - Small Fires | contact from object | other contact from object | 0.01021
HFTD - Transmission - Tier 3 - 115 kV or Lower | Red Flag Warning - Small Fires | contact from object | other contact from object | 0.0035122
HFTD - Transmission - Zone 1 - 115 kV or Lower | Red Flag Warning - Small Fires | contact from object | other contact from object | 9.9799e-06
HFTD - Transmission - Tier 2 - 115 kV or Lower | Red Flag Warning - Catastrophic Fires | equipment / facility failure | conductor damage or failure | 0.0024819
HFTD - Transmission - Tier 3 - 115 kV or Lower | Red Flag Warning - Catastrophic Fires | equipment / facility failure | conductor damage or failure | 0.00085374
HFTD - Transmission - Zone 1 - 115 kV or Lower | Red Flag Warning - Catastrophic Fires | equipment / facility failure | conductor damage or failure | 2.4259e-06
HFTD - Transmission - Tier 2 - 115 kV or Lower | Red Flag Warning - Destructive Fires | equipment / facility failure | conductor damage or failure | 0.00035455
HFTD - Transmission - Tier 3 - 115 kV or Lower | Red Flag Warning - Destructive Fires | equipment / facility failure | conductor damage or failure | 0.00012196
HFTD - Transmission - Zone 1 - 115 kV or Lower | Red Flag Warning - Destructive Fires | equipment / facility failure | conductor damage or failure | 3.4656e-07
HFTD - Transmission - Tier 2 - 115 kV or Lower | Red Flag Warning - Large Fires | equipment / facility failure | conductor damage or failure | 0.0021273
HFTD - Transmission - Tier 3 - 115 kV or Lower | Red Flag Warning - Large Fires | equipment / facility failure | conductor damage or failure | 0.00073178
HFTD - Transmission - Zone 1 - 115 kV or Lower | Red Flag Warning - Large Fires | equipment / facility failure | conductor damage or failure | 2.0793e-06
HFTD - Transmission - Tier 2 - 115 kV or Lower | Red Flag Warning - Small Fires | equipment / facility failure | conductor damage or failure | 0.029231
HFTD - Transmission - Tier 3 - 115 kV or Lower | Red Flag Warning - Small Fires | equipment / facility failure | conductor damage or failure | 0.010055
HFTD - Transmission - Zone 1 - 115 kV or Lower | Red Flag Warning - Small Fires | equipment / facility failure | conductor damage or failure | 2.8572e-05
HFTD - Transmission - Tier 2 - 115 kV or Lower | Red Flag Warning - Catastrophic Fires | equipment / facility failure | insulator and brushing damage or failure | 0.0016546
HFTD - Transmission - Tier 3 - 115 kV or Lower | Red Flag Warning - Catastrophic Fires | equipment / facility failure | insulator and brushing damage or failure | 0.00056916
HFTD - Transmission - Zone 1 - 115 kV or Lower | Red Flag Warning - Catastrophic Fires | equipment / facility failure | insulator and brushing damage or failure | 1.6173e-06
HFTD - Transmission - Tier 2 - 115 kV or Lower | Red Flag Warning - Destructive Fires | equipment / facility failure | insulator and brushing damage or failure | 0.00023637
HFTD - Transmission - Tier 3 - 115 kV or Lower | Red Flag Warning - Destructive Fires | equipment / facility failure | insulator and brushing damage or failure | 8.1309e-05
HFTD - Transmission - Zone 1 - 115 kV or Lower | Red Flag Warning - Destructive Fires | equipment / facility failure | insulator and brushing damage or failure | 2.3104e-07
HFTD - Transmission - Tier 2 - 115 kV or Lower | Red Flag Warning - Large Fires | equipment / facility failure | insulator and brushing damage or failure | 0.0014182
HFTD - Transmission - Tier 3 - 115 kV or Lower | Red Flag Warning - Large Fires | equipment / facility failure | insulator and brushing damage or failure | 0.00048785
HFTD - Transmission - Zone 1 - 115 kV or Lower | Red Flag Warning - Large Fires | equipment / facility failure | insulator and brushing damage or failure | 1.3862e-06
HFTD - Transmission - Tier 2 - 115 kV or Lower | Red Flag Warning - Small Fires | equipment / facility failure | insulator and brushing damage or failure | 0.019487
HFTD - Transmission - Tier 3 - 115 kV or Lower | Red Flag Warning - Small Fires | equipment / facility failure | insulator and brushing damage or failure | 0.0067035
HFTD - Transmission - Zone 1 - 115 kV or Lower | Red Flag Warning - Small Fires | equipment / facility failure | insulator and brushing damage or failure | 1.9048e-05
HFTD - Transmission - Tier 2 - 115 kV or Lower | Red Flag Warning - Catastrophic Fires | equipment / facility failure | other equipment / facility failure | 0.0024819
HFTD - Transmission - Tier 3 - 115 kV or Lower | Red Flag Warning - Catastrophic Fires | equipment / facility failure | other equipment / facility failure | 0.00085374
HFTD - Transmission - Zone 1 - 115 kV or Lower | Red Flag Warning - Catastrophic Fires | equipment / facility failure | other equipment / facility failure | 2.4259e-06
HFTD - Transmission - Tier 2 - 115 kV or Lower | Red Flag Warning - Destructive Fires | equipment / facility failure | other equipment / facility failure | 0.00035455
HFTD - Transmission - Tier 3 - 115 kV or Lower | Red Flag Warning - Destructive Fires | equipment / facility failure | other equipment / facility failure | 0.00012196
HFTD - Transmission - Zone 1 - 115 kV or Lower | Red Flag Warning - Destructive Fires | equipment / facility failure | other equipment / facility failure | 3.4656e-07
HFTD - Transmission - Tier 2 - 115 kV or Lower | Red Flag Warning - Large Fires | equipment / facility failure | other equipment / facility failure | 0.0021273
HFTD - Transmission - Tier 3 - 115 kV or Lower | Red Flag Warning - Large Fires | equipment / facility failure | other equipment / facility failure | 0.00073178
HFTD - Transmission - Zone 1 - 115 kV or Lower | Red Flag Warning - Large Fires | equipment / facility failure | other equipment / facility failure | 2.0793e-06
HFTD - Transmission - Tier 2 - 115 kV or Lower | Red Flag Warning - Small Fires | equipment / facility failure | other equipment / facility failure | 0.029231
HFTD - Transmission - Tier 3 - 115 kV or Lower | Red Flag Warning - Small Fires | equipment / facility failure | other equipment / facility failure | 0.010055
HFTD - Transmission - Zone 1 - 115 kV or Lower | Red Flag Warning - Small Fires | equipment / facility failure | other equipment / facility failure | 2.8572e-05
HFTD - Transmission - Tier 2 - 115 kV or Lower | Red Flag Warning - Catastrophic Fires | unknown | unknown | 0.00028897
HFTD - Transmission - Tier 3 - 115 kV or Lower | Red Flag Warning - Catastrophic Fires | unknown | unknown | 9.9402e-05
HFTD - Transmission - Zone 1 - 115 kV or Lower | Red Flag Warning - Catastrophic Fires | unknown | unknown | 2.8245e-07
HFTD - Transmission - Tier 2 - 115 kV or Lower | Red Flag Warning - Destructive Fires | unknown | unknown | 4.1281e-05
HFTD - Transmission - Tier 3 - 115 kV or Lower | Red Flag Warning - Destructive Fires | unknown | unknown | 1.42e-05
HFTD - Transmission - Zone 1 - 115 kV or Lower | Red Flag Warning - Destructive Fires | unknown | unknown | 4.035e-08
HFTD - Transmission - Tier 2 - 115 kV or Lower | Red Flag Warning - Large Fires | unknown | unknown | 0.00024769
HFTD - Transmission - Tier 3 - 115 kV or Lower | Red Flag Warning - Large Fires | unknown | unknown | 8.5202e-05
HFTD - Transmission - Zone 1 - 115 kV or Lower | Red Flag Warning - Large Fires | unknown | unknown | 2.421e-07
HFTD - Transmission - Tier 2 - 115 kV or Lower | Red Flag Warning - Small Fires | unknown | unknown | 0.0034034
HFTD - Transmission - Tier 3 - 115 kV or Lower | Red Flag Warning - Small Fires | unknown | unknown | 0.0011707
HFTD - Transmission - Zone 1 - 115 kV or Lower | Red Flag Warning - Small Fires | unknown | unknown | 3.3266e-06
HFTD - Transmission - Tier 2 - 115 kV or Lower | Non-Red Flag Warning - Catastrophic Fires | contact from object | animal contact | 0.00092467
HFTD - Transmission - Tier 3 - 115 kV or Lower | Non-Red Flag Warning - Catastrophic Fires | contact from object | animal contact | 0.00031808
HFTD - Transmission - Zone 1 - 115 kV or Lower | Non-Red Flag Warning - Catastrophic Fires | contact from object | animal contact | 9.0382e-07
HFTD - Transmission - Tier 2 - 115 kV or Lower | Non-Red Flag Warning - Destructive Fires | contact from object | animal contact | 0.00092467
HFTD - Transmission - Tier 3 - 115 kV or Lower | Non-Red Flag Warning - Destructive Fires | contact from object | animal contact | 0.00031808
HFTD - Transmission - Zone 1 - 115 kV or Lower | Non-Red Flag Warning - Destructive Fires | contact from object | animal contact | 9.0382e-07
HFTD - Transmission - Tier 2 - 115 kV or Lower | Non-Red Flag Warning - Large Fires | contact from object | animal contact | 0.008322
HFTD - Transmission - Tier 3 - 115 kV or Lower | Non-Red Flag Warning - Large Fires | contact from object | animal contact | 0.0028627
HFTD - Transmission - Zone 1 - 115 kV or Lower | Non-Red Flag Warning - Large Fires | contact from object | animal contact | 8.1343e-06
HFTD - Transmission - Tier 2 - 115 kV or Lower | Non-Red Flag Warning - Small Fires | contact from object | animal contact | 1.4291
HFTD - Transmission - Tier 3 - 115 kV or Lower | Non-Red Flag Warning - Small Fires | contact from object | animal contact | 0.49159
HFTD - Transmission - Zone 1 - 115 kV or Lower | Non-Red Flag Warning - Small Fires | contact from object | animal contact | 0.0013968
HFTD - Transmission - Tier 2 - 115 kV or Lower | Non-Red Flag Warning - Catastrophic Fires | contact from object | balloon contact | 7.7056e-05
HFTD - Transmission - Tier 3 - 115 kV or Lower | Non-Red Flag Warning - Catastrophic Fires | contact from object | balloon contact | 2.6507e-05
HFTD - Transmission - Zone 1 - 115 kV or Lower | Non-Red Flag Warning - Catastrophic Fires | contact from object | balloon contact | 7.5318e-08
HFTD - Transmission - Tier 2 - 115 kV or Lower | Non-Red Flag Warning - Destructive Fires | contact from object | balloon contact | 7.7056e-05
HFTD - Transmission - Tier 3 - 115 kV or Lower | Non-Red Flag Warning - Destructive Fires | contact from object | balloon contact | 2.6507e-05
HFTD - Transmission - Zone 1 - 115 kV or Lower | Non-Red Flag Warning - Destructive Fires | contact from object | balloon contact | 7.5318e-08
HFTD - Transmission - Tier 2 - 115 kV or Lower | Non-Red Flag Warning - Large Fires | contact from object | balloon contact | 0.0006935
HFTD - Transmission - Tier 3 - 115 kV or Lower | Non-Red Flag Warning - Large Fires | contact from object | balloon contact | 0.00023856
HFTD - Transmission - Zone 1 - 115 kV or Lower | Non-Red Flag Warning - Large Fires | contact from object | balloon contact | 6.7786e-07
HFTD - Transmission - Tier 2 - 115 kV or Lower | Non-Red Flag Warning - Small Fires | contact from object | balloon contact | 0.11909
HFTD - Transmission - Tier 3 - 115 kV or Lower | Non-Red Flag Warning - Small Fires | contact from object | balloon contact | 0.040966
HFTD - Transmission - Zone 1 - 115 kV or Lower | Non-Red Flag Warning - Small Fires | contact from object | balloon contact | 0.0001164
HFTD - Transmission - Tier 2 - 115 kV or Lower | Non-Red Flag Warning - Catastrophic Fires | contact from object | other contact from object | 0.00023117
HFTD - Transmission - Tier 3 - 115 kV or Lower | Non-Red Flag Warning - Catastrophic Fires | contact from object | other contact from object | 7.952e-05
HFTD - Transmission - Zone 1 - 115 kV or Lower | Non-Red Flag Warning - Catastrophic Fires | contact from object | other contact from object | 2.2595e-07
HFTD - Transmission - Tier 2 - 115 kV or Lower | Non-Red Flag Warning - Destructive Fires | contact from object | other contact from object | 0.00023117
HFTD - Transmission - Tier 3 - 115 kV or Lower | Non-Red Flag Warning - Destructive Fires | contact from object | other contact from object | 7.952e-05
HFTD - Transmission - Zone 1 - 115 kV or Lower | Non-Red Flag Warning - Destructive Fires | contact from object | other contact from object | 2.2595e-07
HFTD - Transmission - Tier 2 - 115 kV or Lower | Non-Red Flag Warning - Large Fires | contact from object | other contact from object | 0.0020805
HFTD - Transmission - Tier 3 - 115 kV or Lower | Non-Red Flag Warning - Large Fires | contact from object | other contact from object | 0.00071568
HFTD - Transmission - Zone 1 - 115 kV or Lower | Non-Red Flag Warning - Large Fires | contact from object | other contact from object | 2.0336e-06
HFTD - Transmission - Tier 2 - 115 kV or Lower | Non-Red Flag Warning - Small Fires | contact from object | other contact from object | 0.35727
HFTD - Transmission - Tier 3 - 115 kV or Lower | Non-Red Flag Warning - Small Fires | contact from object | other contact from object | 0.1229
HFTD - Transmission - Zone 1 - 115 kV or Lower | Non-Red Flag Warning - Small Fires | contact from object | other contact from object | 0.00034921
HFTD - Transmission - Tier 2 - 115 kV or Lower | Non-Red Flag Warning - Catastrophic Fires | equipment / facility failure | conductor damage or failure | 0.00021687
HFTD - Transmission - Tier 3 - 115 kV or Lower | Non-Red Flag Warning - Catastrophic Fires | equipment / facility failure | conductor damage or failure | 7.4602e-05
HFTD - Transmission - Zone 1 - 115 kV or Lower | Non-Red Flag Warning - Catastrophic Fires | equipment / facility failure | conductor damage or failure | 2.1198e-07
HFTD - Transmission - Tier 2 - 115 kV or Lower | Non-Red Flag Warning - Destructive Fires | equipment / facility failure | conductor damage or failure | 0.00021687
HFTD - Transmission - Tier 3 - 115 kV or Lower | Non-Red Flag Warning - Destructive Fires | equipment / facility failure | conductor damage or failure | 7.4602e-05
HFTD - Transmission - Zone 1 - 115 kV or Lower | Non-Red Flag Warning - Destructive Fires | equipment / facility failure | conductor damage or failure | 2.1198e-07
HFTD - Transmission - Tier 2 - 115 kV or Lower | Non-Red Flag Warning - Large Fires | equipment / facility failure | conductor damage or failure | 0.0019518
HFTD - Transmission - Tier 3 - 115 kV or Lower | Non-Red Flag Warning - Large Fires | equipment / facility failure | conductor damage or failure | 0.00067142
HFTD - Transmission - Zone 1 - 115 kV or Lower | Non-Red Flag Warning - Large Fires | equipment / facility failure | conductor damage or failure | 1.9078e-06
HFTD - Transmission - Tier 2 - 115 kV or Lower | Non-Red Flag Warning - Small Fires | equipment / facility failure | conductor damage or failure | 0.33518
HFTD - Transmission - Tier 3 - 115 kV or Lower | Non-Red Flag Warning - Small Fires | equipment / facility failure | conductor damage or failure | 0.1153
HFTD - Transmission - Zone 1 - 115 kV or Lower | Non-Red Flag Warning - Small Fires | equipment / facility failure | conductor damage or failure | 0.00032762
HFTD - Transmission - Tier 2 - 115 kV or Lower | Non-Red Flag Warning - Catastrophic Fires | equipment / facility failure | insulator and brushing damage or failure | 0.00014458
HFTD - Transmission - Tier 3 - 115 kV or Lower | Non-Red Flag Warning - Catastrophic Fires | equipment / facility failure | insulator and brushing damage or failure | 4.9735e-05
HFTD - Transmission - Zone 1 - 115 kV or Lower | Non-Red Flag Warning - Catastrophic Fires | equipment / facility failure | insulator and brushing damage or failure | 1.4132e-07
HFTD - Transmission - Tier 2 - 115 kV or Lower | Non-Red Flag Warning - Destructive Fires | equipment / facility failure | insulator and brushing damage or failure | 0.00014458
HFTD - Transmission - Tier 3 - 115 kV or Lower | Non-Red Flag Warning - Destructive Fires | equipment / facility failure | insulator and brushing damage or failure | 4.9735e-05
HFTD - Transmission - Zone 1 - 115 kV or Lower | Non-Red Flag Warning - Destructive Fires | equipment / facility failure | insulator and brushing damage or failure | 1.4132e-07
HFTD - Transmission - Tier 2 - 115 kV or Lower | Non-Red Flag Warning - Large Fires | equipment / facility failure | insulator and brushing damage or failure | 0.0013012
HFTD - Transmission - Tier 3 - 115 kV or Lower | Non-Red Flag Warning - Large Fires | equipment / facility failure | insulator and brushing damage or failure | 0.00044761
HFTD - Transmission - Zone 1 - 115 kV or Lower | Non-Red Flag Warning - Large Fires | equipment / facility failure | insulator and brushing damage or failure | 1.2719e-06
HFTD - Transmission - Tier 2 - 115 kV or Lower | Non-Red Flag Warning - Small Fires | equipment / facility failure | insulator and brushing damage or failure | 0.22345
HFTD - Transmission - Tier 3 - 115 kV or Lower | Non-Red Flag Warning - Small Fires | equipment / facility failure | insulator and brushing damage or failure | 0.076865
HFTD - Transmission - Zone 1 - 115 kV or Lower | Non-Red Flag Warning - Small Fires | equipment / facility failure | insulator and brushing damage or failure | 0.00021841
HFTD - Transmission - Tier 2 - 115 kV or Lower | Non-Red Flag Warning - Catastrophic Fires | equipment / facility failure | other equipment / facility failure | 0.00021687
HFTD - Transmission - Tier 3 - 115 kV or Lower | Non-Red Flag Warning - Catastrophic Fires | equipment / facility failure | other equipment / facility failure | 7.4602e-05
HFTD - Transmission - Zone 1 - 115 kV or Lower | Non-Red Flag Warning - Catastrophic Fires | equipment / facility failure | other equipment / facility failure | 2.1198e-07
HFTD - Transmission - Tier 2 - 115 kV or Lower | Non-Red Flag Warning - Destructive Fires | equipment / facility failure | other equipment / facility failure | 0.00021687
HFTD - Transmission - Tier 3 - 115 kV or Lower | Non-Red Flag Warning - Destructive Fires | equipment / facility failure | other equipment / facility failure | 7.4602e-05
HFTD - Transmission - Zone 1 - 115 kV or Lower | Non-Red Flag Warning - Destructive Fires | equipment / facility failure | other equipment / facility failure | 2.1198e-07
HFTD - Transmission - Tier 2 - 115 kV or Lower | Non-Red Flag Warning - Large Fires | equipment / facility failure | other equipment / facility failure | 0.0019518
HFTD - Transmission - Tier 3 - 115 kV or Lower | Non-Red Flag Warning - Large Fires | equipment / facility failure | other equipment / facility failure | 0.00067142
HFTD - Transmission - Zone 1 - 115 kV or Lower | Non-Red Flag Warning - Large Fires | equipment / facility failure | other equipment / facility failure | 1.9078e-06
HFTD - Transmission - Tier 2 - 115 kV or Lower | Non-Red Flag Warning - Small Fires | equipment / facility failure | other equipment / facility failure | 0.33518
HFTD - Transmission - Tier 3 - 115 kV or Lower | Non-Red Flag Warning - Small Fires | equipment / facility failure | other equipment / facility failure | 0.1153
HFTD - Transmission - Zone 1 - 115 kV or Lower | Non-Red Flag Warning - Small Fires | equipment / facility failure | other equipment / facility failure | 0.00032762
HFTD - Transmission - Tier 2 - 115 kV or Lower | Non-Red Flag Warning - Catastrophic Fires | unknown | unknown | 7.7056e-05
HFTD - Transmission - Tier 3 - 115 kV or Lower | Non-Red Flag Warning - Catastrophic Fires | unknown | unknown | 2.6507e-05
HFTD - Transmission - Zone 1 - 115 kV or Lower | Non-Red Flag Warning - Catastrophic Fires | unknown | unknown | 7.5318e-08
HFTD - Transmission - Tier 2 - 115 kV or Lower | Non-Red Flag Warning - Destructive Fires | unknown | unknown | 7.7056e-05
HFTD - Transmission - Tier 3 - 115 kV or Lower | Non-Red Flag Warning - Destructive Fires | unknown | unknown | 2.6507e-05
HFTD - Transmission - Zone 1 - 115 kV or Lower | Non-Red Flag Warning - Destructive Fires | unknown | unknown | 7.5318e-08
HFTD - Transmission - Tier 2 - 115 kV or Lower | Non-Red Flag Warning - Large Fires | unknown | unknown | 0.0006935
HFTD - Transmission - Tier 3 - 115 kV or Lower | Non-Red Flag Warning - Large Fires | unknown | unknown | 0.00023856
HFTD - Transmission - Zone 1 - 115 kV or Lower | Non-Red Flag Warning - Large Fires | unknown | unknown | 6.7786e-07
HFTD - Transmission - Tier 2 - 115 kV or Lower | Non-Red Flag Warning - Small Fires | unknown | unknown | 0.11909
HFTD - Transmission - Tier 3 - 115 kV or Lower | Non-Red Flag Warning - Small Fires | unknown | unknown | 0.040966
HFTD - Transmission - Zone 1 - 115 kV or Lower | Non-Red Flag Warning - Small Fires | unknown | unknown | 0.0001164
HFTD - Transmission - Tier 2 - 230 kV or Higher | Red Flag Warning - Catastrophic Fires | contact from object | balloon contact | 0.00029473
HFTD - Transmission - Tier 3 - 230 kV or Higher | Red Flag Warning - Catastrophic Fires | contact from object | balloon contact | 9.3401e-05
HFTD - Transmission - Zone 1 - 230 kV or Higher | Red Flag Warning - Catastrophic Fires | contact from object | balloon contact | 5.1927e-07
HFTD - Transmission - Tier 2 - 230 kV or Higher | Red Flag Warning - Destructive Fires | contact from object | balloon contact | 4.2104e-05
HFTD - Transmission - Tier 3 - 230 kV or Higher | Red Flag Warning - Destructive Fires | contact from object | balloon contact | 1.3343e-05
HFTD - Transmission - Zone 1 - 230 kV or Higher | Red Flag Warning - Destructive Fires | contact from object | balloon contact | 7.4181e-08
HFTD - Transmission - Tier 2 - 230 kV or Higher | Red Flag Warning - Large Fires | contact from object | balloon contact | 0.00025263
HFTD - Transmission - Tier 3 - 230 kV or Higher | Red Flag Warning - Large Fires | contact from object | balloon contact | 8.0058e-05
HFTD - Transmission - Zone 1 - 230 kV or Higher | Red Flag Warning - Large Fires | contact from object | balloon contact | 4.4509e-07
HFTD - Transmission - Tier 2 - 230 kV or Higher | Red Flag Warning - Small Fires | contact from object | balloon contact | 0.0034713
HFTD - Transmission - Tier 3 - 230 kV or Higher | Red Flag Warning - Small Fires | contact from object | balloon contact | 0.0011001
HFTD - Transmission - Zone 1 - 230 kV or Higher | Red Flag Warning - Small Fires | contact from object | balloon contact | 6.1158e-06
HFTD - Transmission - Tier 2 - 230 kV or Higher | Red Flag Warning - Catastrophic Fires | contact from object | other contact from object | 0.00029473
HFTD - Transmission - Tier 3 - 230 kV or Higher | Red Flag Warning - Catastrophic Fires | contact from object | other contact from object | 9.3401e-05
HFTD - Transmission - Zone 1 - 230 kV or Higher | Red Flag Warning - Catastrophic Fires | contact from object | other contact from object | 5.1927e-07
HFTD - Transmission - Tier 2 - 230 kV or Higher | Red Flag Warning - Destructive Fires | contact from object | other contact from object | 4.2104e-05
HFTD - Transmission - Tier 3 - 230 kV or Higher | Red Flag Warning - Destructive Fires | contact from object | other contact from object | 1.3343e-05
HFTD - Transmission - Zone 1 - 230 kV or Higher | Red Flag Warning - Destructive Fires | contact from object | other contact from object | 7.4181e-08
HFTD - Transmission - Tier 2 - 230 kV or Higher | Red Flag Warning - Large Fires | contact from object | other contact from object | 0.00025263
HFTD - Transmission - Tier 3 - 230 kV or Higher | Red Flag Warning - Large Fires | contact from object | other contact from object | 8.0058e-05
HFTD - Transmission - Zone 1 - 230 kV or Higher | Red Flag Warning - Large Fires | contact from object | other contact from object | 4.4509e-07
HFTD - Transmission - Tier 2 - 230 kV or Higher | Red Flag Warning - Small Fires | contact from object | other contact from object | 0.0034713
HFTD - Transmission - Tier 3 - 230 kV or Higher | Red Flag Warning - Small Fires | contact from object | other contact from object | 0.0011001
HFTD - Transmission - Zone 1 - 230 kV or Higher | Red Flag Warning - Small Fires | contact from object | other contact from object | 6.1158e-06
HFTD - Transmission - Tier 2 - 230 kV or Higher | Red Flag Warning - Catastrophic Fires | equipment / facility failure | conductor damage or failure | 0.00084379
HFTD - Transmission - Tier 3 - 230 kV or Higher | Red Flag Warning - Catastrophic Fires | equipment / facility failure | conductor damage or failure | 0.0002674
HFTD - Transmission - Zone 1 - 230 kV or Higher | Red Flag Warning - Catastrophic Fires | equipment / facility failure | conductor damage or failure | 1.4866e-06
HFTD - Transmission - Tier 2 - 230 kV or Higher | Red Flag Warning - Destructive Fires | equipment / facility failure | conductor damage or failure | 0.00012054
HFTD - Transmission - Tier 3 - 230 kV or Higher | Red Flag Warning - Destructive Fires | equipment / facility failure | conductor damage or failure | 3.82e-05
HFTD - Transmission - Zone 1 - 230 kV or Higher | Red Flag Warning - Destructive Fires | equipment / facility failure | conductor damage or failure | 2.1237e-07
HFTD - Transmission - Tier 2 - 230 kV or Higher | Red Flag Warning - Large Fires | equipment / facility failure | conductor damage or failure | 0.00072325
HFTD - Transmission - Tier 3 - 230 kV or Higher | Red Flag Warning - Large Fires | equipment / facility failure | conductor damage or failure | 0.0002292
HFTD - Transmission - Zone 1 - 230 kV or Higher | Red Flag Warning - Large Fires | equipment / facility failure | conductor damage or failure | 1.2742e-06
HFTD - Transmission - Tier 2 - 230 kV or Higher | Red Flag Warning - Small Fires | equipment / facility failure | conductor damage or failure | 0.009938
HFTD - Transmission - Tier 3 - 230 kV or Higher | Red Flag Warning - Small Fires | equipment / facility failure | conductor damage or failure | 0.0031494
HFTD - Transmission - Zone 1 - 230 kV or Higher | Red Flag Warning - Small Fires | equipment / facility failure | conductor damage or failure | 1.7509e-05
HFTD - Transmission - Tier 2 - 230 kV or Higher | Red Flag Warning - Catastrophic Fires | equipment / facility failure | other equipment / facility failure | 0.0016876
HFTD - Transmission - Tier 3 - 230 kV or Higher | Red Flag Warning - Catastrophic Fires | equipment / facility failure | other equipment / facility failure | 0.0005348
HFTD - Transmission - Zone 1 - 230 kV or Higher | Red Flag Warning - Catastrophic Fires | equipment / facility failure | other equipment / facility failure | 2.9732e-06
HFTD - Transmission - Tier 2 - 230 kV or Higher | Red Flag Warning - Destructive Fires | equipment / facility failure | other equipment / facility failure | 0.00024108
HFTD - Transmission - Tier 3 - 230 kV or Higher | Red Flag Warning - Destructive Fires | equipment / facility failure | other equipment / facility failure | 7.64e-05
HFTD - Transmission - Zone 1 - 230 kV or Higher | Red Flag Warning - Destructive Fires | equipment / facility failure | other equipment / facility failure | 4.2475e-07
HFTD - Transmission - Tier 2 - 230 kV or Higher | Red Flag Warning - Large Fires | equipment / facility failure | other equipment / facility failure | 0.0014465
HFTD - Transmission - Tier 3 - 230 kV or Higher | Red Flag Warning - Large Fires | equipment / facility failure | other equipment / facility failure | 0.0004584
HFTD - Transmission - Zone 1 - 230 kV or Higher | Red Flag Warning - Large Fires | equipment / facility failure | other equipment / facility failure | 2.5485e-06
HFTD - Transmission - Tier 2 - 230 kV or Higher | Red Flag Warning - Small Fires | equipment / facility failure | other equipment / facility failure | 0.019876
HFTD - Transmission - Tier 3 - 230 kV or Higher | Red Flag Warning - Small Fires | equipment / facility failure | other equipment / facility failure | 0.0062987
HFTD - Transmission - Zone 1 - 230 kV or Higher | Red Flag Warning - Small Fires | equipment / facility failure | other equipment / facility failure | 3.5018e-05
HFTD - Transmission - Tier 2 - 230 kV or Higher | Red Flag Warning - Catastrophic Fires | unknown | unknown | 0.00058946
HFTD - Transmission - Tier 3 - 230 kV or Higher | Red Flag Warning - Catastrophic Fires | unknown | unknown | 0.0001868
HFTD - Transmission - Zone 1 - 230 kV or Higher | Red Flag Warning - Catastrophic Fires | unknown | unknown | 1.0385e-06
HFTD - Transmission - Tier 2 - 230 kV or Higher | Red Flag Warning - Destructive Fires | unknown | unknown | 8.4209e-05
HFTD - Transmission - Tier 3 - 230 kV or Higher | Red Flag Warning - Destructive Fires | unknown | unknown | 2.6686e-05
HFTD - Transmission - Zone 1 - 230 kV or Higher | Red Flag Warning - Destructive Fires | unknown | unknown | 1.4836e-07
HFTD - Transmission - Tier 2 - 230 kV or Higher | Red Flag Warning - Large Fires | unknown | unknown | 0.00050525
HFTD - Transmission - Tier 3 - 230 kV or Higher | Red Flag Warning - Large Fires | unknown | unknown | 0.00016012
HFTD - Transmission - Zone 1 - 230 kV or Higher | Red Flag Warning - Large Fires | unknown | unknown | 8.9017e-07
HFTD - Transmission - Tier 2 - 230 kV or Higher | Red Flag Warning - Small Fires | unknown | unknown | 0.0069426
HFTD - Transmission - Tier 3 - 230 kV or Higher | Red Flag Warning - Small Fires | unknown | unknown | 0.0022001
HFTD - Transmission - Zone 1 - 230 kV or Higher | Red Flag Warning - Small Fires | unknown | unknown | 1.2232e-05
HFTD - Transmission - Tier 2 - 230 kV or Higher | Non-Red Flag Warning - Catastrophic Fires | contact from object | balloon contact | 7.8593e-05
HFTD - Transmission - Tier 3 - 230 kV or Higher | Non-Red Flag Warning - Catastrophic Fires | contact from object | balloon contact | 2.4906e-05
HFTD - Transmission - Zone 1 - 230 kV or Higher | Non-Red Flag Warning - Catastrophic Fires | contact from object | balloon contact | 1.3847e-07
HFTD - Transmission - Tier 2 - 230 kV or Higher | Non-Red Flag Warning - Destructive Fires | contact from object | balloon contact | 7.8593e-05
HFTD - Transmission - Tier 3 - 230 kV or Higher | Non-Red Flag Warning - Destructive Fires | contact from object | balloon contact | 2.4906e-05
HFTD - Transmission - Zone 1 - 230 kV or Higher | Non-Red Flag Warning - Destructive Fires | contact from object | balloon contact | 1.3847e-07
HFTD - Transmission - Tier 2 - 230 kV or Higher | Non-Red Flag Warning - Large Fires | contact from object | balloon contact | 0.00070734
HFTD - Transmission - Tier 3 - 230 kV or Higher | Non-Red Flag Warning - Large Fires | contact from object | balloon contact | 0.00022416
HFTD - Transmission - Zone 1 - 230 kV or Higher | Non-Red Flag Warning - Large Fires | contact from object | balloon contact | 1.2462e-06
HFTD - Transmission - Tier 2 - 230 kV or Higher | Non-Red Flag Warning - Small Fires | contact from object | balloon contact | 0.12147
HFTD - Transmission - Tier 3 - 230 kV or Higher | Non-Red Flag Warning - Small Fires | contact from object | balloon contact | 0.038493
HFTD - Transmission - Zone 1 - 230 kV or Higher | Non-Red Flag Warning - Small Fires | contact from object | balloon contact | 0.000214
HFTD - Transmission - Tier 2 - 230 kV or Higher | Non-Red Flag Warning - Catastrophic Fires | contact from object | other contact from object | 7.8593e-05
HFTD - Transmission - Tier 3 - 230 kV or Higher | Non-Red Flag Warning - Catastrophic Fires | contact from object | other contact from object | 2.4906e-05
HFTD - Transmission - Zone 1 - 230 kV or Higher | Non-Red Flag Warning - Catastrophic Fires | contact from object | other contact from object | 1.3847e-07
HFTD - Transmission - Tier 2 - 230 kV or Higher | Non-Red Flag Warning - Destructive Fires | contact from object | other contact from object | 7.8593e-05
HFTD - Transmission - Tier 3 - 230 kV or Higher | Non-Red Flag Warning - Destructive Fires | contact from object | other contact from object | 2.4906e-05
HFTD - Transmission - Zone 1 - 230 kV or Higher | Non-Red Flag Warning - Destructive Fires | contact from object | other contact from object | 1.3847e-07
HFTD - Transmission - Tier 2 - 230 kV or Higher | Non-Red Flag Warning - Large Fires | contact from object | other contact from object | 0.00070734
HFTD - Transmission - Tier 3 - 230 kV or Higher | Non-Red Flag Warning - Large Fires | contact from object | other contact from object | 0.00022416
HFTD - Transmission - Zone 1 - 230 kV or Higher | Non-Red Flag Warning - Large Fires | contact from object | other contact from object | 1.2462e-06
HFTD - Transmission - Tier 2 - 230 kV or Higher | Non-Red Flag Warning - Small Fires | contact from object | other contact from object | 0.12147
HFTD - Transmission - Tier 3 - 230 kV or Higher | Non-Red Flag Warning - Small Fires | contact from object | other contact from object | 0.038493
HFTD - Transmission - Zone 1 - 230 kV or Higher | Non-Red Flag Warning - Small Fires | contact from object | other contact from object | 0.000214
HFTD - Transmission - Tier 2 - 230 kV or Higher | Non-Red Flag Warning - Catastrophic Fires | equipment / facility failure | conductor damage or failure | 7.3733e-05
HFTD - Transmission - Tier 3 - 230 kV or Higher | Non-Red Flag Warning - Catastrophic Fires | equipment / facility failure | conductor damage or failure | 2.3366e-05
HFTD - Transmission - Zone 1 - 230 kV or Higher | Non-Red Flag Warning - Catastrophic Fires | equipment / facility failure | conductor damage or failure | 1.299e-07
HFTD - Transmission - Tier 2 - 230 kV or Higher | Non-Red Flag Warning - Destructive Fires | equipment / facility failure | conductor damage or failure | 7.3733e-05
HFTD - Transmission - Tier 3 - 230 kV or Higher | Non-Red Flag Warning - Destructive Fires | equipment / facility failure | conductor damage or failure | 2.3366e-05
HFTD - Transmission - Zone 1 - 230 kV or Higher | Non-Red Flag Warning - Destructive Fires | equipment / facility failure | conductor damage or failure | 1.299e-07
HFTD - Transmission - Tier 2 - 230 kV or Higher | Non-Red Flag Warning - Large Fires | equipment / facility failure | conductor damage or failure | 0.00066359
HFTD - Transmission - Tier 3 - 230 kV or Higher | Non-Red Flag Warning - Large Fires | equipment / facility failure | conductor damage or failure | 0.00021029
HFTD - Transmission - Zone 1 - 230 kV or Higher | Non-Red Flag Warning - Large Fires | equipment / facility failure | conductor damage or failure | 1.1691e-06
HFTD - Transmission - Tier 2 - 230 kV or Higher | Non-Red Flag Warning - Small Fires | equipment / facility failure | conductor damage or failure | 0.11395
HFTD - Transmission - Tier 3 - 230 kV or Higher | Non-Red Flag Warning - Small Fires | equipment / facility failure | conductor damage or failure | 0.036112
HFTD - Transmission - Zone 1 - 230 kV or Higher | Non-Red Flag Warning - Small Fires | equipment / facility failure | conductor damage or failure | 0.00020077
HFTD - Transmission - Tier 2 - 230 kV or Higher | Non-Red Flag Warning - Catastrophic Fires | equipment / facility failure | other equipment / facility failure | 0.00014747
HFTD - Transmission - Tier 3 - 230 kV or Higher | Non-Red Flag Warning - Catastrophic Fires | equipment / facility failure | other equipment / facility failure | 4.6732e-05
HFTD - Transmission - Zone 1 - 230 kV or Higher | Non-Red Flag Warning - Catastrophic Fires | equipment / facility failure | other equipment / facility failure | 2.5981e-07
HFTD - Transmission - Tier 2 - 230 kV or Higher | Non-Red Flag Warning - Destructive Fires | equipment / facility failure | other equipment / facility failure | 0.00014747
HFTD - Transmission - Tier 3 - 230 kV or Higher | Non-Red Flag Warning - Destructive Fires | equipment / facility failure | other equipment / facility failure | 4.6732e-05
HFTD - Transmission - Zone 1 - 230 kV or Higher | Non-Red Flag Warning - Destructive Fires | equipment / facility failure | other equipment / facility failure | 2.5981e-07
HFTD - Transmission - Tier 2 - 230 kV or Higher | Non-Red Flag Warning - Large Fires | equipment / facility failure | other equipment / facility failure | 0.0013272
HFTD - Transmission - Tier 3 - 230 kV or Higher | Non-Red Flag Warning - Large Fires | equipment / facility failure | other equipment / facility failure | 0.00042059
HFTD - Transmission - Zone 1 - 230 kV or Higher | Non-Red Flag Warning - Large Fires | equipment / facility failure | other equipment / facility failure | 2.3383e-06
HFTD - Transmission - Tier 2 - 230 kV or Higher | Non-Red Flag Warning - Small Fires | equipment / facility failure | other equipment / facility failure | 0.22791
HFTD - Transmission - Tier 3 - 230 kV or Higher | Non-Red Flag Warning - Small Fires | equipment / facility failure | other equipment / facility failure | 0.072225
HFTD - Transmission - Zone 1 - 230 kV or Higher | Non-Red Flag Warning - Small Fires | equipment / facility failure | other equipment / facility failure | 0.00040154
HFTD - Transmission - Tier 2 - 230 kV or Higher | Non-Red Flag Warning - Catastrophic Fires | unknown | unknown | 0.00015719
HFTD - Transmission - Tier 3 - 230 kV or Higher | Non-Red Flag Warning - Catastrophic Fires | unknown | unknown | 4.9813e-05
HFTD - Transmission - Zone 1 - 230 kV or Higher | Non-Red Flag Warning - Catastrophic Fires | unknown | unknown | 2.7694e-07
HFTD - Transmission - Tier 2 - 230 kV or Higher | Non-Red Flag Warning - Destructive Fires | unknown | unknown | 0.00015719
HFTD - Transmission - Tier 3 - 230 kV or Higher | Non-Red Flag Warning - Destructive Fires | unknown | unknown | 4.9813e-05
HFTD - Transmission - Zone 1 - 230 kV or Higher | Non-Red Flag Warning - Destructive Fires | unknown | unknown | 2.7694e-07
HFTD - Transmission - Tier 2 - 230 kV or Higher | Non-Red Flag Warning - Large Fires | unknown | unknown | 0.0014147
HFTD - Transmission - Tier 3 - 230 kV or Higher | Non-Red Flag Warning - Large Fires | unknown | unknown | 0.00044831
HFTD - Transmission - Zone 1 - 230 kV or Higher | Non-Red Flag Warning - Large Fires | unknown | unknown | 2.4924e-06
HFTD - Transmission - Tier 2 - 230 kV or Higher | Non-Red Flag Warning - Small Fires | unknown | unknown | 0.24293
HFTD - Transmission - Tier 3 - 230 kV or Higher | Non-Red Flag Warning - Small Fires | unknown | unknown | 0.076985
HFTD - Transmission - Zone 1 - 230 kV or Higher | Non-Red Flag Warning - Small Fires | unknown | unknown | 0.000428
HFTD - Transmission - Tier 2 - 60/70 kV | Red Flag Warning - Catastrophic Fires | contact from object | animal contact | 0.0039895
HFTD - Transmission - Tier 3 - 60/70 kV | Red Flag Warning - Catastrophic Fires | contact from object | animal contact | 0.0010579
HFTD - Transmission - Zone 1 - 60/70 kV | Red Flag Warning - Catastrophic Fires | contact from object | animal contact | 5.0588e-06
HFTD - Transmission - Tier 2 - 60/70 kV | Red Flag Warning - Destructive Fires | contact from object | animal contact | 0.00056992
HFTD - Transmission - Tier 3 - 60/70 kV | Red Flag Warning - Destructive Fires | contact from object | animal contact | 0.00015113
HFTD - Transmission - Zone 1 - 60/70 kV | Red Flag Warning - Destructive Fires | contact from object | animal contact | 7.2269e-07
HFTD - Transmission - Tier 2 - 60/70 kV | Red Flag Warning - Large Fires | contact from object | animal contact | 0.0034195
HFTD - Transmission - Tier 3 - 60/70 kV | Red Flag Warning - Large Fires | contact from object | animal contact | 0.00090681
HFTD - Transmission - Zone 1 - 60/70 kV | Red Flag Warning - Large Fires | contact from object | animal contact | 4.3361e-06
HFTD - Transmission - Tier 2 - 60/70 kV | Red Flag Warning - Small Fires | contact from object | animal contact | 0.046987
HFTD - Transmission - Tier 3 - 60/70 kV | Red Flag Warning - Small Fires | contact from object | animal contact | 0.01246
HFTD - Transmission - Zone 1 - 60/70 kV | Red Flag Warning - Small Fires | contact from object | animal contact | 5.9582e-05
HFTD - Transmission - Tier 2 - 60/70 kV | Red Flag Warning - Catastrophic Fires | contact from object | other contact from object | 0.00092065
HFTD - Transmission - Tier 3 - 60/70 kV | Red Flag Warning - Catastrophic Fires | contact from object | other contact from object | 0.00024414
HFTD - Transmission - Zone 1 - 60/70 kV | Red Flag Warning - Catastrophic Fires | contact from object | other contact from object | 1.1674e-06
HFTD - Transmission - Tier 2 - 60/70 kV | Red Flag Warning - Destructive Fires | contact from object | other contact from object | 0.00013152
HFTD - Transmission - Tier 3 - 60/70 kV | Red Flag Warning - Destructive Fires | contact from object | other contact from object | 3.4877e-05
HFTD - Transmission - Zone 1 - 60/70 kV | Red Flag Warning - Destructive Fires | contact from object | other contact from object | 1.6677e-07
HFTD - Transmission - Tier 2 - 60/70 kV | Red Flag Warning - Large Fires | contact from object | other contact from object | 0.00078913
HFTD - Transmission - Tier 3 - 60/70 kV | Red Flag Warning - Large Fires | contact from object | other contact from object | 0.00020926
HFTD - Transmission - Zone 1 - 60/70 kV | Red Flag Warning - Large Fires | contact from object | other contact from object | 1.0006e-06
HFTD - Transmission - Tier 2 - 60/70 kV | Red Flag Warning - Small Fires | contact from object | other contact from object | 0.010843
HFTD - Transmission - Tier 3 - 60/70 kV | Red Flag Warning - Small Fires | contact from object | other contact from object | 0.0028754
HFTD - Transmission - Zone 1 - 60/70 kV | Red Flag Warning - Small Fires | contact from object | other contact from object | 1.375e-05
HFTD - Transmission - Tier 2 - 60/70 kV | Red Flag Warning - Catastrophic Fires | equipment / facility failure | conductor damage or failure | 0.0026357
HFTD - Transmission - Tier 3 - 60/70 kV | Red Flag Warning - Catastrophic Fires | equipment / facility failure | conductor damage or failure | 0.00069895
HFTD - Transmission - Zone 1 - 60/70 kV | Red Flag Warning - Catastrophic Fires | equipment / facility failure | conductor damage or failure | 3.3422e-06
HFTD - Transmission - Tier 2 - 60/70 kV | Red Flag Warning - Destructive Fires | equipment / facility failure | conductor damage or failure | 0.00037653
HFTD - Transmission - Tier 3 - 60/70 kV | Red Flag Warning - Destructive Fires | equipment / facility failure | conductor damage or failure | 9.985e-05
HFTD - Transmission - Zone 1 - 60/70 kV | Red Flag Warning - Destructive Fires | equipment / facility failure | conductor damage or failure | 4.7746e-07
HFTD - Transmission - Tier 2 - 60/70 kV | Red Flag Warning - Large Fires | equipment / facility failure | conductor damage or failure | 0.0022592
HFTD - Transmission - Tier 3 - 60/70 kV | Red Flag Warning - Large Fires | equipment / facility failure | conductor damage or failure | 0.0005991
HFTD - Transmission - Zone 1 - 60/70 kV | Red Flag Warning - Large Fires | equipment / facility failure | conductor damage or failure | 2.8648e-06
HFTD - Transmission - Tier 2 - 60/70 kV | Red Flag Warning - Small Fires | equipment / facility failure | conductor damage or failure | 0.031043
HFTD - Transmission - Tier 3 - 60/70 kV | Red Flag Warning - Small Fires | equipment / facility failure | conductor damage or failure | 0.0082321
HFTD - Transmission - Zone 1 - 60/70 kV | Red Flag Warning - Small Fires | equipment / facility failure | conductor damage or failure | 3.9364e-05
HFTD - Transmission - Tier 2 - 60/70 kV | Red Flag Warning - Catastrophic Fires | equipment / facility failure | connection device damage or failure | 0.00087858
HFTD - Transmission - Tier 3 - 60/70 kV | Red Flag Warning - Catastrophic Fires | equipment / facility failure | connection device damage or failure | 0.00023298
HFTD - Transmission - Zone 1 - 60/70 kV | Red Flag Warning - Catastrophic Fires | equipment / facility failure | connection device damage or failure | 1.1141e-06
HFTD - Transmission - Tier 2 - 60/70 kV | Red Flag Warning - Destructive Fires | equipment / facility failure | connection device damage or failure | 0.00012551
HFTD - Transmission - Tier 3 - 60/70 kV | Red Flag Warning - Destructive Fires | equipment / facility failure | connection device damage or failure | 3.3283e-05
HFTD - Transmission - Zone 1 - 60/70 kV | Red Flag Warning - Destructive Fires | equipment / facility failure | connection device damage or failure | 1.5915e-07
HFTD - Transmission - Tier 2 - 60/70 kV | Red Flag Warning - Large Fires | equipment / facility failure | connection device damage or failure | 0.00075307
HFTD - Transmission - Tier 3 - 60/70 kV | Red Flag Warning - Large Fires | equipment / facility failure | connection device damage or failure | 0.0001997
HFTD - Transmission - Zone 1 - 60/70 kV | Red Flag Warning - Large Fires | equipment / facility failure | connection device damage or failure | 9.5492e-07
HFTD - Transmission - Tier 2 - 60/70 kV | Red Flag Warning - Small Fires | equipment / facility failure | connection device damage or failure | 0.010348
HFTD - Transmission - Tier 3 - 60/70 kV | Red Flag Warning - Small Fires | equipment / facility failure | connection device damage or failure | 0.002744
HFTD - Transmission - Zone 1 - 60/70 kV | Red Flag Warning - Small Fires | equipment / facility failure | connection device damage or failure | 1.3121e-05
HFTD - Transmission - Tier 2 - 60/70 kV | Red Flag Warning - Catastrophic Fires | equipment / facility failure | insulator and brushing damage or failure | 0.0017572
HFTD - Transmission - Tier 3 - 60/70 kV | Red Flag Warning - Catastrophic Fires | equipment / facility failure | insulator and brushing damage or failure | 0.00046597
HFTD - Transmission - Zone 1 - 60/70 kV | Red Flag Warning - Catastrophic Fires | equipment / facility failure | insulator and brushing damage or failure | 2.2281e-06
HFTD - Transmission - Tier 2 - 60/70 kV | Red Flag Warning - Destructive Fires | equipment / facility failure | insulator and brushing damage or failure | 0.00025102
HFTD - Transmission - Tier 3 - 60/70 kV | Red Flag Warning - Destructive Fires | equipment / facility failure | insulator and brushing damage or failure | 6.6567e-05
HFTD - Transmission - Zone 1 - 60/70 kV | Red Flag Warning - Destructive Fires | equipment / facility failure | insulator and brushing damage or failure | 3.1831e-07
HFTD - Transmission - Tier 2 - 60/70 kV | Red Flag Warning - Large Fires | equipment / facility failure | insulator and brushing damage or failure | 0.0015061
HFTD - Transmission - Tier 3 - 60/70 kV | Red Flag Warning - Large Fires | equipment / facility failure | insulator and brushing damage or failure | 0.0003994
HFTD - Transmission - Zone 1 - 60/70 kV | Red Flag Warning - Large Fires | equipment / facility failure | insulator and brushing damage or failure | 1.9098e-06
HFTD - Transmission - Tier 2 - 60/70 kV | Red Flag Warning - Small Fires | equipment / facility failure | insulator and brushing damage or failure | 0.020695
HFTD - Transmission - Tier 3 - 60/70 kV | Red Flag Warning - Small Fires | equipment / facility failure | insulator and brushing damage or failure | 0.0054881
HFTD - Transmission - Zone 1 - 60/70 kV | Red Flag Warning - Small Fires | equipment / facility failure | insulator and brushing damage or failure | 2.6243e-05
HFTD - Transmission - Tier 2 - 60/70 kV | Red Flag Warning - Catastrophic Fires | equipment / facility failure | other equipment / facility failure | 0.0017572
HFTD - Transmission - Tier 3 - 60/70 kV | Red Flag Warning - Catastrophic Fires | equipment / facility failure | other equipment / facility failure | 0.00046597
HFTD - Transmission - Zone 1 - 60/70 kV | Red Flag Warning - Catastrophic Fires | equipment / facility failure | other equipment / facility failure | 2.2281e-06
HFTD - Transmission - Tier 2 - 60/70 kV | Red Flag Warning - Destructive Fires | equipment / facility failure | other equipment / facility failure | 0.00025102
HFTD - Transmission - Tier 3 - 60/70 kV | Red Flag Warning - Destructive Fires | equipment / facility failure | other equipment / facility failure | 6.6567e-05
HFTD - Transmission - Zone 1 - 60/70 kV | Red Flag Warning - Destructive Fires | equipment / facility failure | other equipment / facility failure | 3.1831e-07
HFTD - Transmission - Tier 2 - 60/70 kV | Red Flag Warning - Large Fires | equipment / facility failure | other equipment / facility failure | 0.0015061
HFTD - Transmission - Tier 3 - 60/70 kV | Red Flag Warning - Large Fires | equipment / facility failure | other equipment / facility failure | 0.0003994
HFTD - Transmission - Zone 1 - 60/70 kV | Red Flag Warning - Large Fires | equipment / facility failure | other equipment / facility failure | 1.9098e-06
HFTD - Transmission - Tier 2 - 60/70 kV | Red Flag Warning - Small Fires | equipment / facility failure | other equipment / facility failure | 0.020695
HFTD - Transmission - Tier 3 - 60/70 kV | Red Flag Warning - Small Fires | equipment / facility failure | other equipment / facility failure | 0.0054881
HFTD - Transmission - Zone 1 - 60/70 kV | Red Flag Warning - Small Fires | equipment / facility failure | other equipment / facility failure | 2.6243e-05
HFTD - Transmission - Tier 2 - 60/70 kV | Red Flag Warning - Catastrophic Fires | equipment / facility failure | pole damage or failure | 0.00087858
HFTD - Transmission - Tier 3 - 60/70 kV | Red Flag Warning - Catastrophic Fires | equipment / facility failure | pole damage or failure | 0.00023298
HFTD - Transmission - Zone 1 - 60/70 kV | Red Flag Warning - Catastrophic Fires | equipment / facility failure | pole damage or failure | 1.1141e-06
HFTD - Transmission - Tier 2 - 60/70 kV | Red Flag Warning - Destructive Fires | equipment / facility failure | pole damage or failure | 0.00012551
HFTD - Transmission - Tier 3 - 60/70 kV | Red Flag Warning - Destructive Fires | equipment / facility failure | pole damage or failure | 3.3283e-05
HFTD - Transmission - Zone 1 - 60/70 kV | Red Flag Warning - Destructive Fires | equipment / facility failure | pole damage or failure | 1.5915e-07
HFTD - Transmission - Tier 2 - 60/70 kV | Red Flag Warning - Large Fires | equipment / facility failure | pole damage or failure | 0.00075307
HFTD - Transmission - Tier 3 - 60/70 kV | Red Flag Warning - Large Fires | equipment / facility failure | pole damage or failure | 0.0001997
HFTD - Transmission - Zone 1 - 60/70 kV | Red Flag Warning - Large Fires | equipment / facility failure | pole damage or failure | 9.5492e-07
HFTD - Transmission - Tier 2 - 60/70 kV | Red Flag Warning - Small Fires | equipment / facility failure | pole damage or failure | 0.010348
HFTD - Transmission - Tier 3 - 60/70 kV | Red Flag Warning - Small Fires | equipment / facility failure | pole damage or failure | 0.002744
HFTD - Transmission - Zone 1 - 60/70 kV | Red Flag Warning - Small Fires | equipment / facility failure | pole damage or failure | 1.3121e-05
HFTD - Transmission - Tier 2 - 60/70 kV | Red Flag Warning - Catastrophic Fires | other | all other | 0.00030688
HFTD - Transmission - Tier 3 - 60/70 kV | Red Flag Warning - Catastrophic Fires | other | all other | 8.138e-05
HFTD - Transmission - Zone 1 - 60/70 kV | Red Flag Warning - Catastrophic Fires | other | all other | 3.8914e-07
HFTD - Transmission - Tier 2 - 60/70 kV | Red Flag Warning - Destructive Fires | other | all other | 4.384e-05
HFTD - Transmission - Tier 3 - 60/70 kV | Red Flag Warning - Destructive Fires | other | all other | 1.1626e-05
HFTD - Transmission - Zone 1 - 60/70 kV | Red Flag Warning - Destructive Fires | other | all other | 5.5591e-08
HFTD - Transmission - Tier 2 - 60/70 kV | Red Flag Warning - Large Fires | other | all other | 0.00026304
HFTD - Transmission - Tier 3 - 60/70 kV | Red Flag Warning - Large Fires | other | all other | 6.9754e-05
HFTD - Transmission - Zone 1 - 60/70 kV | Red Flag Warning - Large Fires | other | all other | 3.3355e-07
HFTD - Transmission - Tier 2 - 60/70 kV | Red Flag Warning - Small Fires | other | all other | 0.0036144
HFTD - Transmission - Tier 3 - 60/70 kV | Red Flag Warning - Small Fires | other | all other | 0.00095848
HFTD - Transmission - Zone 1 - 60/70 kV | Red Flag Warning - Small Fires | other | all other | 4.5832e-06
HFTD - Transmission - Tier 2 - 60/70 kV | Red Flag Warning - Catastrophic Fires | vandalism / theft | vandalism / theft | 0.00030688
HFTD - Transmission - Tier 3 - 60/70 kV | Red Flag Warning - Catastrophic Fires | vandalism / theft | vandalism / theft | 8.138e-05
HFTD - Transmission - Zone 1 - 60/70 kV | Red Flag Warning - Catastrophic Fires | vandalism / theft | vandalism / theft | 3.8914e-07
HFTD - Transmission - Tier 2 - 60/70 kV | Red Flag Warning - Destructive Fires | vandalism / theft | vandalism / theft | 4.384e-05
HFTD - Transmission - Tier 3 - 60/70 kV | Red Flag Warning - Destructive Fires | vandalism / theft | vandalism / theft | 1.1626e-05
HFTD - Transmission - Zone 1 - 60/70 kV | Red Flag Warning - Destructive Fires | vandalism / theft | vandalism / theft | 5.5591e-08
HFTD - Transmission - Tier 2 - 60/70 kV | Red Flag Warning - Large Fires | vandalism / theft | vandalism / theft | 0.00026304
HFTD - Transmission - Tier 3 - 60/70 kV | Red Flag Warning - Large Fires | vandalism / theft | vandalism / theft | 6.9754e-05
HFTD - Transmission - Zone 1 - 60/70 kV | Red Flag Warning - Large Fires | vandalism / theft | vandalism / theft | 3.3355e-07
HFTD - Transmission - Tier 2 - 60/70 kV | Red Flag Warning - Small Fires | vandalism / theft | vandalism / theft | 0.0036144
HFTD - Transmission - Tier 3 - 60/70 kV | Red Flag Warning - Small Fires | vandalism / theft | vandalism / theft | 0.00095848
HFTD - Transmission - Zone 1 - 60/70 kV | Red Flag Warning - Small Fires | vandalism / theft | vandalism / theft | 4.5832e-06
HFTD - Transmission - Tier 2 - 60/70 kV | Non-Red Flag Warning - Catastrophic Fires | contact from object | animal contact | 0.0010638
HFTD - Transmission - Tier 3 - 60/70 kV | Non-Red Flag Warning - Catastrophic Fires | contact from object | animal contact | 0.00028211
HFTD - Transmission - Zone 1 - 60/70 kV | Non-Red Flag Warning - Catastrophic Fires | contact from object | animal contact | 1.349e-06
HFTD - Transmission - Tier 2 - 60/70 kV | Non-Red Flag Warning - Destructive Fires | contact from object | animal contact | 0.0010638
HFTD - Transmission - Tier 3 - 60/70 kV | Non-Red Flag Warning - Destructive Fires | contact from object | animal contact | 0.00028211
HFTD - Transmission - Zone 1 - 60/70 kV | Non-Red Flag Warning - Destructive Fires | contact from object | animal contact | 1.349e-06
HFTD - Transmission - Tier 2 - 60/70 kV | Non-Red Flag Warning - Large Fires | contact from object | animal contact | 0.0095745
HFTD - Transmission - Tier 3 - 60/70 kV | Non-Red Flag Warning - Large Fires | contact from object | animal contact | 0.002539
HFTD - Transmission - Zone 1 - 60/70 kV | Non-Red Flag Warning - Large Fires | contact from object | animal contact | 1.2141e-05
HFTD - Transmission - Tier 2 - 60/70 kV | Non-Red Flag Warning - Small Fires | contact from object | animal contact | 1.6441
HFTD - Transmission - Tier 3 - 60/70 kV | Non-Red Flag Warning - Small Fires | contact from object | animal contact | 0.436
HFTD - Transmission - Zone 1 - 60/70 kV | Non-Red Flag Warning - Small Fires | contact from object | animal contact | 0.0020849
HFTD - Transmission - Tier 2 - 60/70 kV | Non-Red Flag Warning - Catastrophic Fires | contact from object | other contact from object | 0.0002455
HFTD - Transmission - Tier 3 - 60/70 kV | Non-Red Flag Warning - Catastrophic Fires | contact from object | other contact from object | 6.5102e-05
HFTD - Transmission - Zone 1 - 60/70 kV | Non-Red Flag Warning - Catastrophic Fires | contact from object | other contact from object | 3.113e-07
HFTD - Transmission - Tier 2 - 60/70 kV | Non-Red Flag Warning - Destructive Fires | contact from object | other contact from object | 0.0002455
HFTD - Transmission - Tier 3 - 60/70 kV | Non-Red Flag Warning - Destructive Fires | contact from object | other contact from object | 6.5102e-05
HFTD - Transmission - Zone 1 - 60/70 kV | Non-Red Flag Warning - Destructive Fires | contact from object | other contact from object | 3.113e-07
HFTD - Transmission - Tier 2 - 60/70 kV | Non-Red Flag Warning - Large Fires | contact from object | other contact from object | 0.0022095
HFTD - Transmission - Tier 3 - 60/70 kV | Non-Red Flag Warning - Large Fires | contact from object | other contact from object | 0.00058592
HFTD - Transmission - Zone 1 - 60/70 kV | Non-Red Flag Warning - Large Fires | contact from object | other contact from object | 2.8017e-06
HFTD - Transmission - Tier 2 - 60/70 kV | Non-Red Flag Warning - Small Fires | contact from object | other contact from object | 0.37942
HFTD - Transmission - Tier 3 - 60/70 kV | Non-Red Flag Warning - Small Fires | contact from object | other contact from object | 0.10062
HFTD - Transmission - Zone 1 - 60/70 kV | Non-Red Flag Warning - Small Fires | contact from object | other contact from object | 0.00048112
HFTD - Transmission - Tier 2 - 60/70 kV | Non-Red Flag Warning - Catastrophic Fires | equipment / facility failure | conductor damage or failure | 0.00023032
HFTD - Transmission - Tier 3 - 60/70 kV | Non-Red Flag Warning - Catastrophic Fires | equipment / facility failure | conductor damage or failure | 6.1076e-05
HFTD - Transmission - Zone 1 - 60/70 kV | Non-Red Flag Warning - Catastrophic Fires | equipment / facility failure | conductor damage or failure | 2.9205e-07
HFTD - Transmission - Tier 2 - 60/70 kV | Non-Red Flag Warning - Destructive Fires | equipment / facility failure | conductor damage or failure | 0.00023032
HFTD - Transmission - Tier 3 - 60/70 kV | Non-Red Flag Warning - Destructive Fires | equipment / facility failure | conductor damage or failure | 6.1076e-05
HFTD - Transmission - Zone 1 - 60/70 kV | Non-Red Flag Warning - Destructive Fires | equipment / facility failure | conductor damage or failure | 2.9205e-07
HFTD - Transmission - Tier 2 - 60/70 kV | Non-Red Flag Warning - Large Fires | equipment / facility failure | conductor damage or failure | 0.0020729
HFTD - Transmission - Tier 3 - 60/70 kV | Non-Red Flag Warning - Large Fires | equipment / facility failure | conductor damage or failure | 0.00054969
HFTD - Transmission - Zone 1 - 60/70 kV | Non-Red Flag Warning - Large Fires | equipment / facility failure | conductor damage or failure | 2.6285e-06
HFTD - Transmission - Tier 2 - 60/70 kV | Non-Red Flag Warning - Small Fires | equipment / facility failure | conductor damage or failure | 0.35596
HFTD - Transmission - Tier 3 - 60/70 kV | Non-Red Flag Warning - Small Fires | equipment / facility failure | conductor damage or failure | 0.094394
HFTD - Transmission - Zone 1 - 60/70 kV | Non-Red Flag Warning - Small Fires | equipment / facility failure | conductor damage or failure | 0.00045137
HFTD - Transmission - Tier 2 - 60/70 kV | Non-Red Flag Warning - Catastrophic Fires | equipment / facility failure | connection device damage or failure | 7.6773e-05
HFTD - Transmission - Tier 3 - 60/70 kV | Non-Red Flag Warning - Catastrophic Fires | equipment / facility failure | connection device damage or failure | 2.0359e-05
HFTD - Transmission - Zone 1 - 60/70 kV | Non-Red Flag Warning - Catastrophic Fires | equipment / facility failure | connection device damage or failure | 9.7351e-08
HFTD - Transmission - Tier 2 - 60/70 kV | Non-Red Flag Warning - Destructive Fires | equipment / facility failure | connection device damage or failure | 7.6773e-05
HFTD - Transmission - Tier 3 - 60/70 kV | Non-Red Flag Warning - Destructive Fires | equipment / facility failure | connection device damage or failure | 2.0359e-05
HFTD - Transmission - Zone 1 - 60/70 kV | Non-Red Flag Warning - Destructive Fires | equipment / facility failure | connection device damage or failure | 9.7351e-08
HFTD - Transmission - Tier 2 - 60/70 kV | Non-Red Flag Warning - Large Fires | equipment / facility failure | connection device damage or failure | 0.00069095
HFTD - Transmission - Tier 3 - 60/70 kV | Non-Red Flag Warning - Large Fires | equipment / facility failure | connection device damage or failure | 0.00018323
HFTD - Transmission - Zone 1 - 60/70 kV | Non-Red Flag Warning - Large Fires | equipment / facility failure | connection device damage or failure | 8.7616e-07
HFTD - Transmission - Tier 2 - 60/70 kV | Non-Red Flag Warning - Small Fires | equipment / facility failure | connection device damage or failure | 0.11865
HFTD - Transmission - Tier 3 - 60/70 kV | Non-Red Flag Warning - Small Fires | equipment / facility failure | connection device damage or failure | 0.031465
HFTD - Transmission - Zone 1 - 60/70 kV | Non-Red Flag Warning - Small Fires | equipment / facility failure | connection device damage or failure | 0.00015046
HFTD - Transmission - Tier 2 - 60/70 kV | Non-Red Flag Warning - Catastrophic Fires | equipment / facility failure | insulator and brushing damage or failure | 0.00015355
HFTD - Transmission - Tier 3 - 60/70 kV | Non-Red Flag Warning - Catastrophic Fires | equipment / facility failure | insulator and brushing damage or failure | 4.0718e-05
HFTD - Transmission - Zone 1 - 60/70 kV | Non-Red Flag Warning - Catastrophic Fires | equipment / facility failure | insulator and brushing damage or failure | 1.947e-07
HFTD - Transmission - Tier 2 - 60/70 kV | Non-Red Flag Warning - Destructive Fires | equipment / facility failure | insulator and brushing damage or failure | 0.00015355
HFTD - Transmission - Tier 3 - 60/70 kV | Non-Red Flag Warning - Destructive Fires | equipment / facility failure | insulator and brushing damage or failure | 4.0718e-05
HFTD - Transmission - Zone 1 - 60/70 kV | Non-Red Flag Warning - Destructive Fires | equipment / facility failure | insulator and brushing damage or failure | 1.947e-07
HFTD - Transmission - Tier 2 - 60/70 kV | Non-Red Flag Warning - Large Fires | equipment / facility failure | insulator and brushing damage or failure | 0.0013819
HFTD - Transmission - Tier 3 - 60/70 kV | Non-Red Flag Warning - Large Fires | equipment / facility failure | insulator and brushing damage or failure | 0.00036646
HFTD - Transmission - Zone 1 - 60/70 kV | Non-Red Flag Warning - Large Fires | equipment / facility failure | insulator and brushing damage or failure | 1.7523e-06
HFTD - Transmission - Tier 2 - 60/70 kV | Non-Red Flag Warning - Small Fires | equipment / facility failure | insulator and brushing damage or failure | 0.2373
HFTD - Transmission - Tier 3 - 60/70 kV | Non-Red Flag Warning - Small Fires | equipment / facility failure | insulator and brushing damage or failure | 0.062929
HFTD - Transmission - Zone 1 - 60/70 kV | Non-Red Flag Warning - Small Fires | equipment / facility failure | insulator and brushing damage or failure | 0.00030091
HFTD - Transmission - Tier 2 - 60/70 kV | Non-Red Flag Warning - Catastrophic Fires | equipment / facility failure | other equipment / facility failure | 0.00015355
HFTD - Transmission - Tier 3 - 60/70 kV | Non-Red Flag Warning - Catastrophic Fires | equipment / facility failure | other equipment / facility failure | 4.0718e-05
HFTD - Transmission - Zone 1 - 60/70 kV | Non-Red Flag Warning - Catastrophic Fires | equipment / facility failure | other equipment / facility failure | 1.947e-07
HFTD - Transmission - Tier 2 - 60/70 kV | Non-Red Flag Warning - Destructive Fires | equipment / facility failure | other equipment / facility failure | 0.00015355
HFTD - Transmission - Tier 3 - 60/70 kV | Non-Red Flag Warning - Destructive Fires | equipment / facility failure | other equipment / facility failure | 4.0718e-05
HFTD - Transmission - Zone 1 - 60/70 kV | Non-Red Flag Warning - Destructive Fires | equipment / facility failure | other equipment / facility failure | 1.947e-07
HFTD - Transmission - Tier 2 - 60/70 kV | Non-Red Flag Warning - Large Fires | equipment / facility failure | other equipment / facility failure | 0.0013819
HFTD - Transmission - Tier 3 - 60/70 kV | Non-Red Flag Warning - Large Fires | equipment / facility failure | other equipment / facility failure | 0.00036646
HFTD - Transmission - Zone 1 - 60/70 kV | Non-Red Flag Warning - Large Fires | equipment / facility failure | other equipment / facility failure | 1.7523e-06
HFTD - Transmission - Tier 2 - 60/70 kV | Non-Red Flag Warning - Small Fires | equipment / facility failure | other equipment / facility failure | 0.2373
HFTD - Transmission - Tier 3 - 60/70 kV | Non-Red Flag Warning - Small Fires | equipment / facility failure | other equipment / facility failure | 0.062929
HFTD - Transmission - Zone 1 - 60/70 kV | Non-Red Flag Warning - Small Fires | equipment / facility failure | other equipment / facility failure | 0.00030091
HFTD - Transmission - Tier 2 - 60/70 kV | Non-Red Flag Warning - Catastrophic Fires | equipment / facility failure | pole damage or failure | 7.6773e-05
HFTD - Transmission - Tier 3 - 60/70 kV | Non-Red Flag Warning - Catastrophic Fires | equipment / facility failure | pole damage or failure | 2.0359e-05
HFTD - Transmission - Zone 1 - 60/70 kV | Non-Red Flag Warning - Catastrophic Fires | equipment / facility failure | pole damage or failure | 9.7351e-08
HFTD - Transmission - Tier 2 - 60/70 kV | Non-Red Flag Warning - Destructive Fires | equipment / facility failure | pole damage or failure | 7.6773e-05
HFTD - Transmission - Tier 3 - 60/70 kV | Non-Red Flag Warning - Destructive Fires | equipment / facility failure | pole damage or failure | 2.0359e-05
HFTD - Transmission - Zone 1 - 60/70 kV | Non-Red Flag Warning - Destructive Fires | equipment / facility failure | pole damage or failure | 9.7351e-08
HFTD - Transmission - Tier 2 - 60/70 kV | Non-Red Flag Warning - Large Fires | equipment / facility failure | pole damage or failure | 0.00069095
HFTD - Transmission - Tier 3 - 60/70 kV | Non-Red Flag Warning - Large Fires | equipment / facility failure | pole damage or failure | 0.00018323
HFTD - Transmission - Zone 1 - 60/70 kV | Non-Red Flag Warning - Large Fires | equipment / facility failure | pole damage or failure | 8.7616e-07
HFTD - Transmission - Tier 2 - 60/70 kV | Non-Red Flag Warning - Small Fires | equipment / facility failure | pole damage or failure | 0.11865
HFTD - Transmission - Tier 3 - 60/70 kV | Non-Red Flag Warning - Small Fires | equipment / facility failure | pole damage or failure | 0.031465
HFTD - Transmission - Zone 1 - 60/70 kV | Non-Red Flag Warning - Small Fires | equipment / facility failure | pole damage or failure | 0.00015046
HFTD - Transmission - Tier 2 - 60/70 kV | Non-Red Flag Warning - Catastrophic Fires | other | all other | 8.1833e-05
HFTD - Transmission - Tier 3 - 60/70 kV | Non-Red Flag Warning - Catastrophic Fires | other | all other | 2.1701e-05
HFTD - Transmission - Zone 1 - 60/70 kV | Non-Red Flag Warning - Catastrophic Fires | other | all other | 1.0377e-07
HFTD - Transmission - Tier 2 - 60/70 kV | Non-Red Flag Warning - Destructive Fires | other | all other | 8.1833e-05
HFTD - Transmission - Tier 3 - 60/70 kV | Non-Red Flag Warning - Destructive Fires | other | all other | 2.1701e-05
HFTD - Transmission - Zone 1 - 60/70 kV | Non-Red Flag Warning - Destructive Fires | other | all other | 1.0377e-07
HFTD - Transmission - Tier 2 - 60/70 kV | Non-Red Flag Warning - Large Fires | other | all other | 0.0007365
HFTD - Transmission - Tier 3 - 60/70 kV | Non-Red Flag Warning - Large Fires | other | all other | 0.00019531
HFTD - Transmission - Zone 1 - 60/70 kV | Non-Red Flag Warning - Large Fires | other | all other | 9.3391e-07
HFTD - Transmission - Tier 2 - 60/70 kV | Non-Red Flag Warning - Small Fires | other | all other | 0.12647
HFTD - Transmission - Tier 3 - 60/70 kV | Non-Red Flag Warning - Small Fires | other | all other | 0.033539
HFTD - Transmission - Zone 1 - 60/70 kV | Non-Red Flag Warning - Small Fires | other | all other | 0.00016037
HFTD - Transmission - Tier 2 - 60/70 kV | Non-Red Flag Warning - Catastrophic Fires | vandalism / theft | vandalism / theft | 8.1833e-05
HFTD - Transmission - Tier 3 - 60/70 kV | Non-Red Flag Warning - Catastrophic Fires | vandalism / theft | vandalism / theft | 2.1701e-05
HFTD - Transmission - Zone 1 - 60/70 kV | Non-Red Flag Warning - Catastrophic Fires | vandalism / theft | vandalism / theft | 1.0377e-07
HFTD - Transmission - Tier 2 - 60/70 kV | Non-Red Flag Warning - Destructive Fires | vandalism / theft | vandalism / theft | 8.1833e-05
HFTD - Transmission - Tier 3 - 60/70 kV | Non-Red Flag Warning - Destructive Fires | vandalism / theft | vandalism / theft | 2.1701e-05
HFTD - Transmission - Zone 1 - 60/70 kV | Non-Red Flag Warning - Destructive Fires | vandalism / theft | vandalism / theft | 1.0377e-07
HFTD - Transmission - Tier 2 - 60/70 kV | Non-Red Flag Warning - Large Fires | vandalism / theft | vandalism / theft | 0.0007365
HFTD - Transmission - Tier 3 - 60/70 kV | Non-Red Flag Warning - Large Fires | vandalism / theft | vandalism / theft | 0.00019531
HFTD - Transmission - Zone 1 - 60/70 kV | Non-Red Flag Warning - Large Fires | vandalism / theft | vandalism / theft | 9.3391e-07
HFTD - Transmission - Tier 2 - 60/70 kV | Non-Red Flag Warning - Small Fires | vandalism / theft | vandalism / theft | 0.12647
HFTD - Transmission - Tier 3 - 60/70 kV | Non-Red Flag Warning - Small Fires | vandalism / theft | vandalism / theft | 0.033539
HFTD - Transmission - Zone 1 - 60/70 kV | Non-Red Flag Warning - Small Fires | vandalism / theft | vandalism / theft | 0.00016037
HFTD - Transmission - Tier 2 - 115 kV or Lower | Red Flag Warning - Catastrophic Fires | vegetation contact | branch (not overhanging, > 12ft) | 1.9552e-05
HFTD - Transmission - Tier 2 - 230 kV or Higher | Red Flag Warning - Catastrophic Fires | vegetation contact | branch (not overhanging, > 12ft) | 5.5838e-06
HFTD - Transmission - Tier 2 - 115 kV or Lower | Red Flag Warning - Destructive Fires | vegetation contact | branch (not overhanging, > 12ft) | 2.7931e-06
HFTD - Transmission - Tier 2 - 230 kV or Higher | Red Flag Warning - Destructive Fires | vegetation contact | branch (not overhanging, > 12ft) | 7.9768e-07
HFTD - Transmission - Tier 2 - 115 kV or Lower | Red Flag Warning - Large Fires | vegetation contact | branch (not overhanging, > 12ft) | 1.6759e-05
HFTD - Transmission - Tier 2 - 230 kV or Higher | Red Flag Warning - Large Fires | vegetation contact | branch (not overhanging, > 12ft) | 4.7861e-06
HFTD - Transmission - Tier 2 - 115 kV or Lower | Red Flag Warning - Small Fires | vegetation contact | branch (not overhanging, > 12ft) | 0.00023028
HFTD - Transmission - Tier 2 - 230 kV or Higher | Red Flag Warning - Small Fires | vegetation contact | branch (not overhanging, > 12ft) | 6.5764e-05
HFTD - Transmission - Tier 2 - 115 kV or Lower | Red Flag Warning - Catastrophic Fires | vegetation contact | branch (not overhanging, 4-12ft) | 1.3035e-05
HFTD - Transmission - Tier 2 - 230 kV or Higher | Red Flag Warning - Catastrophic Fires | vegetation contact | branch (not overhanging, 4-12ft) | 3.7225e-06
HFTD - Transmission - Tier 2 - 115 kV or Lower | Red Flag Warning - Destructive Fires | vegetation contact | branch (not overhanging, 4-12ft) | 1.8621e-06
HFTD - Transmission - Tier 2 - 230 kV or Higher | Red Flag Warning - Destructive Fires | vegetation contact | branch (not overhanging, 4-12ft) | 5.3179e-07
HFTD - Transmission - Tier 2 - 115 kV or Lower | Red Flag Warning - Large Fires | vegetation contact | branch (not overhanging, 4-12ft) | 1.1173e-05
HFTD - Transmission - Tier 2 - 230 kV or Higher | Red Flag Warning - Large Fires | vegetation contact | branch (not overhanging, 4-12ft) | 3.1907e-06
HFTD - Transmission - Tier 2 - 115 kV or Lower | Red Flag Warning - Small Fires | vegetation contact | branch (not overhanging, 4-12ft) | 0.00015352
HFTD - Transmission - Tier 2 - 230 kV or Higher | Red Flag Warning - Small Fires | vegetation contact | branch (not overhanging, 4-12ft) | 4.3843e-05
HFTD - Transmission - Tier 2 - 115 kV or Lower | Red Flag Warning - Catastrophic Fires | vegetation contact | branch (not overhanging, distance unknown) | 9.4501e-05
HFTD - Transmission - Tier 2 - 230 kV or Higher | Red Flag Warning - Catastrophic Fires | vegetation contact | branch (not overhanging, distance unknown) | 2.6988e-05
HFTD - Transmission - Tier 2 - 115 kV or Lower | Red Flag Warning - Destructive Fires | vegetation contact | branch (not overhanging, distance unknown) | 1.35e-05
HFTD - Transmission - Tier 2 - 230 kV or Higher | Red Flag Warning - Destructive Fires | vegetation contact | branch (not overhanging, distance unknown) | 3.8554e-06
HFTD - Transmission - Tier 2 - 115 kV or Lower | Red Flag Warning - Large Fires | vegetation contact | branch (not overhanging, distance unknown) | 8.1001e-05
HFTD - Transmission - Tier 2 - 230 kV or Higher | Red Flag Warning - Large Fires | vegetation contact | branch (not overhanging, distance unknown) | 2.3133e-05
HFTD - Transmission - Tier 2 - 115 kV or Lower | Red Flag Warning - Small Fires | vegetation contact | branch (not overhanging, distance unknown) | 0.001113
HFTD - Transmission - Tier 2 - 230 kV or Higher | Red Flag Warning - Small Fires | vegetation contact | branch (not overhanging, distance unknown) | 0.00031786
HFTD - Transmission - Tier 2 - 115 kV or Lower | Red Flag Warning - Catastrophic Fires | vegetation contact | branch (not overhanging, within 4ft) | 3.2587e-06
HFTD - Transmission - Tier 2 - 230 kV or Higher | Red Flag Warning - Catastrophic Fires | vegetation contact | branch (not overhanging, within 4ft) | 9.3063e-07
HFTD - Transmission - Tier 2 - 115 kV or Lower | Red Flag Warning - Destructive Fires | vegetation contact | branch (not overhanging, within 4ft) | 4.6552e-07
HFTD - Transmission - Tier 2 - 230 kV or Higher | Red Flag Warning - Destructive Fires | vegetation contact | branch (not overhanging, within 4ft) | 1.3295e-07
HFTD - Transmission - Tier 2 - 115 kV or Lower | Red Flag Warning - Large Fires | vegetation contact | branch (not overhanging, within 4ft) | 2.7931e-06
HFTD - Transmission - Tier 2 - 230 kV or Higher | Red Flag Warning - Large Fires | vegetation contact | branch (not overhanging, within 4ft) | 7.9768e-07
HFTD - Transmission - Tier 2 - 115 kV or Lower | Red Flag Warning - Small Fires | vegetation contact | branch (not overhanging, within 4ft) | 3.838e-05
HFTD - Transmission - Tier 2 - 230 kV or Higher | Red Flag Warning - Small Fires | vegetation contact | branch (not overhanging, within 4ft) | 1.0961e-05
HFTD - Transmission - Tier 2 - 115 kV or Lower | Red Flag Warning - Catastrophic Fires | vegetation contact | branch (overhanging) | 0.00019226
HFTD - Transmission - Tier 2 - 230 kV or Higher | Red Flag Warning - Catastrophic Fires | vegetation contact | branch (overhanging) | 5.4907e-05
HFTD - Transmission - Tier 2 - 115 kV or Lower | Red Flag Warning - Destructive Fires | vegetation contact | branch (overhanging) | 2.7466e-05
HFTD - Transmission - Tier 2 - 230 kV or Higher | Red Flag Warning - Destructive Fires | vegetation contact | branch (overhanging) | 7.8438e-06
HFTD - Transmission - Tier 2 - 115 kV or Lower | Red Flag Warning - Large Fires | vegetation contact | branch (overhanging) | 0.00016479
HFTD - Transmission - Tier 2 - 230 kV or Higher | Red Flag Warning - Large Fires | vegetation contact | branch (overhanging) | 4.7063e-05
HFTD - Transmission - Tier 2 - 115 kV or Lower | Red Flag Warning - Small Fires | vegetation contact | branch (overhanging) | 0.0022644
HFTD - Transmission - Tier 2 - 230 kV or Higher | Red Flag Warning - Small Fires | vegetation contact | branch (overhanging) | 0.00064668
HFTD - Transmission - Tier 2 - 115 kV or Lower | Red Flag Warning - Catastrophic Fires | vegetation contact | dead | 7.169e-05
HFTD - Transmission - Tier 2 - 230 kV or Higher | Red Flag Warning - Catastrophic Fires | vegetation contact | dead | 2.0474e-05
HFTD - Transmission - Tier 2 - 115 kV or Lower | Red Flag Warning - Destructive Fires | vegetation contact | dead | 1.0241e-05
HFTD - Transmission - Tier 2 - 230 kV or Higher | Red Flag Warning - Destructive Fires | vegetation contact | dead | 2.9248e-06
HFTD - Transmission - Tier 2 - 115 kV or Lower | Red Flag Warning - Large Fires | vegetation contact | dead | 6.1449e-05
HFTD - Transmission - Tier 2 - 230 kV or Higher | Red Flag Warning - Large Fires | vegetation contact | dead | 1.7549e-05
HFTD - Transmission - Tier 2 - 115 kV or Lower | Red Flag Warning - Small Fires | vegetation contact | dead | 0.00084435
HFTD - Transmission - Tier 2 - 230 kV or Higher | Red Flag Warning - Small Fires | vegetation contact | dead | 0.00024114
HFTD - Transmission - Tier 2 - 115 kV or Lower | Red Flag Warning - Catastrophic Fires | vegetation contact | fell into (moderate-severe defect) | 5.5397e-05
HFTD - Transmission - Tier 2 - 230 kV or Higher | Red Flag Warning - Catastrophic Fires | vegetation contact | fell into (moderate-severe defect) | 1.5821e-05
HFTD - Transmission - Tier 2 - 115 kV or Lower | Red Flag Warning - Destructive Fires | vegetation contact | fell into (moderate-severe defect) | 7.9139e-06
HFTD - Transmission - Tier 2 - 230 kV or Higher | Red Flag Warning - Destructive Fires | vegetation contact | fell into (moderate-severe defect) | 2.2601e-06
HFTD - Transmission - Tier 2 - 115 kV or Lower | Red Flag Warning - Large Fires | vegetation contact | fell into (moderate-severe defect) | 4.7483e-05
HFTD - Transmission - Tier 2 - 230 kV or Higher | Red Flag Warning - Large Fires | vegetation contact | fell into (moderate-severe defect) | 1.3561e-05
HFTD - Transmission - Tier 2 - 115 kV or Lower | Red Flag Warning - Small Fires | vegetation contact | fell into (moderate-severe defect) | 0.00065246
HFTD - Transmission - Tier 2 - 230 kV or Higher | Red Flag Warning - Small Fires | vegetation contact | fell into (moderate-severe defect) | 0.00018633
HFTD - Transmission - Tier 2 - 115 kV or Lower | Red Flag Warning - Catastrophic Fires | vegetation contact | fell into (no defect) | 0.00024114
HFTD - Transmission - Tier 2 - 230 kV or Higher | Red Flag Warning - Catastrophic Fires | vegetation contact | fell into (no defect) | 6.8866e-05
HFTD - Transmission - Tier 2 - 115 kV or Lower | Red Flag Warning - Destructive Fires | vegetation contact | fell into (no defect) | 3.4449e-05
HFTD - Transmission - Tier 2 - 230 kV or Higher | Red Flag Warning - Destructive Fires | vegetation contact | fell into (no defect) | 9.838e-06
HFTD - Transmission - Tier 2 - 115 kV or Lower | Red Flag Warning - Large Fires | vegetation contact | fell into (no defect) | 0.00020669
HFTD - Transmission - Tier 2 - 230 kV or Higher | Red Flag Warning - Large Fires | vegetation contact | fell into (no defect) | 5.9028e-05
HFTD - Transmission - Tier 2 - 115 kV or Lower | Red Flag Warning - Small Fires | vegetation contact | fell into (no defect) | 0.0028401
HFTD - Transmission - Tier 2 - 230 kV or Higher | Red Flag Warning - Small Fires | vegetation contact | fell into (no defect) | 0.00081109
HFTD - Transmission - Tier 2 - 115 kV or Lower | Red Flag Warning - Catastrophic Fires | vegetation contact | fell into (slight defect) | 6.1914e-05
HFTD - Transmission - Tier 2 - 230 kV or Higher | Red Flag Warning - Catastrophic Fires | vegetation contact | fell into (slight defect) | 1.7682e-05
HFTD - Transmission - Tier 2 - 115 kV or Lower | Red Flag Warning - Destructive Fires | vegetation contact | fell into (slight defect) | 8.8449e-06
HFTD - Transmission - Tier 2 - 230 kV or Higher | Red Flag Warning - Destructive Fires | vegetation contact | fell into (slight defect) | 2.526e-06
HFTD - Transmission - Tier 2 - 115 kV or Lower | Red Flag Warning - Large Fires | vegetation contact | fell into (slight defect) | 5.307e-05
HFTD - Transmission - Tier 2 - 230 kV or Higher | Red Flag Warning - Large Fires | vegetation contact | fell into (slight defect) | 1.5156e-05
HFTD - Transmission - Tier 2 - 115 kV or Lower | Red Flag Warning - Small Fires | vegetation contact | fell into (slight defect) | 0.00072922
HFTD - Transmission - Tier 2 - 230 kV or Higher | Red Flag Warning - Small Fires | vegetation contact | fell into (slight defect) | 0.00020825
HFTD - Transmission - Tier 2 - 115 kV or Lower | Red Flag Warning - Catastrophic Fires | vegetation contact | grow into | 6.5173e-06
HFTD - Transmission - Tier 2 - 230 kV or Higher | Red Flag Warning - Catastrophic Fires | vegetation contact | grow into | 1.8613e-06
HFTD - Transmission - Tier 2 - 115 kV or Lower | Red Flag Warning - Destructive Fires | vegetation contact | grow into | 9.3104e-07
HFTD - Transmission - Tier 2 - 230 kV or Higher | Red Flag Warning - Destructive Fires | vegetation contact | grow into | 2.6589e-07
HFTD - Transmission - Tier 2 - 115 kV or Lower | Red Flag Warning - Large Fires | vegetation contact | grow into | 5.5863e-06
HFTD - Transmission - Tier 2 - 230 kV or Higher | Red Flag Warning - Large Fires | vegetation contact | grow into | 1.5954e-06
HFTD - Transmission - Tier 2 - 115 kV or Lower | Red Flag Warning - Small Fires | vegetation contact | grow into | 7.6759e-05
HFTD - Transmission - Tier 2 - 230 kV or Higher | Red Flag Warning - Small Fires | vegetation contact | grow into | 2.1921e-05
HFTD - Transmission - Tier 2 - 115 kV or Lower | Red Flag Warning - Catastrophic Fires | vegetation contact | other/unknown | 0.00032587
HFTD - Transmission - Tier 2 - 230 kV or Higher | Red Flag Warning - Catastrophic Fires | vegetation contact | other/unknown | 9.3063e-05
HFTD - Transmission - Tier 2 - 115 kV or Lower | Red Flag Warning - Destructive Fires | vegetation contact | other/unknown | 4.6552e-05
HFTD - Transmission - Tier 2 - 230 kV or Higher | Red Flag Warning - Destructive Fires | vegetation contact | other/unknown | 1.3295e-05
HFTD - Transmission - Tier 2 - 115 kV or Lower | Red Flag Warning - Large Fires | vegetation contact | other/unknown | 0.00027931
HFTD - Transmission - Tier 2 - 230 kV or Higher | Red Flag Warning - Large Fires | vegetation contact | other/unknown | 7.9768e-05
HFTD - Transmission - Tier 2 - 115 kV or Lower | Red Flag Warning - Small Fires | vegetation contact | other/unknown | 0.003838
HFTD - Transmission - Tier 2 - 230 kV or Higher | Red Flag Warning - Small Fires | vegetation contact | other/unknown | 0.0010961
HFTD - Transmission - Tier 3 - 115 kV or Lower | Red Flag Warning - Catastrophic Fires | vegetation contact | branch (not overhanging, > 12ft) | 1.486e-05
HFTD - Transmission - Tier 3 - 230 kV or Higher | Red Flag Warning - Catastrophic Fires | vegetation contact | branch (not overhanging, > 12ft) | 3.9096e-06
HFTD - Transmission - Tier 3 - 115 kV or Lower | Red Flag Warning - Destructive Fires | vegetation contact | branch (not overhanging, > 12ft) | 2.1229e-06
HFTD - Transmission - Tier 3 - 230 kV or Higher | Red Flag Warning - Destructive Fires | vegetation contact | branch (not overhanging, > 12ft) | 5.5851e-07
HFTD - Transmission - Tier 3 - 115 kV or Lower | Red Flag Warning - Large Fires | vegetation contact | branch (not overhanging, > 12ft) | 1.2737e-05
HFTD - Transmission - Tier 3 - 230 kV or Higher | Red Flag Warning - Large Fires | vegetation contact | branch (not overhanging, > 12ft) | 3.3511e-06
HFTD - Transmission - Tier 3 - 115 kV or Lower | Red Flag Warning - Small Fires | vegetation contact | branch (not overhanging, > 12ft) | 0.00017502
HFTD - Transmission - Tier 3 - 230 kV or Higher | Red Flag Warning - Small Fires | vegetation contact | branch (not overhanging, > 12ft) | 4.6046e-05
HFTD - Transmission - Tier 3 - 115 kV or Lower | Red Flag Warning - Catastrophic Fires | vegetation contact | branch (not overhanging, 4-12ft) | 9.9066e-06
HFTD - Transmission - Tier 3 - 230 kV or Higher | Red Flag Warning - Catastrophic Fires | vegetation contact | branch (not overhanging, 4-12ft) | 2.6064e-06
HFTD - Transmission - Tier 3 - 115 kV or Lower | Red Flag Warning - Destructive Fires | vegetation contact | branch (not overhanging, 4-12ft) | 1.4152e-06
HFTD - Transmission - Tier 3 - 230 kV or Higher | Red Flag Warning - Destructive Fires | vegetation contact | branch (not overhanging, 4-12ft) | 3.7234e-07
HFTD - Transmission - Tier 3 - 115 kV or Lower | Red Flag Warning - Large Fires | vegetation contact | branch (not overhanging, 4-12ft) | 8.4914e-06
HFTD - Transmission - Tier 3 - 230 kV or Higher | Red Flag Warning - Large Fires | vegetation contact | branch (not overhanging, 4-12ft) | 2.2341e-06
HFTD - Transmission - Tier 3 - 115 kV or Lower | Red Flag Warning - Small Fires | vegetation contact | branch (not overhanging, 4-12ft) | 0.00011668
HFTD - Transmission - Tier 3 - 230 kV or Higher | Red Flag Warning - Small Fires | vegetation contact | branch (not overhanging, 4-12ft) | 3.0698e-05
HFTD - Transmission - Tier 3 - 115 kV or Lower | Red Flag Warning - Catastrophic Fires | vegetation contact | branch (not overhanging, distance unknown) | 7.1823e-05
HFTD - Transmission - Tier 3 - 230 kV or Higher | Red Flag Warning - Catastrophic Fires | vegetation contact | branch (not overhanging, distance unknown) | 1.8896e-05
HFTD - Transmission - Tier 3 - 115 kV or Lower | Red Flag Warning - Destructive Fires | vegetation contact | branch (not overhanging, distance unknown) | 1.026e-05
HFTD - Transmission - Tier 3 - 230 kV or Higher | Red Flag Warning - Destructive Fires | vegetation contact | branch (not overhanging, distance unknown) | 2.6995e-06
HFTD - Transmission - Tier 3 - 115 kV or Lower | Red Flag Warning - Large Fires | vegetation contact | branch (not overhanging, distance unknown) | 6.1563e-05
HFTD - Transmission - Tier 3 - 230 kV or Higher | Red Flag Warning - Large Fires | vegetation contact | branch (not overhanging, distance unknown) | 1.6197e-05
HFTD - Transmission - Tier 3 - 115 kV or Lower | Red Flag Warning - Small Fires | vegetation contact | branch (not overhanging, distance unknown) | 0.00084592
HFTD - Transmission - Tier 3 - 230 kV or Higher | Red Flag Warning - Small Fires | vegetation contact | branch (not overhanging, distance unknown) | 0.00022256
HFTD - Transmission - Tier 3 - 115 kV or Lower | Red Flag Warning - Catastrophic Fires | vegetation contact | branch (not overhanging, within 4ft) | 2.4767e-06
HFTD - Transmission - Tier 3 - 230 kV or Higher | Red Flag Warning - Catastrophic Fires | vegetation contact | branch (not overhanging, within 4ft) | 6.516e-07
HFTD - Transmission - Tier 3 - 115 kV or Lower | Red Flag Warning - Destructive Fires | vegetation contact | branch (not overhanging, within 4ft) | 3.5381e-07
HFTD - Transmission - Tier 3 - 230 kV or Higher | Red Flag Warning - Destructive Fires | vegetation contact | branch (not overhanging, within 4ft) | 9.3085e-08
HFTD - Transmission - Tier 3 - 115 kV or Lower | Red Flag Warning - Large Fires | vegetation contact | branch (not overhanging, within 4ft) | 2.1229e-06
HFTD - Transmission - Tier 3 - 230 kV or Higher | Red Flag Warning - Large Fires | vegetation contact | branch (not overhanging, within 4ft) | 5.5851e-07
HFTD - Transmission - Tier 3 - 115 kV or Lower | Red Flag Warning - Small Fires | vegetation contact | branch (not overhanging, within 4ft) | 2.917e-05
HFTD - Transmission - Tier 3 - 230 kV or Higher | Red Flag Warning - Small Fires | vegetation contact | branch (not overhanging, within 4ft) | 7.6744e-06
HFTD - Transmission - Tier 3 - 115 kV or Lower | Red Flag Warning - Catastrophic Fires | vegetation contact | branch (overhanging) | 0.00014612
HFTD - Transmission - Tier 3 - 230 kV or Higher | Red Flag Warning - Catastrophic Fires | vegetation contact | branch (overhanging) | 3.8444e-05
HFTD - Transmission - Tier 3 - 115 kV or Lower | Red Flag Warning - Destructive Fires | vegetation contact | branch (overhanging) | 2.0875e-05
HFTD - Transmission - Tier 3 - 230 kV or Higher | Red Flag Warning - Destructive Fires | vegetation contact | branch (overhanging) | 5.492e-06
HFTD - Transmission - Tier 3 - 115 kV or Lower | Red Flag Warning - Large Fires | vegetation contact | branch (overhanging) | 0.00012525
HFTD - Transmission - Tier 3 - 230 kV or Higher | Red Flag Warning - Large Fires | vegetation contact | branch (overhanging) | 3.2952e-05
HFTD - Transmission - Tier 3 - 115 kV or Lower | Red Flag Warning - Small Fires | vegetation contact | branch (overhanging) | 0.001721
HFTD - Transmission - Tier 3 - 230 kV or Higher | Red Flag Warning - Small Fires | vegetation contact | branch (overhanging) | 0.00045279
HFTD - Transmission - Tier 3 - 115 kV or Lower | Red Flag Warning - Catastrophic Fires | vegetation contact | dead | 5.4487e-05
HFTD - Transmission - Tier 3 - 230 kV or Higher | Red Flag Warning - Catastrophic Fires | vegetation contact | dead | 1.4335e-05
HFTD - Transmission - Tier 3 - 115 kV or Lower | Red Flag Warning - Destructive Fires | vegetation contact | dead | 7.7838e-06
HFTD - Transmission - Tier 3 - 230 kV or Higher | Red Flag Warning - Destructive Fires | vegetation contact | dead | 2.0479e-06
HFTD - Transmission - Tier 3 - 115 kV or Lower | Red Flag Warning - Large Fires | vegetation contact | dead | 4.6703e-05
HFTD - Transmission - Tier 3 - 230 kV or Higher | Red Flag Warning - Large Fires | vegetation contact | dead | 1.2287e-05
HFTD - Transmission - Tier 3 - 115 kV or Lower | Red Flag Warning - Small Fires | vegetation contact | dead | 0.00064173
HFTD - Transmission - Tier 3 - 230 kV or Higher | Red Flag Warning - Small Fires | vegetation contact | dead | 0.00016884
HFTD - Transmission - Tier 3 - 115 kV or Lower | Red Flag Warning - Catastrophic Fires | vegetation contact | fell into (moderate-severe defect) | 4.2103e-05
HFTD - Transmission - Tier 3 - 230 kV or Higher | Red Flag Warning - Catastrophic Fires | vegetation contact | fell into (moderate-severe defect) | 1.1077e-05
HFTD - Transmission - Tier 3 - 115 kV or Lower | Red Flag Warning - Destructive Fires | vegetation contact | fell into (moderate-severe defect) | 6.0148e-06
HFTD - Transmission - Tier 3 - 230 kV or Higher | Red Flag Warning - Destructive Fires | vegetation contact | fell into (moderate-severe defect) | 1.5825e-06
HFTD - Transmission - Tier 3 - 115 kV or Lower | Red Flag Warning - Large Fires | vegetation contact | fell into (moderate-severe defect) | 3.6089e-05
HFTD - Transmission - Tier 3 - 230 kV or Higher | Red Flag Warning - Large Fires | vegetation contact | fell into (moderate-severe defect) | 9.4947e-06
HFTD - Transmission - Tier 3 - 115 kV or Lower | Red Flag Warning - Small Fires | vegetation contact | fell into (moderate-severe defect) | 0.00049588
HFTD - Transmission - Tier 3 - 230 kV or Higher | Red Flag Warning - Small Fires | vegetation contact | fell into (moderate-severe defect) | 0.00013046
HFTD - Transmission - Tier 3 - 115 kV or Lower | Red Flag Warning - Catastrophic Fires | vegetation contact | fell into (no defect) | 0.00018327
HFTD - Transmission - Tier 3 - 230 kV or Higher | Red Flag Warning - Catastrophic Fires | vegetation contact | fell into (no defect) | 4.8218e-05
HFTD - Transmission - Tier 3 - 115 kV or Lower | Red Flag Warning - Destructive Fires | vegetation contact | fell into (no defect) | 2.6182e-05
HFTD - Transmission - Tier 3 - 230 kV or Higher | Red Flag Warning - Destructive Fires | vegetation contact | fell into (no defect) | 6.8883e-06
HFTD - Transmission - Tier 3 - 115 kV or Lower | Red Flag Warning - Large Fires | vegetation contact | fell into (no defect) | 0.00015709
HFTD - Transmission - Tier 3 - 230 kV or Higher | Red Flag Warning - Large Fires | vegetation contact | fell into (no defect) | 4.133e-05
HFTD - Transmission - Tier 3 - 115 kV or Lower | Red Flag Warning - Small Fires | vegetation contact | fell into (no defect) | 0.0021585
HFTD - Transmission - Tier 3 - 230 kV or Higher | Red Flag Warning - Small Fires | vegetation contact | fell into (no defect) | 0.0005679
HFTD - Transmission - Tier 3 - 115 kV or Lower | Red Flag Warning - Catastrophic Fires | vegetation contact | fell into (slight defect) | 4.7057e-05
HFTD - Transmission - Tier 3 - 230 kV or Higher | Red Flag Warning - Catastrophic Fires | vegetation contact | fell into (slight defect) | 1.238e-05
HFTD - Transmission - Tier 3 - 115 kV or Lower | Red Flag Warning - Destructive Fires | vegetation contact | fell into (slight defect) | 6.7224e-06
HFTD - Transmission - Tier 3 - 230 kV or Higher | Red Flag Warning - Destructive Fires | vegetation contact | fell into (slight defect) | 1.7686e-06
HFTD - Transmission - Tier 3 - 115 kV or Lower | Red Flag Warning - Large Fires | vegetation contact | fell into (slight defect) | 4.0334e-05
HFTD - Transmission - Tier 3 - 230 kV or Higher | Red Flag Warning - Large Fires | vegetation contact | fell into (slight defect) | 1.0612e-05
HFTD - Transmission - Tier 3 - 115 kV or Lower | Red Flag Warning - Small Fires | vegetation contact | fell into (slight defect) | 0.00055422
HFTD - Transmission - Tier 3 - 230 kV or Higher | Red Flag Warning - Small Fires | vegetation contact | fell into (slight defect) | 0.00014581
HFTD - Transmission - Tier 3 - 115 kV or Lower | Red Flag Warning - Catastrophic Fires | vegetation contact | grow into | 4.9533e-06
HFTD - Transmission - Tier 3 - 230 kV or Higher | Red Flag Warning - Catastrophic Fires | vegetation contact | grow into | 1.3032e-06
HFTD - Transmission - Tier 3 - 115 kV or Lower | Red Flag Warning - Destructive Fires | vegetation contact | grow into | 7.0762e-07
HFTD - Transmission - Tier 3 - 230 kV or Higher | Red Flag Warning - Destructive Fires | vegetation contact | grow into | 1.8617e-07
HFTD - Transmission - Tier 3 - 115 kV or Lower | Red Flag Warning - Large Fires | vegetation contact | grow into | 4.2457e-06
HFTD - Transmission - Tier 3 - 230 kV or Higher | Red Flag Warning - Large Fires | vegetation contact | grow into | 1.117e-06
HFTD - Transmission - Tier 3 - 115 kV or Lower | Red Flag Warning - Small Fires | vegetation contact | grow into | 5.8339e-05
HFTD - Transmission - Tier 3 - 230 kV or Higher | Red Flag Warning - Small Fires | vegetation contact | grow into | 1.5349e-05
HFTD - Transmission - Tier 3 - 115 kV or Lower | Red Flag Warning - Catastrophic Fires | vegetation contact | other/unknown | 0.00024767
HFTD - Transmission - Tier 3 - 230 kV or Higher | Red Flag Warning - Catastrophic Fires | vegetation contact | other/unknown | 6.516e-05
HFTD - Transmission - Tier 3 - 115 kV or Lower | Red Flag Warning - Destructive Fires | vegetation contact | other/unknown | 3.5381e-05
HFTD - Transmission - Tier 3 - 230 kV or Higher | Red Flag Warning - Destructive Fires | vegetation contact | other/unknown | 9.3085e-06
HFTD - Transmission - Tier 3 - 115 kV or Lower | Red Flag Warning - Large Fires | vegetation contact | other/unknown | 0.00021229
HFTD - Transmission - Tier 3 - 230 kV or Higher | Red Flag Warning - Large Fires | vegetation contact | other/unknown | 5.5851e-05
HFTD - Transmission - Tier 3 - 115 kV or Lower | Red Flag Warning - Small Fires | vegetation contact | other/unknown | 0.002917
HFTD - Transmission - Tier 3 - 230 kV or Higher | Red Flag Warning - Small Fires | vegetation contact | other/unknown | 0.00076744
HFTD - Transmission - Tier 2 - 115 kV or Lower | Red Flag Warning - Catastrophic Fires | Contact from object | other contact from object | 0.00036171
HFTD - Transmission - Tier 2 - 230 kV or Higher | Red Flag Warning - Catastrophic Fires | Contact from object | other contact from object | 0.0001033
HFTD - Transmission - Tier 2 - 60/70 kV | Red Flag Warning - Catastrophic Fires | Contact from object | other contact from object | 0.00046096
HFTD - Transmission - Tier 2 - 115 kV or Lower | Red Flag Warning - Destructive Fires | Contact from object | other contact from object | 5.1673e-05
HFTD - Transmission - Tier 2 - 230 kV or Higher | Red Flag Warning - Destructive Fires | Contact from object | other contact from object | 1.4757e-05
HFTD - Transmission - Tier 2 - 60/70 kV | Red Flag Warning - Destructive Fires | Contact from object | other contact from object | 6.5852e-05
HFTD - Transmission - Tier 2 - 115 kV or Lower | Red Flag Warning - Large Fires | Contact from object | other contact from object | 0.00031004
HFTD - Transmission - Tier 2 - 230 kV or Higher | Red Flag Warning - Large Fires | Contact from object | other contact from object | 8.8542e-05
HFTD - Transmission - Tier 2 - 60/70 kV | Red Flag Warning - Large Fires | Contact from object | other contact from object | 0.00039511
HFTD - Transmission - Tier 2 - 115 kV or Lower | Red Flag Warning - Small Fires | Contact from object | other contact from object | 0.0042602
HFTD - Transmission - Tier 2 - 230 kV or Higher | Red Flag Warning - Small Fires | Contact from object | other contact from object | 0.0012166
HFTD - Transmission - Tier 2 - 60/70 kV | Red Flag Warning - Small Fires | Contact from object | other contact from object | 0.0054291
HFTD - Transmission - Tier 3 - 115 kV or Lower | Red Flag Warning - Catastrophic Fires | Equipment / facility failure | other equipment / facility failure | 0.00041236
HFTD - Transmission - Tier 3 - 230 kV or Higher | Red Flag Warning - Catastrophic Fires | Equipment / facility failure | other equipment / facility failure | 0.00010849
HFTD - Transmission - Tier 3 - 60/70 kV | Red Flag Warning - Catastrophic Fires | Equipment / facility failure | other equipment / facility failure | 0.00040512
HFTD - Transmission - Tier 3 - 115 kV or Lower | Red Flag Warning - Destructive Fires | Equipment / facility failure | other equipment / facility failure | 5.8909e-05
HFTD - Transmission - Tier 3 - 230 kV or Higher | Red Flag Warning - Destructive Fires | Equipment / facility failure | other equipment / facility failure | 1.5499e-05
HFTD - Transmission - Tier 3 - 60/70 kV | Red Flag Warning - Destructive Fires | Equipment / facility failure | other equipment / facility failure | 5.7874e-05
HFTD - Transmission - Tier 3 - 115 kV or Lower | Red Flag Warning - Large Fires | Equipment / facility failure | other equipment / facility failure | 0.00035346
HFTD - Transmission - Tier 3 - 230 kV or Higher | Red Flag Warning - Large Fires | Equipment / facility failure | other equipment / facility failure | 9.2992e-05
HFTD - Transmission - Tier 3 - 60/70 kV | Red Flag Warning - Large Fires | Equipment / facility failure | other equipment / facility failure | 0.00034725
HFTD - Transmission - Tier 3 - 115 kV or Lower | Red Flag Warning - Small Fires | Equipment / facility failure | other equipment / facility failure | 0.0048567
HFTD - Transmission - Tier 3 - 230 kV or Higher | Red Flag Warning - Small Fires | Equipment / facility failure | other equipment / facility failure | 0.0012778
HFTD - Transmission - Tier 3 - 60/70 kV | Red Flag Warning - Small Fires | Equipment / facility failure | other equipment / facility failure | 0.0047714
non-HFTD - Transmission - 115 kV or Lower | Red Flag Warning - Catastrophic Fires | Contact from object | other contact from object | 4.3026e-06
non-HFTD - Transmission - 230 kV or Higher | Red Flag Warning - Catastrophic Fires | Contact from object | other contact from object | 4.451e-07
non-HFTD - Transmission - 60/70 kV | Red Flag Warning - Catastrophic Fires | Contact from object | other contact from object | 4.7477e-06
non-HFTD - Transmission - 115 kV or Lower | Red Flag Warning - Destructive Fires | Contact from object | other contact from object | 1.2293e-06
non-HFTD - Transmission - 230 kV or Higher | Red Flag Warning - Destructive Fires | Contact from object | other contact from object | 1.2717e-07
non-HFTD - Transmission - 60/70 kV | Red Flag Warning - Destructive Fires | Contact from object | other contact from object | 1.3565e-06
non-HFTD - Transmission - 115 kV or Lower | Red Flag Warning - Large Fires | Contact from object | other contact from object | 5.532e-05
non-HFTD - Transmission - 230 kV or Higher | Red Flag Warning - Large Fires | Contact from object | other contact from object | 5.7227e-06
non-HFTD - Transmission - 60/70 kV | Red Flag Warning - Large Fires | Contact from object | other contact from object | 6.1042e-05
non-HFTD - Transmission - 115 kV or Lower | Red Flag Warning - Small Fires | Contact from object | other contact from object | 0.0057201
non-HFTD - Transmission - 230 kV or Higher | Red Flag Warning - Small Fires | Contact from object | other contact from object | 0.00059173
non-HFTD - Transmission - 60/70 kV | Red Flag Warning - Small Fires | Contact from object | other contact from object | 0.0063118
non-HFTD - Substation | Non-Red Flag Warning - Catastrophic Fires | vegetation contact | branch (not overhanging, > 12ft) | 0
non-HFTD - Substation | Non-Red Flag Warning - Destructive Fires | vegetation contact | branch (not overhanging, > 12ft) | 0
non-HFTD - Substation | Non-Red Flag Warning - Large Fires | vegetation contact | branch (not overhanging, > 12ft) | 1.7114e-07
non-HFTD - Substation | Non-Red Flag Warning - Small Fires | vegetation contact | branch (not overhanging, > 12ft) | 3.5406e-05
non-HFTD - Substation | Non-Red Flag Warning - Catastrophic Fires | vegetation contact | branch (not overhanging, 4-12ft) | 0
non-HFTD - Substation | Non-Red Flag Warning - Destructive Fires | vegetation contact | branch (not overhanging, 4-12ft) | 0
non-HFTD - Substation | Non-Red Flag Warning - Large Fires | vegetation contact | branch (not overhanging, 4-12ft) | 1.1059e-07
non-HFTD - Substation | Non-Red Flag Warning - Small Fires | vegetation contact | branch (not overhanging, 4-12ft) | 2.2881e-05
non-HFTD - Substation | Non-Red Flag Warning - Catastrophic Fires | vegetation contact | branch (not overhanging, distance unknown) | 0
non-HFTD - Substation | Non-Red Flag Warning - Destructive Fires | vegetation contact | branch (not overhanging, distance unknown) | 0
non-HFTD - Substation | Non-Red Flag Warning - Large Fires | vegetation contact | branch (not overhanging, distance unknown) | 4.8766e-07
non-HFTD - Substation | Non-Red Flag Warning - Small Fires | vegetation contact | branch (not overhanging, distance unknown) | 0.00010089
non-HFTD - Substation | Non-Red Flag Warning - Catastrophic Fires | vegetation contact | branch (not overhanging, within 4ft) | 0
non-HFTD - Substation | Non-Red Flag Warning - Destructive Fires | vegetation contact | branch (not overhanging, within 4ft) | 0
non-HFTD - Substation | Non-Red Flag Warning - Large Fires | vegetation contact | branch (not overhanging, within 4ft) | 7.0075e-08
non-HFTD - Substation | Non-Red Flag Warning - Small Fires | vegetation contact | branch (not overhanging, within 4ft) | 1.4498e-05
non-HFTD - Substation | Non-Red Flag Warning - Catastrophic Fires | vegetation contact | branch (overhanging) | 0
non-HFTD - Substation | Non-Red Flag Warning - Destructive Fires | vegetation contact | branch (overhanging) | 0
non-HFTD - Substation | Non-Red Flag Warning - Large Fires | vegetation contact | branch (overhanging) | 1.105e-06
non-HFTD - Substation | Non-Red Flag Warning - Small Fires | vegetation contact | branch (overhanging) | 0.00022861
non-HFTD - Substation | Non-Red Flag Warning - Catastrophic Fires | vegetation contact | dead | 0
non-HFTD - Substation | Non-Red Flag Warning - Destructive Fires | vegetation contact | dead | 0
non-HFTD - Substation | Non-Red Flag Warning - Large Fires | vegetation contact | dead | 2.5313e-07
non-HFTD - Substation | Non-Red Flag Warning - Small Fires | vegetation contact | dead | 5.2369e-05
non-HFTD - Substation | Non-Red Flag Warning - Catastrophic Fires | vegetation contact | fell into (moderate-severe defect) | 0
non-HFTD - Substation | Non-Red Flag Warning - Destructive Fires | vegetation contact | fell into (moderate-severe defect) | 0
non-HFTD - Substation | Non-Red Flag Warning - Large Fires | vegetation contact | fell into (moderate-severe defect) | 1.9211e-07
non-HFTD - Substation | Non-Red Flag Warning - Small Fires | vegetation contact | fell into (moderate-severe defect) | 3.9746e-05
non-HFTD - Substation | Non-Red Flag Warning - Catastrophic Fires | vegetation contact | fell into (no defect) | 0
non-HFTD - Substation | Non-Red Flag Warning - Destructive Fires | vegetation contact | fell into (no defect) | 0
non-HFTD - Substation | Non-Red Flag Warning - Large Fires | vegetation contact | fell into (no defect) | 1.341e-06
non-HFTD - Substation | Non-Red Flag Warning - Small Fires | vegetation contact | fell into (no defect) | 0.00027743
non-HFTD - Substation | Non-Red Flag Warning - Catastrophic Fires | vegetation contact | fell into (slight defect) | 0
non-HFTD - Substation | Non-Red Flag Warning - Destructive Fires | vegetation contact | fell into (slight defect) | 0
non-HFTD - Substation | Non-Red Flag Warning - Large Fires | vegetation contact | fell into (slight defect) | 2.393e-07
non-HFTD - Substation | Non-Red Flag Warning - Small Fires | vegetation contact | fell into (slight defect) | 4.9509e-05
non-HFTD - Substation | Non-Red Flag Warning - Catastrophic Fires | vegetation contact | grow into | 0
non-HFTD - Substation | Non-Red Flag Warning - Destructive Fires | vegetation contact | grow into | 0
non-HFTD - Substation | Non-Red Flag Warning - Large Fires | vegetation contact | grow into | 3.1319e-07
non-HFTD - Substation | Non-Red Flag Warning - Small Fires | vegetation contact | grow into | 6.4796e-05
non-HFTD - Substation | Non-Red Flag Warning - Catastrophic Fires | vegetation contact | other/unknown | 0
non-HFTD - Substation | Non-Red Flag Warning - Destructive Fires | vegetation contact | other/unknown | 0
non-HFTD - Substation | Non-Red Flag Warning - Large Fires | vegetation contact | other/unknown | 2.374e-06
non-HFTD - Substation | Non-Red Flag Warning - Small Fires | vegetation contact | other/unknown | 0.00049115
non-HFTD - Substation | Red Flag Warning - Catastrophic Fires | vegetation contact | branch (not overhanging, > 12ft) | 5.112e-09
non-HFTD - Substation | Red Flag Warning - Destructive Fires | vegetation contact | branch (not overhanging, > 12ft) | 1.4606e-09
non-HFTD - Substation | Red Flag Warning - Large Fires | vegetation contact | branch (not overhanging, > 12ft) | 6.5726e-08
non-HFTD - Substation | Red Flag Warning - Small Fires | vegetation contact | branch (not overhanging, > 12ft) | 6.7961e-06
non-HFTD - Substation | Red Flag Warning - Catastrophic Fires | vegetation contact | branch (not overhanging, 4-12ft) | 1.5865e-09
non-HFTD - Substation | Red Flag Warning - Destructive Fires | vegetation contact | branch (not overhanging, 4-12ft) | 4.5328e-10
non-HFTD - Substation | Red Flag Warning - Large Fires | vegetation contact | branch (not overhanging, 4-12ft) | 2.0398e-08
non-HFTD - Substation | Red Flag Warning - Small Fires | vegetation contact | branch (not overhanging, 4-12ft) | 2.1091e-06
non-HFTD - Substation | Red Flag Warning - Catastrophic Fires | vegetation contact | branch (not overhanging, distance unknown) | 1.0224e-08
non-HFTD - Substation | Red Flag Warning - Destructive Fires | vegetation contact | branch (not overhanging, distance unknown) | 2.9212e-09
non-HFTD - Substation | Red Flag Warning - Large Fires | vegetation contact | branch (not overhanging, distance unknown) | 1.3145e-07
non-HFTD - Substation | Red Flag Warning - Small Fires | vegetation contact | branch (not overhanging, distance unknown) | 1.3592e-05
non-HFTD - Substation | Red Flag Warning - Catastrophic Fires | vegetation contact | branch (not overhanging, within 4ft) | 5.2883e-10
non-HFTD - Substation | Red Flag Warning - Destructive Fires | vegetation contact | branch (not overhanging, within 4ft) | 1.5109e-10
non-HFTD - Substation | Red Flag Warning - Large Fires | vegetation contact | branch (not overhanging, within 4ft) | 6.7992e-09
non-HFTD - Substation | Red Flag Warning - Small Fires | vegetation contact | branch (not overhanging, within 4ft) | 7.0304e-07
non-HFTD - Substation | Red Flag Warning - Catastrophic Fires | vegetation contact | branch (overhanging) | 1.7451e-08
non-HFTD - Substation | Red Flag Warning - Destructive Fires | vegetation contact | branch (overhanging) | 4.9861e-09
non-HFTD - Substation | Red Flag Warning - Large Fires | vegetation contact | branch (overhanging) | 2.2437e-07
non-HFTD - Substation | Red Flag Warning - Small Fires | vegetation contact | branch (overhanging) | 2.32e-05
non-HFTD - Substation | Red Flag Warning - Catastrophic Fires | vegetation contact | dead | 4.9357e-09
non-HFTD - Substation | Red Flag Warning - Destructive Fires | vegetation contact | dead | 1.4102e-09
non-HFTD - Substation | Red Flag Warning - Large Fires | vegetation contact | dead | 6.346e-08
non-HFTD - Substation | Red Flag Warning - Small Fires | vegetation contact | dead | 6.5617e-06
non-HFTD - Substation | Red Flag Warning - Catastrophic Fires | vegetation contact | fell into (moderate-severe defect) | 2.2916e-09
non-HFTD - Substation | Red Flag Warning - Destructive Fires | vegetation contact | fell into (moderate-severe defect) | 6.5474e-10
non-HFTD - Substation | Red Flag Warning - Large Fires | vegetation contact | fell into (moderate-severe defect) | 2.9463e-08
non-HFTD - Substation | Red Flag Warning - Small Fires | vegetation contact | fell into (moderate-severe defect) | 3.0465e-06
non-HFTD - Substation | Red Flag Warning - Catastrophic Fires | vegetation contact | fell into (no defect) | 1.0224e-08
non-HFTD - Substation | Red Flag Warning - Destructive Fires | vegetation contact | fell into (no defect) | 2.9212e-09
non-HFTD - Substation | Red Flag Warning - Large Fires | vegetation contact | fell into (no defect) | 1.3145e-07
non-HFTD - Substation | Red Flag Warning - Small Fires | vegetation contact | fell into (no defect) | 1.3592e-05
non-HFTD - Substation | Red Flag Warning - Catastrophic Fires | vegetation contact | fell into (slight defect) | 3.173e-09
non-HFTD - Substation | Red Flag Warning - Destructive Fires | vegetation contact | fell into (slight defect) | 9.0657e-10
non-HFTD - Substation | Red Flag Warning - Large Fires | vegetation contact | fell into (slight defect) | 4.0795e-08
non-HFTD - Substation | Red Flag Warning - Small Fires | vegetation contact | fell into (slight defect) | 4.2182e-06
non-HFTD - Substation | Red Flag Warning - Catastrophic Fires | vegetation contact | grow into | 5.4646e-09
non-HFTD - Substation | Red Flag Warning - Destructive Fires | vegetation contact | grow into | 1.5613e-09
non-HFTD - Substation | Red Flag Warning - Large Fires | vegetation contact | grow into | 7.0259e-08
non-HFTD - Substation | Red Flag Warning - Small Fires | vegetation contact | grow into | 7.2648e-06
non-HFTD - Substation | Red Flag Warning - Catastrophic Fires | vegetation contact | other/unknown | 4.4245e-08
non-HFTD - Substation | Red Flag Warning - Destructive Fires | vegetation contact | other/unknown | 1.2642e-08
non-HFTD - Substation | Red Flag Warning - Large Fires | vegetation contact | other/unknown | 5.6887e-07
non-HFTD - Substation | Red Flag Warning - Small Fires | vegetation contact | other/unknown | 5.8821e-05
HFTD - Substation | Non-Red Flag Warning - Catastrophic Fires | vegetation contact | branch (not overhanging, > 12ft) | 5.7052e-09
HFTD - Substation | Non-Red Flag Warning - Destructive Fires | vegetation contact | branch (not overhanging, > 12ft) | 5.7052e-09
HFTD - Substation | Non-Red Flag Warning - Large Fires | vegetation contact | branch (not overhanging, > 12ft) | 5.1347e-08
HFTD - Substation | Non-Red Flag Warning - Small Fires | vegetation contact | branch (not overhanging, > 12ft) | 8.8174e-06
HFTD - Substation | Non-Red Flag Warning - Catastrophic Fires | vegetation contact | branch (not overhanging, 4-12ft) | 2.5414e-09
HFTD - Substation | Non-Red Flag Warning - Destructive Fires | vegetation contact | branch (not overhanging, 4-12ft) | 2.5414e-09
HFTD - Substation | Non-Red Flag Warning - Large Fires | vegetation contact | branch (not overhanging, 4-12ft) | 2.2873e-08
HFTD - Substation | Non-Red Flag Warning - Small Fires | vegetation contact | branch (not overhanging, 4-12ft) | 3.9278e-06
HFTD - Substation | Non-Red Flag Warning - Catastrophic Fires | vegetation contact | branch (not overhanging, distance unknown) | 1.9476e-08
HFTD - Substation | Non-Red Flag Warning - Destructive Fires | vegetation contact | branch (not overhanging, distance unknown) | 1.9476e-08
HFTD - Substation | Non-Red Flag Warning - Large Fires | vegetation contact | branch (not overhanging, distance unknown) | 1.7528e-07
HFTD - Substation | Non-Red Flag Warning - Small Fires | vegetation contact | branch (not overhanging, distance unknown) | 3.0099e-05
HFTD - Substation | Non-Red Flag Warning - Catastrophic Fires | vegetation contact | branch (not overhanging, within 4ft) | 1.141e-09
HFTD - Substation | Non-Red Flag Warning - Destructive Fires | vegetation contact | branch (not overhanging, within 4ft) | 1.141e-09
HFTD - Substation | Non-Red Flag Warning - Large Fires | vegetation contact | branch (not overhanging, within 4ft) | 1.0269e-08
HFTD - Substation | Non-Red Flag Warning - Small Fires | vegetation contact | branch (not overhanging, within 4ft) | 1.7635e-06
HFTD - Substation | Non-Red Flag Warning - Catastrophic Fires | vegetation contact | branch (overhanging) | 5.0776e-08
HFTD - Substation | Non-Red Flag Warning - Destructive Fires | vegetation contact | branch (overhanging) | 5.0776e-08
HFTD - Substation | Non-Red Flag Warning - Large Fires | vegetation contact | branch (overhanging) | 4.5699e-07
HFTD - Substation | Non-Red Flag Warning - Small Fires | vegetation contact | branch (overhanging) | 7.8475e-05
HFTD - Substation | Non-Red Flag Warning - Catastrophic Fires | vegetation contact | dead | 2.072e-08
HFTD - Substation | Non-Red Flag Warning - Destructive Fires | vegetation contact | dead | 2.072e-08
HFTD - Substation | Non-Red Flag Warning - Large Fires | vegetation contact | dead | 1.8648e-07
HFTD - Substation | Non-Red Flag Warning - Small Fires | vegetation contact | dead | 3.2023e-05
HFTD - Substation | Non-Red Flag Warning - Catastrophic Fires | vegetation contact | fell into (moderate-severe defect) | 2.1524e-08
HFTD - Substation | Non-Red Flag Warning - Destructive Fires | vegetation contact | fell into (moderate-severe defect) | 2.1524e-08
HFTD - Substation | Non-Red Flag Warning - Large Fires | vegetation contact | fell into (moderate-severe defect) | 1.9372e-07
HFTD - Substation | Non-Red Flag Warning - Small Fires | vegetation contact | fell into (moderate-severe defect) | 3.3266e-05
HFTD - Substation | Non-Red Flag Warning - Catastrophic Fires | vegetation contact | fell into (no defect) | 1.396e-07
HFTD - Substation | Non-Red Flag Warning - Destructive Fires | vegetation contact | fell into (no defect) | 1.396e-07
HFTD - Substation | Non-Red Flag Warning - Large Fires | vegetation contact | fell into (no defect) | 1.2564e-06
HFTD - Substation | Non-Red Flag Warning - Small Fires | vegetation contact | fell into (no defect) | 0.00021575
HFTD - Substation | Non-Red Flag Warning - Catastrophic Fires | vegetation contact | fell into (slight defect) | 2.8163e-08
HFTD - Substation | Non-Red Flag Warning - Destructive Fires | vegetation contact | fell into (slight defect) | 2.8163e-08
HFTD - Substation | Non-Red Flag Warning - Large Fires | vegetation contact | fell into (slight defect) | 2.5347e-07
HFTD - Substation | Non-Red Flag Warning - Small Fires | vegetation contact | fell into (slight defect) | 4.3526e-05
HFTD - Substation | Non-Red Flag Warning - Catastrophic Fires | vegetation contact | grow into | 2.4377e-09
HFTD - Substation | Non-Red Flag Warning - Destructive Fires | vegetation contact | grow into | 2.4377e-09
HFTD - Substation | Non-Red Flag Warning - Large Fires | vegetation contact | grow into | 2.1939e-08
HFTD - Substation | Non-Red Flag Warning - Small Fires | vegetation contact | grow into | 3.7674e-06
HFTD - Substation | Non-Red Flag Warning - Catastrophic Fires | vegetation contact | other/unknown | 1.2025e-07
HFTD - Substation | Non-Red Flag Warning - Destructive Fires | vegetation contact | other/unknown | 1.2025e-07
HFTD - Substation | Non-Red Flag Warning - Large Fires | vegetation contact | other/unknown | 1.0823e-06
HFTD - Substation | Non-Red Flag Warning - Small Fires | vegetation contact | other/unknown | 0.00018585
HFTD - Substation | Red Flag Warning - Catastrophic Fires | vegetation contact | branch (not overhanging, > 12ft) | 8.5021e-08
HFTD - Substation | Red Flag Warning - Destructive Fires | vegetation contact | branch (not overhanging, > 12ft) | 1.2146e-08
HFTD - Substation | Red Flag Warning - Large Fires | vegetation contact | branch (not overhanging, > 12ft) | 7.2875e-08
HFTD - Substation | Red Flag Warning - Small Fires | vegetation contact | branch (not overhanging, > 12ft) | 1.0014e-06
HFTD - Substation | Red Flag Warning - Catastrophic Fires | vegetation contact | branch (not overhanging, 4-12ft) | 5.6681e-08
HFTD - Substation | Red Flag Warning - Destructive Fires | vegetation contact | branch (not overhanging, 4-12ft) | 8.0973e-09
HFTD - Substation | Red Flag Warning - Large Fires | vegetation contact | branch (not overhanging, 4-12ft) | 4.8584e-08
HFTD - Substation | Red Flag Warning - Small Fires | vegetation contact | branch (not overhanging, 4-12ft) | 6.6757e-07
HFTD - Substation | Red Flag Warning - Catastrophic Fires | vegetation contact | branch (not overhanging, distance unknown) | 4.1094e-07
HFTD - Substation | Red Flag Warning - Destructive Fires | vegetation contact | branch (not overhanging, distance unknown) | 5.8705e-08
HFTD - Substation | Red Flag Warning - Large Fires | vegetation contact | branch (not overhanging, distance unknown) | 3.5223e-07
HFTD - Substation | Red Flag Warning - Small Fires | vegetation contact | branch (not overhanging, distance unknown) | 4.8399e-06
HFTD - Substation | Red Flag Warning - Catastrophic Fires | vegetation contact | branch (not overhanging, within 4ft) | 1.417e-08
HFTD - Substation | Red Flag Warning - Destructive Fires | vegetation contact | branch (not overhanging, within 4ft) | 2.0243e-09
HFTD - Substation | Red Flag Warning - Large Fires | vegetation contact | branch (not overhanging, within 4ft) | 1.2146e-08
HFTD - Substation | Red Flag Warning - Small Fires | vegetation contact | branch (not overhanging, within 4ft) | 1.6689e-07
HFTD - Substation | Red Flag Warning - Catastrophic Fires | vegetation contact | branch (overhanging) | 8.3604e-07
HFTD - Substation | Red Flag Warning - Destructive Fires | vegetation contact | branch (overhanging) | 1.1943e-07
HFTD - Substation | Red Flag Warning - Large Fires | vegetation contact | branch (overhanging) | 7.1661e-07
HFTD - Substation | Red Flag Warning - Small Fires | vegetation contact | branch (overhanging) | 9.8467e-06
HFTD - Substation | Red Flag Warning - Catastrophic Fires | vegetation contact | dead | 3.1174e-07
HFTD - Substation | Red Flag Warning - Destructive Fires | vegetation contact | dead | 4.4535e-08
HFTD - Substation | Red Flag Warning - Large Fires | vegetation contact | dead | 2.6721e-07
HFTD - Substation | Red Flag Warning - Small Fires | vegetation contact | dead | 3.6717e-06
HFTD - Substation | Red Flag Warning - Catastrophic Fires | vegetation contact | fell into (moderate-severe defect) | 2.4089e-07
HFTD - Substation | Red Flag Warning - Destructive Fires | vegetation contact | fell into (moderate-severe defect) | 3.4413e-08
HFTD - Substation | Red Flag Warning - Large Fires | vegetation contact | fell into (moderate-severe defect) | 2.0648e-07
HFTD - Substation | Red Flag Warning - Small Fires | vegetation contact | fell into (moderate-severe defect) | 2.8372e-06
HFTD - Substation | Red Flag Warning - Catastrophic Fires | vegetation contact | fell into (no defect) | 1.0486e-06
HFTD - Substation | Red Flag Warning - Destructive Fires | vegetation contact | fell into (no defect) | 1.498e-07
HFTD - Substation | Red Flag Warning - Large Fires | vegetation contact | fell into (no defect) | 8.988e-07
HFTD - Substation | Red Flag Warning - Small Fires | vegetation contact | fell into (no defect) | 1.235e-05
HFTD - Substation | Red Flag Warning - Catastrophic Fires | vegetation contact | fell into (slight defect) | 2.6923e-07
HFTD - Substation | Red Flag Warning - Destructive Fires | vegetation contact | fell into (slight defect) | 3.8462e-08
HFTD - Substation | Red Flag Warning - Large Fires | vegetation contact | fell into (slight defect) | 2.3077e-07
HFTD - Substation | Red Flag Warning - Small Fires | vegetation contact | fell into (slight defect) | 3.171e-06
HFTD - Substation | Red Flag Warning - Catastrophic Fires | vegetation contact | grow into | 2.834e-08
HFTD - Substation | Red Flag Warning - Destructive Fires | vegetation contact | grow into | 4.0486e-09
HFTD - Substation | Red Flag Warning - Large Fires | vegetation contact | grow into | 2.4292e-08
HFTD - Substation | Red Flag Warning - Small Fires | vegetation contact | grow into | 3.3379e-07
HFTD - Substation | Red Flag Warning - Catastrophic Fires | vegetation contact | other/unknown | 1.417e-06
HFTD - Substation | Red Flag Warning - Destructive Fires | vegetation contact | other/unknown | 2.0243e-07
HFTD - Substation | Red Flag Warning - Large Fires | vegetation contact | other/unknown | 1.2146e-06
HFTD - Substation | Red Flag Warning - Small Fires | vegetation contact | other/unknown | 1.6689e-05
non-HFTD - Substation | Red Flag Warning - Catastrophic Fires | equipment / facility failure | other equipment / facility failure | 1.2949e-05
non-HFTD - Substation | Red Flag Warning - Destructive Fires | equipment / facility failure | other equipment / facility failure | 3.6998e-06
non-HFTD - Substation | Red Flag Warning - Large Fires | equipment / facility failure | other equipment / facility failure | 0.00016649
non-HFTD - Substation | Red Flag Warning - Small Fires | equipment / facility failure | other equipment / facility failure | 0.017215
non-HFTD - Substation | Non-Red Flag Warning - Catastrophic Fires | equipment / facility failure | other equipment / facility failure | 0
non-HFTD - Substation | Non-Red Flag Warning - Destructive Fires | equipment / facility failure | other equipment / facility failure | 0
non-HFTD - Substation | Non-Red Flag Warning - Large Fires | equipment / facility failure | other equipment / facility failure | 0.0015197
non-HFTD - Substation | Non-Red Flag Warning - Small Fires | equipment / facility failure | other equipment / facility failure | 0.31442
HFTD - Substation | Red Flag Warning - Catastrophic Fires | equipment / facility failure | voltage regulator / booster damage or failure | 0.0011127
HFTD - Substation | Red Flag Warning - Destructive Fires | equipment / facility failure | voltage regulator / booster damage or failure | 0.00015895
HFTD - Substation | Red Flag Warning - Large Fires | equipment / facility failure | voltage regulator / booster damage or failure | 0.00095372
HFTD - Substation | Red Flag Warning - Small Fires | equipment / facility failure | voltage regulator / booster damage or failure | 0.013105
HFTD - Substation | Non-Red Flag Warning - Catastrophic Fires | equipment / facility failure | voltage regulator / booster damage or failure | 9.7229e-05
HFTD - Substation | Non-Red Flag Warning - Destructive Fires | equipment / facility failure | voltage regulator / booster damage or failure | 9.7229e-05
HFTD - Substation | Non-Red Flag Warning - Large Fires | equipment / facility failure | voltage regulator / booster damage or failure | 0.00087506
HFTD - Substation | Non-Red Flag Warning - Small Fires | equipment / facility failure | voltage regulator / booster damage or failure | 0.15027

## 7.3.5.2_Exposure
Source file: | 2022 WMP MASTER financials reach out v6 2.14.22 1235 pm.xlsx
Source file location: | WMP -> 2022 -> Financials
[5 empty] | Units | Units
[5 empty] | Expense | Expense | Expense (Units) |  | Capital | Capital | Capital (Units)
|  |  | MWC | MAT | 2020 | 2021 | 2022 | 2023 | 2020 | 2021 | 2022 | 2023
|  |  | HN | HN# | 1560055 | 1424718 | 1551625 | 1546783 | 0 | 0 | 0 | 0
Distribution - All tier Split | 8.772% | Tier 3 |  |  | 136854.3631 | 124982.0516 | 136114.8493 | 135690.0894 | 0 | 0 | 0 | 0
Distribution - All tier Split | 22.61% | Tier 2 |  |  | 352786.1277 | 322181.4271 | 350879.793 | 349784.8377 | 0 | 0 | 0 | 0
Distribution - All tier Split | 0.01852% | Zone 1 |  |  | 288.8848 | 263.8236 | 287.3238 | 286.4272 | 0 | 0 | 0 | 0
Distribution - All tier Split | 68.6% | Tier 1 |  |  | 1070125.6244 | 977290.6976 | 1064343.034 | 1061021.6458 | 0 | 0 | 0 | 0
From GRC filing, we have the following split by HFTD and non-HFTD:
| 2018-2020 annual average of trees worked on | % trees | 2021 | 2022 | 2023 | 2024 | 2025 | 2026
HFTD | 711487.3333 | 52.17% | 778227.2794 | 718228.2749 | 718228.2749 | 718228.2749 | 718228.2749 | 718228.2749
non-HFTD | 652217.3333 | 47.83% | 713397.5506 | 658396.7251 | 658396.7251 | 658396.7251 | 658396.7251 | 658396.7251
Total | 1363704.6667 |  | 1491624.83 | 1376625 | 1376625 | 1376625 | 1376625 | 1376625

## 7.3.5.2_Financials
Source file: | TN10694-1_20220318T145714_Revised_Section_73a_Atch01.xlsx
Source file location: | WMP -> 2022 -> Financials
|  |  | MWC | MAT | Expense | Expense | Expense ($) |  | Capital | Capital | Capital ($)
[5 empty] | 2020 | 2021 | 2022 | 2023 | 2020 | 2021 | 2022 | 2023
|  | Routine (# of trees) |  |  | 703217813.7 | 630841954.7 | 556789980.1572 | 804238975.2564

## 7.3.5.2_Effectiveness_Source
Assumption: If the Vegetation Management program is halted, all trees not worked on as a result, are at high risk of causing an outage within a given year.
Tree Summary | A Annual cycle trees | B. 2 year cycle trees | C. 3 year cycle trees | D. New trees | E. Bi-Annual trees | Total Identified
2018 | 405206 | 405206 | 405206 | 130279 | 9761 | 1355656
2019 | 465297 | 465297 | 465297 | 336126 | 15906 | 1747923
2020 | 414338 | 414338 | 414338 | 333755 | 9518 | 1586287
Total Average 3 year | 428280.3333 | 428280.3333 | 428280.3333 | 266720 | 11728.3333 | 1563288.6667
27.4% | Calculated the annual average trees identified divided by the total identified average trees
13.7% | 2-year cycle percentage determined
9.132% | 3-year cycle percentage determined
17.06% | New tree percentage determined= total identified trees minus total sum of 1,2,3 and Bi-Annuals (Assumption: New tree percentage is roughly the same year to year)
0.7502% | Calculated the Bi-Annual average trees identified divided by the total identified average trees
The percentage of trees identified above through the different inspeciton cycles, would be at high risk of causing an outage if not worked on through Vegetation Management program each year. Hence summing up the find rates through each inspection cycle gives the overall probability of an untrimmed tree causing an outage within a year if this program were to cease:
Cycle | Annual find rate (2018-2020)
Annual | 27.4%
2 year | 13.7%
3 year | 9.132%
New (trees) | 17.06%
Bi-Annual | 0.7502%
Total % | 68.04%

## 7.3.5.2_Effectiveness
From GRC 2023 filing:
| Value | Reference
Est. Probability of unworked trees causing an outage in a year | 68.04% | SME provided calculations
tree-related Ignition to Outage ratio = Tree-related ignitions (566) / Tree-related outages (30795) | 1.838%
Effectiveness | 1.251%

## 7.3.5.8_Financials
Source file: | 2022 WMP MASTER financials reach out v6 2.14.22 1235 pm.xlsx
Source file location: | WMP -> 2022 -> Financials
|  |  | MWC | MAT | Expense | Expense | Expense ($) |  | Capital | Capital | Capital ($)
[5 empty] | 2020 | 2021 | 2022 | 2023 | 2020 | 2021 | 2022 | 2023
|  | LiDAR inspections of vegetation around transmission electric lines and equipment |  |  | 9927717.37 | 10120589.43 | 13000000 | 13390000

## 7.3.5.8_Effectiveness
From previous WMP submission:
Data Sources: | SME Input, Transmission Overhead Outage Data, Transmission Overhead Ignition Data, 1-EO_WLDFR_Frequency
Assumptions: | Used the number of trees detected and worked from primary LiDAR patrol as well as midcycle LiDAR patrol. Assumed relative consistency of tree population from year to year. The probability of untrimmed tree causing contact with the conductor in Transmission depends on the type of detection.
| 100% | Probability of untrimmed tree (UCD) causing an outage in Transmission
| 90% | Probability of untrimmed tree (grow-in) causing an outage in Transmission
| 2% | Probability of untrimmed tree (fall-in) causing an outage in Transmission
| 339.6966 | Number of units of UCDs | 339.6966 | 56147 | trees worked in 2020 were able to be matched to the VMYear 2020 lidar tree detection dataset | 700 | Number of units of UCDs
| 14558.427 | Number of units of Grow-in trees | 14558.427 |  |  | 30000 | Number of units of Grow-in trees
| 41248.8764 | Number of units of Fall-in trees | 41248.8764 |  |  | 85000 | Number of units of Fall-in trees
| 339.6966 | Number of UCD that could cause an outage
| 13102.5843 | Number of grow-in trees that could cause an outage
| 824.9775 | Number of fall-in trees that could cause an outage
| 1 | Tree-related ignitions from the Transmission Ignition Dataset in tab Pivots
| 304 | Tree-related outages from Transmission Overhead Outage in tab REF_FREQ(Excluding mom.)
| 0.3289% | Tree-related Ignition to Outage ratio
| 14267.2584 | Total number of UCD, grow-in trees & fall-in trees that could cause an outage
| 46.9318 | Number of ignitions avoided
| 1.08 | Number of ignitions in transmission from 1-EO_WLDFR_Frequency in tab Pivots
| 5 | Number of years 2015-2019
| 0.216 | Baseline frequency
| 99.54% | Effectiveness

## 7.3.5.9_Exposure
Source file: | 2022 WMP MASTER financials reach out v6 2.14.22 1235 pm.xlsx
Source file location: | WMP -> 2022 -> Financials
[5 empty] | Units | Units
[5 empty] | Expense | Expense | Expense (Units) |  | Capital | Capital | Capital (Units)
|  |  | MWC | MAT | 2020 | 2021 | 2022 | 2023 | 2020 | 2021 | 2022 | 2023
|  | Tree Mortality - Other discretionary inspections of vegetation around distribution electric lines and equipment | IG | IG# | 65402 | 76871 | 95000 | 65000 | 0 | 0 | 0 | 0
Distribution - HTFD Split | 23.32% | Tier 3 |  |  | 5737.3292 | 6743.4364 | 8333.786 | 5702.0641 | 0 | 0 | 0 | 0
Distribution - HTFD Split | 60.13% | Tier 2 |  |  | 14789.8108 | 17383.3759 | 21483.0132 | 14698.9038 | 0 | 0 | 0 | 0
Distribution - HTFD Split | 0.04924% | Zone 1 |  |  | 12.1109 | 14.2347 | 17.5917 | 12.0364 | 0 | 0 | 0 | 0
Distribution - HTFD Split | 16.5% | Tier 1 |  |  | 44862.7491 | 52729.953 | 65165.6091 | 44586.9957 | 0 | 0 | 0 | 0
Source file: | Risk Bow-Tie Model support files -> EO-WLDFR-5_Data_Pivots_DOVHD_outages_2015-2020 -> Vegetation pivot tab using filters:
0_Driver Modified | Vegetation
In Scope (final)? Asset Type and Condition | Yes
Row Labels | Associated with Ignition | Not associated with Ignition | Grand Total | Ignition to Outage rate
Branch (Not overhanging, > 12ft) | 9 | 605 | 614 | 1.466%
Branch (Not overhanging, 4-12ft) | 2 | 341 | 343 | 0.5831%
Branch (Not overhanging, Distance Unknown) | 74 | 1787 | 1861 | 3.976%
Branch (Not overhanging, within 4ft) |  | 195 | 195 | 0%
Branch (OverHanging) | 96 | 4338 | 4434 | 2.165%
Dead | 25 | 1355 | 1380 | 1.812%
Fell into (Moderate-Severe defect) | 51 | 1212 | 1263 | 4.038%
Fell into (No defect) | 156 | 8172 | 8328 | 1.873%
Fell into (slight defect) | 54 | 1571 | 1625 | 3.323%
Grow Into | 8 | 776 | 784 | 1.02%
Other/Unknown | 91 | 9877 | 9968 | 0.9129%
Grand Total | 566 | 30229 | 30795

## 7.3.5.9_Financials
Source file: | 2022 WMP MASTER financials reach out v6 2.14.22 1235 pm.xlsx
Source file location: | WMP -> 2022 -> Financials
|  |  | MWC | MAT | Expense | Expense | Expense ($) |  | Capital | Capital | Capital ($)
[5 empty] | 2020 | 2021 | 2022 | 2023 | 2020 | 2021 | 2022 | 2023
|  | Tree Mortality - Other discretionary inspections of vegetation around distribution electric lines and equipment | IG | IG# | 82622525.5 | 79361901.6 | 123944230.7918 | 63868853.5597

## 7.3.5.9_Effectiveness
* Effectiveness calculation methodology the same as the WMP 2021, with data to support the probability of 'Outage caused by an untrimmed tree' calculation provided by the SME.
* New sub drivers chosen. Fell Into Moderate Severe Defect and Fell Into Slight Defect
Quantitative Effectiveness Method: Fell Into Moderate Severe Defect
75568.25 | Calculated trees worked by taking the average number of trees in 2020-2023 from the Plan
51415.0583 | Calculated the number of trees that could cause an outage = Tree units (61,373) x Probability of untrimmed tree causing an outage in Distribution (68.04%)
4.038% | Calculated tree-related Ignition to Outage ratio = Fell Into Moderate Severe Defect related ignitions in HFTD & Non HFTD from the 7.3.5.9_Exposure tab(51) / Fell Into Moderate Severe Defect-related outages in HFTD & Non HFTD from the 7.3.5.9_Exposure tab (1,263) = 4.04%
2076.1425 | Calculated the number of ignitions avoided = the number of trees that could cause an outage (41,757) x Ignition to Outage ratio (4.04%)
8.5 | Calculated the baseline frequency (based on 2015-2020) = Number of Fell Into Moderate Severe Defect ignitions in distribution from 7.3.5.9_Exposure tab (51) / The number of years 2015-2020 (6)
99.59% | Calculated effectiveness % = Avoided Ignitions (1,686) / (Avoided Ignitions (1,686) + Baseline Frequency (8.5))
Quantitative Effectiveness Method: Fell Into Slight Defect
75568.25 | Calculated trees worked by taking the average number of trees in 2020-2023 from the Plan
51415.0583 | Calculated the number of trees that could cause an outage = Tree units (61,373) x Probability of untrimmed tree causing an outage in Distribution (68.04%)
3.323% | Calculated tree-related Ignition to Outage ratio = Fell Into Slight Defect related ignitions in HFTD & Non HFTD from the 7.3.5.9_Exposure tab(54) / Fell Into Slight Defect related outages in HFTD & Non HFTD from the 7.3.5.9_Exposure tab (1,625) = 3.32%
1708.5619 | Calculated the number of ignitions avoided = the number of trees that could cause an outage (41,757) x Ignition to Outage ratio (3.32%)
9 | Calculated the baseline frequency (based on 2015-2020) = Number of Fell Into Slight Defect related ignitions in distribution from 7.3.5.9_Exposure tab (54) / The number of years 2015-2020 (6)
99.48% | Calculated effectiveness % = Avoided Ignitions (1,388) / (Avoided Ignitions (1,388) + Baseline Frequency (9))

## 7.3.5.15_Exposure
Source file: | 2022 WMP MASTER financials reach out v7_022222.xlsx
Source file location: | WMP -> 2022 -> Financials
|  |  | MWC | MAT | Expense | Expense | Expense (Units) |  | Capital | Capital | Capital (Units)
[5 empty] | 2020 | 2021 | 2022 | 2023 | 2020 | 2021 | 2022 | 2023
|  | EVM - Remediation of at-risk species | IG | IG# | 1878 | 1983 | 1890 | 1800

## 7.3.5.15_Financials
Source file: | 2022 WMP MASTER financials reach out v7_022222.xlsx
Source file location: | WMP -> 2022 -> Financials
|  | MWC | MAT | Expense | Expense | Expense ($) |  | Capital | Capital | Capital ($)
|  |  |  | 2020 | 2021 | 2022 | 2023 | 2020 | 2021 | 2022 | 2023
|  |  |  | 451390239.3 | 770434505 | 916616000 | 118022400

## 7.3.5.15_Effectiveness
From GRC 2023 filing:
| 2020 | 2021 | 2022 | 2023 | 2024 | 2025 | 2026 | NPV Calculation: | 0 | 0
EVM miles | 1878 | 1870 | 1890 | 1890 | 1890 | 1890 | 1890 |  | 1703803147.398
total HFTD distribution miles | 25461.6694
EVM miles% | 7.376% | 7.344% | 7.423% | 7.423% | 7.423% | 7.423% | 7.423%
| 451390239.23 | 507241926 | 524596892 | 520607348 | 533268508 | 546238099 | 556891785
EVM cost | 451390239.23 | 507241926 | 524596892 | 520607348 | 533268508 | 546238099 | 556891785
EVM Effectiveness Justification by Vegetation Subdriver
Line No. | Vegetation subdriver | Component Effectiveness % | Benefit Length Years | Justification for Effectiveness
1 | Branch (Not overhanging, > 12ft) | 0% | 0 | Includes hazard tree removal, increased clearance, overhang elimination and associated tree removals.
2 | Branch (Not overhanging, 4-12ft) | 50% | 30 | Includes hazard tree removal, increased clearance, overhang elimination and associated tree removals.
3 | Branch (Not overhanging, Distance Unknown) | 0% | 0 | Includes hazard tree removal, increased clearance, overhang elimination and associated tree removals.
4 | Branch (Not overhanging, within 4ft) | 90% | 30 | Includes hazard tree removal, increased clearance, overhang elimination and associated tree removals.
5 | Branch (Overhanging) | 90% | 30 | EVM scope designed to eliminate 100% of overhang outages. Estimate a 90% effectiveness rate.
6 | Dead | 0% | 0 | Routine and Catastrophic Emergency Memorandum Account (CEMA) scopes already designed to prevent all instances of dead trees. Added EVM patrol not expected to further reduce occurrence.
7 | Fell into (Moderate-Severe defect) | 95% | 1 | Includes hazard tree removal, increased clearance, overhang elimination and associated tree removals.
8 | Fell into (No defect) | 0% | 0 | The removal of healthy trees with no sign of defect falls outside of the EVM hazard tree removal scope.
9 | Fell into (Slight defect) | 50% | 1 | Includes hazard tree removal, increased clearance, overhang elimination and associated tree removals.
10 | Grow Into | 50% | 1 | Routine scope already designed to prevent all instances of growth into primary. Added EVM patrol expected to reduce occurrence by estimated 50%.
11 | Other/Unknown | 0% | 0 | Includes hazard tree removal, increased clearance, overhang elimination and associated tree removals.

## 7.3.5.18.2 - Exposure - Source
Substation Name | (All) | [7 empty] | Planned Substation Inspections (Source: 2021 Wildfire Mitigation Plan)
Source: EO-WLDFR-3_RSE Input File | [8 empty] | Based on Distribution Substation or Transmission Substation
Count of Fire Zone (HFTD) | Column Labels | [15 empty] | Substation Exposure
Row Labels | Dist | G | n/a | T | Grand Total | All Substations | Count | % of tier total |  | 2020 | 2021 | 2022 | 2023 | 2024 | 2025 | 2026 |  | 2020 | 2021 | 2022 | 2023 | 2024 | 2025 | 2026
Other |  |  | 1 |  | 1 | D Substation: Tier 1 | 533 | 81.13% | D Substation: Tier 1 | 17.81% | 17.35% | 17.35% | 17.35% | 17.35% | 17.35% | 17.35% | D-Non-HFTD | 14.45% | 14.08% | 14.08% | 14.08% | 14.08% | 14.08% | 14.08%
T1 | 533 | 4 | 3 | 124 | 664 | D Substation: Tier 2 | 156 | 80.41% | D Substation: Tier 2 | 17.01% | 21.65% | 21.65% | 21.65% | 21.65% | 21.65% | 21.65%
T2 | 103 | 26 | 1 | 23 | 153 | D Substation: Tier 3 | 33 | 84.62% | D Substation: Tier 3 | 100% | 100% | 100% | 100% | 200% | 300% | 400%
T2/3A | 53 |  |  | 15 | 68 | D Substation: T2 & T3 | 189 | 81.12% | [8 empty] | D-HFTD | 26.11% | 27.85% | 27.85% | 27.85% | 27.85% | 27.85% | 27.85%
T3 | 33 | 10 | 1 | 6 | 50
Grand Total | 722 | 40 | 6 | 168 | 936 | T Substation: Tier 1 | 124 | 18.87% | T Substation: Tier 1 | 17.81% | 17.35% | 17.35% | 17.35% | 17.35% | 17.35% | 17.35% | T-Non-HFTD | 3.361% | 3.275% | 3.275% | 3.275% | 3.275% | 3.275% | 3.275%
[6 empty] | T Substation: Tier 2 | 38 | 19.59% | T Substation: Tier 2 | 17.01% | 21.65% | 21.65% | 21.65% | 21.65% | 21.65% | 21.65%
[6 empty] | T Substation: Tier 3 | 6 | 15.38% | T Substation: Tier 3 | 100% | 100% | 100% | 100% | 200% | 300% | 400%
|  |  |  | HFTD Substations | 233 | T Substation: T2 & T3 | 44 | 18.88% | [8 empty] | T-HFTD | 6.079% | 6.484% | 6.484% | 6.484% | 6.484% | 6.484% | 6.484%
|  |  |  | non-HFTD | 657
[6 empty] | Total: Tier 1 | 657 |  | Total: Tier 1 | 117 | 114 | 114 | 114 | 114 | 114 | 114
[6 empty] | Total: Tier 2 | 194 |  | Total: Tier 2 | 33 | 42 | 42 | 42 | 42 | 42 | 42
[6 empty] | Total: Tier 3 | 39 |  | Total: Tier 3 | 42 | 38 | 38 | 38 | 38 | 38 | 38
[6 empty] | Total: T3 & T2 | 233 |  | Total: T3 & T2 | 75 | 80 | 80 | 80 | 80 | 80 | 80 |  | =(% of T or D substation*total planned substation)/total substation
[6 empty] | Total: All | 890 |  | Total: All | 192 | 194 | 194 | 194 | 194 | 194 | 194
*Figures in Tier 1 include Substations listed as "adjacent" to HFTD areas in the 2021 WMP.
2022-26 figures assume similar work scope to 2020-2021, per the WMP
[9 empty] | D Substation Non-HFTD | 94.9178 | 92.484 | 92.484 | 92.484 | 92.484 | 92.484 | 92.484
[9 empty] | D Substation HFTD | 62.0745 | 65.927 | 65.927 | 65.927 | 65.927 | 65.927 | 65.927

## 7.3.5.18.2 - Exposure
Per SME, 220 substations are worked on every year for the Defensible Space program – 70%/30% split between transmission/distribution and substation, respectively.
Source: EO-WLDFR-3_RSE Input File
Number of Distribution Substations worked on every year: | 66
% Exposure | 2021 | 2022 | 2023 | 2024 | 2025 | 2026
HFTD - Substation | 34.92% | 34.92% | 34.92% | 34.92% | 34.92% | 34.92%

## 7.3.5.18.1 - Financials
Source: | 2022 WMP MASTER financials reach out v2_122721
|  |  |  | Headcount Related |  | 2020 Act link | 2021 Res link | 2022 Fcst | 2023 Fcst
[6 empty] | Financials | Financials
[5 empty] | Orig Plan | Expense | Expense | Expense ($) |  | Orig Plan | Capital | Capital | Capital ($)
Tier ID | Tier % | Tier | MWC | MAT | 2020 | 2020 | 2021 | 2022 | 2023 | 2020 | 2020 | 2021 | 2022 | 2023
Distribution - HTFD Split | 27.93% | Tier 3 |  |  | 838211.2341 | 843605.68 | 790739.8704 | 788065.2256 | 796740.1135 | 0 | 0 | 0 | 0 | 0
Distribution - HTFD Split | 72.01% | Tier 2 |  |  | 2160758.9904 | 2174664.9094 | 2038386.2855 | 2031491.5287 | 2053853.8416 | 0 | 0 | 0 | 0 | 0
Distribution - HTFD Split | 0.05896% | Zone 1 |  |  | 1769.3736 | 1780.7607 | 1669.1666 | 1663.5207 | 1681.8325 | 0 | 0 | 0 | 0 | 0
Distribution - HTFD Split | 0% | Tier 1 |  |  | 0 | 0 | 0 | 0 | 0 | 0 | 0 | 0 | 0 | 0
Total: |  |  |  |  | 3000739.598 | 3020051.35 | 2830795.3225 | 2821220.275 | 2852275.7876 | 0 | 0 | 0 | 0 | 0

## 7.3.5.18.2 - Financials
Source: | 2022 WMP MASTER financials reach out v2_122721
|  |  | Headcount Related |  | 2020 Act link | 2021 Res link | 2022 Fcst | 2023 Fcst
[5 empty] | Financials | Financials
|  |  |  | Orig Plan | Expense | Expense | Expense ($) |  | Orig Plan | Capital | Capital | Capital ($)
Tier % | Tier | MWC | MAT | 2020 | 2020 | 2021 | 2022 | 2023 | 2020 | 2020 | 2021 | 2022 | 2023
23.37% | Tier 3 |  |  | 715995.2083 | 648416.1522 | 920830.9293 | 812655.8821 | 835219.0563 | 0 | 0 | 0 | 0 | 0
76.52% | Tier 2 |  |  | 2344163.8784 | 2122910.4673 | 3014794.7609 | 2660630.3262 | 2734502.0187 | 0 | 0 | 0 | 0 | 0
0.1085% | Zone 1 |  |  | 3325.0551 | 3011.2205 | 4276.3046 | 3773.9437 | 3878.7263 | 0 | 0 | 0 | 0 | 0
0% | Tier 1 |  |  | 0 | 0 | 0 | 0 | 0 | 0 | 0 | 0 | 0 | 0
Total: |  |  |  | 3063484.1418 | 2774337.84 | 3939901.9949 | 3477060.152 | 3573599.8013 | 0 | 0 | 0 | 0 | 0

## Match esc definition
Define a Customer Extrapolation Multiplier
match | x_match | matching with other series | y[i, j]= y[i-1, j] * x_match[i]/x_match[i-1]
x_match | Description | Year1 | Year2 | 2021 | 2022 | 2023 | 2024 | 2025 | 2026 | 2027 | 2028 | 2029 | 2030 | 2031 | 2032 | 2033 | 2034 | 2035 | 2036 | 2037 | 2038 | 2039 | 2040 | 2041 | 2042 | 2043 | 2044 | 2045 | 2046 | 2047 | 2048 | 2049 | 2050 | 2051 | 2052 | 2053 | 2054 | 2055 | 2056 | 2057 | 2058 | 2059 | 2060 | 2061 | 2062 | 2063 | 2064 | 2065 | 2066 | 2067 | 2068 | 2069 | 2070 | 2071 | 2072 | 2073 | 2074 | 2075 | 2076 | 2077 | 2078 | 2079 | 2080 | 2081 | 2082 | 2083 | 2084 | 2085 | 2086 | 2087 | 2088 | 2089 | 2090 | 2091 | 2092 | 2093 | 2094 | 2095 | 2096 | 2097 | 2098 | 2099 | 2100 | 2101 | 2102 | 2103 | 2104 | 2105 | 2106 | 2107 | 2108 | 2109 | 2110 | 2111 | 2112 | 2113 | 2114 | 2115 | 2116 | 2117 | 2118 | 2119 | 2120 | 2121
case1 |  | 1 | 1 | 1 | 0.5 | 0.5 | 0.5 | 0.5 | 0.5 | 0 | 0 | 0 | 0 | 0 | 0 | 0 | 0 | 0 | 0 | 0 | 0 | 0 | 0 | 0 | 0 | 0 | 0 | 0 | 0 | 0 | 0 | 0 | 0 | 0 | 0 | 0 | 0 | 0 | 0 | 0 | 0 | 0 | 0 | 0 | 0 | 0 | 0 | 0 | 0 | 0 | 0 | 0 | 0 | 0 | 0 | 0 | 0 | 0 | 0 | 0 | 0 | 0 | 0 | 0 | 0 | 0 | 0 | 0 | 0 | 0 | 0 | 0 | 0 | 0 | 0 | 0 | 0 | 0 | 0 | 0 | 0 | 0 | 0 | 0 | 0 | 0 | 0 | 0 | 0 | 0 | 0 | 0 | 0 | 0 | 0 | 0 | 0 | 0 | 0 | 0 | 0 | 0

## Data & Validation
Lookup tables
No. | A | B | C | Risk/Cross Cutting Factor Name | RISK ID | Program Cost Options
1 | 0% | 10% | 15% | Aviation Incident | AVATN | prorate by Program Exposure
2 | 0% | 10% | 15% | Electric Transmission System-Wide Blackout | BLKOT | % of Total Cost (specify to the right)
3 | 0% | 10% | 15% | Loss of Containment on Gas Customer Connected Equipment | CCEPQ
4 | 0% | 2.5% | 5% | Climate | CLIMT | Program Exposure Options
5 | 0% | 2.5% | 5% | Loss of Containment on CNG Station Equipment | CNGEQ | Exposure unit
6 | 0% | 2.5% | 5% | Contractor Safety Incident | CNTSI | % of tranche exposure
7 | 0% | 2.5% | 5% | Insufficient Capacity to Meet High Demand | CPCTY | Work unit
8 | 0% | 2.5% | 5% | Contract Management | CTMGT
9 | 0% | 2.5% | 5% | Cyber Attack | CYBER | Program Type Options
10 | 0% | 2.5% | 5% | Failure of Electric Distribution Network Assets | DNTWK | Mitigation
11 | 0% | 2.5% | 5% | Failure of Electric Distribution Overhead Assets | DOVHD | Control
12 | 0% | 2.5% | 5% | Data Loss Event | DTALS | Foundational Mitigation
13 | 0% | 2.5% | 5% | Failure of Electric Distribution Underground Assets | DUNGD | Foundational Control
|  |  |  | Business Model - Electric | EMODL
|  |  |  | Employee Safety Incident | EMPSI
|  |  |  | Emergency Preparedness and Response | EPNDR
|  |  |  | Business Model - Gas | GMODL | Consequence Options
|  |  |  | Extended Unplanned Shutdown of a Critical Power Generation Asset | GSHUT | Safety
|  |  |  | Hazardous Material Release | HZMAT | Electric Reliability
|  |  |  | IT Asset Failure | ITAFL | Gas Reliability
|  |  |  | Large Uncontrolled Water Release (Dam Failure) | LGUWR | Financial
|  |  |  | Loss of Containment on LNG/CNG Portable Equipment | LNCNG
|  |  |  | Loss of Containment on Gas Distribution Main or Service | LOCDM | Bow Tie Element
|  |  |  | Loss of Containment on Gas Transmission Pipeline | LOCTR | LOF
|  |  |  | Liquidity Shortage | LQDTY | COF
|  |  |  | Large Overpressure Event Downstream of Gas Measurement and Control Facility | LRGOP | LOF and COF
|  |  |  | Loss of Containment at Gas Measurement and Control or Compression and Processing Facility | MCCPF
|  |  |  | Motor Vehicle Safety Incident | MTRSI
|  |  |  | Nuclear Core Damaging Event | NCORE
|  |  |  | Loss of Containment at Natural Gas Storage Well or Reservoir | NGSWR
|  |  |  | Nuclear Extended Shutdown | NSHUT
|  |  |  | Physical Attack | PHYSA
|  |  |  | Records and Information Management | RECIM
|  |  |  | Real Estate and Facilities Failure | REFFL
|  |  |  | Failure of Substation Assets | SBSTN
|  |  |  | Skilled and Qualified Workforce | SQWKF
|  |  |  | Seismic | SSMIC
|  |  |  | 3rd-Party Safety Incident | TPTSI
|  |  |  | Third-Party Risk | TRDPY
|  |  |  | Failure of Electric Transmission Overhead Assets | TRNHD
|  |  |  | Failure of Electric Transmission Underground Assets | TUNGD
|  |  |  | Wildfire | WLDFR

## HFTD Miles
HFTD Line Miles | #REF!
| HFTD Tranche % based on WMP BowTie | Line Miles
Zone 1 | 0.06% | #REF!
Tier 3 | 27.93% | #REF!
Tier 2 | 72.01% | #REF!

## TablePVRR
Asset Group | PVRR Multiplier (no O&M) | Lifetime O&M as % of PVRR
Buildings | 1.4702 | 0
Communications equipment | 1.2527 | 0
Computer hardware | 1.1238 | 0.44918
Computer software | 1.1074 | 0.44918
Electric distribution (<69kV) - Overhead | 1.3891 | 1.1158
Electric distribution (<69kV) - Underground | 1.3891 | 0.38678
Electric transmission (69kV+) | 1.3758 | 0
Electric smart meter | 1.229 | 0
Gas distribution after 2010 | 1.4002 | 1.1518
Gas Meters | 1.3726 | 7.7616
Gas transmission & storage | 1.3686 | 1.7862
Gas (current) held for resale | 1.5881 | 0
Land easement | 1.5197 | 0
Land purchase | 1.448 | 0
Motor vehicles | 1.1661 | 0
Office furniture | 1.241 | 0
Hydro | 1.405 | 0
Hydro additions | 1.3416 | 0
Nuclear | 1.2779 | 0
Nuclear additions | 1.1917 | 0
Fuel cell | 1.1589 | 0
Custom | 0 | 0

## BowTie
TableDriverSubdriver |  | TableTranche |  |  |  | TableOutcome
Driver | Subdriver | Tranche | Exposure | Unit | 2021 miles | Outcome
Contact from object | Animal contact | HFTD - Distribution - Tier 2 - 1QU CoRE ¦ 1QU LoRE | 163.6441 | Miles | 184.2524 | Red Flag Warning - Catastrophic Fires
Contact from object | Balloon contact | HFTD - Distribution - Tier 2 - 1QU CoRE ¦ 2QU LoRE | 353.5334 | Miles | 342.1459 | Red Flag Warning - Destructive Fires
Contact from object | Other contact from object | HFTD - Distribution - Tier 2 - 1QU CoRE ¦ 3QU LoRE | 1013.9529 | Miles | 1045.7977 | Red Flag Warning - Large Fires
Contact from object | Vehicle contact | HFTD - Distribution - Tier 2 - 1QU CoRE ¦ 4QU LoRE | 1483.0022 | Miles | 1437.6834 | Red Flag Warning - Small Fires
Vegetation Contact | Branch (Not overhanging, > 12ft) | HFTD - Distribution - Tier 2 - 1QU CoRE ¦ 5QU LoRE | 1601.5759 | Miles | 1615.3706 | Non-Red Flag Warning - Catastrophic Fires
Vegetation Contact | Branch (Not overhanging, 4-12ft) | HFTD - Distribution - Tier 2 - 2QU CoRE ¦ 1QU LoRE | 193.7699 | Miles | 179.7119 | Non-Red Flag Warning - Destructive Fires
Vegetation Contact | Branch (Not overhanging, Distance Unknown) | HFTD - Distribution - Tier 2 - 2QU CoRE ¦ 2QU LoRE | 543.1039 | Miles | 509.5661 | Non-Red Flag Warning - Large Fires
Vegetation Contact | Branch (Not overhanging, within 4ft) | HFTD - Distribution - Tier 2 - 2QU CoRE ¦ 3QU LoRE | 946.5765 | Miles | 950.8276 | Non-Red Flag Warning - Small Fires
Vegetation Contact | Branch (OverHanging) | HFTD - Distribution - Tier 2 - 2QU CoRE ¦ 4QU LoRE | 1078.9824 | Miles | 1134.6096 | Seismic - Red Flag Warning - Catastrophic Fires
Vegetation Contact | Dead | HFTD - Distribution - Tier 2 - 2QU CoRE ¦ 5QU LoRE | 1464.9153 | Miles | 1463.3797 | Seismic - Non-Red Flag Warning - Catastrophic Fires
Vegetation Contact | Fell into (Moderate-Severe defect) | HFTD - Distribution - Tier 2 - 3QU CoRE ¦ 1QU LoRE | 489.6273 | Miles | 494.5343
Vegetation Contact | Fell into (No defect) | HFTD - Distribution - Tier 2 - 3QU CoRE ¦ 2QU LoRE | 791.1377 | Miles | 739.0344
Vegetation Contact | Fell into (slight defect) | HFTD - Distribution - Tier 2 - 3QU CoRE ¦ 3QU LoRE | 791.1875 | Miles | 796.2245
Vegetation Contact | Grow Into | HFTD - Distribution - Tier 2 - 3QU CoRE ¦ 4QU LoRE | 741.5879 | Miles | 757.6487
Vegetation Contact | Other/Unknown | HFTD - Distribution - Tier 2 - 3QU CoRE ¦ 5QU LoRE | 715.8465 | Miles | 721.5283
Contamination | Contamination | HFTD - Distribution - Tier 2 - 4QU CoRE ¦ 1QU LoRE | 772.1066 | Miles | 734.0513
Equipment / facility failure | Anchor / guy damage or failure | HFTD - Distribution - Tier 2 - 4QU CoRE ¦ 2QU LoRE | 522.2177 | Miles | 549.0677
Equipment / facility failure | Capacitor bank damage or failure | HFTD - Distribution - Tier 2 - 4QU CoRE ¦ 3QU LoRE | 750.2287 | Miles | 758.0137
Equipment / facility failure | Conductor damage or failure | HFTD - Distribution - Tier 2 - 4QU CoRE ¦ 4QU LoRE | 696.1473 | Miles | 682.1613
Equipment / facility failure | Connection device damage or failure | HFTD - Distribution - Tier 2 - 4QU CoRE ¦ 5QU LoRE | 470.836 | Miles | 487.3876
Equipment / facility failure | Crossarm damage or failure | HFTD - Distribution - Tier 2 - 5QU CoRE ¦ 1QU LoRE | 752.6401 | Miles | 714.6389
Equipment / facility failure | Fuse damage or failure | HFTD - Distribution - Tier 2 - 5QU CoRE ¦ 2QU LoRE | 768.4668 | Miles | 794.6718
Equipment / facility failure | Insulator and brushing damage or failure | HFTD - Distribution - Tier 2 - 5QU CoRE ¦ 3QU LoRE | 467.0501 | Miles | 439.3061
Equipment / facility failure | Lightning arrestor damage or failure | HFTD - Distribution - Tier 2 - 5QU CoRE ¦ 4QU LoRE | 347.2658 | Miles | 382.7904
Equipment / facility failure | Other equipment / facility failure | HFTD - Distribution - Tier 2 - 5QU CoRE ¦ 5QU LoRE | 406.8993 | Miles | 411.898
Equipment / facility failure | Pole damage or failure | HFTD - Distribution - Tier 3 - 1QU CoRE ¦ 1QU LoRE | 58.7222 | Miles | 68.3395
Equipment / facility failure | Recloser damage or failure | HFTD - Distribution - Tier 3 - 1QU CoRE ¦ 2QU LoRE | 156.5661 | Miles | 163.8201
Equipment / facility failure | Sectionalizer damage or failure | HFTD - Distribution - Tier 3 - 1QU CoRE ¦ 3QU LoRE | 56.2394 | Miles | 39.0328
Equipment / facility failure | Switch damage or failure | HFTD - Distribution - Tier 3 - 1QU CoRE ¦ 4QU LoRE | 111.286 | Miles | 119.909
Equipment / facility failure | Transformer damage or failure | HFTD - Distribution - Tier 3 - 1QU CoRE ¦ 5QU LoRE | 65.8407 | Miles | 57.0212
Equipment / facility failure | Voltage regulator / booster damage or failure | HFTD - Distribution - Tier 3 - 2QU CoRE ¦ 1QU LoRE | 184.1265 | Miles | 226.4749
Other | All Other | HFTD - Distribution - Tier 3 - 2QU CoRE ¦ 2QU LoRE | 264.4574 | Miles | 311.9586
Unknown | Unknown | HFTD - Distribution - Tier 3 - 2QU CoRE ¦ 3QU LoRE | 279.2931 | Miles | 224.2508
Vandalism / Theft | Vandalism / Theft | HFTD - Distribution - Tier 3 - 2QU CoRE ¦ 4QU LoRE | 108.7427 | Miles | 69.0654
Wire-to-wire contact | Wire-to-wire contact / contamination | HFTD - Distribution - Tier 3 - 2QU CoRE ¦ 5QU LoRE | 22.7224 | Miles | 33.5215
Utility work / Operation | Utility work / Operation | HFTD - Distribution - Tier 3 - 3QU CoRE ¦ 1QU LoRE | 423.2024 | Miles | 449.4697
CC - Seismic Scenario | Seismic Scenario | HFTD - Distribution - Tier 3 - 3QU CoRE ¦ 2QU LoRE | 595.3479 | Miles | 574.4306
|  | HFTD - Distribution - Tier 3 - 3QU CoRE ¦ 3QU LoRE | 215.5262 | Miles | 247.7504
|  | HFTD - Distribution - Tier 3 - 3QU CoRE ¦ 4QU LoRE | 223.3454 | Miles | 213.7942
|  | HFTD - Distribution - Tier 3 - 3QU CoRE ¦ 5QU LoRE | 134.3564 | Miles | 105.542
|  | HFTD - Distribution - Tier 3 - 4QU CoRE ¦ 1QU LoRE | 607.6134 | Miles | 608.7309
|  | HFTD - Distribution - Tier 3 - 4QU CoRE ¦ 2QU LoRE | 572.0063 | Miles | 551.9796
|  | HFTD - Distribution - Tier 3 - 4QU CoRE ¦ 3QU LoRE | 384.7705 | Miles | 400.6021
|  | HFTD - Distribution - Tier 3 - 4QU CoRE ¦ 4QU LoRE | 202.884 | Miles | 213.1612
|  | HFTD - Distribution - Tier 3 - 4QU CoRE ¦ 5QU LoRE | 117.3278 | Miles | 105.5226
|  | HFTD - Distribution - Tier 3 - 5QU CoRE ¦ 1QU LoRE | 1430.0123 | Miles | 1412.9227
|  | HFTD - Distribution - Tier 3 - 5QU CoRE ¦ 2QU LoRE | 527.1275 | Miles | 559.1759
|  | HFTD - Distribution - Tier 3 - 5QU CoRE ¦ 3QU LoRE | 190.7177 | Miles | 189.2879
|  | HFTD - Distribution - Tier 3 - 5QU CoRE ¦ 4QU LoRE | 95.1547 | Miles | 86.1355
|  | HFTD - Distribution - Tier 3 - 5QU CoRE ¦ 5QU LoRE | 97.3625 | Miles | 92.8527
|  | HFTD - Distribution - Zone 1 - 1QU CoRE ¦ 5QU LoRE | 0.18783 | Miles | 0.18783
|  | HFTD - Distribution - Zone 1 - 4QU CoRE ¦ 1QU LoRE | 0.13442 | Miles | 0.13442
|  | HFTD - Distribution - Zone 1 - 5QU CoRE ¦ 1QU LoRE | 10.0154 | Miles | 10.0154
|  | HFTD - Distribution - Zone 1 - 5QU CoRE ¦ 4QU LoRE | 0.27822 | Miles | 0.27822
|  | HFTD - Substation | 1 | Unit | 1
|  | HFTD - Transmission - Tier 2 - 115 kV or Lower | 1299.3 | Miles | 1299.3
|  | HFTD - Transmission - Tier 2 - 230 kV or Higher | 1759.53 | Miles | 1759.53
|  | HFTD - Transmission - Tier 2 - 60/70 kV | 1419.51 | Miles | 1419.51
|  | HFTD - Transmission - Tier 3 - 115 kV or Lower | 446.95 | Miles | 446.95
|  | HFTD - Transmission - Tier 3 - 230 kV or Higher | 557.6 | Miles | 557.6
|  | HFTD - Transmission - Tier 3 - 60/70 kV | 376.43 | Miles | 376.43
|  | HFTD - Transmission - Zone 1 - 115 kV or Lower | 1.27 | Miles | 1.27
|  | HFTD - Transmission - Zone 1 - 230 kV or Higher | 3.1 | Miles | 3.1
|  | HFTD - Transmission - Zone 1 - 60/70 kV | 1.8 | Miles | 1.8
|  | non-HFTD - Distribution | 55300 | Miles | 55300
|  | non-HFTD - Substation | 1 | Unit | 1
|  | non-HFTD - Transmission - 115 kV or Lower | 4431.1 | Miles | 4431.1
|  | non-HFTD - Transmission - 230 kV or Higher | 5106.55 | Miles | 5106.55
|  | non-HFTD - Transmission - 60/70 kV | 3682.86 | Miles | 3682.86
|  | HFTD - Distribution - Zone 1 - All | 10.6159 | Miles
|  | HFTD - Distribution - Tier 2 - All | 18326.3019 | Miles
|  | HFTD - Distribution - Tier 3 - All | 7124.7516 | Miles
|  | HFTD - Distribution - All | 25461.6694 | Miles
|  | HFTD - Transmission - All | 5865.49 | Miles
|  | HFTD - All | 31327.1594 | Miles
|  | non-HFTD - Transmission - All | 13220.51 | Miles
|  | HFTD - Transmission - Tier 2 - All | 4478.34 | Miles
|  | HFTD - Transmission - Tier 3 - All | 1380.98 | Miles
|  | HFTD - Transmission - Zone 1 - All | 6.17 | Miles